NO | NO |  |  |  | 029-10892 |  | Continental Metal Products Co Inc | DSW2AE-2-24 |  | E4628 | WOODLANDS - 5 EAST MEDICAL/SURGICAL | MHHS-Woodlands |  |  |  | 029-10892 |  | Woodlands |  | WOODLANDS - 5 EAST MEDICAL/SURGICAL | [5 empty] | WARMING UNITS, MULTIPURPOSE |  | .needs class | [5 empty] | Continental Sci | [7 empty] | Covered PM Repair - Biomedical | MHHS-Woodlands
NO | NO |  |  |  | 029-09676 |  | Continental Metal Products Co Inc | DSW2AE-2-24 |  | D3360 | WOODLANDS - ER | MHHS-Woodlands |  |  |  | 029-09676 |  | Woodlands |  | WOODLANDS - ER | [5 empty] | WARMING UNITS, MULTIPURPOSE |  | .needs class | [5 empty] | Continental Sci | [7 empty] | Covered PM Repair - Biomedical | MHHS-Woodlands
NO | YES |  |  |  | 029-05869 | 029-05869 | Continental Metal Products Co Inc | DSW3 |  | D797 | OPID - (MC) - MEMORIAL CITY - 422 (MP4) | MHHS-OPID |  |  |  | 029-05869 | 029-05869 | West & Memorial City | OPID - (MC) - MEMORIAL CITY - 422 (MP4) | OPID - (MC) - MEMORIAL CITY - 422 (MP4) | Nucler medicine 1 | 7/1/19 |  |  |  | WARMING UNITS, MULTIPURPOSE |  | .needs class | [5 empty] | Continental Sci |  |  |  |  | 4/23/16 |  |  | Covered PM Repair - Biomedical | MHHS-OPID
NO | YES |  |  |  | 005-06805 | 005-06805 | Continental Metal Products Co Inc | DSW3 |  | D799 | OPID - (TMC) - UPPER KIRBY - 467 | MHHS-OPID |  |  |  | 005-06805 | 005-06805 | TMC | Upper Kirby Outpatient Imaging | OPID - (TMC) - UPPER KIRBY - 467 | Hallway | 12/1/19 |  | 12/1/20 |  | WARMING UNITS, MULTIPURPOSE |  | .needs class | [5 empty] | Continental Sci | [7 empty] | Covered PM Repair - Biomedical | MHHS-OPID
NO | YES |  |  |  | 069-37194 | 069-37194 | Continental Metal Products Co Inc | DSW3 |  | D11138 | TMC - Transional care unit (8) | MHHS-TMC |  |  |  | 069-37194 | 069-37194 | TMC | Memorial Hermann-Texas Medical Center | TMC - Transional care unit (8) | TCU8 | 7/1/19 |  | 7/1/20 |  | WARMING UNITS, MULTIPURPOSE |  | .needs class | [5 empty] | Continental Sci |  |  |  |  | 4/23/16 |  |  | Covered PM Repair - Biomedical | MHHS-TMC
NO | NO |  |  |  | 041-11601 |  | Continental Metal Products Co Inc | DSW3 |  |  | OPID - (MC) - HEDWIG VILLAGE - 469 | MHHS-OPID |  |  |  | 041-11601 |  | West & Memorial City |  | OPID - (MC) - HEDWIG VILLAGE - 469 | [5 empty] | WARMING UNITS, MULTIPURPOSE |  | .needs class | [5 empty] | Continental Sci | [7 empty] | Covered PM Repair - Biomedical | MHHS-OPID
NO | NO |  |  |  | 069-04978 |  | Continental Metal Products Co Inc | DSW3 |  |  | TMC - JONES - NEURO IMU (3J) | MHHS-TMC |  |  |  | 069-04978 |  | TMC |  | TMC - JONES - NEURO IMU (3J) | [5 empty] | WARMING UNITS, MULTIPURPOSE |  | .needs class | [5 empty] | Continental Sci | [7 empty] | Covered PM Repair - Biomedical | MHHS-TMC
NO | NO |  |  |  | 069-41546 |  | Continental Metal Products Co Inc | DSW3 |  | D11157 | TMC - JONES - TRANSPLANT (9WJ) | MHHS-TMC |  |  |  | 069-41546 |  | TMC |  | TMC - JONES - TRANSPLANT (9WJ) | [5 empty] | WARMING UNITS, MULTIPURPOSE |  | .needs class | [5 empty] | Continental Sci | [7 empty] | Covered PM Repair - Biomedical | MHHS-TMC
NO | NO | [5 empty] | Continental Metal Products Co Inc | UNKNOWN |  | d3113 | SUGAR LAND - OR | MHHS-Sugarland | [5 empty] | Sugar Land |  | SUGAR LAND - OR | [5 empty] | WARMING UNITS, MULTIPURPOSE |  | .needs class |  |  |  |  | .needs class | Continental Sci | [7 empty] | Covered PM Repair - Respiratory/Steriliz | MHHS-Sugarland
NO | NO | [5 empty] | Continental Refrigerator | S2R-GD-PT |  |  | SUGAR LAND - PHARMACY | MHHS-Sugarland | [5 empty] | Sugar Land |  | SUGAR LAND - PHARMACY | [5 empty] | REFRIGERATORS, LABORATORY |  | .needs class | [5 empty] | Continental Refrig | [7 empty] | Covered PM Repair - Biomedical | MHHS-Sugarland
NO | YES |  |  |  | 129-04700 | 129-04700 | Continental Refrigerator | S2R-SGD |  |  | Sugar Land-Laboratory | MHHS-Sugarland |  |  |  | 129-04700 | 129-04700 | Sugar Land | MHHS-Sugarland | Sugar Land-Laboratory | Storage | 1/1/20 |  | 1/1/21 |  | REFRIGERATORS, LABORATORY |  | .needs class | [5 empty] | Continental Refrig | [7 empty] | Covered PM Repair - Biomedical | MHHS-Sugarland
NO | NO |  |  |  | 069-40986 |  | Continental Refrigerator | S2R-SGD |  |  | TMC - PHARMACY - MAIN (JG) | MHHS-TMC |  |  |  | 069-40986 |  | TMC |  | TMC - PHARMACY - MAIN (JG) | [5 empty] | REFRIGERATORS, LABORATORY |  | .needs class | [5 empty] | Continental Refrig | [7 empty] | Covered PM Repair - Biomedical | MHHS-TMC
NO | NO |  |  |  | 069-40987 |  | Continental Refrigerator | S2R-SGD |  |  | TMC - PHARMACY - MAIN (JG) | MHHS-TMC |  |  |  | 069-40987 |  | TMC |  | TMC - PHARMACY - MAIN (JG) | [5 empty] | REFRIGERATORS, LABORATORY |  | .needs class | [5 empty] | Continental Refrig | [7 empty] | Covered PM Repair - Biomedical | MHHS-TMC
NO | NO |  |  |  | 013-35237 |  | Control-X Medical Inc | MILESTONE HF |  | M42S2202 | MH MG - (STX) - SOUTH TEXAS - ROSENBERG | MHHS-MG |  |  |  | 013-35237 |  | South |  | MH MG - (STX) - SOUTH TEXAS - ROSENBERG | [5 empty] | RADIOFREQUENCY GENERATOR |  | .needs class | [5 empty] | Control-XMed | [7 empty] | Covered PM Repair - Biomedical | MHHS-MG
YES | YES |  |  |  | 099-06087 | 099-06087 | ControlAir Inc | P3PIP53SS |  | MS51039 | SE - ESOPHAGEAL DISEASE CENTER |  |  |  |  | 099-06087 | 099-06087 |  | Memorial Hermann- SE - ESOPHAGEAL DISEASE CENTER | SE - ESOPHAGEAL DISEASE CENTER | EP4 | 4/1/20 |  | 4/1/20 | No PM Sticker
YES | YES |  |  |  | 35C1500657 | 35C1500657 | Convidien | 980 series ventilator |  | 35C1500657 | Mh icu |  |  |  |  | 35C1500657 | 35C1500657 | West | Memorial Hermann Memorial city medical center | Mh icu | Icu rm 428
NO | NO | [5 empty] | Cook Medical | DP-M250 |  | n68863 | TMC - OR - CVOR (7HVI) | MHHS-TMC |  | Doppler, Fetal Ultrasound |  |  |  | TMC |  | TMC - OR - CVOR (7HVI) | [5 empty] | DETECTORS, BLOOD FLOW/FETAL HEART, ULTRASONIC |  | DOPPLERFETALULTRASND-Cook Vascular-DP-M250 | DOPPLERFETALULTRASND | DP-M250 |  |  |  | Cook Vascular | Doppler, Fetal Ultrasound |  |  | DOPPLERFETALULTRASND-Cook Vascular-DP-M250 |  |  |  | Covered PM Repair - Biomedical | MHHS-TMC
NO | NO |  |  |  | 069-23507 |  | Cook Medical | DP-M250 |  | N6859 | TMC - OR - PEDI OR (2R) | MHHS-TMC |  | Doppler, Fetal Ultrasound |  | 069-23507 |  | TMC |  | TMC - OR - PEDI OR (2R) | [5 empty] | DETECTORS, BLOOD FLOW/FETAL HEART, ULTRASONIC |  | DOPPLERFETALULTRASND-Cook Vascular-DP-M250 | DOPPLERFETALULTRASND | DP-M250 |  |  |  | Cook Vascular | Doppler, Fetal Ultrasound |  |  | DOPPLERFETALULTRASND-Cook Vascular-DP-M250 |  |  |  | Covered PM Repair - Biomedical | MHHS-TMC
NO | NO |  |  |  | 041-18512 |  | Cook Medical | DP-M350 |  | N121904 | MEMORIAL CITY - MOR | MHHS-Mem City |  | Doppler, Blood Flow |  | 041-18512 |  | West & Memorial City |  | MEMORIAL CITY - MOR | [5 empty] | DETECTORS, BLOOD FLOW/FETAL HEART, ULTRASONIC |  | DOPPLERBLOODFLOW-COOK-DP-M350 | DOPPLERBLOODFLOW | DP-M350 |  |  |  | COOK | Doppler, Blood Flow |  | DOPPLERBLOODFLOW-COOK-DP-M350 |  |  |  |  | Covered PM Repair - Biomedical | MHHS-Mem City
NO | NO | [5 empty] | Cook Medical | DP-M350 |  | N106032 | SW - OR | MHHS-Southwest |  | Doppler, Blood Flow |  |  |  | Southwest |  | SW - OR | [5 empty] | DETECTORS, BLOOD FLOW/FETAL HEART, ULTRASONIC |  | DOPPLERBLOODFLOW-COOK-DP-M350 | DOPPLERBLOODFLOW | DP-M350 |  |  |  | COOK | Doppler, Blood Flow |  | DOPPLERBLOODFLOW-COOK-DP-M350 |  |  |  |  | Covered PM Repair - Biomedical | MHHS-Southwest
NO | NO | [5 empty] | Cook Medical | DP-M350 |  | N106031 | SW - OR | MHHS-Southwest |  | Doppler, Blood Flow |  |  |  | Southwest |  | SW - OR | [5 empty] | DETECTORS, BLOOD FLOW/FETAL HEART, ULTRASONIC |  | DOPPLERBLOODFLOW-COOK-DP-M350 | DOPPLERBLOODFLOW | DP-M350 |  |  |  | COOK | Doppler, Blood Flow |  | DOPPLERBLOODFLOW-COOK-DP-M350 |  |  |  |  | Covered PM Repair - Biomedical | MHHS-Southwest
NO | NO |  |  |  | 069-45536 |  | Cook Medical | DP-M350 |  | N137302 | TMC - OR - HERMANN (2HP) | MHHS-TMC |  | Doppler, Blood Flow |  | 069-45536 |  | TMC |  | TMC - OR - HERMANN (2HP) | [5 empty] | DETECTORS, BLOOD FLOW/FETAL HEART, ULTRASONIC |  | DOPPLERBLOODFLOW-COOK-DP-M350 | DOPPLERBLOODFLOW | DP-M350 |  |  |  | COOK | Doppler, Blood Flow |  | DOPPLERBLOODFLOW-COOK-DP-M350 |  |  |  |  | Covered PM Repair - Biomedical | MHHS-TMC
NO | NO |  |  |  | 069-45789 |  | Cook Medical | DP-M350 |  | N154216 | TMC - OR - HERMANN (2HP) | MHHS-TMC |  | Doppler, Blood Flow |  | 069-45789 |  | TMC |  | TMC - OR - HERMANN (2HP) | [5 empty] | DETECTORS, BLOOD FLOW/FETAL HEART, ULTRASONIC |  | DOPPLERBLOODFLOW-COOK-DP-M350 | DOPPLERBLOODFLOW | DP-M350 |  |  |  | COOK | Doppler, Blood Flow |  | DOPPLERBLOODFLOW-COOK-DP-M350 |  |  |  |  | Covered PM Repair - Biomedical | MHHS-TMC
NO | NO |  |  |  | 069-41652 |  | Cook Medical | DP-M350 |  | N132235 | TMC - OR - PEDI OR (2R) | MHHS-TMC |  | Doppler, Blood Flow |  | 069-41652 |  | TMC |  | TMC - OR - PEDI OR (2R) | [5 empty] | DETECTORS, BLOOD FLOW/FETAL HEART, ULTRASONIC |  | DOPPLERBLOODFLOW-COOK-DP-M350 | DOPPLERBLOODFLOW | DP-M350 |  |  |  | COOK | Doppler, Blood Flow |  | DOPPLERBLOODFLOW-COOK-DP-M350 |  |  |  |  | Covered PM Repair - Biomedical | MHHS-TMC
NO | NO |  |  |  | 069-40822 |  | Cook Medical | DP-M350 |  | N129312 | TMC - OR - ROBERTSON (2R) | MHHS-TMC |  | Doppler, Blood Flow |  | 069-40822 |  | TMC |  | TMC - OR - ROBERTSON (2R) | [5 empty] | DETECTORS, BLOOD FLOW/FETAL HEART, ULTRASONIC |  | DOPPLERBLOODFLOW-COOK-DP-M350 | DOPPLERBLOODFLOW | DP-M350 |  |  |  | COOK | Doppler, Blood Flow |  | DOPPLERBLOODFLOW-COOK-DP-M350 |  |  |  |  | Covered PM Repair - Biomedical | MHHS-TMC
NO | NO |  |  |  | 029-09509 |  | Cook Medical | DP-M350 |  | N120312 | WOODLANDS - OR | MHHS-Woodlands |  | Doppler, Blood Flow |  | 029-09509 |  | Woodlands |  | WOODLANDS - OR | [5 empty] | DETECTORS, BLOOD FLOW/FETAL HEART, ULTRASONIC |  | DOPPLERBLOODFLOW-COOK-DP-M350 | DOPPLERBLOODFLOW | DP-M350 |  |  |  | COOK | Doppler, Blood Flow |  | DOPPLERBLOODFLOW-COOK-DP-M350 |  |  |  |  | Covered PM Repair - Biomedical | MHHS-Woodlands
YES | YES |  |  |  | 099-04930 | 099-04930 | Cool Point | Irrigation pump |  |  | KATY - CATH LAB |  |  |  |  | 099-04930 | 099-04930 | Katy | Memorial Hermann Katy Hospital | KATY - CATH LAB | Cath lab 1
YES | YES |  |  |  | 009-09022 | 009-09022 | Cool vest |  |  |  | OR |  |  |  |  | 009-09022 | 009-09022 | Central | GH | OR | OR 8 | 3/1/20
YES | YES |  |  |  | 925-01694 | 925-01694 | CoolShirt Systems | CoolVest |  |  | 4th floor |  |  |  |  | 925-01694 | 925-01694 | Central | Joint Center - Orthopedic and Spine Hospital | 4th floor | RM437
YES | YES |  |  |  | 099-06823 | 099-06823 | CoolShirt Systems | CoolVest |  |  | MEMORIAL CITY - MHT - JHC OR |  |  |  |  | 099-06823 | 099-06823 | West | Memorial Hermann Memorial City Medical Center | MEMORIAL CITY - MHT - JHC OR | MH11 500.1
YES | YES |  |  |  | 099-06824 | 099-06824 | CoolShirt Systems | CoolVest |  |  | MEMORIAL CITY - MHT - JHC OR |  |  |  |  | 099-06824 | 099-06824 | West | Memorial Hermann Memorial City Medical Center | MEMORIAL CITY - MHT - JHC OR | MH11 502.1
YES | YES |  |  |  | 099-06820 | 099-06820 | CoolShirt Systems | CoolVest |  |  | MEMORIAL CITY - MHT - JHC OR |  |  |  |  | 099-06820 | 099-06820 | West | Memorial Hermann Memorial City Medical Center | MEMORIAL CITY - MHT - JHC OR | MH11 506
NO | YES |  |  |  | 925-00944 | 925-00944 | CoolSystems, Inc. |  |  |  | MHOSH-OR | MHHS Orthopedic & Spine |  |  |  | 925-00944 | 925-00944 | Central & Greater Heights | MHHS-Orthopedic & Spine | MHOSH-OR |  | 4/17/19 |  |  |  | WARMING/COOLING UNITS, PATIENT |  | .needs class |  |  |  |  | .needs class | COOLSYSTEMS |  |  |  |  | 8/1/17 | MHOSH Inventory Dec 2019 into 2020 - Copy.xls - Newly Verified |  | Covered PM Repair - Biomedical | MHHS Orthopedic & Spine
NO | YES |  |  |  | 005-10787 | 005-10787 | CoolSystems, Inc. | GAME READY |  | CF09167-B048 | SMR-(PL)-Pearland West (Silverlake) | MHHS-SMR |  | Cryosurgical Unit |  | 005-10787 | 005-10787 | Pearland | MHHS-Others | SMR-(PL)-Pearland West (Silverlake) | Sports med | 9/1/19 | 9/1/20 |  |  | WARMING/COOLING UNITS, PATIENT | Cryosurgical Unit | CRYOSURGICALUNIT-CoolSystems-Game Ready | CRYOSURGICALUNIT | Game Ready |  |  |  | CoolSystems | Cryosurgical Unit |  | CRYOSURGICALUNIT-CoolSystems-Game Ready |  |  |  |  | Covered PM Repair - Biomedical | MHHS-SMR | [8 empty] | CRYOSURGICALUNIT | Cryosurgical Unit | CoolSystems
NO | YES |  |  |  | 005-10790 | 005-10790 | CoolSystems, Inc. | GAME READY |  | CF09167-B023 | SMR-(PL)-Pearland West (Silverlake) | MHHS-SMR |  | Cryosurgical Unit |  | 005-10790 | 005-10790 | Pearland | MHHS-Others | SMR-(PL)-Pearland West (Silverlake) | Sports med | 9/1/19 | 9/1/20 |  |  | WARMING/COOLING UNITS, PATIENT | Cryosurgical Unit | CRYOSURGICALUNIT-CoolSystems-Game Ready | CRYOSURGICALUNIT | Game Ready |  |  |  | CoolSystems | Cryosurgical Unit |  | CRYOSURGICALUNIT-CoolSystems-Game Ready |  |  |  |  | Covered PM Repair - Biomedical | MHHS-SMR | [8 empty] | CRYOSURGICALUNIT | Cryosurgical Unit | CoolSystems
NO | YES |  |  |  | 005-10791 | 005-10791 | CoolSystems, Inc. | GAME READY |  | CF09167-B032 | SMR-(PL)-Pearland West (Silverlake) | MHHS-SMR |  | Cryosurgical Unit |  | 005-10791 | 005-10791 | Pearland | MHHS-Others | SMR-(PL)-Pearland West (Silverlake) | Sports med | 9/1/19 | 9/1/20 |  |  | WARMING/COOLING UNITS, PATIENT | Cryosurgical Unit | CRYOSURGICALUNIT-CoolSystems-Game Ready | CRYOSURGICALUNIT | Game Ready |  |  |  | CoolSystems | Cryosurgical Unit |  | CRYOSURGICALUNIT-CoolSystems-Game Ready |  |  |  |  | Covered PM Repair - Biomedical | MHHS-SMR | [8 empty] | CRYOSURGICALUNIT | Cryosurgical Unit | CoolSystems
YES | YES |  |  |  | 005-13173 | 005-13173 | CoolVest System | CTHSE |  |  | MEMORIAL CITY - CARDIOLOGY |  |  |  |  | 005-13173 | 005-13173 | West | Memorial Hermann - Memorial City | MEMORIAL CITY - CARDIOLOGY | Cath Lab E9 125 Storage Closet
NO | YES |  |  |  | 009-09995 | 009-09995 | COOLVEST SYSTEM | CTHSE-C-100 UL COOLING VEST |  |  | GH-OR | MHHS-Greater Heights |  |  |  | 009-09995 | 009-09995 | Central & Greater Heights | MHHS-Greater Heights | GH-OR | Storage room | 5/1/19 |  | 5/1/20 |  | PADS, CIRCULATING FLUID |  | .needs class | [10 empty] | 11/7/17 |  |  | Covered PM Repair - Biomedical | MHHS-Greater Heights
NO | YES | [5 empty] | COOLVEST SYSTEM | CTHSE-C-100 UL COOLING VEST |  |  | MEMORIAL CITY - MOR | MHHS-Mem City | [5 empty] | West | Memorial City - Memorial Hermann Hospital | MEMORIAL CITY - MOR | Equipment Storage |  |  |  | PM past due | PADS, CIRCULATING FLUID |  | .needs class | [13 empty] | Covered PM Repair - Respiratory/Steriliz | MHHS-Mem City
YES | YES |  |  |  | 041-11611 | 041-11611 | COOLVEST SYSTEM | CTHSE-C-100 UL COOLING VEST |  |  | MEMORIAL CITY - MOR |  |  |  |  | 041-11611 | 041-11611 | West | Memorial City - Memorial Hermann Hospital | MEMORIAL CITY - MOR | Equipment Storage |  |  |  |  | PADS, CIRCULATING FLUID
NO | NO | [5 empty] | COOLVEST SYSTEM | CTHSE-C-100 UL COOLING VEST |  |  | MEMORIAL CITY - MOR | MHHS-Mem City | [5 empty] | West & Memorial City |  | MEMORIAL CITY - MOR | [5 empty] | PADS, CIRCULATING FLUID |  | .needs class | [13 empty] | Not Covered Vendor Only - Resp/Ster | MHHS-Mem City
NO | NO |  |  |  | 013-37487 |  | COOLVEST SYSTEM | CTHSE-C-100 UL COOLING VEST |  |  | SW - OR | MHHS-Southwest |  |  |  | 013-37487 |  | Southwest |  | SW - OR | [5 empty] | PADS, CIRCULATING FLUID |  | .needs class | [13 empty] | Covered PM Repair - Biomedical | MHHS-Southwest
NO | NO |  |  |  | 013-37488 |  | COOLVEST SYSTEM | CTHSE-C-100 UL COOLING VEST |  |  | SW - OR | MHHS-Southwest |  |  |  | 013-37488 |  | Southwest |  | SW - OR | [5 empty] | PADS, CIRCULATING FLUID |  | .needs class | [13 empty] | Covered PM Repair - Respiratory/Steriliz | MHHS-Southwest
NO | NO |  |  |  | 013-37489 |  | COOLVEST SYSTEM | CTHSE-C-100 UL COOLING VEST |  |  | SW - OR | MHHS-Southwest |  |  |  | 013-37489 |  | Southwest |  | SW - OR | [5 empty] | PADS, CIRCULATING FLUID |  | .needs class | [13 empty] | Covered PM Repair - Respiratory/Steriliz | MHHS-Southwest
YES | YES |  |  |  | 151-04428 |  | Cooper Instrument Corporation | TM99A |  |  | Biomed Department |  |  |  |  | 151-04428 |  | West | Memorial Hermann - Memorial City | Biomed Department | Biomed Department
YES | YES | Serial Number Cnf |  |  | 151-05110 | 151-05110 | Cooper Surgical | Ally UPS |  | CNF | CY - OR |  |  |  |  | 151-05110 | 151-05110 | Northwest | Memorial Hermann Cypress Hospital | CY - OR | OR 3 | [5 empty] | Limb or Body Positioner | POSITION-CooperSurgical-ALLY | [23 empty] | POSITION | Limb or Body Positioner | CooperSurgical
YES | YES | Serial Number Lock in |  |  | 041-33945 | 041-33945 | Cooper Surgical | Clear Tone |  | Lock in | MEMORIAL CITY - LDR - |  |  |  |  | 041-33945 | 041-33945 | West | Memorial City | MEMORIAL CITY - LDR - | 3M225.1. Medication Authorized Personnel |  |  | 4/1/20
YES | YES |  |  |  | 142-08013 | 142-08013 | CooperSurgical | ALLY |  | AU-ups | NE - OR |  |  |  |  | 142-08013 | 142-08013 | Katy | Memorial Hermann Northeast Hospital | NE - OR | Or storage | 6/1/19 | 6/1/20 |  |  |  | Limb or Body Positioner | POSITION-CooperSurgical-ALLY | [22 empty] | Limb or Body Positioner | POSITION | Limb or Body Positioner | CooperSurgical
YES | YES | Serial Number Cnf |  |  | 005-13201 | 005-13201 | CooperSurgical | ClearTone |  | CNF | Emergency OB |  |  |  |  | 005-13201 | 005-13201 | West | Womens Memorial Hermann Memorial City Hospital | Emergency OB | Room 5
YES | YES | [5 empty] | CooperSurgical | ClearTone |  |  | Emergency center | [6 empty] | West | Memorial Hermann Memorial city medical center emergency center | Emergency center | Triage |  |  |  | Serial for id
YES | YES |  |  |  | 142-09226 | 142-09226 | CooperSurgical | EndoSee (53612) |  | C1930E1704 | MH MG - (WDLS) - OB/GYN (MP3) |  |  |  |  | 142-09226 | 142-09226 | Woodlands | Memorial Hermann Medical Group Specialists for Women (#350) | MH MG - (WDLS) - OB/GYN (MP3) | Exam Room 12
YES | YES |  |  |  | 099-00723 | 099-00723 | CooperSurgical | endosee 38335 |  | M1781000300315 | MH MG - (NE) - KINGWOOD OB/GYN |  |  |  |  | 099-00723 | 099-00723 | NorthEast |  | MH MG - (NE) - KINGWOOD OB/GYN |  |  |  |  | No pm |  | Monitor, Video | MONITORVIDEO-CooperSurgical-endosee 38335 | [22 empty] | Monitor, Video | MONITORVIDEO | Monitor, Video | CooperSurgical
YES | YES |  |  |  | 099-00724 | 099-00724 | CooperSurgical | endosee 38335 |  | H1581000200474 | MH MG - (NE) - KINGWOOD OB/GYN |  |  |  |  | 099-00724 | 099-00724 | NorthEast |  | MH MG - (NE) - KINGWOOD OB/GYN |  |  |  |  | No pm |  | Monitor, Video | MONITORVIDEO-CooperSurgical-endosee 38335 | [22 empty] | Monitor, Video | MONITORVIDEO | Monitor, Video | CooperSurgical
YES | YES |  |  |  | 013-39206 | 013-39206 | CooperSurgical | L250 |  |  | SW - ICU |  |  |  |  | 013-39206 | 013-39206 | Southwest | Memorial Hermann Southwest Hospital | SW - ICU | ICU HALLWAY
YES | YES |  |  |  | 151-04615 | 151-04615 | CooperSurgical | LEEP Precision |  |  | HM MED GROUP MULIT DISC |  |  |  |  | 151-04615 | 151-04615 | Northwest | Memorial Hermann Medical Group Cypress Multi-Specialty (#600) | HM MED GROUP MULIT DISC | Proceedue room 1 | 1/1/20 | 8/1/20 |  |  |  | Electrosurgical Unit | ELECTROSURGICALUNIT-CooperSurgical-LEEP Precision | [12 empty] | ESU-SA | [9 empty] | Electrosurgical Unit | ELECTROSURGICALUNIT | Electrosurgical Unit | CooperSurgical
YES | YES |  |  |  | 017-01412 | 017-01412 | CooperSurgical | LP-10-120 |  |  | MH MG - (WDLS) - OB/GYN (MP3) |  |  |  |  | 017-01412 | 017-01412 | Woodlands |  | MH MG - (WDLS) - OB/GYN (MP3) | OBGYN | 3/1/20 |  | 8/1/20
YES | YES |  |  |  | 099-00229 | 099-00229 | CooperSurgical | WES51 |  | 336B | KATY - |  |  |  |  | 099-00229 | 099-00229 | Katy | Katy | KATY - | Bio med shop |  |  |  | No pm
NO | YES |  |  |  | 142-06190 | 142-06190 | CooperSurgical, Inc. |  |  | 300795-40 | MH MG-(NE)-Summer Creek CCC | MHHS-MG |  | System, Evacuation, Smoke |  | 142-06190 | 142-06190 | Katy | MHHS-MG | MH MG-(NE)-Summer Creek CCC |  | 7/1/19 | 7/1/20 |  |  | SMOKE EVACUATION SYSTEMS, SURGICAL | System, Evacuation, Smoke | SYSEVACSMOKE-CooperSurgical-6080 | SYSEVACSMOKE |  |  |  |  | CooperSurgical | System, Evacuation, Smoke |  | SYSEVACSMOKE-CooperSurgical-6080 |  |  |  |  | Covered PM Repair - Biomedical | MHHS-MG | [8 empty] | SYSEVACSMOKE | System, Evacuation, Smoke | CooperSurgical
NO | YES |  |  |  | 129-07845 | 129-07845 | CooperSurgical, Inc. | ALLY |  |  | Sugar Land-OR | MHHS-Sugarland |  | Limb or Body Positioner |  | 129-07845 | 129-07845 | Sugar Land | MHHS-Sugarland | Sugar Land-OR | OR Storage | 8/1/19 |  |  |  | ROBOTIC ARMS | Limb or Body Positioner | POSITION-CooperSurgical-ALLY | POSITION | ALLY |  |  |  | CooperSurgical | Limb or Body Positioner |  | POSITION-CooperSurgical-ALLY |  | 10/21/19 |  |  | Covered PM Repair - Biomedical | MHHS-Sugarland | [8 empty] | POSITION | Limb or Body Positioner | CooperSurgical
NO | NO | [5 empty] | CooperSurgical, Inc. | ALLY |  |  | NE - OR | MHHS-Northeast |  | Limb or Body Positioner |  |  |  | Katy |  | NE - OR | [5 empty] | ROBOTIC ARMS |  | POSITION-CooperSurgical-ALLY | POSITION | ALLY |  |  |  | CooperSurgical | Limb or Body Positioner |  | POSITION-CooperSurgical-ALLY |  |  |  |  | Covered PM Repair - Biomedical | MHHS-Northeast
NO | YES |  |  |  | 069-41724 | 069-41724 | CooperSurgical, Inc. | CE2000 |  |  | TMC-OR-Robertson (2R) | MHHS-TMC |  | Cryosurgical Unit |  | 069-41724 | 069-41724 | TMC | MHHS-TMC | TMC-OR-Robertson (2R) | TMC - OR - ROBERTSON (2R) | 11/1/19 |  | 5/1/21 |  | CRYOSURGICAL UNITS |  | CRYOSURGICALUNIT-CooperSurgical-CE2000 | CRYOSURGICALUNIT | CE2000 |  |  |  | CooperSurgical | Cryosurgical Unit |  | CRYOSURGICALUNIT-CooperSurgical-CE2000 |  | 1/1/12 |  |  | Covered PM Repair - Biomedical | MHHS-TMC
NO | NO |  |  |  | 041-17649 |  | CooperSurgical, Inc. | CLEARTONE |  | CA003046 | MEMORIAL CITY - ER | MHHS-Mem City |  | Doppler, Fetal Ultrasound |  | 041-17649 |  | West & Memorial City |  | MEMORIAL CITY - ER | [5 empty] | DETECTORS, BLOOD FLOW/FETAL HEART, ULTRASONIC |  | DOPPLERFETALULTRASND-CooperSurgical-ClearTone | DOPPLERFETALULTRASND | ClearTone |  |  |  | CooperSurgical | Doppler, Fetal Ultrasound |  | DOPPLERFETALULTRASND-CooperSurgical-ClearTone |  |  |  |  | Covered PM Repair - Biomedical | MHHS-Mem City
NO | NO |  |  |  | 041-18384 |  | CooperSurgical, Inc. | CLEARTONE |  |  | MEMORIAL CITY - ER | MHHS-Mem City |  | Doppler, Fetal Ultrasound |  | 041-18384 |  | West & Memorial City |  | MEMORIAL CITY - ER | [5 empty] | DETECTORS, BLOOD FLOW/FETAL HEART, ULTRASONIC |  | DOPPLERFETALULTRASND-CooperSurgical-ClearTone | DOPPLERFETALULTRASND | ClearTone |  |  |  | CooperSurgical | Doppler, Fetal Ultrasound |  | DOPPLERFETALULTRASND-CooperSurgical-ClearTone |  |  |  |  | Covered PM Repair - Biomedical | MHHS-Mem City
NO | NO |  |  |  | 041-32132 |  | CooperSurgical, Inc. | CLEARTONE |  |  | MEMORIAL CITY - LABOR & DELIVERY | MHHS-Mem City |  | Doppler, Fetal Ultrasound |  | 041-32132 |  | West & Memorial City |  | MEMORIAL CITY - LABOR & DELIVERY | [5 empty] | DETECTORS, BLOOD FLOW/FETAL HEART, ULTRASONIC |  | DOPPLERFETALULTRASND-CooperSurgical-ClearTone | DOPPLERFETALULTRASND | ClearTone |  |  |  | CooperSurgical | Doppler, Fetal Ultrasound |  | DOPPLERFETALULTRASND-CooperSurgical-ClearTone |  |  |  |  | Covered PM Repair - Biomedical | MHHS-Mem City
NO | NO |  |  |  | CC004200 |  | CooperSurgical, Inc. | CLEARTONE |  | CC004200 | MH MG - (WDLS) - SPECIALIST FOR WOMEN (MP3) | MHHS-MG |  | Doppler, Fetal Ultrasound |  | CC004200 |  | Woodlands |  | MH MG - (WDLS) - SPECIALIST FOR WOMEN (MP3) | [5 empty] | DETECTORS, BLOOD FLOW/FETAL HEART, ULTRASONIC |  | DOPPLERFETALULTRASND-CooperSurgical-ClearTone | DOPPLERFETALULTRASND | ClearTone |  |  |  | CooperSurgical | Doppler, Fetal Ultrasound |  | DOPPLERFETALULTRASND-CooperSurgical-ClearTone |  |  |  |  | Covered PM Repair - Biomedical | MHHS-MG
NO | NO |  |  |  | CC004201 |  | CooperSurgical, Inc. | CLEARTONE |  | CC004201 | MH MG - (WDLS) - SPECIALIST FOR WOMEN (MP3) | MHHS-MG |  | Doppler, Fetal Ultrasound |  | CC004201 |  | Woodlands |  | MH MG - (WDLS) - SPECIALIST FOR WOMEN (MP3) | [5 empty] | DETECTORS, BLOOD FLOW/FETAL HEART, ULTRASONIC |  | DOPPLERFETALULTRASND-CooperSurgical-ClearTone | DOPPLERFETALULTRASND | ClearTone |  |  |  | CooperSurgical | Doppler, Fetal Ultrasound |  | DOPPLERFETALULTRASND-CooperSurgical-ClearTone |  |  |  |  | Covered PM Repair - Biomedical | MHHS-MG
NO | NO |  |  |  | 129-07417 |  | CooperSurgical, Inc. | CLEARTONE |  | CD004153 | SUGAR LAND - ER | MHHS-Sugarland |  | Doppler, Fetal Ultrasound |  | 129-07417 |  | Sugar Land |  | SUGAR LAND - ER | [5 empty] | DETECTORS, BLOOD FLOW/FETAL HEART, ULTRASONIC |  | DOPPLERFETALULTRASND-CooperSurgical-ClearTone | DOPPLERFETALULTRASND | ClearTone |  |  |  | CooperSurgical | Doppler, Fetal Ultrasound |  | DOPPLERFETALULTRASND-CooperSurgical-ClearTone |  |  |  |  | Covered PM Repair - Biomedical | MHHS-Sugarland
NO | YES |  |  |  | 017-01408 | 017-01408 | CooperSurgical, Inc. | F9 |  | 560156-M17703410032 | MH MG-(WDLS)-Ob/Gyn (Mp3) | MHHS-MG |  | Monitor, Cardiac, Fetal |  | 017-01408 | 017-01408 | Woodlands | MHHS-MG | MH MG-(WDLS)-Ob/Gyn (Mp3) | OBGYN | 8/1/19 |  | 2/1/19 |  | MONITORS, BEDSIDE, FETAL | Monitor, Cardiac, Fetal | MONITORCARDIACFETAL-CooperSurgical-F9 | MONITORCARDIACFETAL | F9 |  |  |  | CooperSurgical | Monitor, Cardiac, Fetal |  | MONITORCARDIACFETAL-CooperSurgical-F9 |  | 10/22/14 |  | MCF-A | Covered PM Repair - Biomedical | MHHS-MG | [8 empty] | MONITORCARDIACFETAL | Monitor, Cardiac, Fetal | CooperSurgical
NO | NO |  |  |  | 029-12382 |  | CooperSurgical, Inc. | F9 |  | 460956-M18504390017 | WOODLANDS - BIOMEDICAL SERVICES | MHHS-Woodlands |  | Monitor, Cardiac, Fetal |  | 029-12382 |  | Woodlands |  | WOODLANDS - BIOMEDICAL SERVICES | [5 empty] | MONITORS, BEDSIDE, FETAL |  | MONITORCARDIACFETAL-CooperSurgical-F9 | MONITORCARDIACFETAL | F9 |  |  |  | CooperSurgical | Monitor, Cardiac, Fetal |  | MONITORCARDIACFETAL-CooperSurgical-F9 |  |  |  |  | Covered PM Repair - Biomedical | MHHS-Woodlands
NO | YES |  |  |  | 069-02978 | 069-02978 | CooperSurgical, Inc. | GUL |  |  | TMC-OR-Robertson (2R) | MHHS-TMC |  | Colposcope |  | 069-02978 | 069-02978 | TMC | MHHS-TMC | TMC-OR-Robertson (2R) | TMC OR ROBERTSON (2R) | 3/1/20 |  | 9/1/20 |  | MICROSCOPES, LIGHT, OPERATING |  | COLPOSCOPE-Leisegang-GUL | COLPOSCOPE | GUL |  |  |  | Leisegang | Colposcope |  |  | COLPOSCOPE-Leisegang-GUL |  |  |  | Covered PM Repair - Biomedical | MHHS-TMC
NO | YES |  |  |  | 142-06199 | 142-06199 | CooperSurgical, Inc. | HER OPTION |  | 566681001A | MH MG-(NE)-Summer Creek CCC | MHHS-MG |  |  |  | 142-06199 | 142-06199 | Katy | MHHS-MG | MH MG-(NE)-Summer Creek CCC |  | 7/1/19 | 7/1/20 |  |  | RADIOFREQUENCY THERAPY SYSTEMS, TISSUE ABLATION |  | .needs class | [5 empty] | CooperSurgical |  |  |  |  | 5/7/19 |  |  | Covered PM Repair - Biomedical | MHHS-MG
NO | YES |  |  |  | 143-01792 | 143-01792 | CooperSurgical, Inc. | L250 |  |  | MH MG-(CY)-Cypress Multi Specialty | MHHS-MG |  | Doppler, Fetal Ultrasound |  | 143-01792 | 143-01792 | Northwest | MHHS-MG | MH MG-(CY)-Cypress Multi Specialty | Exam Room 4 |  |  |  |  | DETECTORS, BLOOD FLOW/FETAL HEART, ULTRASONIC | Doppler, Fetal Ultrasound | DOPPLERFETALULTRASND-SummitDoppler-L250 | DOPPLERFETALULTRASND | L250 |  |  |  | Summit Doppler | Doppler, Fetal Ultrasound |  |  | DOPPLERFETALULTRASND-SummitDoppler-L250 |  |  |  | Covered PM Repair - Biomedical | MHHS-MG | [8 empty] | DOPPLERFETALULTRASND | Doppler, Fetal Ultrasound | Summit Doppler
NO | YES |  |  |  | 143-01803 | 143-01803 | CooperSurgical, Inc. | L250 |  |  | MH MG-(CY)-Cypress Multi Specialty | MHHS-MG |  | Doppler, Fetal Ultrasound |  | 143-01803 | 143-01803 | Northwest | MHHS-MG | MH MG-(CY)-Cypress Multi Specialty | Exam Room 1 |  |  |  |  | DETECTORS, BLOOD FLOW/FETAL HEART, ULTRASONIC | Doppler, Fetal Ultrasound | DOPPLERFETALULTRASND-SummitDoppler-L250 | DOPPLERFETALULTRASND | L250 |  |  |  | Summit Doppler | Doppler, Fetal Ultrasound |  |  | DOPPLERFETALULTRASND-SummitDoppler-L250 | 9/1/18 |  |  | Covered PM Repair - Biomedical | MHHS-MG | [8 empty] | DOPPLERFETALULTRASND | Doppler, Fetal Ultrasound | Summit Doppler
NO | YES |  |  |  | 929-01440 | 929-01440 | CooperSurgical, Inc. | LEEP PRECISION |  |  | MH MG-(NE)-Kingwood Ob/Gyn | MHHS-MG |  | Electrosurgical Unit |  | 929-01440 | 929-01440 | Katy | MHHS-MG | MH MG-(NE)-Kingwood Ob/Gyn |  | 9/1/19 | 9/1/20 |  |  | ELECTROSURGICAL UNITS | Electrosurgical Unit | ELECTROSURGICALUNIT-CooperSurgical-LEEP Precision | ELECTROSURGICALUNIT | LEEP Precision |  |  |  | CooperSurgical | Electrosurgical Unit |  | ELECTROSURGICALUNIT-CooperSurgical-LEEP Precision |  |  |  | ESU-SA | Covered PM Repair - Radiology, Low End | MHHS-MG | [8 empty] | ELECTROSURGICALUNIT | Electrosurgical Unit | CooperSurgical
NO | YES |  |  |  | 142-06198 | 142-06198 | CooperSurgical, Inc. | LUMAX TS PRO |  |  | MH MG-(NE)-Kingwood Ob/Gyn | MHHS-MG |  |  |  | 142-06198 | 142-06198 | Katy | MHHS-MG | MH MG-(NE)-Kingwood Ob/Gyn | Procedure Room 143 | 9/1/19 | 9/1/20 |  |  | URODYNAMIC MEASUREMENT SYSTEMS |  | .needs class | [5 empty] | CooperSurgical | [7 empty] | Not Covered Vendor Only - Biomedical | MHHS-MG
NO | YES |  |  |  | 029-12248 | 029-12248 | CooperSurgical, Inc. | LUMAX TS PRO |  |  | MH MG-(WDLS)-Ob/Gyn (Mp3) | MHHS-MG |  |  |  | 029-12248 | 029-12248 | Woodlands | MHHS-MG | MH MG-(WDLS)-Ob/Gyn (Mp3) | Storage | 8/1/19 |  | 8/1/20 |  | URODYNAMIC MEASUREMENT SYSTEMS |  | .needs class | [5 empty] | CooperSurgical |  |  |  |  | 8/15/16 |  |  | Covered PM Repair - Biomedical | MHHS-MG
NO | YES |  |  |  | 029-12376 | 029-12376 | CooperSurgical, Inc. | LUMAX TS PRO |  |  | MH MG-(WDLS)-Ob/Gyn (Mp3) | MHHS-MG |  |  |  | 029-12376 | 029-12376 | Woodlands | MHHS-MG | MH MG-(WDLS)-Ob/Gyn (Mp3) | OBGYN | 8/1/19 |  | 8/1/20 |  | URODYNAMIC MEASUREMENT SYSTEMS |  | .needs class | [5 empty] | CooperSurgical |  |  |  |  | 8/15/16 |  |  | Covered PM Repair - Biomedical | MHHS-MG
YES | YES |  |  |  | 074-06231 | 074-06231 | Copan Wasp SRL | WASP (W086) |  | 086-080-0410 | SW-Microbiology |  |  |  |  | 074-06231 | 074-06231 | Southwest | Memorial Hermann Southwest Hospital | SW-Microbiology | Microbiology
YES | YES |  |  |  | 041-34458 | 041-34458 | Core Products Int | Glidescope |  | CM192636 | MEMORIAL CITY - EAST TOWER - NEUROLOGY |  |  |  |  | 041-34458 | 041-34458 | West |  | MEMORIAL CITY - EAST TOWER - NEUROLOGY
NO | NO | [5 empty] | CORNELL COMMUNICATIONS, INC. | AUDIO VISUAL |  | 123456A | TMC - MHTMC - NURSE CALL | MHHS-TMC | [5 empty] | TMC |  | TMC - MHTMC - NURSE CALL | [5 empty] | HOSPITAL COMMUNICATION SYSTEMS, NURSE CALL |  | .needs class |  |  |  |  | .needs class | Cornell Com | [7 empty] | Covered PM Repair - Biomedical | MHHS-TMC
NO | NO |  |  |  | 069-15341 |  | Corning Incorporated |  |  |  | TMC - LABORATORY - CHEMISTRY (1R) | MHHS-TMC |  | Meter, pH |  | 069-15341 |  | TMC |  | TMC - LABORATORY - CHEMISTRY (1R) | [5 empty] | PH METERS |  | METERPH-Corning Inc-430 | METERPH |  |  |  |  | Corning Inc | Meter, pH |  | METERPH-Corning Inc-430 |  |  |  |  | Covered PM Repair - Biomedical | MHHS-TMC
NO | NO |  |  |  | 142-07078 |  | Corning Incorporated | EA-WMTS-RU-GECH-4 |  | 5D3452B | NE - TELEMETRY | MHHS-Northeast |  |  |  | 142-07078 |  | Katy |  | NE - TELEMETRY | [5 empty] | MONITORS, TELEMETRIC, RECEIVER |  | .needs class | [5 empty] | Corning Inc | [7 empty] | Covered PM Repair - Biomedical | MHHS-Northeast
NO | NO |  |  |  | 142-07079 |  | Corning Incorporated | EA-WMTS-RU-GECH-4 |  | 5F35122 | NE - TELEMETRY | MHHS-Northeast |  |  |  | 142-07079 |  | Katy |  | NE - TELEMETRY | [5 empty] | MONITORS, TELEMETRIC, RECEIVER |  | .needs class | [5 empty] | Corning Inc | [7 empty] | Covered PM Repair - Biomedical | MHHS-Northeast
NO | NO |  |  |  | 142-07249 |  | Corning Incorporated | EA-WMTS-RU-GECH-4 |  | 5F3512A | NE - TELEMETRY | MHHS-Northeast |  |  |  | 142-07249 |  | Katy |  | NE - TELEMETRY | [5 empty] | MONITORS, TELEMETRIC, RECEIVER |  | .needs class | [5 empty] | Corning Inc | [7 empty] | Covered PM Repair - Biomedical | MHHS-Northeast
NO | NO |  |  |  | 142-07250 |  | Corning Incorporated | EA-WMTS-RU-GECH-4 |  | 5D34527 | NE - TELEMETRY | MHHS-Northeast |  |  |  | 142-07250 |  | Katy |  | NE - TELEMETRY | [5 empty] | MONITORS, TELEMETRIC, RECEIVER |  | .needs class | [5 empty] | Corning Inc | [7 empty] | Covered PM Repair - Biomedical | MHHS-Northeast
NO | YES |  |  |  | 069-43555 | 069-43555 | Corning Incorporated | PC-351 |  | NSN | TMC-Laboratory-HLA Lab (1R) | MHHS-TMC |  | Hotplate |  | 069-43555 | 069-43555 | TMC | MHHS-TMC | TMC-Laboratory-HLA Lab (1R) | DNA Lab | 3/1/17 |  |  |  | MIXERS, CLINICAL LABORATORY |  | HOTPLATE-Corning Inc-PC-351 | HOTPLATE | PC-351 |  |  |  | Corning Inc | Hotplate |  | HOTPLATE-Corning Inc-PC-351 |  | 8/15/20 |  |  | Not Covered Vendor Only - Biomedical | MHHS-TMC
NO | NO |  |  |  | 069-13227 |  | Corning Incorporated | PC-351 |  | NO S/N | TMC - LABORATORY - MICROBIOLOGY (1R) | MHHS-TMC |  | Hotplate |  | 069-13227 |  | TMC |  | TMC - LABORATORY - MICROBIOLOGY (1R) | [5 empty] | MIXERS, CLINICAL LABORATORY |  | HOTPLATE-Corning Inc-PC-351 | HOTPLATE | PC-351 |  |  |  | Corning Inc | Hotplate |  | HOTPLATE-Corning Inc-PC-351 |  |  |  |  | Not Covered Vendor Only - Biomedical | MHHS-TMC
NO | NO |  |  |  | 069-17495 |  | Corning Incorporated | PC-420 |  |  | TMC - LABORATORY - CHEMISTRY (1R) | MHHS-TMC |  | Hotplate |  | 069-17495 |  | TMC |  | TMC - LABORATORY - CHEMISTRY (1R) | [5 empty] | HOT PLATES |  | HOTPLATE-Corning Inc-PC-420 | HOTPLATE | PC-420 |  |  |  | Corning Inc | Hotplate |  | HOTPLATE-Corning Inc-PC-420 |  |  |  |  | Not Covered Vendor Only - Biomedical | MHHS-TMC
YES | YES |  |  |  | 000-03892 | 000-03892 | Corometrics | 170 Series |  | SAS13120133PA | MH MG - (NE) - SUMMER CREEK CCC |  |  |  |  | 000-03892 | 000-03892 | Katy | Memorial Hermann Summer Creek OBGYN | MH MG - (NE) - SUMMER CREEK CCC | Exam 17 | 1/1/19 | 7/1/19
YES | YES |  |  |  | 005-12319 | 005-12319 | Corometrics | 170 series |  | SNV17470203PAS | SE - UNIT 2B (ONCOLOGY) |  |  |  |  | 005-12319 | 005-12319 | Southeast | Memorial Hermann Southeast Hospital | SE - UNIT 2B (ONCOLOGY) | Biomed
YES | YES |  |  |  | 029-12956 | 029-12956 | Corometrics | 259CX |  | SDL19430014PAS | WOODLANDS - RESPIRATORY |  |  |  |  | 029-12956 | 029-12956 | Woodlands | Memorial Hermann Hospital the Woodlands | WOODLANDS - RESPIRATORY | Respiratory |  |  | 3/1/20
NO | YES |  |  |  | 129-01188 | 129-01188 | Corometrics Medical Systems Inc Sub Marquette Medi |  |  |  | Sugar Land-Labor & Delivery | MHHS-Sugarland |  | Monitor, Cardiac, Fetal |  | 129-01188 | 129-01188 | Sugar Land | MHHS-Sugarland | Sugar Land-Labor & Delivery | OR 1 | 6/1/19 | 6/1/20 |  |  | MONITORS, BEDSIDE, FETAL | Monitor, Cardiac, Fetal | MONITORCARDIACFETAL-GE-129 | MONITORCARDIACFETAL |  |  |  |  | GE | Monitor, Cardiac, Fetal |  |  | MONITORCARDIACFETAL-GE-129 |  |  | MCF-A | Covered PM Repair - Biomedical | MHHS-Sugarland | [8 empty] | MONITORCARDIACFETAL | Monitor, Cardiac, Fetal | GE
NO | YES | Asset Tag 1112758 |  |  |  |  | Corometrics Medical Systems Inc Sub Marquette Medi |  |  | L3UW1468P | NE-Labor & Delivery-Recovery | MHHS-Northeast |  | Testers, Resistance, Line Cord |  |  |  | Katy | MHHS-Northeast | NE-Labor & Delivery-Recovery |  | 4/16/19 |  |  |  | MONITORS, BEDSIDE, FETAL | Testers, Resistance, Line Cord | TESTEQUIP-BIOTEKINTRUMENTS-170 | TESTEQUIP |  |  |  |  | Bio-Tek | Testers, Resistance, Line Cord |  |  | TESTEQUIP-BIOTEKINTRUMENTS-170 | 5/15/16 | Finished from Script 3/27/2020 12:11:52pm (Central) | TEST-A | Covered PM Repair - Biomedical | MHHS-Northeast | [8 empty] | TESTEQUIP | Testers, Resistance, Line Cord | Bio-Tek
NO | YES | [5 empty] | Corometrics Medical Systems Inc Sub Marquette Medi |  |  | FA0172AAT00E | Woodlands-Birth Center | MHHS-Woodlands |  | Testers, Resistance, Line Cord |  |  |  | Woodland | MHHS-Woodlands | Woodlands-Birth Center | Stretcher alcove | 10/1/19 |  | 4/1/20 |  | MONITORS, BEDSIDE, FETAL | Testers, Resistance, Line Cord | TESTEQUIP-BIOTEKINTRUMENTS-170 | TESTEQUIP |  |  |  |  | Bio-Tek | Testers, Resistance, Line Cord |  |  | TESTEQUIP-BIOTEKINTRUMENTS-170 | 5/15/16 |  | TEST-A | Covered PM Repair - Biomedical | MHHS-Woodlands | [8 empty] | TESTEQUIP | Testers, Resistance, Line Cord | Bio-Tek
NO | YES |  |  |  | 009-10672 | 009-10672 | Corometrics Medical Systems Inc Sub Marquette Medi |  |  | SNV18470064PAS | MH MG-(NE)-Kingwood Ob/Gyn | MHHS-MG |  | Table, Exam |  | 009-10672 | 009-10672 | Katy | MHHS-MG | MH MG-(NE)-Kingwood Ob/Gyn | NST 114 | 9/1/19 | 3/1/20 |  |  | MONITORS, BEDSIDE, FETAL | Table, Exam | TABLEEXAM-Midmark Corp-172 | TABLEEXAM |  |  |  |  | Midmark Corp | Table, Exam |  |  | TABLEEXAM-Midmark Corp-172 | 4/22/19 |  |  | Covered PM Repair - Biomedical | MHHS-MG | [8 empty] | TABLEEXAM | Table, Exam | Midmark Corp
NO | YES |  |  |  | 142-07492 | 142-07492 | Corometrics Medical Systems Inc Sub Marquette Medi |  |  | SNV18220640PAS | MH MG-(NE)-Kingwood Ob/Gyn | MHHS-MG |  | Table, Exam |  | 142-07492 | 142-07492 | Katy | MHHS-MG | MH MG-(NE)-Kingwood Ob/Gyn | NST 114 | 9/1/19 | 3/1/20 |  |  | MONITORS, BEDSIDE, FETAL | Table, Exam | TABLEEXAM-Midmark Corp-172 | TABLEEXAM |  |  |  |  | Midmark Corp | Table, Exam |  |  | TABLEEXAM-Midmark Corp-172 | 2/25/15 |  |  | Covered PM Repair - Biomedical | MHHS-MG | [8 empty] | TABLEEXAM | Table, Exam | Midmark Corp
NO | YES |  |  |  | 129-07232 | 129-07232 | Corometrics Medical Systems Inc Sub Marquette Medi |  |  | RUW04122440PA | MH MG-(STX)-South Texas-Wharton | MHHS-MG |  | Table, Exam |  | 129-07232 | 129-07232 | South | MHHS-MG | MH MG-(STX)-South Texas-Wharton | Gynecology exam room 4 | 10/1/19 | 2/1/20 |  |  | MONITORS, BEDSIDE, FETAL | Table, Exam | TABLEEXAM-Midmark Corp-172 | TABLEEXAM |  |  |  |  | Midmark Corp | Table, Exam |  |  | TABLEEXAM-Midmark Corp-172 | 2/25/15 |  |  | Covered PM Repair - Biomedical | MHHS-MG | [8 empty] | TABLEEXAM | Table, Exam | Midmark Corp
NO | YES |  |  |  |  | 142-04704 | Corometrics Medical Systems Inc Sub Marquette Medi |  |  | SAS06046045PA | NE-Labor & Delivery-Recovery | MHHS-Northeast |  | Table, Exam |  |  | 142-04704 | Katy | MHHS-Northeast | NE-Labor & Delivery-Recovery | Recovery Room | 4/1/19 | 10/1/19 |  |  | MONITORS, BEDSIDE, FETAL | Table, Exam | TABLEEXAM-Midmark Corp-172 | TABLEEXAM |  |  |  |  | Midmark Corp | Table, Exam |  |  | TABLEEXAM-Midmark Corp-172 | 3/3/15 |  |  | Covered PM Repair - Biomedical | MHHS-Northeast | [8 empty] | TABLEEXAM | Table, Exam | Midmark Corp
NO | YES |  |  |  | 005-13058 | 005-13058 | Corometrics Medical Systems Inc Sub Marquette Medi |  |  | SAS15525199PAS | SE-Labor & Delivery | MHHS-Southeast |  | Table, Exam |  | 005-13058 | 005-13058 | Southeast | MHHS-Southeast | SE-Labor & Delivery | OB ED | 10/1/19 |  | 10/1/20 |  | MONITORS, BEDSIDE, FETAL |  | TABLEEXAM-Midmark Corp-172 | TABLEEXAM |  |  |  |  | Midmark Corp | Table, Exam |  |  | TABLEEXAM-Midmark Corp-172 | 5/15/16 |  |  | Covered PM Repair - Biomedical | MHHS-Southeast
NO | YES |  |  |  | 029-11617 | 029-11617 | Corometrics Medical Systems Inc Sub Marquette Medi |  |  | SNV18030204PAS | Woodlands-Birth Center | MHHS-Woodlands |  | Table, Exam |  | 029-11617 | 029-11617 | Woodlands | MHHS-Woodlands | Woodlands-Birth Center | BIRTH CENTER | 4/1/19 |  | 4/1/20 |  | MONITORS, BEDSIDE, FETAL | Table, Exam | TABLEEXAM-Midmark Corp-172 | TABLEEXAM |  |  |  |  | Midmark Corp | Table, Exam |  |  | TABLEEXAM-Midmark Corp-172 | 5/15/16 |  |  | Covered PM Repair - Biomedical | MHHS-Woodlands | [8 empty] | TABLEEXAM | Table, Exam | Midmark Corp
NO | NO |  |  |  | 017-00601 |  | Corometrics Medical Systems Inc Sub Marquette Medi |  |  | E3UW0790P | MH MG - (SL) - PHYSICIANS AT SUGAR CREEK | MHHS-MG |  | Table, Exam |  | 017-00601 |  | Sugar Land |  | MH MG - (SL) - PHYSICIANS AT SUGAR CREEK | [5 empty] | MONITORS, BEDSIDE, FETAL |  | TABLEEXAM-Midmark Corp-172 | TABLEEXAM |  |  |  |  | Midmark Corp | Table, Exam |  |  | TABLEEXAM-Midmark Corp-172 |  |  |  | Covered PM Repair - Biomedical | MHHS-MG
NO | NO |  |  |  | 013-38974 |  | Corometrics Medical Systems Inc Sub Marquette Medi |  |  | SNV18180017PAS | SW - LABOR & DELIVERY | MHHS-Southwest |  | Table, Exam |  | 013-38974 |  | Southwest |  | SW - LABOR & DELIVERY | [5 empty] | MONITORS, BEDSIDE, FETAL |  | TABLEEXAM-Midmark Corp-172 | TABLEEXAM |  |  |  |  | Midmark Corp | Table, Exam |  |  | TABLEEXAM-Midmark Corp-172 |  |  |  | Covered PM Repair - Biomedical | MHHS-Southwest
NO | YES |  |  |  | 583-00898 | 583-00898 | COSMED | BOD POD |  | 2016A014 | SMR - (SL) - SL IRONMAN [MP2-STE100] | MHHS-SMR |  | Analyzer, Body Composition |  | 583-00898 | 583-00898 | Sugar Land | MHHS-Others | SMR - (SL) - SL IRONMAN [MP2-STE100] | Bod Pod Room |  |  |  |  | ANALYZERS, PHYSIOLOGIC, BODY COMPOSITION | Analyzer, Body Composition | ANALYZERBODYCOMP-Cosmed-BOD POD | ANALYZERBODYCOMP | BOD POD |  |  |  | Cosmed | Analyzer, Body Composition |  | ANALYZERBODYCOMP-Cosmed-BOD POD |  | 12/1/20 |  | MFR-A | Not Covered Vendor Only - Biomedical | MHHS-SMR | [7 empty] | Analyzer, Body Composition | ANALYZERBODYCOMP | Analyzer, Body Composition | Cosmed
NO | YES |  |  |  | 029-08861 | 029-08861 | COSMED | BOD POD |  |  | SMR-(WDLS)-Wl Ironman [Pinecroft-Ste450] | MHHS-SMR |  | Analyzer, Body Composition |  | 029-08861 | 029-08861 | Woodlands | MHHS-Others | SMR-(WDLS)-Wl Ironman [Pinecroft-Ste450] | Bod Pod Room | 7/1/18 |  |  |  | ANALYZERS, PHYSIOLOGIC, BODY COMPOSITION | Analyzer, Body Composition | ANALYZERBODYCOMP-Cosmed-BOD POD | ANALYZERBODYCOMP | BOD POD |  |  |  | Cosmed | Analyzer, Body Composition |  | ANALYZERBODYCOMP-Cosmed-BOD POD |  | 12/1/20 |  | MFR-A | Not Covered Vendor Only - Biomedical | MHHS-SMR | [7 empty] | Analyzer, Body Composition | ANALYZERBODYCOMP | Analyzer, Body Composition | Cosmed
NO | NO |  |  |  | 029-11992 |  | COSMED | BOD POD |  | 2016A029 | SMR - (MC) - MC IRONMAN [GARAGE5-STE101] | MHHS-SMR |  | Analyzer, Body Composition |  | 029-11992 |  | West & Memorial City |  | SMR - (MC) - MC IRONMAN [GARAGE5-STE101] | [5 empty] | ANALYZERS, PHYSIOLOGIC, BODY COMPOSITION |  | ANALYZERBODYCOMP-Cosmed-BOD POD | ANALYZERBODYCOMP | BOD POD |  |  |  | Cosmed | Analyzer, Body Composition |  | ANALYZERBODYCOMP-Cosmed-BOD POD |  |  |  |  | Not Covered Vendor Only - Biomedical | MHHS-SMR
NO | NO |  |  |  | 925-01973 |  | COSMED | BOD POD |  |  | SMR - (TMC) - SHEPHERD SQUARE | MHHS-SMR |  | Analyzer, Body Composition |  | 925-01973 |  | TMC |  | SMR - (TMC) - SHEPHERD SQUARE | [5 empty] | ANALYZERS, PHYSIOLOGIC, BODY COMPOSITION |  | ANALYZERBODYCOMP-Cosmed-BOD POD | ANALYZERBODYCOMP | BOD POD |  |  |  | Cosmed | Analyzer, Body Composition |  | ANALYZERBODYCOMP-Cosmed-BOD POD |  |  |  |  | Not Covered Vendor Only - Biomedical | MHHS-SMR
YES | YES |  |  |  | 099-11585 | 099-11585 | Covdien | 3000E |  | A1168104 | TMC - DIALYSIS - ADULT (9J) |  |  |  |  | 099-11585 | 099-11585 | TMC | Memorial Hermann TMC | TMC - DIALYSIS - ADULT (9J) | Nurse station
YES | YES |  |  |  | 099-11584 | 099-11584 | Covdien | Filac EZ |  | A1862958X | TMC - DIALYSIS - ADULT (9J) |  |  |  |  | 099-11584 | 099-11584 | TMC | Memorial Hermann TMC | TMC - DIALYSIS - ADULT (9J) | Nurse station
YES | YES |  |  |  | 099-11586 | 099-11586 | Covdien | Filac EZ |  | A1552483X | TMC - DIALYSIS - ADULT (9J) |  |  |  |  | 099-11586 | 099-11586 | TMC | Memorial Hermann TMC | TMC - DIALYSIS - ADULT (9J) | Nurse station
NO | YES | Asset Tag 133-10465 |  |  | 133-10465 | 133-10465 | Covedien |  |  | 35G1801808 | ICU 4th floor |  |  |  |  | 133-10465 | 133-10465 | Katy | Memorial Hermann Katy Hospital | ICU 4th floor | ICU 10 | 9/1/19 | 9/1/20 |  |  |  | Ventilator | VENTILATOR-Covidien-980 | [12 empty] | VENT-SA | [10 empty] | VENTILATOR | Ventilator | Covidien
YES | YES |  |  |  | 005-09356 | 005-09356 | COVIDIEN |  |  |  | SE - Biomed |  |  |  |  | 005-09356 | 005-09356 | Southeast | Memorial Hermann Southeast Hospital | SE - Biomed | Biomed | 2/1/15 |  | 2/1/16
YES | YES |  |  |  | 099-03778 | 099-03778 | COVIDIEN |  |  | 1542MM0109 | KATY - |  |  |  |  | 099-03778 | 099-03778 | Katy | Katy | KATY - | Bio med shop |  |  |  | No pm
YES | YES |  |  |  | 133-07190 | 133-07190 | COVIDIEN | 3000 AD |  | A0927093 | KATY - POSTPARTUM - 2W |  |  |  |  | 133-07190 | 133-07190 | Katy | Memorial Hermann Katy Hospital | KATY - POSTPARTUM - 2W | W3 230 | [5 empty] | Thermometer, Electronic | THERMOMETERELECT-Covidien-3000 AD | [22 empty] | Thermometer, Electronic | THERMOMETERELECT | Thermometer, Electronic | Covidien
YES | YES |  |  |  | 133-07188 | 133-07188 | COVIDIEN | 3000 AD |  | A0927079 | KATY - CENTRAL SUPPLYconvi |  |  |  |  | 133-07188 | 133-07188 | Katy | Katy | KATY - CENTRAL SUPPLYconvi | Pediatrics |  |  |  | No pm |  | Thermometer, Electronic | THERMOMETERELECT-Covidien-3000 AD | [22 empty] | Thermometer, Electronic | THERMOMETERELECT | Thermometer, Electronic | Covidien
YES | YES |  |  |  | 133-07195 | 133-07195 | COVIDIEN | 3000 AD |  | A0927054 | KATY - CENTRAL SUPPLYconvi |  |  |  |  | 133-07195 | 133-07195 | Katy | Katy | KATY - CENTRAL SUPPLYconvi | Pediatrics |  |  |  | No pm |  | Thermometer, Electronic | THERMOMETERELECT-Covidien-3000 AD | [22 empty] | Thermometer, Electronic | THERMOMETERELECT | Thermometer, Electronic | Covidien
YES | YES |  |  |  | 142-00541 | 142-00541 | COVIDIEN | 3000 AD |  | A0716209 | SC CCC - (NE) - EMERGENCY ROOM |  |  |  |  | 142-00541 | 142-00541 | northeast |  | SC CCC - (NE) - EMERGENCY ROOM |  |  |  |  | No pm |  | Thermometer, Electronic | THERMOMETERELECT-Covidien-3000 AD | [22 empty] | Thermometer, Electronic | THERMOMETERELECT | Thermometer, Electronic | Covidien
YES | YES |  |  |  | 099-12274 | 099-12274 | COVIDIEN | 3000 EZ |  | A1860021x | HVI CVIM |  |  |  |  | 099-12274 | 099-12274 | TMC | Memorial Hermann- Texas Medical Center | HVI CVIM | Room 102 | 3/1/20 |  |  | No PM Sticker |  | Thermometer, Electronic | THERMOMETERELECT-Covidien-3000 EZ | [22 empty] | Thermometer, Electronic | THERMOMETERELECT | Thermometer, Electronic | Covidien
YES | YES |  |  |  | 099-12137 | 099-12137 | COVIDIEN | 3000 EZ |  | A1253068 | TMC - HVI - HEART FAILURE ICU (5HVI) |  |  |  |  | 099-12137 | 099-12137 | TMC | Memorial Hermann-Texas Medical Center | TMC - HVI - HEART FAILURE ICU (5HVI) |  | 3/1/20 |  |  |  |  | Thermometer, Electronic | THERMOMETERELECT-Covidien-3000 EZ | [22 empty] | Thermometer, Electronic | THERMOMETERELECT | Thermometer, Electronic | Covidien
YES | YES |  |  |  | 099-12360 | 099-12360 | COVIDIEN | 3000 EZ |  | A1253036 | TMC - HVI - HEART FAILURE ICU (5HVI) |  |  |  |  | 099-12360 | 099-12360 | TMC | Memorial Hermann-Texas Medical Center | TMC - HVI - HEART FAILURE ICU (5HVI) | [6 empty] | Thermometer, Electronic | THERMOMETERELECT-Covidien-3000 EZ | [22 empty] | Thermometer, Electronic | THERMOMETERELECT | Thermometer, Electronic | Covidien
YES | YES |  |  |  | 099-12353 | 099-12353 | COVIDIEN | 3000 EZ |  | A1267546 | TMC - HVI - HEART FAILURE ICU (5HVI) |  |  |  |  | 099-12353 | 099-12353 | TMC | Memorial Hermann-Texas Medical Center | TMC - HVI - HEART FAILURE ICU (5HVI) | [6 empty] | Thermometer, Electronic | THERMOMETERELECT-Covidien-3000 EZ | [22 empty] | Thermometer, Electronic | THERMOMETERELECT | Thermometer, Electronic | Covidien
YES | YES |  |  |  | 099-13359 | 099-13359 | COVIDIEN | 3000 EZ |  | A1253018 | TMC |  |  |  |  | 099-13359 | 099-13359 | TMC | Children?s Heart Institute | TMC | Room 501 |  |  | 3/1/20 |  |  | Thermometer, Electronic | THERMOMETERELECT-Covidien-3000 EZ | [22 empty] | Thermometer, Electronic | THERMOMETERELECT | Thermometer, Electronic | Covidien
YES | YES |  |  |  | 099-12348 | 099-12348 | COVIDIEN | 3000 EZ |  | A1250531 | TMC - HVI - HEART FAILURE ICU (5HVI) |  |  |  |  | 099-12348 | 099-12348 | TMC | Memorial Hermann-Texas Medical Center | TMC - HVI - HEART FAILURE ICU (5HVI) | [6 empty] | Thermometer, Electronic | THERMOMETERELECT-Covidien-3000 EZ | [22 empty] | Thermometer, Electronic | THERMOMETERELECT | Thermometer, Electronic | Covidien
YES | YES |  |  |  | 099-12288 | 099-12288 | COVIDIEN | 3000 EZ |  | A1353296X | TMC - HVI - CIMU |  |  |  |  | 099-12288 | 099-12288 | TMC | Memorial Hermann- Texas Medical Center | TMC - HVI - CIMU | IMU 24 | 3/1/20 |  |  | No PM Sticker |  | Thermometer, Electronic | THERMOMETERELECT-Covidien-3000 EZ | [22 empty] | Thermometer, Electronic | THERMOMETERELECT | Thermometer, Electronic | Covidien
YES | YES |  |  |  | 099-12339 | 099-12339 | COVIDIEN | 3000 EZ |  | A1250429 | TMC - HVI - HEART FAILURE ICU (5HVI) |  |  |  |  | 099-12339 | 099-12339 | TMC | Memorial Hermann-Texas Medical Center | TMC - HVI - HEART FAILURE ICU (5HVI) | [6 empty] | Thermometer, Electronic | THERMOMETERELECT-Covidien-3000 EZ | [22 empty] | Thermometer, Electronic | THERMOMETERELECT | Thermometer, Electronic | Covidien
YES | YES |  |  |  | 099-12363 | 099-12363 | COVIDIEN | 3000 EZ |  | A1154821 | TMC - HVI - HEART FAILURE ICU (5HVI) |  |  |  |  | 099-12363 | 099-12363 | TMC | Memorial Hermann-Texas Medical Center | TMC - HVI - HEART FAILURE ICU (5HVI) | [6 empty] | Thermometer, Electronic | THERMOMETERELECT-Covidien-3000 EZ | [22 empty] | Thermometer, Electronic | THERMOMETERELECT | Thermometer, Electronic | Covidien
YES | YES |  |  |  | 099-12295 | 099-12295 | COVIDIEN | 3000 EZ |  | A1267361 | TMC - HVI - CIMU (4HVI) |  |  |  |  | 099-12295 | 099-12295 | TMC | Memorial Hermann- Texas Medical Center | TMC - HVI - CIMU (4HVI) | CIMU 30 |  |  |  | No PM Sticker |  | Thermometer, Electronic | THERMOMETERELECT-Covidien-3000 EZ | [22 empty] | Thermometer, Electronic | THERMOMETERELECT | Thermometer, Electronic | Covidien
YES | YES |  |  |  | 099-13625 | 099-13625 | COVIDIEN | 3000 EZ |  | A1267641 | TMC - HVI - HEART FAILURE ICU (5HVI) |  |  |  |  | 099-13625 | 099-13625 | TMC | Memorial Hermann-Texas Medical Center | TMC - HVI - HEART FAILURE ICU (5HVI) | [6 empty] | Thermometer, Electronic | THERMOMETERELECT-Covidien-3000 EZ | [22 empty] | Thermometer, Electronic | THERMOMETERELECT | Thermometer, Electronic | Covidien
YES | YES |  |  |  | 099-12380 | 099-12380 | COVIDIEN | 3000 EZ |  | A1953255X | TMC - HVI - CIMU |  |  |  |  | 099-12380 | 099-12380 | TMC | Memorial Hermann- Texas Medical Center | TMC - HVI - CIMU | CCU 13 |  |  |  | No PM Sticker |  | Thermometer, Electronic | THERMOMETERELECT-Covidien-3000 EZ | [22 empty] | Thermometer, Electronic | THERMOMETERELECT | Thermometer, Electronic | Covidien
YES | YES |  |  |  | 099-12603 | 099-12603 | COVIDIEN | 3000 EZ |  | A1260623 | HIV-floor 8 |  |  |  |  | 099-12603 | 099-12603 | TMC | Memorial Hermann-Texas Medical Center | HIV-floor 8 | Room 109 | [5 empty] | Thermometer, Electronic | THERMOMETERELECT-Covidien-3000 EZ | [22 empty] | Thermometer, Electronic | THERMOMETERELECT | Thermometer, Electronic | Covidien
YES | YES |  |  |  | 099-11893 | 099-11893 | COVIDIEN | 3000 EZ |  | A1265109 | J4 |  |  |  |  | 099-11893 | 099-11893 | TMC | Memorial Hermann-Texas Medical Center | J4 | Hallway | [5 empty] | Thermometer, Electronic | THERMOMETERELECT-Covidien-3000 EZ | [22 empty] | Thermometer, Electronic | THERMOMETERELECT | Thermometer, Electronic | Covidien
YES | YES |  |  |  | 099-11342 | 099-11342 | COVIDIEN | 3000 EZ |  | A1568583X | H10 |  |  |  |  | 099-11342 | 099-11342 | Tmc |  | H10 | [6 empty] | Thermometer, Electronic | THERMOMETERELECT-Covidien-3000 EZ | [22 empty] | Thermometer, Electronic | THERMOMETERELECT | Thermometer, Electronic | Covidien
YES | YES |  |  |  | 099-05971 | 099-05971 | COVIDIEN | 3000 EZ |  | A1565224X | [5 empty] | 099-05971 | 099-05971 | [9 empty] | Thermometer, Electronic | THERMOMETERELECT-Covidien-3000 EZ | [22 empty] | Thermometer, Electronic | THERMOMETERELECT | Thermometer, Electronic | Covidien
YES | YES |  |  |  | 099-09032 | 099-09032 | COVIDIEN | 3000 EZ |  | B1923023SX | Central supply |  |  |  |  | 099-09032 | 099-09032 |  | TMC | Central supply | Central supply | [5 empty] | Thermometer, Electronic | THERMOMETERELECT-Covidien-3000 EZ | [22 empty] | Thermometer, Electronic | THERMOMETERELECT | Thermometer, Electronic | Covidien
YES | YES |  |  |  | 099-09033 | 099-09033 | COVIDIEN | 3000 EZ |  | VE1905203SX | Central supply |  |  |  |  | 099-09033 | 099-09033 | TMC | Memorial Hermann Texas medical center | Central supply | Dirty | [5 empty] | Thermometer, Electronic | THERMOMETERELECT-Covidien-3000 EZ | [22 empty] | Thermometer, Electronic | THERMOMETERELECT | Thermometer, Electronic | Covidien
NO | YES |  |  |  | FCZ368 |  | COVIDIEN |  |  | C0816630 | Rental Equipment | MHHS-Cypress |  |  |  | FCZ368 |  | Northwest & Cypress |  | Rental Equipment | [7 empty] | PUMPFOODENTERAL-Covidien-Kangaroo ePump |  | KANGAROO E PUMP ENTERAL FEEDING PUMP |  |  | PUMPFOODENTERAL-Covidien-Kangaroo ePump | [6 empty] | Verified as Rental |  |  | MHHS-Cypress
NO | YES |  |  |  | FCZ718 |  | COVIDIEN |  |  | C1060553 | Rental Equipment | MHHS-Cypress |  |  |  | FCZ718 |  | Northwest & Cypress |  | Rental Equipment | [7 empty] | PUMPFOODENTERAL-Covidien-Kangaroo ePump |  | KANGAROO E PUMP ENTERAL FEEDING PUMP |  |  | PUMPFOODENTERAL-Covidien-Kangaroo ePump | [6 empty] | Verified as Rental |  |  | MHHS-Cypress
NO | YES |  |  |  | FCZ1798 |  | COVIDIEN |  |  | C12000716 | Rental Equipment | MHHS-Cypress |  |  |  | FCZ1798 |  | Northwest & Cypress |  | Rental Equipment | [7 empty] | PUMPFOODENTERAL-Covidien-Kangaroo ePump |  | KANGAROO E PUMP ENTERAL FEEDING PUMP |  |  | PUMPFOODENTERAL-Covidien-Kangaroo ePump | [6 empty] | Verified as Rental |  |  | MHHS-Cypress
NO | YES |  |  |  | FCZ2111 |  | COVIDIEN |  |  | C13016112 | Rental Equipment | MHHS-Cypress |  |  |  | FCZ2111 |  | Northwest & Cypress |  | Rental Equipment | [7 empty] | PUMPFOODENTERAL-Covidien-Kangaroo ePump |  | KANGAROO E PUMP ENTERAL FEEDING PUMP |  |  | PUMPFOODENTERAL-Covidien-Kangaroo ePump | [6 empty] | Verified as Rental |  |  | MHHS-Cypress
NO | YES |  |  |  | FCZ2779 |  | COVIDIEN |  |  | C13061138 | Rental Equipment | MHHS-Cypress |  |  |  | FCZ2779 |  | Northwest & Cypress |  | Rental Equipment | [7 empty] | PUMPFOODENTERAL-Covidien-Kangaroo ePump |  | KANGAROO E PUMP ENTERAL FEEDING PUMP |  |  | PUMPFOODENTERAL-Covidien-Kangaroo ePump | [6 empty] | Verified as Rental |  |  | MHHS-Cypress
NO | YES |  |  |  | FCZ4103 |  | COVIDIEN |  |  | C16164791 | Rental Equipment | MHHS-Cypress |  |  |  | FCZ4103 |  | Northwest & Cypress |  | Rental Equipment | [7 empty] | PUMPFOODENTERAL-Covidien-Kangaroo ePump |  | KANGAROO E PUMP ENTERAL FEEDING PUMP |  |  | PUMPFOODENTERAL-Covidien-Kangaroo ePump | [6 empty] | Verified as Rental |  |  | MHHS-Cypress
NO | YES |  |  |  | FCZ390 |  | COVIDIEN |  |  | C0818645 | Rental Equipment | MHHS-Greater Heights |  |  |  | FCZ390 |  | Central & Greater Heights |  | Rental Equipment | [7 empty] | PUMPFOODENTERAL-Covidien-Kangaroo ePump |  | KANGAROO E PUMP ENTERAL FEEDING PUMP |  |  | PUMPFOODENTERAL-Covidien-Kangaroo ePump | [6 empty] | Verified as Rental |  |  | MHHS-Greater Heights
NO | YES |  |  |  | FCZ887 |  | COVIDIEN |  |  | C0415594 | Rental Equipment | MHHS-Greater Heights |  |  |  | FCZ887 |  | Central & Greater Heights |  | Rental Equipment | [7 empty] | PUMPFOODENTERAL-Covidien-Kangaroo ePump |  | KANGAROO E PUMP ENTERAL FEEDING PUMP |  |  | PUMPFOODENTERAL-Covidien-Kangaroo ePump | [6 empty] | Verified as Rental |  |  | MHHS-Greater Heights
NO | YES |  |  |  | FCZ1099 |  | COVIDIEN |  |  | C1283070 | Rental Equipment | MHHS-Greater Heights |  |  |  | FCZ1099 |  | Central & Greater Heights |  | Rental Equipment | [7 empty] | PUMPFOODENTERAL-Covidien-Kangaroo ePump |  | KANGAROO E PUMP ENTERAL FEEDING PUMP |  |  | PUMPFOODENTERAL-Covidien-Kangaroo ePump | [6 empty] | Verified as Rental |  |  | MHHS-Greater Heights
NO | YES |  |  |  | FCZ1719 |  | COVIDIEN |  |  | C1293643 | Rental Equipment | MHHS-Greater Heights |  |  |  | FCZ1719 |  | Central & Greater Heights |  | Rental Equipment | [7 empty] | PUMPFOODENTERAL-Covidien-Kangaroo ePump |  | KANGAROO E PUMP ENTERAL FEEDING PUMP |  |  | PUMPFOODENTERAL-Covidien-Kangaroo ePump | [6 empty] | Verified as Rental |  |  | MHHS-Greater Heights
NO | YES |  |  |  | FCZ1788 |  | COVIDIEN |  |  | C12002220 | Rental Equipment | MHHS-Greater Heights |  |  |  | FCZ1788 |  | Central & Greater Heights |  | Rental Equipment | [7 empty] | PUMPFOODENTERAL-Covidien-Kangaroo ePump |  | KANGAROO E PUMP ENTERAL FEEDING PUMP |  |  | PUMPFOODENTERAL-Covidien-Kangaroo ePump | [6 empty] | Verified as Rental |  |  | MHHS-Greater Heights
NO | YES |  |  |  | FCZ2127 |  | COVIDIEN |  |  | C12000839 | Rental Equipment | MHHS-Greater Heights |  |  |  | FCZ2127 |  | Central & Greater Heights |  | Rental Equipment | [7 empty] | PUMPFOODENTERAL-Covidien-Kangaroo ePump |  | KANGAROO E PUMP ENTERAL FEEDING PUMP |  |  | PUMPFOODENTERAL-Covidien-Kangaroo ePump | [6 empty] | Verified as Rental |  |  | MHHS-Greater Heights
NO | YES |  |  |  | FCZ2637 |  | COVIDIEN |  |  |  | Rental Equipment | MHHS-Greater Heights |  |  |  | FCZ2637 |  | Central & Greater Heights |  | Rental Equipment | [7 empty] | PUMPFOODENTERAL-Covidien-Kangaroo ePump |  | KANGAROO E PUMP ENTERAL FEEDING PUMP |  |  | PUMPFOODENTERAL-Covidien-Kangaroo ePump | [6 empty] | Verified as Rental |  |  | MHHS-Greater Heights
NO | YES |  |  |  | FCZ2659 |  | COVIDIEN |  |  | C13056230 | Rental Equipment | MHHS-Greater Heights |  |  |  | FCZ2659 |  | Central & Greater Heights |  | Rental Equipment | [7 empty] | PUMPFOODENTERAL-Covidien-Kangaroo ePump |  | KANGAROO E PUMP ENTERAL FEEDING PUMP |  |  | PUMPFOODENTERAL-Covidien-Kangaroo ePump | [6 empty] | Verified as Rental |  |  | MHHS-Greater Heights
NO | YES |  |  |  | FCZ2801 |  | COVIDIEN |  |  | C13050767 | Rental Equipment | MHHS-Greater Heights |  |  |  | FCZ2801 |  | Central & Greater Heights |  | Rental Equipment | [7 empty] | PUMPFOODENTERAL-Covidien-Kangaroo ePump |  | KANGAROO E PUMP ENTERAL FEEDING PUMP |  |  | PUMPFOODENTERAL-Covidien-Kangaroo ePump | [6 empty] | Verified as Rental |  |  | MHHS-Greater Heights
NO | YES |  |  |  | FCZ3655 |  | COVIDIEN |  |  | C13078223 | Rental Equipment | MHHS-Greater Heights |  |  |  | FCZ3655 |  | Central & Greater Heights |  | Rental Equipment | [7 empty] | PUMPFOODENTERAL-Covidien-Kangaroo ePump |  | KANGAROO E PUMP ENTERAL FEEDING PUMP |  |  | PUMPFOODENTERAL-Covidien-Kangaroo ePump | [6 empty] | Verified as Rental |  |  | MHHS-Greater Heights
NO | YES |  |  |  | FCZ3706 |  | COVIDIEN |  |  | C15129361 | Rental Equipment | MHHS-Greater Heights |  |  |  | FCZ3706 |  | Central & Greater Heights |  | Rental Equipment | [7 empty] | PUMPFOODENTERAL-Covidien-Kangaroo ePump |  | KANGAROO E PUMP ENTERAL FEEDING PUMP |  |  | PUMPFOODENTERAL-Covidien-Kangaroo ePump | [6 empty] | Verified as Rental |  |  | MHHS-Greater Heights
NO | YES |  |  |  | FCZ4162 |  | COVIDIEN |  |  | C16162827 | Rental Equipment | MHHS-Greater Heights |  |  |  | FCZ4162 |  | Central & Greater Heights |  | Rental Equipment | [7 empty] | PUMPFOODENTERAL-Covidien-Kangaroo ePump |  | KANGAROO E PUMP ENTERAL FEEDING PUMP |  |  | PUMPFOODENTERAL-Covidien-Kangaroo ePump | [6 empty] | Verified as Rental |  |  | MHHS-Greater Heights
NO | YES |  |  |  | FCZ4316 |  | COVIDIEN |  |  | C17172924 | Rental Equipment | MHHS-Greater Heights |  |  |  | FCZ4316 |  | Central & Greater Heights |  | Rental Equipment | [7 empty] | PUMPFOODENTERAL-Covidien-Kangaroo ePump |  | KANGAROO E PUMP ENTERAL FEEDING PUMP |  |  | PUMPFOODENTERAL-Covidien-Kangaroo ePump | [6 empty] | Verified as Rental |  |  | MHHS-Greater Heights
NO | YES |  |  |  | FCZ4383 |  | COVIDIEN |  |  | C17189702 | Rental Equipment | MHHS-Greater Heights |  |  |  | FCZ4383 |  | Central & Greater Heights |  | Rental Equipment | [7 empty] | PUMPFOODENTERAL-Covidien-Kangaroo ePump |  | KANGAROO E PUMP ENTERAL FEEDING PUMP |  |  | PUMPFOODENTERAL-Covidien-Kangaroo ePump | [6 empty] | Verified as Rental |  |  | MHHS-Greater Heights
NO | YES |  |  |  | FCZ5217 |  | COVIDIEN |  |  | C18230957 | Rental Equipment | MHHS-Greater Heights |  |  |  | FCZ5217 |  | Central & Greater Heights |  | Rental Equipment | [7 empty] | PUMPFOODENTERAL-Covidien-Kangaroo ePump |  | KANGAROO E PUMP ENTERAL FEEDING PUMP |  |  | PUMPFOODENTERAL-Covidien-Kangaroo ePump | [6 empty] | Verified as Rental |  |  | MHHS-Greater Heights
NO | YES |  |  |  | FCZ5224 |  | COVIDIEN |  |  | C18230974 | Rental Equipment | MHHS-Greater Heights |  |  |  | FCZ5224 |  | Central & Greater Heights |  | Rental Equipment | [7 empty] | PUMPFOODENTERAL-Covidien-Kangaroo ePump |  | KANGAROO E PUMP ENTERAL FEEDING PUMP |  |  | PUMPFOODENTERAL-Covidien-Kangaroo ePump | [6 empty] | Verified as Rental |  |  | MHHS-Greater Heights
NO | YES |  |  |  | FCZ5226 |  | COVIDIEN |  |  | C18230944 | Rental Equipment | MHHS-Greater Heights |  |  |  | FCZ5226 |  | Central & Greater Heights |  | Rental Equipment | [7 empty] | PUMPFOODENTERAL-Covidien-Kangaroo ePump |  | KANGAROO E PUMP ENTERAL FEEDING PUMP |  |  | PUMPFOODENTERAL-Covidien-Kangaroo ePump | [6 empty] | Verified as Rental |  |  | MHHS-Greater Heights
NO | YES |  |  |  | FCZ5229 |  | COVIDIEN |  |  | C18230942 | Rental Equipment | MHHS-Greater Heights |  |  |  | FCZ5229 |  | Central & Greater Heights |  | Rental Equipment | [7 empty] | PUMPFOODENTERAL-Covidien-Kangaroo ePump |  | KANGAROO E PUMP ENTERAL FEEDING PUMP |  |  | PUMPFOODENTERAL-Covidien-Kangaroo ePump | [6 empty] | Verified as Rental |  |  | MHHS-Greater Heights
NO | YES |  |  |  | FCZ5577 |  | COVIDIEN |  |  | C19262944 | Rental Equipment | MHHS-Greater Heights |  |  |  | FCZ5577 |  | Central & Greater Heights |  | Rental Equipment | [7 empty] | PUMPFOODENTERAL-Covidien-Kangaroo ePump |  | KANGAROO E PUMP ENTERAL FEEDING PUMP |  |  | PUMPFOODENTERAL-Covidien-Kangaroo ePump | [6 empty] | Verified as Rental |  |  | MHHS-Greater Heights
NO | YES |  |  |  | FCZ5578 |  | COVIDIEN |  |  | C19262806 | Rental Equipment | MHHS-Greater Heights |  |  |  | FCZ5578 |  | Central & Greater Heights |  | Rental Equipment | [7 empty] | PUMPFOODENTERAL-Covidien-Kangaroo ePump |  | KANGAROO E PUMP ENTERAL FEEDING PUMP |  |  | PUMPFOODENTERAL-Covidien-Kangaroo ePump | [6 empty] | Verified as Rental |  |  | MHHS-Greater Heights
NO | YES |  |  |  | FCZ5579 |  | COVIDIEN |  |  | C19262818 | Rental Equipment | MHHS-Greater Heights |  |  |  | FCZ5579 |  | Central & Greater Heights |  | Rental Equipment | [7 empty] | PUMPFOODENTERAL-Covidien-Kangaroo ePump |  | KANGAROO E PUMP ENTERAL FEEDING PUMP |  |  | PUMPFOODENTERAL-Covidien-Kangaroo ePump | [6 empty] | Verified as Rental |  |  | MHHS-Greater Heights
NO | YES |  |  |  | FCZ5580 |  | COVIDIEN |  |  | C19262940 | Rental Equipment | MHHS-Greater Heights |  |  |  | FCZ5580 |  | Central & Greater Heights |  | Rental Equipment | [7 empty] | PUMPFOODENTERAL-Covidien-Kangaroo ePump |  | KANGAROO E PUMP ENTERAL FEEDING PUMP |  |  | PUMPFOODENTERAL-Covidien-Kangaroo ePump | [6 empty] | Verified as Rental |  |  | MHHS-Greater Heights
NO | YES |  |  |  | FCZ5582 |  | COVIDIEN |  |  | C19262824 | Rental Equipment | MHHS-Greater Heights |  |  |  | FCZ5582 |  | Central & Greater Heights |  | Rental Equipment | [7 empty] | PUMPFOODENTERAL-Covidien-Kangaroo ePump |  | KANGAROO E PUMP ENTERAL FEEDING PUMP |  |  | PUMPFOODENTERAL-Covidien-Kangaroo ePump | [6 empty] | Verified as Rental |  |  | MHHS-Greater Heights
NO | YES |  |  |  | FCZ5587 |  | COVIDIEN |  |  | C19262962 | Rental Equipment | MHHS-Greater Heights |  |  |  | FCZ5587 |  | Central & Greater Heights |  | Rental Equipment | [7 empty] | PUMPFOODENTERAL-Covidien-Kangaroo ePump |  | KANGAROO E PUMP ENTERAL FEEDING PUMP |  |  | PUMPFOODENTERAL-Covidien-Kangaroo ePump | [6 empty] | Verified as Rental |  |  | MHHS-Greater Heights
NO | YES |  |  |  | FCZ5591 |  | COVIDIEN |  |  | C19262798 | Rental Equipment | MHHS-Greater Heights |  |  |  | FCZ5591 |  | Central & Greater Heights |  | Rental Equipment | [7 empty] | PUMPFOODENTERAL-Covidien-Kangaroo ePump |  | KANGAROO E PUMP ENTERAL FEEDING PUMP |  |  | PUMPFOODENTERAL-Covidien-Kangaroo ePump | [6 empty] | Verified as Rental |  |  | MHHS-Greater Heights
NO | YES |  |  |  | FCZ5594 |  | COVIDIEN |  |  | C19262916 | Rental Equipment | MHHS-Greater Heights |  |  |  | FCZ5594 |  | Central & Greater Heights |  | Rental Equipment | [7 empty] | PUMPFOODENTERAL-Covidien-Kangaroo ePump |  | KANGAROO E PUMP ENTERAL FEEDING PUMP |  |  | PUMPFOODENTERAL-Covidien-Kangaroo ePump | [6 empty] | Verified as Rental |  |  | MHHS-Greater Heights
NO | YES |  |  |  | FCZ5686 |  | COVIDIEN |  |  | C19268319 | Rental Equipment | MHHS-Greater Heights |  |  |  | FCZ5686 |  | Central & Greater Heights |  | Rental Equipment | [7 empty] | PUMPFOODENTERAL-Covidien-Kangaroo ePump |  | KANGAROO E PUMP ENTERAL FEEDING PUMP |  |  | PUMPFOODENTERAL-Covidien-Kangaroo ePump | [6 empty] | Verified as Rental |  |  | MHHS-Greater Heights
NO | YES |  |  |  | FCZ5689 |  | COVIDIEN |  |  | C19268333 | Rental Equipment | MHHS-Greater Heights |  |  |  | FCZ5689 |  | Central & Greater Heights |  | Rental Equipment | [7 empty] | PUMPFOODENTERAL-Covidien-Kangaroo ePump |  | KANGAROO E PUMP ENTERAL FEEDING PUMP |  |  | PUMPFOODENTERAL-Covidien-Kangaroo ePump | [6 empty] | Verified as Rental |  |  | MHHS-Greater Heights
NO | YES |  |  |  | FCZ5690 |  | COVIDIEN |  |  | C19268346 | Rental Equipment | MHHS-Greater Heights |  |  |  | FCZ5690 |  | Central & Greater Heights |  | Rental Equipment | [7 empty] | PUMPFOODENTERAL-Covidien-Kangaroo ePump |  | KANGAROO E PUMP ENTERAL FEEDING PUMP |  |  | PUMPFOODENTERAL-Covidien-Kangaroo ePump | [6 empty] | Verified as Rental |  |  | MHHS-Greater Heights
NO | YES |  |  |  | FCZ5692 |  | COVIDIEN |  |  | C19268357 | Rental Equipment | MHHS-Greater Heights |  |  |  | FCZ5692 |  | Central & Greater Heights |  | Rental Equipment | [7 empty] | PUMPFOODENTERAL-Covidien-Kangaroo ePump |  | KANGAROO E PUMP ENTERAL FEEDING PUMP |  |  | PUMPFOODENTERAL-Covidien-Kangaroo ePump | [6 empty] | Verified as Rental |  |  | MHHS-Greater Heights
NO | YES |  |  |  | FCZ5696 |  | COVIDIEN |  |  | C19268367 | Rental Equipment | MHHS-Greater Heights |  |  |  | FCZ5696 |  | Central & Greater Heights |  | Rental Equipment | [7 empty] | PUMPFOODENTERAL-Covidien-Kangaroo ePump |  | KANGAROO E PUMP ENTERAL FEEDING PUMP |  |  | PUMPFOODENTERAL-Covidien-Kangaroo ePump | [6 empty] | Verified as Rental |  |  | MHHS-Greater Heights
NO | YES |  |  |  | FCZ5699 |  | COVIDIEN |  |  | C19268376 | Rental Equipment | MHHS-Greater Heights |  |  |  | FCZ5699 |  | Central & Greater Heights |  | Rental Equipment | [7 empty] | PUMPFOODENTERAL-Covidien-Kangaroo ePump |  | KANGAROO E PUMP ENTERAL FEEDING PUMP |  |  | PUMPFOODENTERAL-Covidien-Kangaroo ePump | [6 empty] | Verified as Rental |  |  | MHHS-Greater Heights
NO | YES |  |  |  | FCZ214 |  | COVIDIEN |  |  | C0729922 | Rental | MHHS-Katy |  |  |  | FCZ214 |  | Katy |  | Rental | [7 empty] | PUMPFOODENTERAL-Covidien-Kangaroo ePump |  | KANGAROO E PUMP ENTERAL FEEDING PUMP |  |  | PUMPFOODENTERAL-Covidien-Kangaroo ePump | [6 empty] | Verified as Rental |  |  | MHHS-Katy
NO | YES |  |  |  | FCZ811 |  | COVIDIEN |  |  | C1055068 | Rental | MHHS-Katy |  |  |  | FCZ811 |  | Katy |  | Rental | [7 empty] | PUMPFOODENTERAL-Covidien-Kangaroo ePump |  | KANGAROO E PUMP ENTERAL FEEDING PUMP |  |  | PUMPFOODENTERAL-Covidien-Kangaroo ePump | [6 empty] | Verified as Rental |  |  | MHHS-Katy
NO | YES |  |  |  | FCZ840 |  | COVIDIEN |  |  | C1059977 | Rental | MHHS-Katy |  |  |  | FCZ840 |  | Katy |  | Rental | [7 empty] | PUMPFOODENTERAL-Covidien-Kangaroo ePump |  | KANGAROO E PUMP ENTERAL FEEDING PUMP |  |  | PUMPFOODENTERAL-Covidien-Kangaroo ePump | [6 empty] | Verified as Rental |  |  | MHHS-Katy
NO | YES |  |  |  | FCZ1249 |  | COVIDIEN |  |  | C1276320 | Rental | MHHS-Katy |  |  |  | FCZ1249 |  | Katy |  | Rental | [7 empty] | PUMPFOODENTERAL-Covidien-Kangaroo ePump |  | KANGAROO E PUMP ENTERAL FEEDING PUMP |  |  | PUMPFOODENTERAL-Covidien-Kangaroo ePump | [6 empty] | Verified as Rental |  |  | MHHS-Katy
NO | YES |  |  |  | FCZ1785 |  | COVIDIEN |  |  | C12002195 | Rental | MHHS-Katy |  |  |  | FCZ1785 |  | Katy |  | Rental | [7 empty] | PUMPFOODENTERAL-Covidien-Kangaroo ePump |  | KANGAROO E PUMP ENTERAL FEEDING PUMP |  |  | PUMPFOODENTERAL-Covidien-Kangaroo ePump | [6 empty] | Verified as Rental |  |  | MHHS-Katy
NO | YES |  |  |  | FCZ2212 |  | COVIDIEN |  |  | C13037801 | Rental | MHHS-Katy |  |  |  | FCZ2212 |  | Katy |  | Rental | [7 empty] | PUMPFOODENTERAL-Covidien-Kangaroo ePump |  | KANGAROO E PUMP ENTERAL FEEDING PUMP |  |  | PUMPFOODENTERAL-Covidien-Kangaroo ePump | [6 empty] | Verified as Rental |  |  | MHHS-Katy
NO | YES |  |  |  | FCZ2772 |  | COVIDIEN |  |  | C13062530 | Rental | MHHS-Katy |  |  |  | FCZ2772 |  | Katy |  | Rental | [7 empty] | PUMPFOODENTERAL-Covidien-Kangaroo ePump |  | KANGAROO E PUMP ENTERAL FEEDING PUMP |  |  | PUMPFOODENTERAL-Covidien-Kangaroo ePump | [6 empty] | Verified as Rental |  |  | MHHS-Katy
NO | YES |  |  |  | FCZ2872 |  | COVIDIEN |  |  | C14096506 | Rental | MHHS-Katy |  |  |  | FCZ2872 |  | Katy |  | Rental | [7 empty] | PUMPFOODENTERAL-Covidien-Kangaroo ePump |  | KANGAROO E PUMP ENTERAL FEEDING PUMP |  |  | PUMPFOODENTERAL-Covidien-Kangaroo ePump | [6 empty] | Verified as Rental |  |  | MHHS-Katy
NO | YES |  |  |  | FCZ3505 |  | COVIDIEN |  |  | C15134833 | Rental | MHHS-Katy |  |  |  | FCZ3505 |  | Katy |  | Rental | [7 empty] | PUMPFOODENTERAL-Covidien-Kangaroo ePump |  | KANGAROO E PUMP ENTERAL FEEDING PUMP |  |  | PUMPFOODENTERAL-Covidien-Kangaroo ePump | [6 empty] | Verified as Rental |  |  | MHHS-Katy
NO | YES |  |  |  | FCZ3963 |  | COVIDIEN |  |  | C16159189 | Rental | MHHS-Katy |  |  |  | FCZ3963 |  | Katy |  | Rental | [7 empty] | PUMPFOODENTERAL-Covidien-Kangaroo ePump |  | KANGAROO E PUMP ENTERAL FEEDING PUMP |  |  | PUMPFOODENTERAL-Covidien-Kangaroo ePump | [6 empty] | Verified as Rental |  |  | MHHS-Katy
NO | YES |  |  |  | FCZ4071 |  | COVIDIEN |  |  | C16161374 | Rental | MHHS-Katy |  |  |  | FCZ4071 |  | Katy |  | Rental | [7 empty] | PUMPFOODENTERAL-Covidien-Kangaroo ePump |  | KANGAROO E PUMP ENTERAL FEEDING PUMP |  |  | PUMPFOODENTERAL-Covidien-Kangaroo ePump | [6 empty] | Verified as Rental |  |  | MHHS-Katy
NO | YES |  |  |  | FCZ4241 |  | COVIDIEN |  |  | C17172164 | Rental | MHHS-Katy |  |  |  | FCZ4241 |  | Katy |  | Rental | [7 empty] | PUMPFOODENTERAL-Covidien-Kangaroo ePump |  | KANGAROO E PUMP ENTERAL FEEDING PUMP |  |  | PUMPFOODENTERAL-Covidien-Kangaroo ePump | [6 empty] | Verified as Rental |  |  | MHHS-Katy
NO | YES |  |  |  | FCZ4376 |  | COVIDIEN |  |  | C17189377 | Rental | MHHS-Katy |  |  |  | FCZ4376 |  | Katy |  | Rental | [7 empty] | PUMPFOODENTERAL-Covidien-Kangaroo ePump |  | KANGAROO E PUMP ENTERAL FEEDING PUMP |  |  | PUMPFOODENTERAL-Covidien-Kangaroo ePump | [6 empty] | Verified as Rental |  |  | MHHS-Katy
NO | YES |  |  |  | FCZ4577 |  | COVIDIEN |  |  | C17185926 | Rental | MHHS-Katy |  |  |  | FCZ4577 |  | Katy |  | Rental | [7 empty] | PUMPFOODENTERAL-Covidien-Kangaroo ePump |  | KANGAROO E PUMP ENTERAL FEEDING PUMP |  |  | PUMPFOODENTERAL-Covidien-Kangaroo ePump | [6 empty] | Verified as Rental |  |  | MHHS-Katy
NO | YES |  |  |  | FCZ4658 |  | COVIDIEN |  |  | C17194623 | Rental | MHHS-Katy |  |  |  | FCZ4658 |  | Katy |  | Rental | [7 empty] | PUMPFOODENTERAL-Covidien-Kangaroo ePump |  | KANGAROO E PUMP ENTERAL FEEDING PUMP |  |  | PUMPFOODENTERAL-Covidien-Kangaroo ePump | [6 empty] | Verified as Rental |  |  | MHHS-Katy
NO | YES |  |  |  | FCZ5115 |  | COVIDIEN |  |  | C18209653 | Rental | MHHS-Katy |  |  |  | FCZ5115 |  | Katy |  | Rental | [7 empty] | PUMPFOODENTERAL-Covidien-Kangaroo ePump |  | KANGAROO E PUMP ENTERAL FEEDING PUMP |  |  | PUMPFOODENTERAL-Covidien-Kangaroo ePump | [6 empty] | Verified as Rental |  |  | MHHS-Katy
NO | YES |  |  |  | FCZ5335 |  | COVIDIEN |  |  | C19237073 | Rental | MHHS-Katy |  |  |  | FCZ5335 |  | Katy |  | Rental | [7 empty] | PUMPFOODENTERAL-Covidien-Kangaroo ePump |  | KANGAROO E PUMP ENTERAL FEEDING PUMP |  |  | PUMPFOODENTERAL-Covidien-Kangaroo ePump | [6 empty] | Verified as Rental |  |  | MHHS-Katy
NO | YES |  |  |  | FCZ5502 |  | COVIDIEN |  |  | C19262607 | Rental | MHHS-Katy |  |  |  | FCZ5502 |  | Katy |  | Rental | [7 empty] | PUMPFOODENTERAL-Covidien-Kangaroo ePump |  | KANGAROO E PUMP ENTERAL FEEDING PUMP |  |  | PUMPFOODENTERAL-Covidien-Kangaroo ePump | [6 empty] | Verified as Rental |  |  | MHHS-Katy
NO | YES | Serial Number C19262945 |  |  | FCZ5576 |  | COVIDIEN |  |  | C19262945 | Rental | MHHS-Katy |  |  |  | FCZ5576 |  | Katy |  | Rental | [7 empty] | PUMPFOODENTERAL-Covidien-Kangaroo ePump |  | KANGAROO E PUMP ENTERAL FEEDING PUMP |  |  | PUMPFOODENTERAL-Covidien-Kangaroo ePump | [6 empty] | Verified as Rental |  |  | MHHS-Katy
NO | YES |  |  |  | FCZ5588 |  | COVIDIEN |  |  | C19262797 | Rental | MHHS-Katy |  |  |  | FCZ5588 |  | Katy |  | Rental | [7 empty] | PUMPFOODENTERAL-Covidien-Kangaroo ePump |  | KANGAROO E PUMP ENTERAL FEEDING PUMP |  |  | PUMPFOODENTERAL-Covidien-Kangaroo ePump | [6 empty] | Verified as Rental |  |  | MHHS-Katy
NO | YES |  |  |  | FCZ5604 |  | COVIDIEN |  |  | C19262820 | Rental | MHHS-Katy |  |  |  | FCZ5604 |  | Katy |  | Rental | [7 empty] | PUMPFOODENTERAL-Covidien-Kangaroo ePump |  | KANGAROO E PUMP ENTERAL FEEDING PUMP |  |  | PUMPFOODENTERAL-Covidien-Kangaroo ePump | [6 empty] | Verified as Rental |  |  | MHHS-Katy
NO | YES |  |  |  | FCZ5605 |  | COVIDIEN |  |  | C19262914 | Rental | MHHS-Katy |  |  |  | FCZ5605 |  | Katy |  | Rental | [7 empty] | PUMPFOODENTERAL-Covidien-Kangaroo ePump |  | KANGAROO E PUMP ENTERAL FEEDING PUMP |  |  | PUMPFOODENTERAL-Covidien-Kangaroo ePump | [6 empty] | Verified as Rental |  |  | MHHS-Katy
NO | YES |  |  |  | FCZ3372 |  | COVIDIEN |  |  | C14097859 | Rental | MHHS-Katy Rehab |  |  |  | FCZ3372 |  | Katy |  | Rental | [7 empty] | PUMPFOODENTERAL-Covidien-Kangaroo ePump |  | KANGAROO E PUMP ENTERAL FEEDING PUMP |  |  | PUMPFOODENTERAL-Covidien-Kangaroo ePump | [6 empty] | Verified as Rental |  |  | MHHS-Katy Rehab
NO | YES |  |  |  | FCZ3826 |  | COVIDIEN |  |  | C16151798 | Rental | MHHS-Katy Rehab |  |  |  | FCZ3826 |  | Katy |  | Rental | [7 empty] | PUMPFOODENTERAL-Covidien-Kangaroo ePump |  | KANGAROO E PUMP ENTERAL FEEDING PUMP |  |  | PUMPFOODENTERAL-Covidien-Kangaroo ePump | [6 empty] | Verified as Rental |  |  | MHHS-Katy Rehab
NO | YES |  |  |  | FCZ4631 |  | COVIDIEN |  |  | C17194535 | Rental | MHHS-Katy Rehab |  |  |  | FCZ4631 |  | Katy |  | Rental | [7 empty] | PUMPFOODENTERAL-Covidien-Kangaroo ePump |  | KANGAROO E PUMP ENTERAL FEEDING PUMP |  |  | PUMPFOODENTERAL-Covidien-Kangaroo ePump | [6 empty] | Verified as Rental |  |  | MHHS-Katy Rehab
NO | YES |  |  |  | FCZ5291 |  | COVIDIEN |  |  | C18229987 | Rental | MHHS-Katy Rehab |  |  |  | FCZ5291 |  | Katy |  | Rental | [7 empty] | PUMPFOODENTERAL-Covidien-Kangaroo ePump |  | KANGAROO E PUMP ENTERAL FEEDING PUMP |  |  | PUMPFOODENTERAL-Covidien-Kangaroo ePump | [6 empty] | Verified as Rental |  |  | MHHS-Katy Rehab
NO | YES |  |  |  | FCZ295 |  | COVIDIEN |  |  | C0736805 | Rental | MHHS-Mem City |  |  |  | FCZ295 |  | West & Memorial City |  | Rental | [7 empty] | PUMPFOODENTERAL-Covidien-Kangaroo ePump |  | KANGAROO E PUMP ENTERAL FEEDING PUMP |  |  | PUMPFOODENTERAL-Covidien-Kangaroo ePump | [6 empty] | Verified as Rental |  |  | MHHS-Mem City
NO | YES |  |  |  | FCZ405 |  | COVIDIEN |  |  | C0833998 | Rental | MHHS-Mem City |  |  |  | FCZ405 |  | West & Memorial City |  | Rental | [7 empty] | PUMPFOODENTERAL-Covidien-Kangaroo ePump |  | KANGAROO E PUMP ENTERAL FEEDING PUMP |  |  | PUMPFOODENTERAL-Covidien-Kangaroo ePump | [6 empty] | Verified as Rental |  |  | MHHS-Mem City
NO | YES |  |  |  | FCZ457 |  | COVIDIEN |  |  | C0834752 | Rental | MHHS-Mem City |  |  |  | FCZ457 |  | West & Memorial City |  | Rental | [7 empty] | PUMPFOODENTERAL-Covidien-Kangaroo ePump |  | KANGAROO E PUMP ENTERAL FEEDING PUMP |  |  | PUMPFOODENTERAL-Covidien-Kangaroo ePump | [6 empty] | Verified as Rental |  |  | MHHS-Mem City
NO | YES |  |  |  | FCZ1246 |  | COVIDIEN |  |  | C1272942 | Rental | MHHS-Mem City |  |  |  | FCZ1246 |  | West & Memorial City |  | Rental | [7 empty] | PUMPFOODENTERAL-Covidien-Kangaroo ePump |  | KANGAROO E PUMP ENTERAL FEEDING PUMP |  |  | PUMPFOODENTERAL-Covidien-Kangaroo ePump | [6 empty] | Verified as Rental |  |  | MHHS-Mem City
NO | YES |  |  |  | FCZ1387 |  | COVIDIEN |  |  | C1278720 | Rental | MHHS-Mem City |  |  |  | FCZ1387 |  | West & Memorial City |  | Rental | [7 empty] | PUMPFOODENTERAL-Covidien-Kangaroo ePump |  | KANGAROO E PUMP ENTERAL FEEDING PUMP |  |  | PUMPFOODENTERAL-Covidien-Kangaroo ePump | [6 empty] | Verified as Rental |  |  | MHHS-Mem City
NO | YES |  |  |  | FCZ1649 |  | COVIDIEN |  |  | C1285409 | Rental | MHHS-Mem City |  |  |  | FCZ1649 |  | West & Memorial City |  | Rental | [7 empty] | PUMPFOODENTERAL-Covidien-Kangaroo ePump |  | KANGAROO E PUMP ENTERAL FEEDING PUMP |  |  | PUMPFOODENTERAL-Covidien-Kangaroo ePump | [6 empty] | Verified as Rental |  |  | MHHS-Mem City
NO | YES |  |  |  | FCZ2445 |  | COVIDIEN |  |  | C13052756 | Rental | MHHS-Mem City |  |  |  | FCZ2445 |  | West & Memorial City |  | Rental | [7 empty] | PUMPFOODENTERAL-Covidien-Kangaroo ePump |  | KANGAROO E PUMP ENTERAL FEEDING PUMP |  |  | PUMPFOODENTERAL-Covidien-Kangaroo ePump | [6 empty] | Verified as Rental |  |  | MHHS-Mem City
NO | YES |  |  |  | FCZ2683 |  | COVIDIEN |  |  | C13069645 | Rental | MHHS-Mem City |  |  |  | FCZ2683 |  | West & Memorial City |  | Rental | [7 empty] | PUMPFOODENTERAL-Covidien-Kangaroo ePump |  | KANGAROO E PUMP ENTERAL FEEDING PUMP |  |  | PUMPFOODENTERAL-Covidien-Kangaroo ePump | [6 empty] | Verified as Rental |  |  | MHHS-Mem City
NO | YES |  |  |  | FCZ3167 |  | COVIDIEN |  |  | C13058160 | Rental | MHHS-Mem City |  |  |  | FCZ3167 |  | West & Memorial City |  | Rental | [7 empty] | PUMPFOODENTERAL-Covidien-Kangaroo ePump |  | KANGAROO E PUMP ENTERAL FEEDING PUMP |  |  | PUMPFOODENTERAL-Covidien-Kangaroo ePump | [6 empty] | Verified as Rental |  |  | MHHS-Mem City
NO | YES |  |  |  | FCZ3185 |  | COVIDIEN |  |  | C14109122 | Rental | MHHS-Mem City |  |  |  | FCZ3185 |  | West & Memorial City |  | Rental | [7 empty] | PUMPFOODENTERAL-Covidien-Kangaroo ePump |  | KANGAROO E PUMP ENTERAL FEEDING PUMP |  |  | PUMPFOODENTERAL-Covidien-Kangaroo ePump | [6 empty] | Verified as Rental |  |  | MHHS-Mem City
NO | YES |  |  |  | FCZ3201 |  | COVIDIEN |  |  | C14109133 | Rental | MHHS-Mem City |  |  |  | FCZ3201 |  | West & Memorial City |  | Rental | [7 empty] | PUMPFOODENTERAL-Covidien-Kangaroo ePump |  | KANGAROO E PUMP ENTERAL FEEDING PUMP |  |  | PUMPFOODENTERAL-Covidien-Kangaroo ePump | [6 empty] | Verified as Rental |  |  | MHHS-Mem City
NO | YES |  |  |  | FCZ3828 |  | COVIDIEN |  |  | C16149824 | Rental | MHHS-Mem City |  |  |  | FCZ3828 |  | West & Memorial City |  | Rental | [7 empty] | PUMPFOODENTERAL-Covidien-Kangaroo ePump |  | KANGAROO E PUMP ENTERAL FEEDING PUMP |  |  | PUMPFOODENTERAL-Covidien-Kangaroo ePump | [6 empty] | Verified as Rental |  |  | MHHS-Mem City
NO | YES |  |  |  | FCZ3852 |  | COVIDIEN |  |  | C16151840 | Rental | MHHS-Mem City |  |  |  | FCZ3852 |  | West & Memorial City |  | Rental | [7 empty] | PUMPFOODENTERAL-Covidien-Kangaroo ePump |  | KANGAROO E PUMP ENTERAL FEEDING PUMP |  |  | PUMPFOODENTERAL-Covidien-Kangaroo ePump | [6 empty] | Verified as Rental |  |  | MHHS-Mem City
NO | YES |  |  |  | FCZ3907 |  | COVIDIEN |  |  | C16151236 | Rental | MHHS-Mem City |  |  |  | FCZ3907 |  | West & Memorial City |  | Rental | [7 empty] | PUMPFOODENTERAL-Covidien-Kangaroo ePump |  | KANGAROO E PUMP ENTERAL FEEDING PUMP |  |  | PUMPFOODENTERAL-Covidien-Kangaroo ePump | [6 empty] | Verified as Rental |  |  | MHHS-Mem City
NO | YES |  |  |  | FCZ4044 |  | COVIDIEN |  |  | C16164307 | Rental | MHHS-Mem City |  |  |  | FCZ4044 |  | West & Memorial City |  | Rental | [7 empty] | PUMPFOODENTERAL-Covidien-Kangaroo ePump |  | KANGAROO E PUMP ENTERAL FEEDING PUMP |  |  | PUMPFOODENTERAL-Covidien-Kangaroo ePump | [6 empty] | Verified as Rental |  |  | MHHS-Mem City
NO | YES |  |  |  | FCZ4506 |  | COVIDIEN |  |  | C17189686 | Rental | MHHS-Mem City |  |  |  | FCZ4506 |  | West & Memorial City |  | Rental | [7 empty] | PUMPFOODENTERAL-Covidien-Kangaroo ePump |  | KANGAROO E PUMP ENTERAL FEEDING PUMP |  |  | PUMPFOODENTERAL-Covidien-Kangaroo ePump | [6 empty] | Verified as Rental |  |  | MHHS-Mem City
NO | YES |  |  |  | FCZ4582 |  | COVIDIEN |  |  | C17185931 | Rental | MHHS-Mem City |  |  |  | FCZ4582 |  | West & Memorial City |  | Rental | [7 empty] | PUMPFOODENTERAL-Covidien-Kangaroo ePump |  | KANGAROO E PUMP ENTERAL FEEDING PUMP |  |  | PUMPFOODENTERAL-Covidien-Kangaroo ePump | [6 empty] | Verified as Rental |  |  | MHHS-Mem City
NO | YES |  |  |  | FCZ5098 |  | COVIDIEN |  |  | C0735689 | Rental | MHHS-Mem City |  |  |  | FCZ5098 |  | West & Memorial City |  | Rental | [7 empty] | PUMPFOODENTERAL-Covidien-Kangaroo ePump |  | KANGAROO E PUMP ENTERAL FEEDING PUMP |  |  | PUMPFOODENTERAL-Covidien-Kangaroo ePump | [6 empty] | Verified as Rental |  |  | MHHS-Mem City
NO | YES |  |  |  | FCZ5215 |  | COVIDIEN |  |  | C18230936 | Rental | MHHS-Mem City |  |  |  | FCZ5215 |  | West & Memorial City |  | Rental | [7 empty] | PUMPFOODENTERAL-Covidien-Kangaroo ePump |  | KANGAROO E PUMP ENTERAL FEEDING PUMP |  |  | PUMPFOODENTERAL-Covidien-Kangaroo ePump | [6 empty] | Verified as Rental |  |  | MHHS-Mem City
NO | YES |  |  |  | FCZ5325 |  | COVIDIEN |  |  | C19232404 | Rental | MHHS-Mem City |  |  |  | FCZ5325 |  | West & Memorial City |  | Rental | [7 empty] | PUMPFOODENTERAL-Covidien-Kangaroo ePump |  | KANGAROO E PUMP ENTERAL FEEDING PUMP |  |  | PUMPFOODENTERAL-Covidien-Kangaroo ePump | [6 empty] | Verified as Rental |  |  | MHHS-Mem City
NO | YES |  |  |  | FCZ5341 |  | COVIDIEN |  |  | C19237113 | Rental | MHHS-Mem City |  |  |  | FCZ5341 |  | West & Memorial City |  | Rental | [7 empty] | PUMPFOODENTERAL-Covidien-Kangaroo ePump |  | KANGAROO E PUMP ENTERAL FEEDING PUMP |  |  | PUMPFOODENTERAL-Covidien-Kangaroo ePump | [6 empty] | Verified as Rental |  |  | MHHS-Mem City
NO | YES |  |  |  | FCZ5383 |  | COVIDIEN |  |  | C19250568 | Rental | MHHS-Mem City |  |  |  | FCZ5383 |  | West & Memorial City |  | Rental | [7 empty] | PUMPFOODENTERAL-Covidien-Kangaroo ePump |  | KANGAROO E PUMP ENTERAL FEEDING PUMP |  |  | PUMPFOODENTERAL-Covidien-Kangaroo ePump | [6 empty] | Verified as Rental |  |  | MHHS-Mem City
NO | YES |  |  |  | FCZ5509 |  | COVIDIEN |  |  | C19262666 | Rental | MHHS-Mem City |  |  |  | FCZ5509 |  | West & Memorial City |  | Rental | [7 empty] | PUMPFOODENTERAL-Covidien-Kangaroo ePump |  | KANGAROO E PUMP ENTERAL FEEDING PUMP |  |  | PUMPFOODENTERAL-Covidien-Kangaroo ePump | [6 empty] | Verified as Rental |  |  | MHHS-Mem City
NO | YES |  |  |  | FCZ5694 |  | COVIDIEN |  |  | C19268360 | Rental | MHHS-Mem City |  |  |  | FCZ5694 |  | West & Memorial City |  | Rental | [7 empty] | PUMPFOODENTERAL-Covidien-Kangaroo ePump |  | KANGAROO E PUMP ENTERAL FEEDING PUMP |  |  | PUMPFOODENTERAL-Covidien-Kangaroo ePump | [6 empty] | Verified as Rental |  |  | MHHS-Mem City
NO | YES |  |  |  | FCZ5713 |  | COVIDIEN |  |  | C19268421 | Rental | MHHS-Mem City |  |  |  | FCZ5713 |  | West & Memorial City |  | Rental | [7 empty] | PUMPFOODENTERAL-Covidien-Kangaroo ePump |  | KANGAROO E PUMP ENTERAL FEEDING PUMP |  |  | PUMPFOODENTERAL-Covidien-Kangaroo ePump | [6 empty] | Verified as Rental |  |  | MHHS-Mem City
NO | YES |  |  |  | FCZ1222 |  | COVIDIEN |  |  | C1265814 | Rental | MHHS-Northeast |  |  |  | FCZ1222 |  | Katy |  | Rental | [7 empty] | PUMPFOODENTERAL-Covidien-Kangaroo ePump |  | KANGAROO E PUMP ENTERAL FEEDING PUMP |  |  | PUMPFOODENTERAL-Covidien-Kangaroo ePump | [6 empty] | Verified as Rental |  |  | MHHS-Northeast
NO | YES |  |  |  | FCZ1783 |  | COVIDIEN |  |  | C12001902 | Rental | MHHS-Northeast |  |  |  | FCZ1783 |  | Katy |  | Rental | [7 empty] | PUMPFOODENTERAL-Covidien-Kangaroo ePump |  | KANGAROO E PUMP ENTERAL FEEDING PUMP |  |  | PUMPFOODENTERAL-Covidien-Kangaroo ePump | [6 empty] | Verified as Rental |  |  | MHHS-Northeast
NO | YES |  |  |  | FCZ2114 |  | COVIDIEN |  |  | C13015946 | Rental | MHHS-Northeast |  |  |  | FCZ2114 |  | Katy |  | Rental | [7 empty] | PUMPFOODENTERAL-Covidien-Kangaroo ePump |  | KANGAROO E PUMP ENTERAL FEEDING PUMP |  |  | PUMPFOODENTERAL-Covidien-Kangaroo ePump | [6 empty] | Verified as Rental |  |  | MHHS-Northeast
NO | YES |  |  |  | FCZ2235 |  | COVIDIEN |  |  | C13037724 | Rental | MHHS-Northeast |  |  |  | FCZ2235 |  | Katy |  | Rental | [7 empty] | PUMPFOODENTERAL-Covidien-Kangaroo ePump |  | KANGAROO E PUMP ENTERAL FEEDING PUMP |  |  | PUMPFOODENTERAL-Covidien-Kangaroo ePump | [6 empty] | Verified as Rental |  |  | MHHS-Northeast
NO | YES |  |  |  | FCZ2823 |  | COVIDIEN |  |  | C0725227 | Rental | MHHS-Northeast |  |  |  | FCZ2823 |  | Katy |  | Rental | [7 empty] | PUMPFOODENTERAL-Covidien-Kangaroo ePump |  | KANGAROO E PUMP ENTERAL FEEDING PUMP |  |  | PUMPFOODENTERAL-Covidien-Kangaroo ePump | [6 empty] | Verified as Rental |  |  | MHHS-Northeast
NO | YES |  |  |  | FCZ2935 |  | COVIDIEN |  |  | C14096512 | Rental | MHHS-Northeast |  |  |  | FCZ2935 |  | Katy |  | Rental | [7 empty] | PUMPFOODENTERAL-Covidien-Kangaroo ePump |  | KANGAROO E PUMP ENTERAL FEEDING PUMP |  |  | PUMPFOODENTERAL-Covidien-Kangaroo ePump | [6 empty] | Verified as Rental |  |  | MHHS-Northeast
NO | YES |  |  |  | FCZ3376 |  | COVIDIEN |  |  | C14097783 | Rental | MHHS-Northeast |  |  |  | FCZ3376 |  | Katy |  | Rental | [7 empty] | PUMPFOODENTERAL-Covidien-Kangaroo ePump |  | KANGAROO E PUMP ENTERAL FEEDING PUMP |  |  | PUMPFOODENTERAL-Covidien-Kangaroo ePump | [6 empty] | Verified as Rental |  |  | MHHS-Northeast
NO | YES |  |  |  | FCZ3721 |  | COVIDIEN |  |  | C15141078 | Rental | MHHS-Northeast |  |  |  | FCZ3721 |  | Katy |  | Rental | [7 empty] | PUMPFOODENTERAL-Covidien-Kangaroo ePump |  | KANGAROO E PUMP ENTERAL FEEDING PUMP |  |  | PUMPFOODENTERAL-Covidien-Kangaroo ePump | [6 empty] | Verified as Rental |  |  | MHHS-Northeast
NO | YES |  |  |  | FCZ4205 |  | COVIDIEN |  |  | C16164382 | Rental | MHHS-Northeast |  |  |  | FCZ4205 |  | Katy |  | Rental | [7 empty] | PUMPFOODENTERAL-Covidien-Kangaroo ePump |  | KANGAROO E PUMP ENTERAL FEEDING PUMP |  |  | PUMPFOODENTERAL-Covidien-Kangaroo ePump | [6 empty] | Verified as Rental |  |  | MHHS-Northeast
NO | YES |  |  |  | FCZ4286 |  | COVIDIEN |  |  | C13022908 | Rental | MHHS-Northeast |  |  |  | FCZ4286 |  | Katy |  | Rental | [7 empty] | PUMPFOODENTERAL-Covidien-Kangaroo ePump |  | KANGAROO E PUMP ENTERAL FEEDING PUMP |  |  | PUMPFOODENTERAL-Covidien-Kangaroo ePump | [6 empty] | Verified as Rental |  |  | MHHS-Northeast
NO | YES | Serial Number C17189607 |  |  | FCZ4495 |  | COVIDIEN |  |  | C17189607 | Rental | MHHS-Northeast |  |  |  | FCZ4495 |  | Katy |  | Rental | [7 empty] | PUMPFOODENTERAL-Covidien-Kangaroo ePump |  | KANGAROO E PUMP ENTERAL FEEDING PUMP |  |  | PUMPFOODENTERAL-Covidien-Kangaroo ePump | [6 empty] | Verified as Rental |  |  | MHHS-Northeast
NO | YES |  |  |  | FCZ4622 |  | COVIDIEN |  |  | C17194547 | Rental | MHHS-Northeast |  |  |  | FCZ4622 |  | Katy |  | Rental | [7 empty] | PUMPFOODENTERAL-Covidien-Kangaroo ePump |  | KANGAROO E PUMP ENTERAL FEEDING PUMP |  |  | PUMPFOODENTERAL-Covidien-Kangaroo ePump | [6 empty] | Verified as Rental |  |  | MHHS-Northeast
NO | YES |  |  |  | FCZ4628 |  | COVIDIEN |  |  | C17194276 | Rental | MHHS-Northeast |  |  |  | FCZ4628 |  | Katy |  | Rental | [7 empty] | PUMPFOODENTERAL-Covidien-Kangaroo ePump |  | KANGAROO E PUMP ENTERAL FEEDING PUMP |  |  | PUMPFOODENTERAL-Covidien-Kangaroo ePump | [6 empty] | Verified as Rental |  |  | MHHS-Northeast
NO | YES |  |  |  | FCZ4643 |  | COVIDIEN |  |  | C17194222 | Rental | MHHS-Northeast |  |  |  | FCZ4643 |  | Katy |  | Rental | [7 empty] | PUMPFOODENTERAL-Covidien-Kangaroo ePump |  | KANGAROO E PUMP ENTERAL FEEDING PUMP |  |  | PUMPFOODENTERAL-Covidien-Kangaroo ePump | [6 empty] | Verified as Rental |  |  | MHHS-Northeast
NO | YES |  |  |  | FCZ4648 |  | COVIDIEN |  |  | C17194450 | Rental | MHHS-Northeast |  |  |  | FCZ4648 |  | Katy |  | Rental | [7 empty] | PUMPFOODENTERAL-Covidien-Kangaroo ePump |  | KANGAROO E PUMP ENTERAL FEEDING PUMP |  |  | PUMPFOODENTERAL-Covidien-Kangaroo ePump | [6 empty] | Verified as Rental |  |  | MHHS-Northeast
NO | YES |  |  |  | FCZ4660 |  | COVIDIEN |  |  | C17194619 | Rental | MHHS-Northeast |  |  |  | FCZ4660 |  | Katy |  | Rental | [7 empty] | PUMPFOODENTERAL-Covidien-Kangaroo ePump |  | KANGAROO E PUMP ENTERAL FEEDING PUMP |  |  | PUMPFOODENTERAL-Covidien-Kangaroo ePump | [6 empty] | Verified as Rental |  |  | MHHS-Northeast
NO | YES |  |  |  | FCZ4779 |  | COVIDIEN |  |  | C13072905 | Rental | MHHS-Northeast |  |  |  | FCZ4779 |  | Katy |  | Rental | [7 empty] | PUMPFOODENTERAL-Covidien-Kangaroo ePump |  | KANGAROO E PUMP ENTERAL FEEDING PUMP |  |  | PUMPFOODENTERAL-Covidien-Kangaroo ePump | [6 empty] | Verified as Rental |  |  | MHHS-Northeast
NO | YES |  |  |  | FCZ4925 |  | COVIDIEN |  |  | C0614621 | Rental | MHHS-Northeast |  |  |  | FCZ4925 |  | Katy |  | Rental | [7 empty] | PUMPFOODENTERAL-Covidien-Kangaroo ePump |  | KANGAROO E PUMP ENTERAL FEEDING PUMP |  |  | PUMPFOODENTERAL-Covidien-Kangaroo ePump | [6 empty] | Verified as Rental |  |  | MHHS-Northeast
NO | YES |  |  |  | FCZ4935 |  | COVIDIEN |  |  | C14099563 | Rental | MHHS-Northeast |  |  |  | FCZ4935 |  | Katy |  | Rental | [7 empty] | PUMPFOODENTERAL-Covidien-Kangaroo ePump |  | KANGAROO E PUMP ENTERAL FEEDING PUMP |  |  | PUMPFOODENTERAL-Covidien-Kangaroo ePump | [6 empty] | Verified as Rental |  |  | MHHS-Northeast
NO | YES |  |  |  | FCZ5109 |  | COVIDIEN |  |  | C17173471 | Rental | MHHS-Northeast |  |  |  | FCZ5109 |  | Katy |  | Rental | [7 empty] | PUMPFOODENTERAL-Covidien-Kangaroo ePump |  | KANGAROO E PUMP ENTERAL FEEDING PUMP |  |  | PUMPFOODENTERAL-Covidien-Kangaroo ePump | [6 empty] | Verified as Rental |  |  | MHHS-Northeast
NO | YES |  |  |  | FCZ5172 |  | COVIDIEN |  |  | C18212608 | Rental | MHHS-Northeast |  |  |  | FCZ5172 |  | Katy |  | Rental | [7 empty] | PUMPFOODENTERAL-Covidien-Kangaroo ePump |  | KANGAROO E PUMP ENTERAL FEEDING PUMP |  |  | PUMPFOODENTERAL-Covidien-Kangaroo ePump | [6 empty] | Verified as Rental |  |  | MHHS-Northeast
NO | YES |  |  |  | FCZ5503 |  | COVIDIEN |  |  | C19262590 | Rental | MHHS-Northeast |  |  |  | FCZ5503 |  | Katy |  | Rental | [7 empty] | PUMPFOODENTERAL-Covidien-Kangaroo ePump |  | KANGAROO E PUMP ENTERAL FEEDING PUMP |  |  | PUMPFOODENTERAL-Covidien-Kangaroo ePump | [6 empty] | Verified as Rental |  |  | MHHS-Northeast
NO | YES |  |  |  | FCZ5512 |  | COVIDIEN |  |  | C19262605 | Rental | MHHS-Northeast |  |  |  | FCZ5512 |  | Katy |  | Rental | [7 empty] | PUMPFOODENTERAL-Covidien-Kangaroo ePump |  | KANGAROO E PUMP ENTERAL FEEDING PUMP |  |  | PUMPFOODENTERAL-Covidien-Kangaroo ePump | [6 empty] | Verified as Rental |  |  | MHHS-Northeast
NO | YES |  |  |  | FCZ5515 |  | COVIDIEN |  |  | C19262660 | Rental | MHHS-Northeast |  |  |  | FCZ5515 |  | Katy |  | Rental | [7 empty] | PUMPFOODENTERAL-Covidien-Kangaroo ePump |  | KANGAROO E PUMP ENTERAL FEEDING PUMP |  |  | PUMPFOODENTERAL-Covidien-Kangaroo ePump | [6 empty] | Verified as Rental |  |  | MHHS-Northeast
NO | YES |  |  |  | FCZ5524 |  | COVIDIEN |  |  | C19262644 | Rental | MHHS-Northeast |  |  |  | FCZ5524 |  | Katy |  | Rental | [7 empty] | PUMPFOODENTERAL-Covidien-Kangaroo ePump |  | KANGAROO E PUMP ENTERAL FEEDING PUMP |  |  | PUMPFOODENTERAL-Covidien-Kangaroo ePump | [6 empty] | Verified as Rental |  |  | MHHS-Northeast
NO | YES |  |  |  | FCZ5592 |  | COVIDIEN |  |  | C19262795 | Rental | MHHS-Northeast |  |  |  | FCZ5592 |  | Katy |  | Rental | [7 empty] | PUMPFOODENTERAL-Covidien-Kangaroo ePump |  | KANGAROO E PUMP ENTERAL FEEDING PUMP |  |  | PUMPFOODENTERAL-Covidien-Kangaroo ePump | [6 empty] | Verified as Rental |  |  | MHHS-Northeast
NO | YES |  |  |  | FCZ5600 |  | COVIDIEN |  |  | C19262920 | Rental | MHHS-Northeast |  |  |  | FCZ5600 |  | Katy |  | Rental | [7 empty] | PUMPFOODENTERAL-Covidien-Kangaroo ePump |  | KANGAROO E PUMP ENTERAL FEEDING PUMP |  |  | PUMPFOODENTERAL-Covidien-Kangaroo ePump | [6 empty] | Verified as Rental |  |  | MHHS-Northeast
NO | YES |  |  |  | FCZ5685 |  | COVIDIEN |  |  | C19268308 | Rental | MHHS-Northeast |  |  |  | FCZ5685 |  | Katy |  | Rental | [7 empty] | PUMPFOODENTERAL-Covidien-Kangaroo ePump |  | KANGAROO E PUMP ENTERAL FEEDING PUMP |  |  | PUMPFOODENTERAL-Covidien-Kangaroo ePump | [6 empty] | Verified as Rental |  |  | MHHS-Northeast
NO | YES |  |  |  | FCZ5700 |  | COVIDIEN |  |  | C19268380 | Rental | MHHS-Northeast |  |  |  | FCZ5700 |  | Katy |  | Rental | [7 empty] | PUMPFOODENTERAL-Covidien-Kangaroo ePump |  | KANGAROO E PUMP ENTERAL FEEDING PUMP |  |  | PUMPFOODENTERAL-Covidien-Kangaroo ePump | [6 empty] | Verified as Rental |  |  | MHHS-Northeast
NO | YES |  |  |  | FCZ5708 |  | COVIDIEN |  |  | C19268394 | Rental | MHHS-Northeast |  |  |  | FCZ5708 |  | Katy |  | Rental | [7 empty] | PUMPFOODENTERAL-Covidien-Kangaroo ePump |  | KANGAROO E PUMP ENTERAL FEEDING PUMP |  |  | PUMPFOODENTERAL-Covidien-Kangaroo ePump | [6 empty] | Verified as Rental |  |  | MHHS-Northeast
NO | YES |  |  |  | FCZ1037 |  | COVIDIEN |  |  | C1264948 | Rental | MHHS-Orthopedic & Spine |  |  |  | FCZ1037 |  | Central & Greater Heights |  | Rental | [7 empty] | PUMPFOODENTERAL-Covidien-Kangaroo ePump |  | KANGAROO E PUMP ENTERAL FEEDING PUMP |  |  | PUMPFOODENTERAL-Covidien-Kangaroo ePump | [6 empty] | Verified as Rental |  |  | MHHS-Orthopedic & Spine
NO | YES |  |  |  | FCZ691 |  | COVIDIEN |  |  | C1060615 | Rental | MHHS-Pearland Hospital |  |  |  | FCZ691 |  | Pearland |  | Rental | [7 empty] | PUMPFOODENTERAL-Covidien-Kangaroo ePump |  | KANGAROO E PUMP ENTERAL FEEDING PUMP |  |  | PUMPFOODENTERAL-Covidien-Kangaroo ePump | [6 empty] | Verified as Rental |  |  | MHHS-Pearland Hospital
NO | YES |  |  |  | FCZ1404 |  | COVIDIEN |  |  | C1278731 | Rental | MHHS-Pearland Hospital |  |  |  | FCZ1404 |  | Pearland |  | Rental | [7 empty] | PUMPFOODENTERAL-Covidien-Kangaroo ePump |  | KANGAROO E PUMP ENTERAL FEEDING PUMP |  |  | PUMPFOODENTERAL-Covidien-Kangaroo ePump | [6 empty] | Verified as Rental |  |  | MHHS-Pearland Hospital
NO | YES |  |  |  | FCZ1606 |  | COVIDIEN |  |  | C1285465 | Rental | MHHS-Pearland Hospital |  |  |  | FCZ1606 |  | Pearland |  | Rental | [7 empty] | PUMPFOODENTERAL-Covidien-Kangaroo ePump |  | KANGAROO E PUMP ENTERAL FEEDING PUMP |  |  | PUMPFOODENTERAL-Covidien-Kangaroo ePump | [6 empty] | Verified as Rental |  |  | MHHS-Pearland Hospital
NO | YES |  |  |  | FCZ1962 |  | COVIDIEN |  |  | C13024572 | Rental | MHHS-Pearland Hospital |  |  |  | FCZ1962 |  | Pearland |  | Rental | [7 empty] | PUMPFOODENTERAL-Covidien-Kangaroo ePump |  | KANGAROO E PUMP ENTERAL FEEDING PUMP |  |  | PUMPFOODENTERAL-Covidien-Kangaroo ePump | [6 empty] | Verified as Rental |  |  | MHHS-Pearland Hospital
NO | YES |  |  |  | FCZ2505 |  | COVIDIEN |  |  | C13045481 | Rental | MHHS-Pearland Hospital |  |  |  | FCZ2505 |  | Pearland |  | Rental | [7 empty] | PUMPFOODENTERAL-Covidien-Kangaroo ePump |  | KANGAROO E PUMP ENTERAL FEEDING PUMP |  |  | PUMPFOODENTERAL-Covidien-Kangaroo ePump | [6 empty] | Verified as Rental |  |  | MHHS-Pearland Hospital
NO | YES |  |  |  | FCZ2595 |  | COVIDIEN |  |  | C13045283 | Rental | MHHS-Pearland Hospital |  |  |  | FCZ2595 |  | Pearland |  | Rental | [7 empty] | PUMPFOODENTERAL-Covidien-Kangaroo ePump |  | KANGAROO E PUMP ENTERAL FEEDING PUMP |  |  | PUMPFOODENTERAL-Covidien-Kangaroo ePump | [6 empty] | Verified as Rental |  |  | MHHS-Pearland Hospital
NO | YES |  |  |  | FCZ3001 |  | COVIDIEN |  |  | C14096291 | Rental | MHHS-Pearland Hospital |  |  |  | FCZ3001 |  | Pearland |  | Rental | [7 empty] | PUMPFOODENTERAL-Covidien-Kangaroo ePump |  | KANGAROO E PUMP ENTERAL FEEDING PUMP |  |  | PUMPFOODENTERAL-Covidien-Kangaroo ePump | [6 empty] | Verified as Rental |  |  | MHHS-Pearland Hospital
NO | YES |  |  |  | FCZ3036 |  | COVIDIEN |  |  | C14096304 | Rental | MHHS-Pearland Hospital |  |  |  | FCZ3036 |  | Pearland |  | Rental | [7 empty] | PUMPFOODENTERAL-Covidien-Kangaroo ePump |  | KANGAROO E PUMP ENTERAL FEEDING PUMP |  |  | PUMPFOODENTERAL-Covidien-Kangaroo ePump | [6 empty] | Verified as Rental |  |  | MHHS-Pearland Hospital
NO | YES |  |  |  | FCZ4939 |  | COVIDIEN |  |  | C13051525 | Rental | MHHS-Pearland Hospital |  |  |  | FCZ4939 |  | Pearland |  | Rental | [7 empty] | PUMPFOODENTERAL-Covidien-Kangaroo ePump |  | KANGAROO E PUMP ENTERAL FEEDING PUMP |  |  | PUMPFOODENTERAL-Covidien-Kangaroo ePump | [6 empty] | Verified as Rental |  |  | MHHS-Pearland Hospital
NO | YES |  |  |  | FCZ5040 |  | COVIDIEN |  |  | C14099503 | Rental | MHHS-Pearland Hospital |  |  |  | FCZ5040 |  | Pearland |  | Rental | [7 empty] | PUMPFOODENTERAL-Covidien-Kangaroo ePump |  | KANGAROO E PUMP ENTERAL FEEDING PUMP |  |  | PUMPFOODENTERAL-Covidien-Kangaroo ePump | [6 empty] | Verified as Rental |  |  | MHHS-Pearland Hospital
NO | YES |  |  |  | FCZ5406 |  | COVIDIEN |  |  | C19266156 | Rental | MHHS-Pearland Hospital |  |  |  | FCZ5406 |  | Pearland |  | Rental | [7 empty] | PUMPFOODENTERAL-Covidien-Kangaroo ePump |  | KANGAROO E PUMP ENTERAL FEEDING PUMP |  |  | PUMPFOODENTERAL-Covidien-Kangaroo ePump | [6 empty] | Verified as Rental |  |  | MHHS-Pearland Hospital
NO | YES |  |  |  | FCZ5581 |  | COVIDIEN |  |  | C19262781 | Rental | MHHS-Pearland Hospital |  |  |  | FCZ5581 |  | Pearland |  | Rental | [7 empty] | PUMPFOODENTERAL-Covidien-Kangaroo ePump |  | KANGAROO E PUMP ENTERAL FEEDING PUMP |  |  | PUMPFOODENTERAL-Covidien-Kangaroo ePump | [6 empty] | Verified as Rental |  |  | MHHS-Pearland Hospital
NO | YES |  |  |  | FCZ5595 |  | COVIDIEN |  |  | C19262931 | Rental | MHHS-Pearland Hospital |  |  |  | FCZ5595 |  | Pearland |  | Rental | [7 empty] | PUMPFOODENTERAL-Covidien-Kangaroo ePump |  | KANGAROO E PUMP ENTERAL FEEDING PUMP |  |  | PUMPFOODENTERAL-Covidien-Kangaroo ePump | [6 empty] | Verified as Rental |  |  | MHHS-Pearland Hospital
NO | YES |  |  |  | FCZ5597 |  | COVIDIEN |  |  | C19262801 | Rental | MHHS-Pearland Hospital |  |  |  | FCZ5597 |  | Pearland |  | Rental | [7 empty] | PUMPFOODENTERAL-Covidien-Kangaroo ePump |  | KANGAROO E PUMP ENTERAL FEEDING PUMP |  |  | PUMPFOODENTERAL-Covidien-Kangaroo ePump | [6 empty] | Verified as Rental |  |  | MHHS-Pearland Hospital
NO | YES |  |  |  | FCZ738 |  | COVIDIEN |  |  | C1056942 | Rental | MHHS-TIRR |  |  |  | FCZ738 |  | TMC |  | Rental | [7 empty] | PUMPFOODENTERAL-Covidien-Kangaroo ePump |  | KANGAROO E PUMP ENTERAL FEEDING PUMP |  |  | PUMPFOODENTERAL-Covidien-Kangaroo ePump | [6 empty] | Verified as Rental |  |  | MHHS-TIRR
NO | YES |  |  |  | FCZ892 |  | COVIDIEN |  |  | C0413386 | Rental | MHHS-TIRR |  |  |  | FCZ892 |  | TMC |  | Rental | [7 empty] | PUMPFOODENTERAL-Covidien-Kangaroo ePump |  | KANGAROO E PUMP ENTERAL FEEDING PUMP |  |  | PUMPFOODENTERAL-Covidien-Kangaroo ePump | [6 empty] | Verified as Rental |  |  | MHHS-TIRR
NO | YES |  |  |  | FCZ1809 |  | COVIDIEN |  |  | C12001115 | Rental | MHHS-TIRR |  |  |  | FCZ1809 |  | TMC |  | Rental | [7 empty] | PUMPFOODENTERAL-Covidien-Kangaroo ePump |  | KANGAROO E PUMP ENTERAL FEEDING PUMP |  |  | PUMPFOODENTERAL-Covidien-Kangaroo ePump | [6 empty] | Verified as Rental |  |  | MHHS-TIRR
NO | YES |  |  |  | FCZ1845 |  | COVIDIEN |  |  | C12002747 | Rental | MHHS-TIRR |  |  |  | FCZ1845 |  | TMC |  | Rental | [7 empty] | PUMPFOODENTERAL-Covidien-Kangaroo ePump |  | KANGAROO E PUMP ENTERAL FEEDING PUMP |  |  | PUMPFOODENTERAL-Covidien-Kangaroo ePump | [6 empty] | Verified as Rental |  |  | MHHS-TIRR
NO | YES |  |  |  | FCZ2051 |  | COVIDIEN |  |  | C13022616 | Rental | MHHS-TIRR |  |  |  | FCZ2051 |  | TMC |  | Rental | [7 empty] | PUMPFOODENTERAL-Covidien-Kangaroo ePump |  | KANGAROO E PUMP ENTERAL FEEDING PUMP |  |  | PUMPFOODENTERAL-Covidien-Kangaroo ePump | [6 empty] | Verified as Rental |  |  | MHHS-TIRR
NO | YES |  |  |  | FCZ2528 |  | COVIDIEN |  |  | C13059902 | Rental | MHHS-TIRR |  |  |  | FCZ2528 |  | TMC |  | Rental | [7 empty] | PUMPFOODENTERAL-Covidien-Kangaroo ePump |  | KANGAROO E PUMP ENTERAL FEEDING PUMP |  |  | PUMPFOODENTERAL-Covidien-Kangaroo ePump | [6 empty] | Verified as Rental |  |  | MHHS-TIRR
NO | YES |  |  |  | FCZ2759 |  | COVIDIEN |  |  | C13062588 | Rental | MHHS-TIRR |  |  |  | FCZ2759 |  | TMC |  | Rental | [7 empty] | PUMPFOODENTERAL-Covidien-Kangaroo ePump |  | KANGAROO E PUMP ENTERAL FEEDING PUMP |  |  | PUMPFOODENTERAL-Covidien-Kangaroo ePump | [6 empty] | Verified as Rental |  |  | MHHS-TIRR
NO | YES |  |  |  | FCZ3087 |  | COVIDIEN |  |  | C14113374 | Rental | MHHS-TIRR |  |  |  | FCZ3087 |  | TMC |  | Rental | [7 empty] | PUMPFOODENTERAL-Covidien-Kangaroo ePump |  | KANGAROO E PUMP ENTERAL FEEDING PUMP |  |  | PUMPFOODENTERAL-Covidien-Kangaroo ePump | [6 empty] | Verified as Rental |  |  | MHHS-TIRR
NO | YES |  |  |  | FCZ4017 |  | COVIDIEN |  |  | C16160620 | Rental | MHHS-TIRR |  |  |  | FCZ4017 |  | TMC |  | Rental | [7 empty] | PUMPFOODENTERAL-Covidien-Kangaroo ePump |  | KANGAROO E PUMP ENTERAL FEEDING PUMP |  |  | PUMPFOODENTERAL-Covidien-Kangaroo ePump | [6 empty] | Verified as Rental |  |  | MHHS-TIRR
NO | YES |  |  |  | FCZ4360 |  | COVIDIEN |  |  | C1789514 | Rental | MHHS-TIRR |  |  |  | FCZ4360 |  | TMC |  | Rental | [7 empty] | PUMPFOODENTERAL-Covidien-Kangaroo ePump |  | KANGAROO E PUMP ENTERAL FEEDING PUMP |  |  | PUMPFOODENTERAL-Covidien-Kangaroo ePump | [6 empty] | Verified as Rental |  |  | MHHS-TIRR
NO | YES |  |  |  | FCZ4385 |  | COVIDIEN |  |  | C17189652 | Rental | MHHS-TIRR |  |  |  | FCZ4385 |  | TMC |  | Rental | [7 empty] | PUMPFOODENTERAL-Covidien-Kangaroo ePump |  | KANGAROO E PUMP ENTERAL FEEDING PUMP |  |  | PUMPFOODENTERAL-Covidien-Kangaroo ePump | [6 empty] | Verified as Rental |  |  | MHHS-TIRR
NO | YES |  |  |  | FCZ4438 |  | COVIDIEN |  |  | C17185947 | Rental | MHHS-TIRR |  |  |  | FCZ4438 |  | TMC |  | Rental | [7 empty] | PUMPFOODENTERAL-Covidien-Kangaroo ePump |  | KANGAROO E PUMP ENTERAL FEEDING PUMP |  |  | PUMPFOODENTERAL-Covidien-Kangaroo ePump | [6 empty] | Verified as Rental |  |  | MHHS-TIRR
NO | YES |  |  |  | FCZ4639 |  | COVIDIEN |  |  | C17194336 | Rental | MHHS-TIRR |  |  |  | FCZ4639 |  | TMC |  | Rental | [7 empty] | PUMPFOODENTERAL-Covidien-Kangaroo ePump |  | KANGAROO E PUMP ENTERAL FEEDING PUMP |  |  | PUMPFOODENTERAL-Covidien-Kangaroo ePump | [6 empty] | Verified as Rental |  |  | MHHS-TIRR
NO | YES |  |  |  | FCZ5111 |  | COVIDIEN |  |  | C17173468 | Rental | MHHS-TIRR |  |  |  | FCZ5111 |  | TMC |  | Rental | [7 empty] | PUMPFOODENTERAL-Covidien-Kangaroo ePump |  | KANGAROO E PUMP ENTERAL FEEDING PUMP |  |  | PUMPFOODENTERAL-Covidien-Kangaroo ePump | [6 empty] | Verified as Rental |  |  | MHHS-TIRR
NO | YES |  |  |  | FCZ5212 |  | COVIDIEN |  |  | C18230948 | Rental | MHHS-TIRR |  |  |  | FCZ5212 |  | TMC |  | Rental | [7 empty] | PUMPFOODENTERAL-Covidien-Kangaroo ePump |  | KANGAROO E PUMP ENTERAL FEEDING PUMP |  |  | PUMPFOODENTERAL-Covidien-Kangaroo ePump | [6 empty] | Verified as Rental |  |  | MHHS-TIRR
NO | YES |  |  |  | FCZ5268 |  | COVIDIEN |  |  | C18231439 | Rental | MHHS-TIRR |  |  |  | FCZ5268 |  | TMC |  | Rental | [7 empty] | PUMPFOODENTERAL-Covidien-Kangaroo ePump |  | KANGAROO E PUMP ENTERAL FEEDING PUMP |  |  | PUMPFOODENTERAL-Covidien-Kangaroo ePump | [6 empty] | Verified as Rental |  |  | MHHS-TIRR
NO | YES |  |  |  | FCZ5687 |  | COVIDIEN |  |  | C19268323 | Rental | MHHS-TIRR |  |  |  | FCZ5687 |  | TMC |  | Rental | [7 empty] | PUMPFOODENTERAL-Covidien-Kangaroo ePump |  | KANGAROO E PUMP ENTERAL FEEDING PUMP |  |  | PUMPFOODENTERAL-Covidien-Kangaroo ePump | [6 empty] | Verified as Rental |  |  | MHHS-TIRR
NO | YES |  |  |  | FCZ5688 |  | COVIDIEN |  |  | C19268325 | Rental | MHHS-TIRR |  |  |  | FCZ5688 |  | TMC |  | Rental | [7 empty] | PUMPFOODENTERAL-Covidien-Kangaroo ePump |  | KANGAROO E PUMP ENTERAL FEEDING PUMP |  |  | PUMPFOODENTERAL-Covidien-Kangaroo ePump | [6 empty] | Verified as Rental |  |  | MHHS-TIRR
NO | YES |  |  |  | FCZ337 |  | COVIDIEN |  |  | C0730195 | Rental | MHHS-Southeast |  |  |  | FCZ337 |  | Southeast & Bay Area |  | Rental | [7 empty] | PUMPFOODENTERAL-Covidien-Kangaroo ePump |  | KANGAROO E PUMP ENTERAL FEEDING PUMP |  |  | PUMPFOODENTERAL-Covidien-Kangaroo ePump | [6 empty] | Verified as Rental |  |  | MHHS-Southeast
NO | YES |  |  |  | FCZ436 |  | COVIDIEN |  |  | C0834015 | Rental | MHHS-Southeast |  |  |  | FCZ436 |  | Southeast & Bay Area |  | Rental | [7 empty] | PUMPFOODENTERAL-Covidien-Kangaroo ePump |  | KANGAROO E PUMP ENTERAL FEEDING PUMP |  |  | PUMPFOODENTERAL-Covidien-Kangaroo ePump | [6 empty] | Verified as Rental |  |  | MHHS-Southeast
NO | YES |  |  |  | FCZ908 |  | COVIDIEN |  |  | C0412922 | Rental | MHHS-Southeast |  |  |  | FCZ908 |  | Southeast & Bay Area |  | Rental | [7 empty] | PUMPFOODENTERAL-Covidien-Kangaroo ePump |  | KANGAROO E PUMP ENTERAL FEEDING PUMP |  |  | PUMPFOODENTERAL-Covidien-Kangaroo ePump | [6 empty] | Verified as Rental |  |  | MHHS-Southeast
NO | YES |  |  |  | FCZ971 |  | COVIDIEN |  |  | C0413886 | Rental | MHHS-Southeast |  |  |  | FCZ971 |  | Southeast & Bay Area |  | Rental | [7 empty] | PUMPFOODENTERAL-Covidien-Kangaroo ePump |  | KANGAROO E PUMP ENTERAL FEEDING PUMP |  |  | PUMPFOODENTERAL-Covidien-Kangaroo ePump | [6 empty] | Verified as Rental |  |  | MHHS-Southeast
NO | YES |  |  |  | FCZ1157 |  | COVIDIEN |  |  | C1272464 | Rental | MHHS-Southeast |  |  |  | FCZ1157 |  | Southeast & Bay Area |  | Rental | [7 empty] | PUMPFOODENTERAL-Covidien-Kangaroo ePump |  | KANGAROO E PUMP ENTERAL FEEDING PUMP |  |  | PUMPFOODENTERAL-Covidien-Kangaroo ePump | [6 empty] | Verified as Rental |  |  | MHHS-Southeast
NO | YES |  |  |  | FCZ1330 |  | COVIDIEN |  |  | C1272904 | Rental | MHHS-Southeast |  |  |  | FCZ1330 |  | Southeast & Bay Area |  | Rental | [7 empty] | PUMPFOODENTERAL-Covidien-Kangaroo ePump |  | KANGAROO E PUMP ENTERAL FEEDING PUMP |  |  | PUMPFOODENTERAL-Covidien-Kangaroo ePump | [6 empty] | Verified as Rental |  |  | MHHS-Southeast
NO | YES |  |  |  | FCZ1409 |  | COVIDIEN |  |  | C1279023 | Rental | MHHS-Southeast |  |  |  | FCZ1409 |  | Southeast & Bay Area |  | Rental | [7 empty] | PUMPFOODENTERAL-Covidien-Kangaroo ePump |  | KANGAROO E PUMP ENTERAL FEEDING PUMP |  |  | PUMPFOODENTERAL-Covidien-Kangaroo ePump | [6 empty] | Verified as Rental |  |  | MHHS-Southeast
NO | YES |  |  |  | FCZ1499 |  | COVIDIEN |  |  | C1284455 | Rental | MHHS-Southeast |  |  |  | FCZ1499 |  | Southeast & Bay Area |  | Rental | [7 empty] | PUMPFOODENTERAL-Covidien-Kangaroo ePump |  | KANGAROO E PUMP ENTERAL FEEDING PUMP |  |  | PUMPFOODENTERAL-Covidien-Kangaroo ePump | [6 empty] | Verified as Rental |  |  | MHHS-Southeast
NO | YES |  |  |  | FCZ1553 |  | COVIDIEN |  |  | C1293730 | Rental | MHHS-Southeast |  |  |  | FCZ1553 |  | Southeast & Bay Area |  | Rental | [7 empty] | PUMPFOODENTERAL-Covidien-Kangaroo ePump |  | KANGAROO E PUMP ENTERAL FEEDING PUMP |  |  | PUMPFOODENTERAL-Covidien-Kangaroo ePump | [6 empty] | Verified as Rental |  |  | MHHS-Southeast
NO | YES |  |  |  | FCZ2054 |  | COVIDIEN |  |  | C13023042 | Rental | MHHS-Southeast |  |  |  | FCZ2054 |  | Southeast & Bay Area |  | Rental | [7 empty] | PUMPFOODENTERAL-Covidien-Kangaroo ePump |  | KANGAROO E PUMP ENTERAL FEEDING PUMP |  |  | PUMPFOODENTERAL-Covidien-Kangaroo ePump | [6 empty] | Verified as Rental |  |  | MHHS-Southeast
NO | YES |  |  |  | FCZ2124 |  | COVIDIEN |  |  | C13016134 | Rental | MHHS-Southeast |  |  |  | FCZ2124 |  | Southeast & Bay Area |  | Rental | [7 empty] | PUMPFOODENTERAL-Covidien-Kangaroo ePump |  | KANGAROO E PUMP ENTERAL FEEDING PUMP |  |  | PUMPFOODENTERAL-Covidien-Kangaroo ePump | [6 empty] | Verified as Rental |  |  | MHHS-Southeast
NO | YES |  |  |  | FCZ2386 |  | COVIDIEN |  |  | C13053034 | Rental | MHHS-Southeast |  |  |  | FCZ2386 |  | Southeast & Bay Area |  | Rental | [7 empty] | PUMPFOODENTERAL-Covidien-Kangaroo ePump |  | KANGAROO E PUMP ENTERAL FEEDING PUMP |  |  | PUMPFOODENTERAL-Covidien-Kangaroo ePump | [6 empty] | Verified as Rental |  |  | MHHS-Southeast
NO | YES |  |  |  | FCZ2397 |  | COVIDIEN |  |  | C13053030 | Rental | MHHS-Southeast |  |  |  | FCZ2397 |  | Southeast & Bay Area |  | Rental | [7 empty] | PUMPFOODENTERAL-Covidien-Kangaroo ePump |  | KANGAROO E PUMP ENTERAL FEEDING PUMP |  |  | PUMPFOODENTERAL-Covidien-Kangaroo ePump | [6 empty] | Verified as Rental |  |  | MHHS-Southeast
NO | YES |  |  |  | FCZ2493 |  | COVIDIEN |  |  | C13045214 | Rental | MHHS-Southeast |  |  |  | FCZ2493 |  | Southeast & Bay Area |  | Rental | [7 empty] | PUMPFOODENTERAL-Covidien-Kangaroo ePump |  | KANGAROO E PUMP ENTERAL FEEDING PUMP |  |  | PUMPFOODENTERAL-Covidien-Kangaroo ePump | [6 empty] | Verified as Rental |  |  | MHHS-Southeast
NO | YES |  |  |  | FCZ3116 |  | COVIDIEN |  |  | C15115272 | Rental | MHHS-Southeast |  |  |  | FCZ3116 |  | Southeast & Bay Area |  | Rental | [7 empty] | PUMPFOODENTERAL-Covidien-Kangaroo ePump |  | KANGAROO E PUMP ENTERAL FEEDING PUMP |  |  | PUMPFOODENTERAL-Covidien-Kangaroo ePump | [6 empty] | Verified as Rental |  |  | MHHS-Southeast
NO | YES |  |  |  | FCZ3577 |  | COVIDIEN |  |  | C15136824 | Rental | MHHS-Southeast |  |  |  | FCZ3577 |  | Southeast & Bay Area |  | Rental | [7 empty] | PUMPFOODENTERAL-Covidien-Kangaroo ePump |  | KANGAROO E PUMP ENTERAL FEEDING PUMP |  |  | PUMPFOODENTERAL-Covidien-Kangaroo ePump | [6 empty] | Verified as Rental |  |  | MHHS-Southeast
NO | YES |  |  |  | FCZ3625 |  | COVIDIEN |  |  | C13079408 | Rental | MHHS-Southeast |  |  |  | FCZ3625 |  | Southeast & Bay Area |  | Rental | [7 empty] | PUMPFOODENTERAL-Covidien-Kangaroo ePump |  | KANGAROO E PUMP ENTERAL FEEDING PUMP |  |  | PUMPFOODENTERAL-Covidien-Kangaroo ePump | [6 empty] | Verified as Rental |  |  | MHHS-Southeast
NO | YES |  |  |  | FCZ3719 |  | COVIDIEN |  |  | C15141097 | Rental | MHHS-Southeast |  |  |  | FCZ3719 |  | Southeast & Bay Area |  | Rental | [7 empty] | PUMPFOODENTERAL-Covidien-Kangaroo ePump |  | KANGAROO E PUMP ENTERAL FEEDING PUMP |  |  | PUMPFOODENTERAL-Covidien-Kangaroo ePump | [6 empty] | Verified as Rental |  |  | MHHS-Southeast
NO | YES |  |  |  | FCZ3977 |  | COVIDIEN |  |  | C16159173 | Rental | MHHS-Southeast |  |  |  | FCZ3977 |  | Southeast & Bay Area |  | Rental | [7 empty] | PUMPFOODENTERAL-Covidien-Kangaroo ePump |  | KANGAROO E PUMP ENTERAL FEEDING PUMP |  |  | PUMPFOODENTERAL-Covidien-Kangaroo ePump | [6 empty] | Verified as Rental |  |  | MHHS-Southeast
NO | YES |  |  |  | FCZ4141 |  | COVIDIEN |  |  | C16163339 | Rental | MHHS-Southeast |  |  |  | FCZ4141 |  | Southeast & Bay Area |  | Rental | [7 empty] | PUMPFOODENTERAL-Covidien-Kangaroo ePump |  | KANGAROO E PUMP ENTERAL FEEDING PUMP |  |  | PUMPFOODENTERAL-Covidien-Kangaroo ePump | [6 empty] | Verified as Rental |  |  | MHHS-Southeast
NO | YES |  |  |  | FCZ4222 |  | COVIDIEN |  |  | C16162842 | Rental | MHHS-Southeast |  |  |  | FCZ4222 |  | Southeast & Bay Area |  | Rental | [7 empty] | PUMPFOODENTERAL-Covidien-Kangaroo ePump |  | KANGAROO E PUMP ENTERAL FEEDING PUMP |  |  | PUMPFOODENTERAL-Covidien-Kangaroo ePump | [6 empty] | Verified as Rental |  |  | MHHS-Southeast
NO | YES |  |  |  | FCZ4411 |  | COVIDIEN |  |  | C17188920 | Rental | MHHS-Southeast |  |  |  | FCZ4411 |  | Southeast & Bay Area |  | Rental | [7 empty] | PUMPFOODENTERAL-Covidien-Kangaroo ePump |  | KANGAROO E PUMP ENTERAL FEEDING PUMP |  |  | PUMPFOODENTERAL-Covidien-Kangaroo ePump | [6 empty] | Verified as Rental |  |  | MHHS-Southeast
NO | YES |  |  |  | FCZ4427 |  | COVIDIEN |  |  | C17189062 | Rental | MHHS-Southeast |  |  |  | FCZ4427 |  | Southeast & Bay Area |  | Rental | [7 empty] | PUMPFOODENTERAL-Covidien-Kangaroo ePump |  | KANGAROO E PUMP ENTERAL FEEDING PUMP |  |  | PUMPFOODENTERAL-Covidien-Kangaroo ePump | [6 empty] | Verified as Rental |  |  | MHHS-Southeast
NO | YES |  |  |  | FCZ4436 |  | COVIDIEN |  |  | C17185885 | Rental | MHHS-Southeast |  |  |  | FCZ4436 |  | Southeast & Bay Area |  | Rental | [7 empty] | PUMPFOODENTERAL-Covidien-Kangaroo ePump |  | KANGAROO E PUMP ENTERAL FEEDING PUMP |  |  | PUMPFOODENTERAL-Covidien-Kangaroo ePump | [6 empty] | Verified as Rental |  |  | MHHS-Southeast
NO | YES |  |  |  | FCZ4444 |  | COVIDIEN |  |  | C17185899 | Rental | MHHS-Southeast |  |  |  | FCZ4444 |  | Southeast & Bay Area |  | Rental | [7 empty] | PUMPFOODENTERAL-Covidien-Kangaroo ePump |  | KANGAROO E PUMP ENTERAL FEEDING PUMP |  |  | PUMPFOODENTERAL-Covidien-Kangaroo ePump | [6 empty] | Verified as Rental |  |  | MHHS-Southeast
NO | YES |  |  |  | FCZ4572 |  | COVIDIEN |  |  | C17185933 | Rental | MHHS-Southeast |  |  |  | FCZ4572 |  | Southeast & Bay Area |  | Rental | [7 empty] | PUMPFOODENTERAL-Covidien-Kangaroo ePump |  | KANGAROO E PUMP ENTERAL FEEDING PUMP |  |  | PUMPFOODENTERAL-Covidien-Kangaroo ePump | [6 empty] | Verified as Rental |  |  | MHHS-Southeast
NO | YES |  |  |  | FCZ4646 |  | COVIDIEN |  |  | C17194625 | Rental | MHHS-Southeast |  |  |  | FCZ4646 |  | Southeast & Bay Area |  | Rental | [7 empty] | PUMPFOODENTERAL-Covidien-Kangaroo ePump |  | KANGAROO E PUMP ENTERAL FEEDING PUMP |  |  | PUMPFOODENTERAL-Covidien-Kangaroo ePump | [6 empty] | Verified as Rental |  |  | MHHS-Southeast
NO | YES |  |  |  | FCZ4896 |  | COVIDIEN |  |  | C0614677 | Rental | MHHS-Southeast |  |  |  | FCZ4896 |  | Southeast & Bay Area |  | Rental | [7 empty] | PUMPFOODENTERAL-Covidien-Kangaroo ePump |  | KANGAROO E PUMP ENTERAL FEEDING PUMP |  |  | PUMPFOODENTERAL-Covidien-Kangaroo ePump | [6 empty] | Verified as Rental |  |  | MHHS-Southeast
NO | YES |  |  |  | FCZ4922 |  | COVIDIEN |  |  | C0614691 | Rental | MHHS-Southeast |  |  |  | FCZ4922 |  | Southeast & Bay Area |  | Rental | [7 empty] | PUMPFOODENTERAL-Covidien-Kangaroo ePump |  | KANGAROO E PUMP ENTERAL FEEDING PUMP |  |  | PUMPFOODENTERAL-Covidien-Kangaroo ePump | [6 empty] | Verified as Rental |  |  | MHHS-Southeast
NO | YES |  |  |  | FCZ5336 |  | COVIDIEN |  |  | C19237065 | Rental | MHHS-Southeast |  |  |  | FCZ5336 |  | Southeast & Bay Area |  | Rental | [7 empty] | PUMPFOODENTERAL-Covidien-Kangaroo ePump |  | KANGAROO E PUMP ENTERAL FEEDING PUMP |  |  | PUMPFOODENTERAL-Covidien-Kangaroo ePump | [6 empty] | Verified as Rental |  |  | MHHS-Southeast
NO | YES |  |  |  | FCZ5343 |  | COVIDIEN |  |  | C19237080 | Rental | MHHS-Southeast |  |  |  | FCZ5343 |  | Southeast & Bay Area |  | Rental | [7 empty] | PUMPFOODENTERAL-Covidien-Kangaroo ePump |  | KANGAROO E PUMP ENTERAL FEEDING PUMP |  |  | PUMPFOODENTERAL-Covidien-Kangaroo ePump | [6 empty] | Verified as Rental |  |  | MHHS-Southeast
NO | YES |  |  |  | FCZ5402 |  | COVIDIEN |  |  | C19266107 | Rental | MHHS-Southeast |  |  |  | FCZ5402 |  | Southeast & Bay Area |  | Rental | [7 empty] | PUMPFOODENTERAL-Covidien-Kangaroo ePump |  | KANGAROO E PUMP ENTERAL FEEDING PUMP |  |  | PUMPFOODENTERAL-Covidien-Kangaroo ePump | [6 empty] | Verified as Rental |  |  | MHHS-Southeast
NO | YES |  |  |  | FCZ5403 |  | COVIDIEN |  |  | C19266131 | Rental | MHHS-Southeast |  |  |  | FCZ5403 |  | Southeast & Bay Area |  | Rental | [7 empty] | PUMPFOODENTERAL-Covidien-Kangaroo ePump |  | KANGAROO E PUMP ENTERAL FEEDING PUMP |  |  | PUMPFOODENTERAL-Covidien-Kangaroo ePump | [6 empty] | Verified as Rental |  |  | MHHS-Southeast
NO | YES |  |  |  | FCZ5583 |  | COVIDIEN |  |  | C19262948 | Rental | MHHS-Southeast |  |  |  | FCZ5583 |  | Southeast & Bay Area |  | Rental | [7 empty] | PUMPFOODENTERAL-Covidien-Kangaroo ePump |  | KANGAROO E PUMP ENTERAL FEEDING PUMP |  |  | PUMPFOODENTERAL-Covidien-Kangaroo ePump | [6 empty] | Verified as Rental |  |  | MHHS-Southeast
NO | YES |  |  |  | FCZ5584 |  | COVIDIEN |  |  | C19262942 | Rental | MHHS-Southeast |  |  |  | FCZ5584 |  | Southeast & Bay Area |  | Rental | [7 empty] | PUMPFOODENTERAL-Covidien-Kangaroo ePump |  | KANGAROO E PUMP ENTERAL FEEDING PUMP |  |  | PUMPFOODENTERAL-Covidien-Kangaroo ePump | [6 empty] | Verified as Rental |  |  | MHHS-Southeast
NO | YES |  |  |  | FCZ5598 |  | COVIDIEN |  |  | C19262924 | Rental | MHHS-Southeast |  |  |  | FCZ5598 |  | Southeast & Bay Area |  | Rental | [7 empty] | PUMPFOODENTERAL-Covidien-Kangaroo ePump |  | KANGAROO E PUMP ENTERAL FEEDING PUMP |  |  | PUMPFOODENTERAL-Covidien-Kangaroo ePump | [6 empty] | Verified as Rental |  |  | MHHS-Southeast
NO | YES |  |  |  | FCZ152 |  | COVIDIEN |  |  | C0714245 | Rental | MHHS-Southwest |  |  |  | FCZ152 |  | Southwest |  | Rental | [7 empty] | PUMPFOODENTERAL-Covidien-Kangaroo ePump |  | KANGAROO E PUMP ENTERAL FEEDING PUMP |  |  | PUMPFOODENTERAL-Covidien-Kangaroo ePump | [6 empty] | Verified as Rental |  |  | MHHS-Southwest
NO | YES |  |  |  | FCZ262 |  | COVIDIEN |  |  | C0736372 | Rental | MHHS-Southwest |  |  |  | FCZ262 |  | Southwest |  | Rental | [7 empty] | PUMPFOODENTERAL-Covidien-Kangaroo ePump |  | KANGAROO E PUMP ENTERAL FEEDING PUMP |  |  | PUMPFOODENTERAL-Covidien-Kangaroo ePump | [6 empty] | Verified as Rental |  |  | MHHS-Southwest
NO | YES |  |  |  | FCZ350 |  | COVIDIEN |  |  | C0814718 | Rental | MHHS-Southwest |  |  |  | FCZ350 |  | Southwest |  | Rental | [7 empty] | PUMPFOODENTERAL-Covidien-Kangaroo ePump |  | KANGAROO E PUMP ENTERAL FEEDING PUMP |  |  | PUMPFOODENTERAL-Covidien-Kangaroo ePump | [6 empty] | Verified as Rental |  |  | MHHS-Southwest
NO | YES |  |  |  | FCZ362 |  | COVIDIEN |  |  | C0816671 | Rental | MHHS-Southwest |  |  |  | FCZ362 |  | Southwest |  | Rental | [7 empty] | PUMPFOODENTERAL-Covidien-Kangaroo ePump |  | KANGAROO E PUMP ENTERAL FEEDING PUMP |  |  | PUMPFOODENTERAL-Covidien-Kangaroo ePump | [6 empty] | Verified as Rental |  |  | MHHS-Southwest
NO | YES |  |  |  | FCZ414 |  | COVIDIEN |  |  | C0833849 | Rental | MHHS-Southwest |  |  |  | FCZ414 |  | Southwest |  | Rental | [7 empty] | PUMPFOODENTERAL-Covidien-Kangaroo ePump |  | KANGAROO E PUMP ENTERAL FEEDING PUMP |  |  | PUMPFOODENTERAL-Covidien-Kangaroo ePump | [6 empty] | Verified as Rental |  |  | MHHS-Southwest
NO | YES |  |  |  | FCZ456 |  | COVIDIEN |  |  | C1265753 | Rental | MHHS-Southwest |  |  |  | FCZ456 |  | Southwest |  | Rental | [7 empty] | PUMPFOODENTERAL-Covidien-Kangaroo ePump |  | KANGAROO E PUMP ENTERAL FEEDING PUMP |  |  | PUMPFOODENTERAL-Covidien-Kangaroo ePump | [6 empty] | Verified as Rental |  |  | MHHS-Southwest
NO | YES |  |  |  | FCZ537 |  | COVIDIEN |  |  | C0915214 | Rental | MHHS-Southwest |  |  |  | FCZ537 |  | Southwest |  | Rental | [7 empty] | PUMPFOODENTERAL-Covidien-Kangaroo ePump |  | KANGAROO E PUMP ENTERAL FEEDING PUMP |  |  | PUMPFOODENTERAL-Covidien-Kangaroo ePump | [6 empty] | Verified as Rental |  |  | MHHS-Southwest
NO | YES |  |  |  | FCZ658 |  | COVIDIEN |  |  | C1058159 | Rental | MHHS-Southwest |  |  |  | FCZ658 |  | Southwest |  | Rental | [7 empty] | PUMPFOODENTERAL-Covidien-Kangaroo ePump |  | KANGAROO E PUMP ENTERAL FEEDING PUMP |  |  | PUMPFOODENTERAL-Covidien-Kangaroo ePump | [6 empty] | Verified as Rental |  |  | MHHS-Southwest
NO | YES |  |  |  | FCZ681 |  | COVIDIEN |  |  | C1057650 | Rental | MHHS-Southwest |  |  |  | FCZ681 |  | Southwest |  | Rental | [7 empty] | PUMPFOODENTERAL-Covidien-Kangaroo ePump |  | KANGAROO E PUMP ENTERAL FEEDING PUMP |  |  | PUMPFOODENTERAL-Covidien-Kangaroo ePump | [6 empty] | Verified as Rental |  |  | MHHS-Southwest
NO | YES |  |  |  | FCZ1208 |  | COVIDIEN |  |  | C1272394 | Rental | MHHS-Southwest |  |  |  | FCZ1208 |  | Southwest |  | Rental | [7 empty] | PUMPFOODENTERAL-Covidien-Kangaroo ePump |  | KANGAROO E PUMP ENTERAL FEEDING PUMP |  |  | PUMPFOODENTERAL-Covidien-Kangaroo ePump | [6 empty] | Verified as Rental |  |  | MHHS-Southwest
NO | YES |  |  |  | FCZ1290 |  | COVIDIEN |  |  | C1272144 | Rental | MHHS-Southwest |  |  |  | FCZ1290 |  | Southwest |  | Rental | [7 empty] | PUMPFOODENTERAL-Covidien-Kangaroo ePump |  | KANGAROO E PUMP ENTERAL FEEDING PUMP |  |  | PUMPFOODENTERAL-Covidien-Kangaroo ePump | [6 empty] | Verified as Rental |  |  | MHHS-Southwest
NO | YES |  |  |  | FCZ1401 |  | COVIDIEN |  |  | C1279021 | Rental | MHHS-Southwest |  |  |  | FCZ1401 |  | Southwest |  | Rental | [7 empty] | PUMPFOODENTERAL-Covidien-Kangaroo ePump |  | KANGAROO E PUMP ENTERAL FEEDING PUMP |  |  | PUMPFOODENTERAL-Covidien-Kangaroo ePump | [6 empty] | Verified as Rental |  |  | MHHS-Southwest
NO | YES |  |  |  | FCZ1566 |  | COVIDIEN |  |  | C1286729 | Rental | MHHS-Southwest |  |  |  | FCZ1566 |  | Southwest |  | Rental | [7 empty] | PUMPFOODENTERAL-Covidien-Kangaroo ePump |  | KANGAROO E PUMP ENTERAL FEEDING PUMP |  |  | PUMPFOODENTERAL-Covidien-Kangaroo ePump | [6 empty] | Verified as Rental |  |  | MHHS-Southwest
NO | YES |  |  |  | FCZ1705 |  | COVIDIEN |  |  | C1272944 | Rental | MHHS-Southwest |  |  |  | FCZ1705 |  | Southwest |  | Rental | [7 empty] | PUMPFOODENTERAL-Covidien-Kangaroo ePump |  | KANGAROO E PUMP ENTERAL FEEDING PUMP |  |  | PUMPFOODENTERAL-Covidien-Kangaroo ePump | [6 empty] | Verified as Rental |  |  | MHHS-Southwest
NO | YES |  |  |  | FCZ1943 |  | COVIDIEN |  |  | C13024489 | Rental | MHHS-Southwest |  |  |  | FCZ1943 |  | Southwest |  | Rental | [7 empty] | PUMPFOODENTERAL-Covidien-Kangaroo ePump |  | KANGAROO E PUMP ENTERAL FEEDING PUMP |  |  | PUMPFOODENTERAL-Covidien-Kangaroo ePump | [6 empty] | Verified as Rental |  |  | MHHS-Southwest
NO | YES |  |  |  | FCZ2561 |  | COVIDIEN |  |  | C13045866 | Rental | MHHS-Southwest |  |  |  | FCZ2561 |  | Southwest |  | Rental | [7 empty] | PUMPFOODENTERAL-Covidien-Kangaroo ePump |  | KANGAROO E PUMP ENTERAL FEEDING PUMP |  |  | PUMPFOODENTERAL-Covidien-Kangaroo ePump | [6 empty] | Verified as Rental |  |  | MHHS-Southwest
NO | YES |  |  |  | FCZ2665 |  | COVIDIEN |  |  | C13062345 | Rental | MHHS-Southwest |  |  |  | FCZ2665 |  | Southwest |  | Rental | [7 empty] | PUMPFOODENTERAL-Covidien-Kangaroo ePump |  | KANGAROO E PUMP ENTERAL FEEDING PUMP |  |  | PUMPFOODENTERAL-Covidien-Kangaroo ePump | [6 empty] | Verified as Rental |  |  | MHHS-Southwest
NO | YES |  |  |  | FCZ2715 |  | COVIDIEN |  |  | C13070844 | Rental | MHHS-Southwest |  |  |  | FCZ2715 |  | Southwest |  | Rental | [7 empty] | PUMPFOODENTERAL-Covidien-Kangaroo ePump |  | KANGAROO E PUMP ENTERAL FEEDING PUMP |  |  | PUMPFOODENTERAL-Covidien-Kangaroo ePump | [6 empty] | Verified as Rental |  |  | MHHS-Southwest
NO | YES |  |  |  | FCZ2769 |  | COVIDIEN |  |  | C13056225 | Rental | MHHS-Southwest |  |  |  | FCZ2769 |  | Southwest |  | Rental | [7 empty] | PUMPFOODENTERAL-Covidien-Kangaroo ePump |  | KANGAROO E PUMP ENTERAL FEEDING PUMP |  |  | PUMPFOODENTERAL-Covidien-Kangaroo ePump | [6 empty] | Verified as Rental |  |  | MHHS-Southwest
NO | YES |  |  |  | FCZ2810 |  | COVIDIEN |  |  | C13050679 | Rental | MHHS-Southwest |  |  |  | FCZ2810 |  | Southwest |  | Rental | [7 empty] | PUMPFOODENTERAL-Covidien-Kangaroo ePump |  | KANGAROO E PUMP ENTERAL FEEDING PUMP |  |  | PUMPFOODENTERAL-Covidien-Kangaroo ePump | [6 empty] | Verified as Rental |  |  | MHHS-Southwest
NO | YES |  |  |  | FCZ3243 |  | COVIDIEN |  |  | C14109250 | Rental | MHHS-Southwest |  |  |  | FCZ3243 |  | Southwest |  | Rental | [7 empty] | PUMPFOODENTERAL-Covidien-Kangaroo ePump |  | KANGAROO E PUMP ENTERAL FEEDING PUMP |  |  | PUMPFOODENTERAL-Covidien-Kangaroo ePump | [6 empty] | Verified as Rental |  |  | MHHS-Southwest
NO | YES |  |  |  | FCZ3340 |  | COVIDIEN |  |  | C1409928 | Rental | MHHS-Southwest |  |  |  | FCZ3340 |  | Southwest |  | Rental | [7 empty] | PUMPFOODENTERAL-Covidien-Kangaroo ePump |  | KANGAROO E PUMP ENTERAL FEEDING PUMP |  |  | PUMPFOODENTERAL-Covidien-Kangaroo ePump | [6 empty] | Verified as Rental |  |  | MHHS-Southwest
NO | YES |  |  |  | FCZ3557 |  | COVIDIEN |  |  | C15134730 | Rental | MHHS-Southwest |  |  |  | FCZ3557 |  | Southwest |  | Rental | [7 empty] | PUMPFOODENTERAL-Covidien-Kangaroo ePump |  | KANGAROO E PUMP ENTERAL FEEDING PUMP |  |  | PUMPFOODENTERAL-Covidien-Kangaroo ePump | [6 empty] | Verified as Rental |  |  | MHHS-Southwest
NO | YES |  |  |  | FCZ3682 |  | COVIDIEN |  |  | C14087230 | Rental | MHHS-Southwest |  |  |  | FCZ3682 |  | Southwest |  | Rental | [7 empty] | PUMPFOODENTERAL-Covidien-Kangaroo ePump |  | KANGAROO E PUMP ENTERAL FEEDING PUMP |  |  | PUMPFOODENTERAL-Covidien-Kangaroo ePump | [6 empty] | Verified as Rental |  |  | MHHS-Southwest
NO | YES |  |  |  | FCZ3762 |  | COVIDIEN |  |  | C16152558 | Rental | MHHS-Southwest |  |  |  | FCZ3762 |  | Southwest |  | Rental | [7 empty] | PUMPFOODENTERAL-Covidien-Kangaroo ePump |  | KANGAROO E PUMP ENTERAL FEEDING PUMP |  |  | PUMPFOODENTERAL-Covidien-Kangaroo ePump | [6 empty] | Verified as Rental |  |  | MHHS-Southwest
NO | YES |  |  |  | FCZ3790 |  | COVIDIEN |  |  | C16152949 | Rental | MHHS-Southwest |  |  |  | FCZ3790 |  | Southwest |  | Rental | [7 empty] | PUMPFOODENTERAL-Covidien-Kangaroo ePump |  | KANGAROO E PUMP ENTERAL FEEDING PUMP |  |  | PUMPFOODENTERAL-Covidien-Kangaroo ePump | [6 empty] | Verified as Rental |  |  | MHHS-Southwest
NO | YES |  |  |  | FCZ4046 |  | COVIDIEN |  |  | C16164363 | Rental | MHHS-Southwest |  |  |  | FCZ4046 |  | Southwest |  | Rental | [7 empty] | PUMPFOODENTERAL-Covidien-Kangaroo ePump |  | KANGAROO E PUMP ENTERAL FEEDING PUMP |  |  | PUMPFOODENTERAL-Covidien-Kangaroo ePump | [6 empty] | Verified as Rental |  |  | MHHS-Southwest
NO | YES |  |  |  | FCZ4105 |  | COVIDIEN |  |  | C16164810 | Rental | MHHS-Southwest |  |  |  | FCZ4105 |  | Southwest |  | Rental | [7 empty] | PUMPFOODENTERAL-Covidien-Kangaroo ePump |  | KANGAROO E PUMP ENTERAL FEEDING PUMP |  |  | PUMPFOODENTERAL-Covidien-Kangaroo ePump | [6 empty] | Verified as Rental |  |  | MHHS-Southwest
NO | YES |  |  |  | FCZ4378 |  | COVIDIEN |  |  | C17189381 | Rental | MHHS-Southwest |  |  |  | FCZ4378 |  | Southwest |  | Rental | [7 empty] | PUMPFOODENTERAL-Covidien-Kangaroo ePump |  | KANGAROO E PUMP ENTERAL FEEDING PUMP |  |  | PUMPFOODENTERAL-Covidien-Kangaroo ePump | [6 empty] | Verified as Rental |  |  | MHHS-Southwest
NO | YES |  |  |  | FCZ4585 |  | COVIDIEN |  |  | C17185726 | Rental | MHHS-Southwest |  |  |  | FCZ4585 |  | Southwest |  | Rental | [7 empty] | PUMPFOODENTERAL-Covidien-Kangaroo ePump |  | KANGAROO E PUMP ENTERAL FEEDING PUMP |  |  | PUMPFOODENTERAL-Covidien-Kangaroo ePump | [6 empty] | Verified as Rental |  |  | MHHS-Southwest
NO | YES |  |  |  | FCZ4619 |  | COVIDIEN |  |  | C13037157 | Rental | MHHS-Southwest |  |  |  | FCZ4619 |  | Southwest |  | Rental | [7 empty] | PUMPFOODENTERAL-Covidien-Kangaroo ePump |  | KANGAROO E PUMP ENTERAL FEEDING PUMP |  |  | PUMPFOODENTERAL-Covidien-Kangaroo ePump | [6 empty] | Verified as Rental |  |  | MHHS-Southwest
NO | YES |  |  |  | FCZ4721 |  | COVIDIEN |  |  | C15119830 | Rental | MHHS-Southwest |  |  |  | FCZ4721 |  | Southwest |  | Rental | [7 empty] | PUMPFOODENTERAL-Covidien-Kangaroo ePump |  | KANGAROO E PUMP ENTERAL FEEDING PUMP |  |  | PUMPFOODENTERAL-Covidien-Kangaroo ePump | [6 empty] | Verified as Rental |  |  | MHHS-Southwest
NO | YES |  |  |  | FCZ4778 |  | COVIDIEN |  |  | C13072900 | Rental | MHHS-Southwest |  |  |  | FCZ4778 |  | Southwest |  | Rental | [7 empty] | PUMPFOODENTERAL-Covidien-Kangaroo ePump |  | KANGAROO E PUMP ENTERAL FEEDING PUMP |  |  | PUMPFOODENTERAL-Covidien-Kangaroo ePump | [6 empty] | Verified as Rental |  |  | MHHS-Southwest
NO | YES |  |  |  | FCZ4793 |  | COVIDIEN |  |  | C13077231 | Rental | MHHS-Southwest |  |  |  | FCZ4793 |  | Southwest |  | Rental | [7 empty] | PUMPFOODENTERAL-Covidien-Kangaroo ePump |  | KANGAROO E PUMP ENTERAL FEEDING PUMP |  |  | PUMPFOODENTERAL-Covidien-Kangaroo ePump | [6 empty] | Verified as Rental |  |  | MHHS-Southwest
NO | YES |  |  |  | FCZ4904 |  | COVIDIEN |  |  | C14099556 | Rental | MHHS-Southwest |  |  |  | FCZ4904 |  | Southwest |  | Rental | [7 empty] | PUMPFOODENTERAL-Covidien-Kangaroo ePump |  | KANGAROO E PUMP ENTERAL FEEDING PUMP |  |  | PUMPFOODENTERAL-Covidien-Kangaroo ePump | [6 empty] | Verified as Rental |  |  | MHHS-Southwest
NO | YES |  |  |  | FCZ4916 |  | COVIDIEN |  |  | C14099425 | Rental | MHHS-Southwest |  |  |  | FCZ4916 |  | Southwest |  | Rental | [7 empty] | PUMPFOODENTERAL-Covidien-Kangaroo ePump |  | KANGAROO E PUMP ENTERAL FEEDING PUMP |  |  | PUMPFOODENTERAL-Covidien-Kangaroo ePump | [6 empty] | Verified as Rental |  |  | MHHS-Southwest
NO | YES |  |  |  | FCZ4956 |  | COVIDIEN |  |  | C0619991 | Rental | MHHS-Southwest |  |  |  | FCZ4956 |  | Southwest |  | Rental | [7 empty] | PUMPFOODENTERAL-Covidien-Kangaroo ePump |  | KANGAROO E PUMP ENTERAL FEEDING PUMP |  |  | PUMPFOODENTERAL-Covidien-Kangaroo ePump | [6 empty] | Verified as Rental |  |  | MHHS-Southwest
NO | YES |  |  |  | FCZ5110 |  | COVIDIEN |  |  | C18210849 | Rental | MHHS-Southwest |  |  |  | FCZ5110 |  | Southwest |  | Rental | [7 empty] | PUMPFOODENTERAL-Covidien-Kangaroo ePump |  | KANGAROO E PUMP ENTERAL FEEDING PUMP |  |  | PUMPFOODENTERAL-Covidien-Kangaroo ePump | [6 empty] | Verified as Rental |  |  | MHHS-Southwest
NO | YES |  |  |  | FCZ5219 |  | COVIDIEN |  |  | C18230889 | Rental | MHHS-Southwest |  |  |  | FCZ5219 |  | Southwest |  | Rental | [7 empty] | PUMPFOODENTERAL-Covidien-Kangaroo ePump |  | KANGAROO E PUMP ENTERAL FEEDING PUMP |  |  | PUMPFOODENTERAL-Covidien-Kangaroo ePump | [6 empty] | Verified as Rental |  |  | MHHS-Southwest
NO | YES |  |  |  | FCZ5222 |  | COVIDIEN |  |  | C18230960 | Rental | MHHS-Southwest |  |  |  | FCZ5222 |  | Southwest |  | Rental | [7 empty] | PUMPFOODENTERAL-Covidien-Kangaroo ePump |  | KANGAROO E PUMP ENTERAL FEEDING PUMP |  |  | PUMPFOODENTERAL-Covidien-Kangaroo ePump | [6 empty] | Verified as Rental |  |  | MHHS-Southwest
NO | YES |  |  |  | FCZ5223 |  | COVIDIEN |  |  | C18230956 | Rental | MHHS-Southwest |  |  |  | FCZ5223 |  | Southwest |  | Rental | [7 empty] | PUMPFOODENTERAL-Covidien-Kangaroo ePump |  | KANGAROO E PUMP ENTERAL FEEDING PUMP |  |  | PUMPFOODENTERAL-Covidien-Kangaroo ePump | [6 empty] | Verified as Rental |  |  | MHHS-Southwest
NO | YES |  |  |  | FCZ5344 |  | COVIDIEN |  |  | C19237010 | Rental | MHHS-Southwest |  |  |  | FCZ5344 |  | Southwest |  | Rental | [7 empty] | PUMPFOODENTERAL-Covidien-Kangaroo ePump |  | KANGAROO E PUMP ENTERAL FEEDING PUMP |  |  | PUMPFOODENTERAL-Covidien-Kangaroo ePump | [6 empty] | Verified as Rental |  |  | MHHS-Southwest
NO | YES |  |  |  | FCZ5590 |  | COVIDIEN |  |  | C19262932 | Rental | MHHS-Southwest |  |  |  | FCZ5590 |  | Southwest |  | Rental | [7 empty] | PUMPFOODENTERAL-Covidien-Kangaroo ePump |  | KANGAROO E PUMP ENTERAL FEEDING PUMP |  |  | PUMPFOODENTERAL-Covidien-Kangaroo ePump | [6 empty] | Verified as Rental |  |  | MHHS-Southwest
NO | YES |  |  |  | FCZ5593 |  | COVIDIEN |  |  | C19262825 | Rental | MHHS-Southwest |  |  |  | FCZ5593 |  | Southwest |  | Rental | [7 empty] | PUMPFOODENTERAL-Covidien-Kangaroo ePump |  | KANGAROO E PUMP ENTERAL FEEDING PUMP |  |  | PUMPFOODENTERAL-Covidien-Kangaroo ePump | [6 empty] | Verified as Rental |  |  | MHHS-Southwest
NO | YES |  |  |  | FCZ5599 |  | COVIDIEN |  |  | C19262847 | Rental | MHHS-Southwest |  |  |  | FCZ5599 |  | Southwest |  | Rental | [7 empty] | PUMPFOODENTERAL-Covidien-Kangaroo ePump |  | KANGAROO E PUMP ENTERAL FEEDING PUMP |  |  | PUMPFOODENTERAL-Covidien-Kangaroo ePump | [6 empty] | Verified as Rental |  |  | MHHS-Southwest
NO | YES |  |  |  | FCZ5603 |  | COVIDIEN |  |  | C19262905 | Rental | MHHS-Southwest |  |  |  | FCZ5603 |  | Southwest |  | Rental | [7 empty] | PUMPFOODENTERAL-Covidien-Kangaroo ePump |  | KANGAROO E PUMP ENTERAL FEEDING PUMP |  |  | PUMPFOODENTERAL-Covidien-Kangaroo ePump | [6 empty] | Verified as Rental |  |  | MHHS-Southwest
NO | YES |  |  |  | FCZ5693 |  | COVIDIEN |  |  | C19268359 | Rental | MHHS-Southwest |  |  |  | FCZ5693 |  | Southwest |  | Rental | [7 empty] | PUMPFOODENTERAL-Covidien-Kangaroo ePump |  | KANGAROO E PUMP ENTERAL FEEDING PUMP |  |  | PUMPFOODENTERAL-Covidien-Kangaroo ePump | [6 empty] | Verified as Rental |  |  | MHHS-Southwest
NO | YES |  |  |  | FCZ5697 |  | COVIDIEN |  |  | C19268369 | Rental | MHHS-Southwest |  |  |  | FCZ5697 |  | Southwest |  | Rental | [7 empty] | PUMPFOODENTERAL-Covidien-Kangaroo ePump |  | KANGAROO E PUMP ENTERAL FEEDING PUMP |  |  | PUMPFOODENTERAL-Covidien-Kangaroo ePump | [6 empty] | Verified as Rental |  |  | MHHS-Southwest
NO | YES |  |  |  | FCZ5701 |  | COVIDIEN |  |  | C19268381 | Rental | MHHS-Southwest |  |  |  | FCZ5701 |  | Southwest |  | Rental | [7 empty] | PUMPFOODENTERAL-Covidien-Kangaroo ePump |  | KANGAROO E PUMP ENTERAL FEEDING PUMP |  |  | PUMPFOODENTERAL-Covidien-Kangaroo ePump | [6 empty] | Verified as Rental |  |  | MHHS-Southwest
NO | YES |  |  |  | FCZ5702 |  | COVIDIEN |  |  | C19268382 | Rental | MHHS-Southwest |  |  |  | FCZ5702 |  | Southwest |  | Rental | [7 empty] | PUMPFOODENTERAL-Covidien-Kangaroo ePump |  | KANGAROO E PUMP ENTERAL FEEDING PUMP |  |  | PUMPFOODENTERAL-Covidien-Kangaroo ePump | [6 empty] | Verified as Rental |  |  | MHHS-Southwest
NO | YES |  |  |  | FCZ5704 |  | COVIDIEN |  |  | C19268384 | Rental | MHHS-Southwest |  |  |  | FCZ5704 |  | Southwest |  | Rental | [7 empty] | PUMPFOODENTERAL-Covidien-Kangaroo ePump |  | KANGAROO E PUMP ENTERAL FEEDING PUMP |  |  | PUMPFOODENTERAL-Covidien-Kangaroo ePump | [6 empty] | Verified as Rental |  |  | MHHS-Southwest
NO | YES |  |  |  | FCZ1039 |  | COVIDIEN |  |  | C1267833 | Rental | MHHS-Sugarland |  |  |  | FCZ1039 |  | Sugar Land |  | Rental | [7 empty] | PUMPFOODENTERAL-Covidien-Kangaroo ePump |  | KANGAROO E PUMP ENTERAL FEEDING PUMP |  |  | PUMPFOODENTERAL-Covidien-Kangaroo ePump | [6 empty] | Verified as Rental |  |  | MHHS-Sugarland
NO | YES |  |  |  | FCZ1217 |  | COVIDIEN |  |  | C1272426 | Rental | MHHS-Sugarland |  |  |  | FCZ1217 |  | Sugar Land |  | Rental | [7 empty] | PUMPFOODENTERAL-Covidien-Kangaroo ePump |  | KANGAROO E PUMP ENTERAL FEEDING PUMP |  |  | PUMPFOODENTERAL-Covidien-Kangaroo ePump | [6 empty] | Verified as Rental |  |  | MHHS-Sugarland
NO | YES |  |  |  | FCZ2830 |  | COVIDIEN |  |  | C0713456 | Rental | MHHS-Sugarland |  |  |  | FCZ2830 |  | Sugar Land |  | Rental | [7 empty] | PUMPFOODENTERAL-Covidien-Kangaroo ePump |  | KANGAROO E PUMP ENTERAL FEEDING PUMP |  |  | PUMPFOODENTERAL-Covidien-Kangaroo ePump | [6 empty] | Verified as Rental |  |  | MHHS-Sugarland
NO | YES |  |  |  | FCZ3341 |  | COVIDIEN |  |  | C1409932 | Rental | MHHS-Sugarland |  |  |  | FCZ3341 |  | Sugar Land |  | Rental | [7 empty] | PUMPFOODENTERAL-Covidien-Kangaroo ePump |  | KANGAROO E PUMP ENTERAL FEEDING PUMP |  |  | PUMPFOODENTERAL-Covidien-Kangaroo ePump | [6 empty] | Verified as Rental |  |  | MHHS-Sugarland
NO | YES |  |  |  | FCZ3360 |  | COVIDIEN |  |  | C14109230 | Rental | MHHS-Sugarland |  |  |  | FCZ3360 |  | Sugar Land |  | Rental | [7 empty] | PUMPFOODENTERAL-Covidien-Kangaroo ePump |  | KANGAROO E PUMP ENTERAL FEEDING PUMP |  |  | PUMPFOODENTERAL-Covidien-Kangaroo ePump | [6 empty] | Verified as Rental |  |  | MHHS-Sugarland
NO | YES |  |  |  | FCZ3382 |  | COVIDIEN |  |  | C14100978 | Rental | MHHS-Sugarland |  |  |  | FCZ3382 |  | Sugar Land |  | Rental | [7 empty] | PUMPFOODENTERAL-Covidien-Kangaroo ePump |  | KANGAROO E PUMP ENTERAL FEEDING PUMP |  |  | PUMPFOODENTERAL-Covidien-Kangaroo ePump | [6 empty] | Verified as Rental |  |  | MHHS-Sugarland
NO | YES |  |  |  | FCZ4165 |  | COVIDIEN |  |  | C16162841 | Rental | MHHS-Sugarland |  |  |  | FCZ4165 |  | Sugar Land |  | Rental | [7 empty] | PUMPFOODENTERAL-Covidien-Kangaroo ePump |  | KANGAROO E PUMP ENTERAL FEEDING PUMP |  |  | PUMPFOODENTERAL-Covidien-Kangaroo ePump | [6 empty] | Verified as Rental |  |  | MHHS-Sugarland
NO | YES |  |  |  | FCZ4560 |  | COVIDIEN |  |  | C17189386 | Rental | MHHS-Sugarland |  |  |  | FCZ4560 |  | Sugar Land |  | Rental | [7 empty] | PUMPFOODENTERAL-Covidien-Kangaroo ePump |  | KANGAROO E PUMP ENTERAL FEEDING PUMP |  |  | PUMPFOODENTERAL-Covidien-Kangaroo ePump | [6 empty] | Verified as Rental |  |  | MHHS-Sugarland
NO | YES |  |  |  | FCZ5202 |  | COVIDIEN |  |  | C18230969 | Rental | MHHS-Sugarland |  |  |  | FCZ5202 |  | Sugar Land |  | Rental | [7 empty] | PUMPFOODENTERAL-Covidien-Kangaroo ePump |  | KANGAROO E PUMP ENTERAL FEEDING PUMP |  |  | PUMPFOODENTERAL-Covidien-Kangaroo ePump | [6 empty] | Verified as Rental |  |  | MHHS-Sugarland
NO | YES |  |  |  | FCZ5218 |  | COVIDIEN |  |  | C18230928 | Rental | MHHS-Sugarland |  |  |  | FCZ5218 |  | Sugar Land |  | Rental | [7 empty] | PUMPFOODENTERAL-Covidien-Kangaroo ePump |  | KANGAROO E PUMP ENTERAL FEEDING PUMP |  |  | PUMPFOODENTERAL-Covidien-Kangaroo ePump | [6 empty] | Verified as Rental |  |  | MHHS-Sugarland
NO | YES |  |  |  | FCZ5340 |  | COVIDIEN |  |  | C19237044 | Rental | MHHS-Sugarland |  |  |  | FCZ5340 |  | Sugar Land |  | Rental | [7 empty] | PUMPFOODENTERAL-Covidien-Kangaroo ePump |  | KANGAROO E PUMP ENTERAL FEEDING PUMP |  |  | PUMPFOODENTERAL-Covidien-Kangaroo ePump | [6 empty] | Verified as Rental |  |  | MHHS-Sugarland
NO | YES |  |  |  | FCZ5596 |  | COVIDIEN |  |  | C19262934 | Rental | MHHS-Sugarland |  |  |  | FCZ5596 |  | Sugar Land |  | Rental | [7 empty] | PUMPFOODENTERAL-Covidien-Kangaroo ePump |  | KANGAROO E PUMP ENTERAL FEEDING PUMP |  |  | PUMPFOODENTERAL-Covidien-Kangaroo ePump | [6 empty] | Verified as Rental |  |  | MHHS-Sugarland
NO | YES |  |  |  | FCZ5601 |  | COVIDIEN |  |  | C19262796 | Rental | MHHS-Sugarland |  |  |  | FCZ5601 |  | Sugar Land |  | Rental | [7 empty] | PUMPFOODENTERAL-Covidien-Kangaroo ePump |  | KANGAROO E PUMP ENTERAL FEEDING PUMP |  |  | PUMPFOODENTERAL-Covidien-Kangaroo ePump | [6 empty] | Verified as Rental |  |  | MHHS-Sugarland
NO | YES |  |  |  | FCZ119 |  | COVIDIEN |  |  | C0630615 | Rental | MHHS-TMC |  |  |  | FCZ119 |  | TMC |  | Rental | [7 empty] | PUMPFOODENTERAL-Covidien-Kangaroo ePump |  | KANGAROO E PUMP ENTERAL FEEDING PUMP |  |  | PUMPFOODENTERAL-Covidien-Kangaroo ePump | [6 empty] | Verified as Rental |  |  | MHHS-TMC
NO | YES |  |  |  | FCZ190 |  | COVIDIEN |  |  | C0717230 | Rental | MHHS-TMC |  |  |  | FCZ190 |  | TMC |  | Rental | [7 empty] | PUMPFOODENTERAL-Covidien-Kangaroo ePump |  | KANGAROO E PUMP ENTERAL FEEDING PUMP |  |  | PUMPFOODENTERAL-Covidien-Kangaroo ePump | [6 empty] | Verified as Rental |  |  | MHHS-TMC
NO | YES |  |  |  | FCZ195 |  | COVIDIEN |  |  | C0717949 | Rental | MHHS-TMC |  |  |  | FCZ195 |  | TMC |  | Rental | [7 empty] | PUMPFOODENTERAL-Covidien-Kangaroo ePump |  | KANGAROO E PUMP ENTERAL FEEDING PUMP |  |  | PUMPFOODENTERAL-Covidien-Kangaroo ePump | [6 empty] | Verified as Rental |  |  | MHHS-TMC
NO | YES |  |  |  | FCZ227 |  | COVIDIEN |  |  | C0730858 | Rental | MHHS-TMC |  |  |  | FCZ227 |  | TMC |  | Rental | [7 empty] | PUMPFOODENTERAL-Covidien-Kangaroo ePump |  | KANGAROO E PUMP ENTERAL FEEDING PUMP |  |  | PUMPFOODENTERAL-Covidien-Kangaroo ePump | [6 empty] | Verified as Rental |  |  | MHHS-TMC
NO | YES |  |  |  | FCZ345 |  | COVIDIEN |  |  | C0814735 | Rental | MHHS-TMC |  |  |  | FCZ345 |  | TMC |  | Rental | [7 empty] | PUMPFOODENTERAL-Covidien-Kangaroo ePump |  | KANGAROO E PUMP ENTERAL FEEDING PUMP |  |  | PUMPFOODENTERAL-Covidien-Kangaroo ePump | [6 empty] | Verified as Rental |  |  | MHHS-TMC
NO | YES |  |  |  | FCZ355 |  | COVIDIEN |  |  | C0815723 | Rental | MHHS-TMC |  |  |  | FCZ355 |  | TMC |  | Rental | [7 empty] | PUMPFOODENTERAL-Covidien-Kangaroo ePump |  | KANGAROO E PUMP ENTERAL FEEDING PUMP |  |  | PUMPFOODENTERAL-Covidien-Kangaroo ePump | [6 empty] | Verified as Rental |  |  | MHHS-TMC
NO | YES |  |  |  | FCZ377 |  | COVIDIEN |  |  | C0818635 | Rental | MHHS-TMC |  |  |  | FCZ377 |  | TMC |  | Rental | [7 empty] | PUMPFOODENTERAL-Covidien-Kangaroo ePump |  | KANGAROO E PUMP ENTERAL FEEDING PUMP |  |  | PUMPFOODENTERAL-Covidien-Kangaroo ePump | [6 empty] | Verified as Rental |  |  | MHHS-TMC
NO | YES |  |  |  | FCZ416 |  | COVIDIEN |  |  | C0833851 | Rental | MHHS-TMC |  |  |  | FCZ416 |  | TMC |  | Rental | [7 empty] | PUMPFOODENTERAL-Covidien-Kangaroo ePump |  | KANGAROO E PUMP ENTERAL FEEDING PUMP |  |  | PUMPFOODENTERAL-Covidien-Kangaroo ePump | [6 empty] | Verified as Rental |  |  | MHHS-TMC
NO | YES |  |  |  | FCZ564 |  | COVIDIEN |  |  | C1909063 | Rental | MHHS-TMC |  |  |  | FCZ564 |  | TMC |  | Rental | [7 empty] | PUMPFOODENTERAL-Covidien-Kangaroo ePump |  | KANGAROO E PUMP ENTERAL FEEDING PUMP |  |  | PUMPFOODENTERAL-Covidien-Kangaroo ePump | [6 empty] | Verified as Rental |  |  | MHHS-TMC
NO | YES |  |  |  | FCZ574 |  | COVIDIEN |  |  | C1909050 | Rental | MHHS-TMC |  |  |  | FCZ574 |  | TMC |  | Rental | [7 empty] | PUMPFOODENTERAL-Covidien-Kangaroo ePump |  | KANGAROO E PUMP ENTERAL FEEDING PUMP |  |  | PUMPFOODENTERAL-Covidien-Kangaroo ePump | [6 empty] | Verified as Rental |  |  | MHHS-TMC
NO | YES |  |  |  | FCZ668 |  | COVIDIEN |  |  | C1058137 | Rental | MHHS-TMC |  |  |  | FCZ668 |  | TMC |  | Rental | [7 empty] | PUMPFOODENTERAL-Covidien-Kangaroo ePump |  | KANGAROO E PUMP ENTERAL FEEDING PUMP |  |  | PUMPFOODENTERAL-Covidien-Kangaroo ePump | [6 empty] | Verified as Rental |  |  | MHHS-TMC
NO | YES |  |  |  | FCZ693 |  | COVIDIEN |  |  | C1057615 | Rental | MHHS-TMC |  |  |  | FCZ693 |  | TMC |  | Rental | [7 empty] | PUMPFOODENTERAL-Covidien-Kangaroo ePump |  | KANGAROO E PUMP ENTERAL FEEDING PUMP |  |  | PUMPFOODENTERAL-Covidien-Kangaroo ePump | [6 empty] | Verified as Rental |  |  | MHHS-TMC
NO | YES |  |  |  | FCZ716 |  | COVIDIEN |  |  | C1060604 | Rental | MHHS-TMC |  |  |  | FCZ716 |  | TMC |  | Rental | [7 empty] | PUMPFOODENTERAL-Covidien-Kangaroo ePump |  | KANGAROO E PUMP ENTERAL FEEDING PUMP |  |  | PUMPFOODENTERAL-Covidien-Kangaroo ePump | [6 empty] | Verified as Rental |  |  | MHHS-TMC
NO | YES |  |  |  | FCZ784 |  | COVIDIEN |  |  | C1057309 | Rental | MHHS-TMC |  |  |  | FCZ784 |  | TMC |  | Rental | [7 empty] | PUMPFOODENTERAL-Covidien-Kangaroo ePump |  | KANGAROO E PUMP ENTERAL FEEDING PUMP |  |  | PUMPFOODENTERAL-Covidien-Kangaroo ePump | [6 empty] | Verified as Rental |  |  | MHHS-TMC
NO | YES |  |  |  | FCZ801 |  | COVIDIEN |  |  | C1057297 | Rental | MHHS-TMC |  |  |  | FCZ801 |  | TMC |  | Rental | [7 empty] | PUMPFOODENTERAL-Covidien-Kangaroo ePump |  | KANGAROO E PUMP ENTERAL FEEDING PUMP |  |  | PUMPFOODENTERAL-Covidien-Kangaroo ePump | [6 empty] | Verified as Rental |  |  | MHHS-TMC
NO | YES |  |  |  | FCZ802 |  | COVIDIEN |  |  | C1057285 | Rental | MHHS-TMC |  |  |  | FCZ802 |  | TMC |  | Rental | [7 empty] | PUMPFOODENTERAL-Covidien-Kangaroo ePump |  | KANGAROO E PUMP ENTERAL FEEDING PUMP |  |  | PUMPFOODENTERAL-Covidien-Kangaroo ePump | [6 empty] | Verified as Rental |  |  | MHHS-TMC
NO | YES |  |  |  | FCZ956 |  | COVIDIEN |  |  | C0414577 | Rental | MHHS-TMC |  |  |  | FCZ956 |  | TMC |  | Rental | [7 empty] | PUMPFOODENTERAL-Covidien-Kangaroo ePump |  | KANGAROO E PUMP ENTERAL FEEDING PUMP |  |  | PUMPFOODENTERAL-Covidien-Kangaroo ePump | [6 empty] | Verified as Rental |  |  | MHHS-TMC
NO | YES |  |  |  | FCZ1075 |  | COVIDIEN |  |  | C1261004 | Rental | MHHS-TMC |  |  |  | FCZ1075 |  | TMC |  | Rental | [7 empty] | PUMPFOODENTERAL-Covidien-Kangaroo ePump |  | KANGAROO E PUMP ENTERAL FEEDING PUMP |  |  | PUMPFOODENTERAL-Covidien-Kangaroo ePump | [6 empty] | Verified as Rental |  |  | MHHS-TMC
NO | YES |  |  |  | FCZ1266 |  | COVIDIEN |  |  | C1276323 | Rental | MHHS-TMC |  |  |  | FCZ1266 |  | TMC |  | Rental | [7 empty] | PUMPFOODENTERAL-Covidien-Kangaroo ePump |  | KANGAROO E PUMP ENTERAL FEEDING PUMP |  |  | PUMPFOODENTERAL-Covidien-Kangaroo ePump | [6 empty] | Verified as Rental |  |  | MHHS-TMC
NO | YES |  |  |  | FCZ1320 |  | COVIDIEN |  |  | C1272926 | Rental | MHHS-TMC |  |  |  | FCZ1320 |  | TMC |  | Rental | [7 empty] | PUMPFOODENTERAL-Covidien-Kangaroo ePump |  | KANGAROO E PUMP ENTERAL FEEDING PUMP |  |  | PUMPFOODENTERAL-Covidien-Kangaroo ePump | [6 empty] | Verified as Rental |  |  | MHHS-TMC
NO | YES |  |  |  | FCZ1327 |  | COVIDIEN |  |  | C1272911 | Rental | MHHS-TMC |  |  |  | FCZ1327 |  | TMC |  | Rental | [7 empty] | PUMPFOODENTERAL-Covidien-Kangaroo ePump |  | KANGAROO E PUMP ENTERAL FEEDING PUMP |  |  | PUMPFOODENTERAL-Covidien-Kangaroo ePump | [6 empty] | Verified as Rental |  |  | MHHS-TMC
NO | YES |  |  |  | FCZ1372 |  | COVIDIEN |  |  | C1278734 | Rental | MHHS-TMC |  |  |  | FCZ1372 |  | TMC |  | Rental | [7 empty] | PUMPFOODENTERAL-Covidien-Kangaroo ePump |  | KANGAROO E PUMP ENTERAL FEEDING PUMP |  |  | PUMPFOODENTERAL-Covidien-Kangaroo ePump | [6 empty] | Verified as Rental |  |  | MHHS-TMC
NO | YES |  |  |  | FCZ1465 |  | COVIDIEN |  |  | C1293685 | Rental | MHHS-TMC |  |  |  | FCZ1465 |  | TMC |  | Rental | [7 empty] | PUMPFOODENTERAL-Covidien-Kangaroo ePump |  | KANGAROO E PUMP ENTERAL FEEDING PUMP |  |  | PUMPFOODENTERAL-Covidien-Kangaroo ePump | [6 empty] | Verified as Rental |  |  | MHHS-TMC
NO | YES |  |  |  | FCZ1509 |  | COVIDIEN |  |  | C1293679 | Rental | MHHS-TMC |  |  |  | FCZ1509 |  | TMC |  | Rental | [7 empty] | PUMPFOODENTERAL-Covidien-Kangaroo ePump |  | KANGAROO E PUMP ENTERAL FEEDING PUMP |  |  | PUMPFOODENTERAL-Covidien-Kangaroo ePump | [6 empty] | Verified as Rental |  |  | MHHS-TMC
NO | YES |  |  |  | FCZ1568 |  | COVIDIEN |  |  | C1286723 | Rental | MHHS-TMC |  |  |  | FCZ1568 |  | TMC |  | Rental | [7 empty] | PUMPFOODENTERAL-Covidien-Kangaroo ePump |  | KANGAROO E PUMP ENTERAL FEEDING PUMP |  |  | PUMPFOODENTERAL-Covidien-Kangaroo ePump | [6 empty] | Verified as Rental |  |  | MHHS-TMC
NO | YES |  |  |  | FCZ1651 |  | COVIDIEN |  |  | C1285422 | Rental | MHHS-TMC |  |  |  | FCZ1651 |  | TMC |  | Rental | [7 empty] | PUMPFOODENTERAL-Covidien-Kangaroo ePump |  | KANGAROO E PUMP ENTERAL FEEDING PUMP |  |  | PUMPFOODENTERAL-Covidien-Kangaroo ePump | [6 empty] | Verified as Rental |  |  | MHHS-TMC
NO | YES |  |  |  | FCZ1786 |  | COVIDIEN |  |  | C12001047 | Rental | MHHS-TMC |  |  |  | FCZ1786 |  | TMC |  | Rental | [7 empty] | PUMPFOODENTERAL-Covidien-Kangaroo ePump |  | KANGAROO E PUMP ENTERAL FEEDING PUMP |  |  | PUMPFOODENTERAL-Covidien-Kangaroo ePump | [6 empty] | Verified as Rental |  |  | MHHS-TMC
NO | YES |  |  |  | FCZ1841 |  | COVIDIEN |  |  | C12002527 | Rental | MHHS-TMC |  |  |  | FCZ1841 |  | TMC |  | Rental | [7 empty] | PUMPFOODENTERAL-Covidien-Kangaroo ePump |  | KANGAROO E PUMP ENTERAL FEEDING PUMP |  |  | PUMPFOODENTERAL-Covidien-Kangaroo ePump | [6 empty] | Verified as Rental |  |  | MHHS-TMC
NO | YES |  |  |  | FCZ2009 |  | COVIDIEN |  |  | C13022594 | Rental | MHHS-TMC |  |  |  | FCZ2009 |  | TMC |  | Rental | [7 empty] | PUMPFOODENTERAL-Covidien-Kangaroo ePump |  | KANGAROO E PUMP ENTERAL FEEDING PUMP |  |  | PUMPFOODENTERAL-Covidien-Kangaroo ePump | [6 empty] | Verified as Rental |  |  | MHHS-TMC
NO | YES |  |  |  | FCZ2073 |  | COVIDIEN |  |  | C13022968 | Rental | MHHS-TMC |  |  |  | FCZ2073 |  | TMC |  | Rental | [7 empty] | PUMPFOODENTERAL-Covidien-Kangaroo ePump |  | KANGAROO E PUMP ENTERAL FEEDING PUMP |  |  | PUMPFOODENTERAL-Covidien-Kangaroo ePump | [6 empty] | Verified as Rental |  |  | MHHS-TMC
NO | YES |  |  |  | FCZ2079 |  | COVIDIEN |  |  | C13015970 | Rental | MHHS-TMC |  |  |  | FCZ2079 |  | TMC |  | Rental | [7 empty] | PUMPFOODENTERAL-Covidien-Kangaroo ePump |  | KANGAROO E PUMP ENTERAL FEEDING PUMP |  |  | PUMPFOODENTERAL-Covidien-Kangaroo ePump | [6 empty] | Verified as Rental |  |  | MHHS-TMC
NO | YES |  |  |  | FCZ2244 |  | COVIDIEN |  |  | C1056084 | Rental | MHHS-TMC |  |  |  | FCZ2244 |  | TMC |  | Rental | [7 empty] | PUMPFOODENTERAL-Covidien-Kangaroo ePump |  | KANGAROO E PUMP ENTERAL FEEDING PUMP |  |  | PUMPFOODENTERAL-Covidien-Kangaroo ePump | [6 empty] | Verified as Rental |  |  | MHHS-TMC
NO | YES |  |  |  | FCZ2342 |  | COVIDIEN |  |  | C13067952 | Rental | MHHS-TMC |  |  |  | FCZ2342 |  | TMC |  | Rental | [7 empty] | PUMPFOODENTERAL-Covidien-Kangaroo ePump |  | KANGAROO E PUMP ENTERAL FEEDING PUMP |  |  | PUMPFOODENTERAL-Covidien-Kangaroo ePump | [6 empty] | Verified as Rental |  |  | MHHS-TMC
NO | YES |  |  |  | FCZ2434 |  | COVIDIEN |  |  | C13052913 | Rental | MHHS-TMC |  |  |  | FCZ2434 |  | TMC |  | Rental | [7 empty] | PUMPFOODENTERAL-Covidien-Kangaroo ePump |  | KANGAROO E PUMP ENTERAL FEEDING PUMP |  |  | PUMPFOODENTERAL-Covidien-Kangaroo ePump | [6 empty] | Verified as Rental |  |  | MHHS-TMC
NO | YES |  |  |  | FCZ2539 |  | COVIDIEN |  |  | C13063931 | Rental | MHHS-TMC |  |  |  | FCZ2539 |  | TMC |  | Rental | [7 empty] | PUMPFOODENTERAL-Covidien-Kangaroo ePump |  | KANGAROO E PUMP ENTERAL FEEDING PUMP |  |  | PUMPFOODENTERAL-Covidien-Kangaroo ePump | [6 empty] | Verified as Rental |  |  | MHHS-TMC
NO | YES |  |  |  | FCZ2671 |  | COVIDIEN |  |  | C13069693 | Rental | MHHS-TMC |  |  |  | FCZ2671 |  | TMC |  | Rental | [7 empty] | PUMPFOODENTERAL-Covidien-Kangaroo ePump |  | KANGAROO E PUMP ENTERAL FEEDING PUMP |  |  | PUMPFOODENTERAL-Covidien-Kangaroo ePump | [6 empty] | Verified as Rental |  |  | MHHS-TMC
NO | YES |  |  |  | FCZ2679 |  | COVIDIEN |  |  | C13069611 | Rental | MHHS-TMC |  |  |  | FCZ2679 |  | TMC |  | Rental | [7 empty] | PUMPFOODENTERAL-Covidien-Kangaroo ePump |  | KANGAROO E PUMP ENTERAL FEEDING PUMP |  |  | PUMPFOODENTERAL-Covidien-Kangaroo ePump | [6 empty] | Verified as Rental |  |  | MHHS-TMC
NO | YES |  |  |  | FCZ2783 |  | COVIDIEN |  |  | C13081517 | Rental | MHHS-TMC |  |  |  | FCZ2783 |  | TMC |  | Rental | [7 empty] | PUMPFOODENTERAL-Covidien-Kangaroo ePump |  | KANGAROO E PUMP ENTERAL FEEDING PUMP |  |  | PUMPFOODENTERAL-Covidien-Kangaroo ePump | [6 empty] | Verified as Rental |  |  | MHHS-TMC
NO | YES |  |  |  | FCZ2886 |  | COVIDIEN |  |  | C14096509 | Rental | MHHS-TMC |  |  |  | FCZ2886 |  | TMC |  | Rental | [7 empty] | PUMPFOODENTERAL-Covidien-Kangaroo ePump |  | KANGAROO E PUMP ENTERAL FEEDING PUMP |  |  | PUMPFOODENTERAL-Covidien-Kangaroo ePump | [6 empty] | Verified as Rental |  |  | MHHS-TMC
NO | YES |  |  |  | FCZ2904 |  | COVIDIEN |  |  | C14095685 | Rental | MHHS-TMC |  |  |  | FCZ2904 |  | TMC |  | Rental | [7 empty] | PUMPFOODENTERAL-Covidien-Kangaroo ePump |  | KANGAROO E PUMP ENTERAL FEEDING PUMP |  |  | PUMPFOODENTERAL-Covidien-Kangaroo ePump | [6 empty] | Verified as Rental |  |  | MHHS-TMC
NO | YES |  |  |  | FCZ2997 |  | COVIDIEN |  |  | C14096188 | Rental | MHHS-TMC |  |  |  | FCZ2997 |  | TMC |  | Rental | [7 empty] | PUMPFOODENTERAL-Covidien-Kangaroo ePump |  | KANGAROO E PUMP ENTERAL FEEDING PUMP |  |  | PUMPFOODENTERAL-Covidien-Kangaroo ePump | [6 empty] | Verified as Rental |  |  | MHHS-TMC
NO | YES |  |  |  | FCZ3002 |  | COVIDIEN |  |  | C14096272 | Rental | MHHS-TMC |  |  |  | FCZ3002 |  | TMC |  | Rental | [7 empty] | PUMPFOODENTERAL-Covidien-Kangaroo ePump |  | KANGAROO E PUMP ENTERAL FEEDING PUMP |  |  | PUMPFOODENTERAL-Covidien-Kangaroo ePump | [6 empty] | Verified as Rental |  |  | MHHS-TMC
NO | YES |  |  |  | FCZ3037 |  | COVIDIEN |  |  | C14096306 | Rental | MHHS-TMC |  |  |  | FCZ3037 |  | TMC |  | Rental | [7 empty] | PUMPFOODENTERAL-Covidien-Kangaroo ePump |  | KANGAROO E PUMP ENTERAL FEEDING PUMP |  |  | PUMPFOODENTERAL-Covidien-Kangaroo ePump | [6 empty] | Verified as Rental |  |  | MHHS-TMC
NO | YES |  |  |  | FCZ3161 |  | COVIDIEN |  |  | C14109025 | Rental | MHHS-TMC |  |  |  | FCZ3161 |  | TMC |  | Rental | [7 empty] | PUMPFOODENTERAL-Covidien-Kangaroo ePump |  | KANGAROO E PUMP ENTERAL FEEDING PUMP |  |  | PUMPFOODENTERAL-Covidien-Kangaroo ePump | [6 empty] | Verified as Rental |  |  | MHHS-TMC
NO | YES |  |  |  | FCZ3169 |  | COVIDIEN |  |  | C13057374 | Rental | MHHS-TMC |  |  |  | FCZ3169 |  | TMC |  | Rental | [7 empty] | PUMPFOODENTERAL-Covidien-Kangaroo ePump |  | KANGAROO E PUMP ENTERAL FEEDING PUMP |  |  | PUMPFOODENTERAL-Covidien-Kangaroo ePump | [6 empty] | Verified as Rental |  |  | MHHS-TMC
NO | YES |  |  |  | FCZ3172 |  | COVIDIEN |  |  | C13058270 | Rental | MHHS-TMC |  |  |  | FCZ3172 |  | TMC |  | Rental | [7 empty] | PUMPFOODENTERAL-Covidien-Kangaroo ePump |  | KANGAROO E PUMP ENTERAL FEEDING PUMP |  |  | PUMPFOODENTERAL-Covidien-Kangaroo ePump | [6 empty] | Verified as Rental |  |  | MHHS-TMC
NO | YES |  |  |  | FCZ3342 |  | COVIDIEN |  |  | C15116569 | Rental | MHHS-TMC |  |  |  | FCZ3342 |  | TMC |  | Rental | [7 empty] | PUMPFOODENTERAL-Covidien-Kangaroo ePump |  | KANGAROO E PUMP ENTERAL FEEDING PUMP |  |  | PUMPFOODENTERAL-Covidien-Kangaroo ePump | [6 empty] | Verified as Rental |  |  | MHHS-TMC
NO | YES |  |  |  | FCZ3357 |  | COVIDIEN |  |  | C14109006 | Rental | MHHS-TMC |  |  |  | FCZ3357 |  | TMC |  | Rental | [7 empty] | PUMPFOODENTERAL-Covidien-Kangaroo ePump |  | KANGAROO E PUMP ENTERAL FEEDING PUMP |  |  | PUMPFOODENTERAL-Covidien-Kangaroo ePump | [6 empty] | Verified as Rental |  |  | MHHS-TMC
NO | YES |  |  |  | FCZ3361 |  | COVIDIEN |  |  | C14109227 | Rental | MHHS-TMC |  |  |  | FCZ3361 |  | TMC |  | Rental | [7 empty] | PUMPFOODENTERAL-Covidien-Kangaroo ePump |  | KANGAROO E PUMP ENTERAL FEEDING PUMP |  |  | PUMPFOODENTERAL-Covidien-Kangaroo ePump | [6 empty] | Verified as Rental |  |  | MHHS-TMC
NO | YES |  |  |  | FCZ3362 |  | COVIDIEN |  |  | C14108918 | Rental | MHHS-TMC |  |  |  | FCZ3362 |  | TMC |  | Rental | [7 empty] | PUMPFOODENTERAL-Covidien-Kangaroo ePump |  | KANGAROO E PUMP ENTERAL FEEDING PUMP |  |  | PUMPFOODENTERAL-Covidien-Kangaroo ePump | [6 empty] | Verified as Rental |  |  | MHHS-TMC
NO | YES |  |  |  | FCZ3370 |  | COVIDIEN |  |  | C14097852 | Rental | MHHS-TMC |  |  |  | FCZ3370 |  | TMC |  | Rental | [7 empty] | PUMPFOODENTERAL-Covidien-Kangaroo ePump |  | KANGAROO E PUMP ENTERAL FEEDING PUMP |  |  | PUMPFOODENTERAL-Covidien-Kangaroo ePump | [6 empty] | Verified as Rental |  |  | MHHS-TMC
NO | YES |  |  |  | FCZ3481 |  | COVIDIEN |  |  | C15121396 | Rental | MHHS-TMC |  |  |  | FCZ3481 |  | TMC |  | Rental | [7 empty] | PUMPFOODENTERAL-Covidien-Kangaroo ePump |  | KANGAROO E PUMP ENTERAL FEEDING PUMP |  |  | PUMPFOODENTERAL-Covidien-Kangaroo ePump | [6 empty] | Verified as Rental |  |  | MHHS-TMC
NO | YES |  |  |  | FCZ3545 |  | COVIDIEN |  |  | C15121275 | Rental | MHHS-TMC |  |  |  | FCZ3545 |  | TMC |  | Rental | [7 empty] | PUMPFOODENTERAL-Covidien-Kangaroo ePump |  | KANGAROO E PUMP ENTERAL FEEDING PUMP |  |  | PUMPFOODENTERAL-Covidien-Kangaroo ePump | [6 empty] | Verified as Rental |  |  | MHHS-TMC
NO | YES |  |  |  | FCZ3564 |  | COVIDIEN |  |  | C15134798 | Rental | MHHS-TMC |  |  |  | FCZ3564 |  | TMC |  | Rental | [7 empty] | PUMPFOODENTERAL-Covidien-Kangaroo ePump |  | KANGAROO E PUMP ENTERAL FEEDING PUMP |  |  | PUMPFOODENTERAL-Covidien-Kangaroo ePump | [6 empty] | Verified as Rental |  |  | MHHS-TMC
NO | YES |  |  |  | FCZ3574 |  | COVIDIEN |  |  | C15136845 | Rental | MHHS-TMC |  |  |  | FCZ3574 |  | TMC |  | Rental | [7 empty] | PUMPFOODENTERAL-Covidien-Kangaroo ePump |  | KANGAROO E PUMP ENTERAL FEEDING PUMP |  |  | PUMPFOODENTERAL-Covidien-Kangaroo ePump | [6 empty] | Verified as Rental |  |  | MHHS-TMC
NO | YES |  |  |  | FCZ3589 |  | COVIDIEN |  |  | C14107555 | Rental | MHHS-TMC |  |  |  | FCZ3589 |  | TMC |  | Rental | [7 empty] | PUMPFOODENTERAL-Covidien-Kangaroo ePump |  | KANGAROO E PUMP ENTERAL FEEDING PUMP |  |  | PUMPFOODENTERAL-Covidien-Kangaroo ePump | [6 empty] | Verified as Rental |  |  | MHHS-TMC
NO | YES |  |  |  | FCZ3615 |  | COVIDIEN |  |  | C13079421 | Rental | MHHS-TMC |  |  |  | FCZ3615 |  | TMC |  | Rental | [7 empty] | PUMPFOODENTERAL-Covidien-Kangaroo ePump |  | KANGAROO E PUMP ENTERAL FEEDING PUMP |  |  | PUMPFOODENTERAL-Covidien-Kangaroo ePump | [6 empty] | Verified as Rental |  |  | MHHS-TMC
NO | YES |  |  |  | FCZ3630 |  | COVIDIEN |  |  | C15114545 | Rental | MHHS-TMC |  |  |  | FCZ3630 |  | TMC |  | Rental | [7 empty] | PUMPFOODENTERAL-Covidien-Kangaroo ePump |  | KANGAROO E PUMP ENTERAL FEEDING PUMP |  |  | PUMPFOODENTERAL-Covidien-Kangaroo ePump | [6 empty] | Verified as Rental |  |  | MHHS-TMC
NO | YES |  |  |  | FCZ3659 |  | COVIDIEN |  |  | C13079322 | Rental | MHHS-TMC |  |  |  | FCZ3659 |  | TMC |  | Rental | [7 empty] | PUMPFOODENTERAL-Covidien-Kangaroo ePump |  | KANGAROO E PUMP ENTERAL FEEDING PUMP |  |  | PUMPFOODENTERAL-Covidien-Kangaroo ePump | [6 empty] | Verified as Rental |  |  | MHHS-TMC
NO | YES |  |  |  | FCZ3668 |  | COVIDIEN |  |  | C13077865 | Rental | MHHS-TMC |  |  |  | FCZ3668 |  | TMC |  | Rental | [7 empty] | PUMPFOODENTERAL-Covidien-Kangaroo ePump |  | KANGAROO E PUMP ENTERAL FEEDING PUMP |  |  | PUMPFOODENTERAL-Covidien-Kangaroo ePump | [6 empty] | Verified as Rental |  |  | MHHS-TMC
NO | YES |  |  |  | FCZ3683 |  | COVIDIEN |  |  | C15130264 | Rental | MHHS-TMC |  |  |  | FCZ3683 |  | TMC |  | Rental | [7 empty] | PUMPFOODENTERAL-Covidien-Kangaroo ePump |  | KANGAROO E PUMP ENTERAL FEEDING PUMP |  |  | PUMPFOODENTERAL-Covidien-Kangaroo ePump | [6 empty] | Verified as Rental |  |  | MHHS-TMC
NO | YES |  |  |  | FCZ3803 |  | COVIDIEN |  |  | C16151197 | Rental | MHHS-TMC |  |  |  | FCZ3803 |  | TMC |  | Rental | [7 empty] | PUMPFOODENTERAL-Covidien-Kangaroo ePump |  | KANGAROO E PUMP ENTERAL FEEDING PUMP |  |  | PUMPFOODENTERAL-Covidien-Kangaroo ePump | [6 empty] | Verified as Rental |  |  | MHHS-TMC
NO | YES |  |  |  | FCZ3865 |  | COVIDIEN |  |  | C16149821 | Rental | MHHS-TMC |  |  |  | FCZ3865 |  | TMC |  | Rental | [7 empty] | PUMPFOODENTERAL-Covidien-Kangaroo ePump |  | KANGAROO E PUMP ENTERAL FEEDING PUMP |  |  | PUMPFOODENTERAL-Covidien-Kangaroo ePump | [6 empty] | Verified as Rental |  |  | MHHS-TMC
NO | YES |  |  |  | FCZ3879 |  | COVIDIEN |  |  | C16151810 | Rental | MHHS-TMC |  |  |  | FCZ3879 |  | TMC |  | Rental | [7 empty] | PUMPFOODENTERAL-Covidien-Kangaroo ePump |  | KANGAROO E PUMP ENTERAL FEEDING PUMP |  |  | PUMPFOODENTERAL-Covidien-Kangaroo ePump | [6 empty] | Verified as Rental |  |  | MHHS-TMC
NO | YES |  |  |  | FCZ3889 |  | COVIDIEN |  |  | C16152434 | Rental | MHHS-TMC |  |  |  | FCZ3889 |  | TMC |  | Rental | [7 empty] | PUMPFOODENTERAL-Covidien-Kangaroo ePump |  | KANGAROO E PUMP ENTERAL FEEDING PUMP |  |  | PUMPFOODENTERAL-Covidien-Kangaroo ePump | [6 empty] | Verified as Rental |  |  | MHHS-TMC
NO | YES |  |  |  | FCZ3975 |  | COVIDIEN |  |  | C16159215 | Rental | MHHS-TMC |  |  |  | FCZ3975 |  | TMC |  | Rental | [7 empty] | PUMPFOODENTERAL-Covidien-Kangaroo ePump |  | KANGAROO E PUMP ENTERAL FEEDING PUMP |  |  | PUMPFOODENTERAL-Covidien-Kangaroo ePump | [6 empty] | Verified as Rental |  |  | MHHS-TMC
NO | YES |  |  |  | FCZ4014 |  | COVIDIEN |  |  | C16160587 | Rental | MHHS-TMC |  |  |  | FCZ4014 |  | TMC |  | Rental | [7 empty] | PUMPFOODENTERAL-Covidien-Kangaroo ePump |  | KANGAROO E PUMP ENTERAL FEEDING PUMP |  |  | PUMPFOODENTERAL-Covidien-Kangaroo ePump | [6 empty] | Verified as Rental |  |  | MHHS-TMC
NO | YES |  |  |  | FCZ4042 |  | COVIDIEN |  |  | C16164290 | Rental | MHHS-TMC |  |  |  | FCZ4042 |  | TMC |  | Rental | [7 empty] | PUMPFOODENTERAL-Covidien-Kangaroo ePump |  | KANGAROO E PUMP ENTERAL FEEDING PUMP |  |  | PUMPFOODENTERAL-Covidien-Kangaroo ePump | [6 empty] | Verified as Rental |  |  | MHHS-TMC
NO | YES |  |  |  | FCZ4066 |  | COVIDIEN |  |  | C16161354 | Rental | MHHS-TMC |  |  |  | FCZ4066 |  | TMC |  | Rental | [7 empty] | PUMPFOODENTERAL-Covidien-Kangaroo ePump |  | KANGAROO E PUMP ENTERAL FEEDING PUMP |  |  | PUMPFOODENTERAL-Covidien-Kangaroo ePump | [6 empty] | Verified as Rental |  |  | MHHS-TMC
NO | YES |  |  |  | FCZ4075 |  | COVIDIEN |  |  | C16161387 | Rental | MHHS-TMC |  |  |  | FCZ4075 |  | TMC |  | Rental | [7 empty] | PUMPFOODENTERAL-Covidien-Kangaroo ePump |  | KANGAROO E PUMP ENTERAL FEEDING PUMP |  |  | PUMPFOODENTERAL-Covidien-Kangaroo ePump | [6 empty] | Verified as Rental |  |  | MHHS-TMC
NO | YES |  |  |  | FCZ4094 |  | COVIDIEN |  |  | C16161376 | Rental | MHHS-TMC |  |  |  | FCZ4094 |  | TMC |  | Rental | [7 empty] | PUMPFOODENTERAL-Covidien-Kangaroo ePump |  | KANGAROO E PUMP ENTERAL FEEDING PUMP |  |  | PUMPFOODENTERAL-Covidien-Kangaroo ePump | [6 empty] | Verified as Rental |  |  | MHHS-TMC
NO | YES |  |  |  | FCZ4130 |  | COVIDIEN |  |  | C16161242 | Rental | MHHS-TMC |  |  |  | FCZ4130 |  | TMC |  | Rental | [7 empty] | PUMPFOODENTERAL-Covidien-Kangaroo ePump |  | KANGAROO E PUMP ENTERAL FEEDING PUMP |  |  | PUMPFOODENTERAL-Covidien-Kangaroo ePump | [6 empty] | Verified as Rental |  |  | MHHS-TMC
NO | YES |  |  |  | FCZ4131 |  | COVIDIEN |  |  | C16161272 | Rental | MHHS-TMC |  |  |  | FCZ4131 |  | TMC |  | Rental | [7 empty] | PUMPFOODENTERAL-Covidien-Kangaroo ePump |  | KANGAROO E PUMP ENTERAL FEEDING PUMP |  |  | PUMPFOODENTERAL-Covidien-Kangaroo ePump | [6 empty] | Verified as Rental |  |  | MHHS-TMC
NO | YES |  |  |  | FCZ4158 |  | COVIDIEN |  |  | C16162787 | Rental | MHHS-TMC |  |  |  | FCZ4158 |  | TMC |  | Rental | [7 empty] | PUMPFOODENTERAL-Covidien-Kangaroo ePump |  | KANGAROO E PUMP ENTERAL FEEDING PUMP |  |  | PUMPFOODENTERAL-Covidien-Kangaroo ePump | [6 empty] | Verified as Rental |  |  | MHHS-TMC
NO | YES |  |  |  | FCZ4166 |  | COVIDIEN |  |  | C16162849 | Rental | MHHS-TMC |  |  |  | FCZ4166 |  | TMC |  | Rental | [7 empty] | PUMPFOODENTERAL-Covidien-Kangaroo ePump |  | KANGAROO E PUMP ENTERAL FEEDING PUMP |  |  | PUMPFOODENTERAL-Covidien-Kangaroo ePump | [6 empty] | Verified as Rental |  |  | MHHS-TMC
NO | YES |  |  |  | FCZ4308 |  | COVIDIEN |  |  | C17177623 | Rental | MHHS-TMC |  |  |  | FCZ4308 |  | TMC |  | Rental | [7 empty] | PUMPFOODENTERAL-Covidien-Kangaroo ePump |  | KANGAROO E PUMP ENTERAL FEEDING PUMP |  |  | PUMPFOODENTERAL-Covidien-Kangaroo ePump | [6 empty] | Verified as Rental |  |  | MHHS-TMC
NO | YES |  |  |  | FCZ4317 |  | COVIDIEN |  |  | C17172937 | Rental | MHHS-TMC |  |  |  | FCZ4317 |  | TMC |  | Rental | [7 empty] | PUMPFOODENTERAL-Covidien-Kangaroo ePump |  | KANGAROO E PUMP ENTERAL FEEDING PUMP |  |  | PUMPFOODENTERAL-Covidien-Kangaroo ePump | [6 empty] | Verified as Rental |  |  | MHHS-TMC
NO | YES |  |  |  | FCZ4318 |  | COVIDIEN |  |  | C17172938 | Rental | MHHS-TMC |  |  |  | FCZ4318 |  | TMC |  | Rental | [7 empty] | PUMPFOODENTERAL-Covidien-Kangaroo ePump |  | KANGAROO E PUMP ENTERAL FEEDING PUMP |  |  | PUMPFOODENTERAL-Covidien-Kangaroo ePump | [6 empty] | Verified as Rental |  |  | MHHS-TMC
NO | YES |  |  |  | FCZ4319 |  | COVIDIEN |  |  | C17172950 | Rental | MHHS-TMC |  |  |  | FCZ4319 |  | TMC |  | Rental | [7 empty] | PUMPFOODENTERAL-Covidien-Kangaroo ePump |  | KANGAROO E PUMP ENTERAL FEEDING PUMP |  |  | PUMPFOODENTERAL-Covidien-Kangaroo ePump | [6 empty] | Verified as Rental |  |  | MHHS-TMC
NO | YES |  |  |  | FCZ4342 |  | COVIDIEN |  |  | C17189548 | Rental | MHHS-TMC |  |  |  | FCZ4342 |  | TMC |  | Rental | [7 empty] | PUMPFOODENTERAL-Covidien-Kangaroo ePump |  | KANGAROO E PUMP ENTERAL FEEDING PUMP |  |  | PUMPFOODENTERAL-Covidien-Kangaroo ePump | [6 empty] | Verified as Rental |  |  | MHHS-TMC
NO | YES |  |  |  | FCZ4379 |  | COVIDIEN |  |  | C17189716 | Rental | MHHS-TMC |  |  |  | FCZ4379 |  | TMC |  | Rental | [7 empty] | PUMPFOODENTERAL-Covidien-Kangaroo ePump |  | KANGAROO E PUMP ENTERAL FEEDING PUMP |  |  | PUMPFOODENTERAL-Covidien-Kangaroo ePump | [6 empty] | Verified as Rental |  |  | MHHS-TMC
NO | YES |  |  |  | FCZ4382 |  | COVIDIEN |  |  | C17189723 | Rental | MHHS-TMC |  |  |  | FCZ4382 |  | TMC |  | Rental | [7 empty] | PUMPFOODENTERAL-Covidien-Kangaroo ePump |  | KANGAROO E PUMP ENTERAL FEEDING PUMP |  |  | PUMPFOODENTERAL-Covidien-Kangaroo ePump | [6 empty] | Verified as Rental |  |  | MHHS-TMC
NO | YES |  |  |  | FCZ4387 |  | COVIDIEN |  |  | C17189727 | Rental | MHHS-TMC |  |  |  | FCZ4387 |  | TMC |  | Rental | [7 empty] | PUMPFOODENTERAL-Covidien-Kangaroo ePump |  | KANGAROO E PUMP ENTERAL FEEDING PUMP |  |  | PUMPFOODENTERAL-Covidien-Kangaroo ePump | [6 empty] | Verified as Rental |  |  | MHHS-TMC
NO | YES |  |  |  | FCZ4416 |  | COVIDIEN |  |  |  | Rental | MHHS-TMC |  |  |  | FCZ4416 |  | TMC |  | Rental | [7 empty] | PUMPFOODENTERAL-Covidien-Kangaroo ePump |  | KANGAROO E PUMP ENTERAL FEEDING PUMP |  |  | PUMPFOODENTERAL-Covidien-Kangaroo ePump | [6 empty] | Verified as Rental |  |  | MHHS-TMC
NO | YES |  |  |  | FCZ4429 |  | COVIDIEN |  |  | C17189082 | Rental | MHHS-TMC |  |  |  | FCZ4429 |  | TMC |  | Rental | [7 empty] | PUMPFOODENTERAL-Covidien-Kangaroo ePump |  | KANGAROO E PUMP ENTERAL FEEDING PUMP |  |  | PUMPFOODENTERAL-Covidien-Kangaroo ePump | [6 empty] | Verified as Rental |  |  | MHHS-TMC
NO | YES |  |  |  | FCZ4441 |  | COVIDIEN |  |  | C17185907 | Rental | MHHS-TMC |  |  |  | FCZ4441 |  | TMC |  | Rental | [7 empty] | PUMPFOODENTERAL-Covidien-Kangaroo ePump |  | KANGAROO E PUMP ENTERAL FEEDING PUMP |  |  | PUMPFOODENTERAL-Covidien-Kangaroo ePump | [6 empty] | Verified as Rental |  |  | MHHS-TMC
NO | YES |  |  |  | FCZ4446 |  | COVIDIEN |  |  | C13067460 | Rental | MHHS-TMC |  |  |  | FCZ4446 |  | TMC |  | Rental | [7 empty] | PUMPFOODENTERAL-Covidien-Kangaroo ePump |  | KANGAROO E PUMP ENTERAL FEEDING PUMP |  |  | PUMPFOODENTERAL-Covidien-Kangaroo ePump | [6 empty] | Verified as Rental |  |  | MHHS-TMC
NO | YES |  |  |  | FCZ4527 |  | COVIDIEN |  |  | C17189052 | Rental | MHHS-TMC |  |  |  | FCZ4527 |  | TMC |  | Rental | [7 empty] | PUMPFOODENTERAL-Covidien-Kangaroo ePump |  | KANGAROO E PUMP ENTERAL FEEDING PUMP |  |  | PUMPFOODENTERAL-Covidien-Kangaroo ePump | [6 empty] | Verified as Rental |  |  | MHHS-TMC
NO | YES |  |  |  | FCZ4550 |  | COVIDIEN |  |  | C17189694 | Rental | MHHS-TMC |  |  |  | FCZ4550 |  | TMC |  | Rental | [7 empty] | PUMPFOODENTERAL-Covidien-Kangaroo ePump |  | KANGAROO E PUMP ENTERAL FEEDING PUMP |  |  | PUMPFOODENTERAL-Covidien-Kangaroo ePump | [6 empty] | Verified as Rental |  |  | MHHS-TMC
NO | YES |  |  |  | FCZ4569 |  | COVIDIEN |  |  | C17185952 | Rental | MHHS-TMC |  |  |  | FCZ4569 |  | TMC |  | Rental | [7 empty] | PUMPFOODENTERAL-Covidien-Kangaroo ePump |  | KANGAROO E PUMP ENTERAL FEEDING PUMP |  |  | PUMPFOODENTERAL-Covidien-Kangaroo ePump | [6 empty] | Verified as Rental |  |  | MHHS-TMC
NO | YES |  |  |  | FCZ4588 |  | COVIDIEN |  |  | C17185866 | Rental | MHHS-TMC |  |  |  | FCZ4588 |  | TMC |  | Rental | [7 empty] | PUMPFOODENTERAL-Covidien-Kangaroo ePump |  | KANGAROO E PUMP ENTERAL FEEDING PUMP |  |  | PUMPFOODENTERAL-Covidien-Kangaroo ePump | [6 empty] | Verified as Rental |  |  | MHHS-TMC
NO | YES |  |  |  | FCZ4597 |  | COVIDIEN |  |  | C17189714 | Rental | MHHS-TMC |  |  |  | FCZ4597 |  | TMC |  | Rental | [7 empty] | PUMPFOODENTERAL-Covidien-Kangaroo ePump |  | KANGAROO E PUMP ENTERAL FEEDING PUMP |  |  | PUMPFOODENTERAL-Covidien-Kangaroo ePump | [6 empty] | Verified as Rental |  |  | MHHS-TMC
NO | YES |  |  |  | FCZ4599 |  | COVIDIEN |  |  | C17189657 | Rental | MHHS-TMC |  |  |  | FCZ4599 |  | TMC |  | Rental | [7 empty] | PUMPFOODENTERAL-Covidien-Kangaroo ePump |  | KANGAROO E PUMP ENTERAL FEEDING PUMP |  |  | PUMPFOODENTERAL-Covidien-Kangaroo ePump | [6 empty] | Verified as Rental |  |  | MHHS-TMC
NO | YES |  |  |  | FCZ4630 |  | COVIDIEN |  |  | C17194519 | Rental | MHHS-TMC |  |  |  | FCZ4630 |  | TMC |  | Rental | [7 empty] | PUMPFOODENTERAL-Covidien-Kangaroo ePump |  | KANGAROO E PUMP ENTERAL FEEDING PUMP |  |  | PUMPFOODENTERAL-Covidien-Kangaroo ePump | [6 empty] | Verified as Rental |  |  | MHHS-TMC
NO | YES |  |  |  | FCZ4632 |  | COVIDIEN |  |  | C17194515 | Rental | MHHS-TMC |  |  |  | FCZ4632 |  | TMC |  | Rental | [7 empty] | PUMPFOODENTERAL-Covidien-Kangaroo ePump |  | KANGAROO E PUMP ENTERAL FEEDING PUMP |  |  | PUMPFOODENTERAL-Covidien-Kangaroo ePump | [6 empty] | Verified as Rental |  |  | MHHS-TMC
NO | YES |  |  |  | FCZ4634 |  | COVIDIEN |  |  | C17194393 | Rental | MHHS-TMC |  |  |  | FCZ4634 |  | TMC |  | Rental | [7 empty] | PUMPFOODENTERAL-Covidien-Kangaroo ePump |  | KANGAROO E PUMP ENTERAL FEEDING PUMP |  |  | PUMPFOODENTERAL-Covidien-Kangaroo ePump | [6 empty] | Verified as Rental |  |  | MHHS-TMC
NO | YES |  |  |  | FCZ4635 |  | COVIDIEN |  |  | C17194283 | Rental | MHHS-TMC |  |  |  | FCZ4635 |  | TMC |  | Rental | [7 empty] | PUMPFOODENTERAL-Covidien-Kangaroo ePump |  | KANGAROO E PUMP ENTERAL FEEDING PUMP |  |  | PUMPFOODENTERAL-Covidien-Kangaroo ePump | [6 empty] | Verified as Rental |  |  | MHHS-TMC
NO | YES |  |  |  | FCZ4638 |  | COVIDIEN |  |  | C17194339 | Rental | MHHS-TMC |  |  |  | FCZ4638 |  | TMC |  | Rental | [7 empty] | PUMPFOODENTERAL-Covidien-Kangaroo ePump |  | KANGAROO E PUMP ENTERAL FEEDING PUMP |  |  | PUMPFOODENTERAL-Covidien-Kangaroo ePump | [6 empty] | Verified as Rental |  |  | MHHS-TMC
NO | YES |  |  |  | FCZ4645 |  | COVIDIEN |  |  | C17194613 | Rental | MHHS-TMC |  |  |  | FCZ4645 |  | TMC |  | Rental | [7 empty] | PUMPFOODENTERAL-Covidien-Kangaroo ePump |  | KANGAROO E PUMP ENTERAL FEEDING PUMP |  |  | PUMPFOODENTERAL-Covidien-Kangaroo ePump | [6 empty] | Verified as Rental |  |  | MHHS-TMC
NO | YES |  |  |  | FCZ4650 |  | COVIDIEN |  |  | C17194388 | Rental | MHHS-TMC |  |  |  | FCZ4650 |  | TMC |  | Rental | [7 empty] | PUMPFOODENTERAL-Covidien-Kangaroo ePump |  | KANGAROO E PUMP ENTERAL FEEDING PUMP |  |  | PUMPFOODENTERAL-Covidien-Kangaroo ePump | [6 empty] | Verified as Rental |  |  | MHHS-TMC
NO | YES |  |  |  | FCZ4654 |  | COVIDIEN |  |  | C17194243 | Rental | MHHS-TMC |  |  |  | FCZ4654 |  | TMC |  | Rental | [7 empty] | PUMPFOODENTERAL-Covidien-Kangaroo ePump |  | KANGAROO E PUMP ENTERAL FEEDING PUMP |  |  | PUMPFOODENTERAL-Covidien-Kangaroo ePump | [6 empty] | Verified as Rental |  |  | MHHS-TMC
NO | YES |  |  |  | FCZ4668 |  | COVIDIEN |  |  | C17194526 | Rental | MHHS-TMC |  |  |  | FCZ4668 |  | TMC |  | Rental | [7 empty] | PUMPFOODENTERAL-Covidien-Kangaroo ePump |  | KANGAROO E PUMP ENTERAL FEEDING PUMP |  |  | PUMPFOODENTERAL-Covidien-Kangaroo ePump | [6 empty] | Verified as Rental |  |  | MHHS-TMC
NO | YES |  |  |  | FCZ4669 |  | COVIDIEN |  |  | C17194268 | Rental | MHHS-TMC |  |  |  | FCZ4669 |  | TMC |  | Rental | [7 empty] | PUMPFOODENTERAL-Covidien-Kangaroo ePump |  | KANGAROO E PUMP ENTERAL FEEDING PUMP |  |  | PUMPFOODENTERAL-Covidien-Kangaroo ePump | [6 empty] | Verified as Rental |  |  | MHHS-TMC
NO | YES |  |  |  | FCZ4719 |  | COVIDIEN |  |  | C13073109 | Rental | MHHS-TMC |  |  |  | FCZ4719 |  | TMC |  | Rental | [7 empty] | PUMPFOODENTERAL-Covidien-Kangaroo ePump |  | KANGAROO E PUMP ENTERAL FEEDING PUMP |  |  | PUMPFOODENTERAL-Covidien-Kangaroo ePump | [6 empty] | Verified as Rental |  |  | MHHS-TMC
NO | YES |  |  |  | FCZ4812 |  | COVIDIEN |  |  | C1371537 | Rental | MHHS-TMC |  |  |  | FCZ4812 |  | TMC |  | Rental | [7 empty] | PUMPFOODENTERAL-Covidien-Kangaroo ePump |  | KANGAROO E PUMP ENTERAL FEEDING PUMP |  |  | PUMPFOODENTERAL-Covidien-Kangaroo ePump | [6 empty] | Verified as Rental |  |  | MHHS-TMC
NO | YES |  |  |  | FCZ4872 |  | COVIDIEN |  |  | C14099510 | Rental | MHHS-TMC |  |  |  | FCZ4872 |  | TMC |  | Rental | [7 empty] | PUMPFOODENTERAL-Covidien-Kangaroo ePump |  | KANGAROO E PUMP ENTERAL FEEDING PUMP |  |  | PUMPFOODENTERAL-Covidien-Kangaroo ePump | [6 empty] | Verified as Rental |  |  | MHHS-TMC
NO | YES |  |  |  | FCZ4901 |  | COVIDIEN |  |  | C13058589 | Rental | MHHS-TMC |  |  |  | FCZ4901 |  | TMC |  | Rental | [7 empty] | PUMPFOODENTERAL-Covidien-Kangaroo ePump |  | KANGAROO E PUMP ENTERAL FEEDING PUMP |  |  | PUMPFOODENTERAL-Covidien-Kangaroo ePump | [6 empty] | Verified as Rental |  |  | MHHS-TMC
NO | YES |  |  |  | FCZ4902 |  | COVIDIEN |  |  | C1371524 | Rental | MHHS-TMC |  |  |  | FCZ4902 |  | TMC |  | Rental | [7 empty] | PUMPFOODENTERAL-Covidien-Kangaroo ePump |  | KANGAROO E PUMP ENTERAL FEEDING PUMP |  |  | PUMPFOODENTERAL-Covidien-Kangaroo ePump | [6 empty] | Verified as Rental |  |  | MHHS-TMC
NO | YES |  |  |  | FCZ4906 |  | COVIDIEN |  |  | C14099547 | Rental | MHHS-TMC |  |  |  | FCZ4906 |  | TMC |  | Rental | [7 empty] | PUMPFOODENTERAL-Covidien-Kangaroo ePump |  | KANGAROO E PUMP ENTERAL FEEDING PUMP |  |  | PUMPFOODENTERAL-Covidien-Kangaroo ePump | [6 empty] | Verified as Rental |  |  | MHHS-TMC
NO | YES |  |  |  | FCZ4967 |  | COVIDIEN |  |  | C14099548 | Rental | MHHS-TMC |  |  |  | FCZ4967 |  | TMC |  | Rental | [7 empty] | PUMPFOODENTERAL-Covidien-Kangaroo ePump |  | KANGAROO E PUMP ENTERAL FEEDING PUMP |  |  | PUMPFOODENTERAL-Covidien-Kangaroo ePump | [6 empty] | Verified as Rental |  |  | MHHS-TMC
NO | YES |  |  |  | FCZ5063 |  | COVIDIEN |  |  | C13080888 | Rental | MHHS-TMC |  |  |  | FCZ5063 |  | TMC |  | Rental | [7 empty] | PUMPFOODENTERAL-Covidien-Kangaroo ePump |  | KANGAROO E PUMP ENTERAL FEEDING PUMP |  |  | PUMPFOODENTERAL-Covidien-Kangaroo ePump | [6 empty] | Verified as Rental |  |  | MHHS-TMC
NO | YES |  |  |  | FCZ5072 |  | COVIDIEN |  |  | C14099564 | Rental | MHHS-TMC |  |  |  | FCZ5072 |  | TMC |  | Rental | [7 empty] | PUMPFOODENTERAL-Covidien-Kangaroo ePump |  | KANGAROO E PUMP ENTERAL FEEDING PUMP |  |  | PUMPFOODENTERAL-Covidien-Kangaroo ePump | [6 empty] | Verified as Rental |  |  | MHHS-TMC
NO | YES |  |  |  | FCZ5083 |  | COVIDIEN |  |  | C13081427 | Rental | MHHS-TMC |  |  |  | FCZ5083 |  | TMC |  | Rental | [7 empty] | PUMPFOODENTERAL-Covidien-Kangaroo ePump |  | KANGAROO E PUMP ENTERAL FEEDING PUMP |  |  | PUMPFOODENTERAL-Covidien-Kangaroo ePump | [6 empty] | Verified as Rental |  |  | MHHS-TMC
NO | YES |  |  |  | FCZ5102 |  | COVIDIEN |  |  | C18209624 | Rental | MHHS-TMC |  |  |  | FCZ5102 |  | TMC |  | Rental | [7 empty] | PUMPFOODENTERAL-Covidien-Kangaroo ePump |  | KANGAROO E PUMP ENTERAL FEEDING PUMP |  |  | PUMPFOODENTERAL-Covidien-Kangaroo ePump | [6 empty] | Verified as Rental |  |  | MHHS-TMC
NO | YES |  |  |  | FCZ5104 |  | COVIDIEN |  |  | C18209630 | Rental | MHHS-TMC |  |  |  | FCZ5104 |  | TMC |  | Rental | [7 empty] | PUMPFOODENTERAL-Covidien-Kangaroo ePump |  | KANGAROO E PUMP ENTERAL FEEDING PUMP |  |  | PUMPFOODENTERAL-Covidien-Kangaroo ePump | [6 empty] | Verified as Rental |  |  | MHHS-TMC
NO | YES |  |  |  | FCZ5106 |  | COVIDIEN |  |  | C18209639 | Rental | MHHS-TMC |  |  |  | FCZ5106 |  | TMC |  | Rental | [7 empty] | PUMPFOODENTERAL-Covidien-Kangaroo ePump |  | KANGAROO E PUMP ENTERAL FEEDING PUMP |  |  | PUMPFOODENTERAL-Covidien-Kangaroo ePump | [6 empty] | Verified as Rental |  |  | MHHS-TMC
NO | YES |  |  |  | FCZ5108 |  | COVIDIEN |  |  | C18210860 | Rental | MHHS-TMC |  |  |  | FCZ5108 |  | TMC |  | Rental | [7 empty] | PUMPFOODENTERAL-Covidien-Kangaroo ePump |  | KANGAROO E PUMP ENTERAL FEEDING PUMP |  |  | PUMPFOODENTERAL-Covidien-Kangaroo ePump | [6 empty] | Verified as Rental |  |  | MHHS-TMC
NO | YES |  |  |  | FCZ5128 |  | COVIDIEN |  |  | C17173465 | Rental | MHHS-TMC |  |  |  | FCZ5128 |  | TMC |  | Rental | [7 empty] | PUMPFOODENTERAL-Covidien-Kangaroo ePump |  | KANGAROO E PUMP ENTERAL FEEDING PUMP |  |  | PUMPFOODENTERAL-Covidien-Kangaroo ePump | [6 empty] | Verified as Rental |  |  | MHHS-TMC
NO | YES |  |  |  | FCZ5131 |  | COVIDIEN |  |  | C18205805 | Rental | MHHS-TMC |  |  |  | FCZ5131 |  | TMC |  | Rental | [7 empty] | PUMPFOODENTERAL-Covidien-Kangaroo ePump |  | KANGAROO E PUMP ENTERAL FEEDING PUMP |  |  | PUMPFOODENTERAL-Covidien-Kangaroo ePump | [6 empty] | Verified as Rental |  |  | MHHS-TMC
NO | YES |  |  |  | FCZ5144 |  | COVIDIEN |  |  | C12002160 | Rental | MHHS-TMC |  |  |  | FCZ5144 |  | TMC |  | Rental | [7 empty] | PUMPFOODENTERAL-Covidien-Kangaroo ePump |  | KANGAROO E PUMP ENTERAL FEEDING PUMP |  |  | PUMPFOODENTERAL-Covidien-Kangaroo ePump | [6 empty] | Verified as Rental |  |  | MHHS-TMC
NO | YES |  |  |  | FCZ5164 |  | COVIDIEN |  |  | C13042250 | Rental | MHHS-TMC |  |  |  | FCZ5164 |  | TMC |  | Rental | [7 empty] | PUMPFOODENTERAL-Covidien-Kangaroo ePump |  | KANGAROO E PUMP ENTERAL FEEDING PUMP |  |  | PUMPFOODENTERAL-Covidien-Kangaroo ePump | [6 empty] | Verified as Rental |  |  | MHHS-TMC
NO | YES |  |  |  | FCZ5210 |  | COVIDIEN |  |  | C18230897 | Rental | MHHS-TMC |  |  |  | FCZ5210 |  | TMC |  | Rental | [7 empty] | PUMPFOODENTERAL-Covidien-Kangaroo ePump |  | KANGAROO E PUMP ENTERAL FEEDING PUMP |  |  | PUMPFOODENTERAL-Covidien-Kangaroo ePump | [6 empty] | Verified as Rental |  |  | MHHS-TMC
NO | YES |  |  |  | FCZ5211 |  | COVIDIEN |  |  | C18230966 | Rental | MHHS-TMC |  |  |  | FCZ5211 |  | TMC |  | Rental | [7 empty] | PUMPFOODENTERAL-Covidien-Kangaroo ePump |  | KANGAROO E PUMP ENTERAL FEEDING PUMP |  |  | PUMPFOODENTERAL-Covidien-Kangaroo ePump | [6 empty] | Verified as Rental |  |  | MHHS-TMC
NO | YES |  |  |  | FCZ5213 |  | COVIDIEN |  |  | C18230880 | Rental | MHHS-TMC |  |  |  | FCZ5213 |  | TMC |  | Rental | [7 empty] | PUMPFOODENTERAL-Covidien-Kangaroo ePump |  | KANGAROO E PUMP ENTERAL FEEDING PUMP |  |  | PUMPFOODENTERAL-Covidien-Kangaroo ePump | [6 empty] | Verified as Rental |  |  | MHHS-TMC
NO | YES |  |  |  | FCZ5221 |  | COVIDIEN |  |  | C18230906 | Rental | MHHS-TMC |  |  |  | FCZ5221 |  | TMC |  | Rental | [7 empty] | PUMPFOODENTERAL-Covidien-Kangaroo ePump |  | KANGAROO E PUMP ENTERAL FEEDING PUMP |  |  | PUMPFOODENTERAL-Covidien-Kangaroo ePump | [6 empty] | Verified as Rental |  |  | MHHS-TMC
NO | YES |  |  |  | FCZ5294 |  | COVIDIEN |  |  | C18229999 | Rental | MHHS-TMC |  |  |  | FCZ5294 |  | TMC |  | Rental | [7 empty] | PUMPFOODENTERAL-Covidien-Kangaroo ePump |  | KANGAROO E PUMP ENTERAL FEEDING PUMP |  |  | PUMPFOODENTERAL-Covidien-Kangaroo ePump | [6 empty] | Verified as Rental |  |  | MHHS-TMC
NO | YES |  |  |  | FCZ5339 |  | COVIDIEN |  |  | C19237022 | Rental | MHHS-TMC |  |  |  | FCZ5339 |  | TMC |  | Rental | [7 empty] | PUMPFOODENTERAL-Covidien-Kangaroo ePump |  | KANGAROO E PUMP ENTERAL FEEDING PUMP |  |  | PUMPFOODENTERAL-Covidien-Kangaroo ePump | [6 empty] | Verified as Rental |  |  | MHHS-TMC
NO | YES |  |  |  | FCZ5342 |  | COVIDIEN |  |  | C19237089 | Rental | MHHS-TMC |  |  |  | FCZ5342 |  | TMC |  | Rental | [7 empty] | PUMPFOODENTERAL-Covidien-Kangaroo ePump |  | KANGAROO E PUMP ENTERAL FEEDING PUMP |  |  | PUMPFOODENTERAL-Covidien-Kangaroo ePump | [6 empty] | Verified as Rental |  |  | MHHS-TMC
NO | YES |  |  |  | FCZ5400 |  | COVIDIEN |  |  | C19266085 | Rental | MHHS-TMC |  |  |  | FCZ5400 |  | TMC |  | Rental | [7 empty] | PUMPFOODENTERAL-Covidien-Kangaroo ePump |  | KANGAROO E PUMP ENTERAL FEEDING PUMP |  |  | PUMPFOODENTERAL-Covidien-Kangaroo ePump | [6 empty] | Verified as Rental |  |  | MHHS-TMC
NO | YES |  |  |  | FCZ5401 |  | COVIDIEN |  |  | C19266102 | Rental | MHHS-TMC |  |  |  | FCZ5401 |  | TMC |  | Rental | [7 empty] | PUMPFOODENTERAL-Covidien-Kangaroo ePump |  | KANGAROO E PUMP ENTERAL FEEDING PUMP |  |  | PUMPFOODENTERAL-Covidien-Kangaroo ePump | [6 empty] | Verified as Rental |  |  | MHHS-TMC
NO | YES |  |  |  | FCZ5404 |  | COVIDIEN |  |  | C19266151 | Rental | MHHS-TMC |  |  |  | FCZ5404 |  | TMC |  | Rental | [7 empty] | PUMPFOODENTERAL-Covidien-Kangaroo ePump |  | KANGAROO E PUMP ENTERAL FEEDING PUMP |  |  | PUMPFOODENTERAL-Covidien-Kangaroo ePump | [6 empty] | Verified as Rental |  |  | MHHS-TMC
NO | YES |  |  |  | FCZ5405 |  | COVIDIEN |  |  | C19266154 | Rental | MHHS-TMC |  |  |  | FCZ5405 |  | TMC |  | Rental | [7 empty] | PUMPFOODENTERAL-Covidien-Kangaroo ePump |  | KANGAROO E PUMP ENTERAL FEEDING PUMP |  |  | PUMPFOODENTERAL-Covidien-Kangaroo ePump | [6 empty] | Verified as Rental |  |  | MHHS-TMC
NO | YES |  |  |  | FCZ5505 |  | COVIDIEN |  |  | C19262662 | Rental | MHHS-TMC |  |  |  | FCZ5505 |  | TMC |  | Rental | [7 empty] | PUMPFOODENTERAL-Covidien-Kangaroo ePump |  | KANGAROO E PUMP ENTERAL FEEDING PUMP |  |  | PUMPFOODENTERAL-Covidien-Kangaroo ePump | [6 empty] | Verified as Rental |  |  | MHHS-TMC
NO | YES |  |  |  | FCZ5507 |  | COVIDIEN |  |  | C19262627 | Rental | MHHS-TMC |  |  |  | FCZ5507 |  | TMC |  | Rental | [7 empty] | PUMPFOODENTERAL-Covidien-Kangaroo ePump |  | KANGAROO E PUMP ENTERAL FEEDING PUMP |  |  | PUMPFOODENTERAL-Covidien-Kangaroo ePump | [6 empty] | Verified as Rental |  |  | MHHS-TMC
NO | YES |  |  |  | FCZ5508 |  | COVIDIEN |  |  | C19262603 | Rental | MHHS-TMC |  |  |  | FCZ5508 |  | TMC |  | Rental | [7 empty] | PUMPFOODENTERAL-Covidien-Kangaroo ePump |  | KANGAROO E PUMP ENTERAL FEEDING PUMP |  |  | PUMPFOODENTERAL-Covidien-Kangaroo ePump | [6 empty] | Verified as Rental |  |  | MHHS-TMC
NO | YES |  |  |  | FCZ5510 |  | COVIDIEN |  |  | C19262641 | Rental | MHHS-TMC |  |  |  | FCZ5510 |  | TMC |  | Rental | [7 empty] | PUMPFOODENTERAL-Covidien-Kangaroo ePump |  | KANGAROO E PUMP ENTERAL FEEDING PUMP |  |  | PUMPFOODENTERAL-Covidien-Kangaroo ePump | [6 empty] | Verified as Rental |  |  | MHHS-TMC
NO | YES |  |  |  | FCZ5511 |  | COVIDIEN |  |  | C19262654 | Rental | MHHS-TMC |  |  |  | FCZ5511 |  | TMC |  | Rental | [7 empty] | PUMPFOODENTERAL-Covidien-Kangaroo ePump |  | KANGAROO E PUMP ENTERAL FEEDING PUMP |  |  | PUMPFOODENTERAL-Covidien-Kangaroo ePump | [6 empty] | Verified as Rental |  |  | MHHS-TMC
NO | YES |  |  |  | FCZ5513 |  | COVIDIEN |  |  | C19262634 | Rental | MHHS-TMC |  |  |  | FCZ5513 |  | TMC |  | Rental | [7 empty] | PUMPFOODENTERAL-Covidien-Kangaroo ePump |  | KANGAROO E PUMP ENTERAL FEEDING PUMP |  |  | PUMPFOODENTERAL-Covidien-Kangaroo ePump | [6 empty] | Verified as Rental |  |  | MHHS-TMC
NO | YES |  |  |  | FCZ5514 |  | COVIDIEN |  |  | C19262705 | Rental | MHHS-TMC |  |  |  | FCZ5514 |  | TMC |  | Rental | [7 empty] | PUMPFOODENTERAL-Covidien-Kangaroo ePump |  | KANGAROO E PUMP ENTERAL FEEDING PUMP |  |  | PUMPFOODENTERAL-Covidien-Kangaroo ePump | [6 empty] | Verified as Rental |  |  | MHHS-TMC
NO | YES |  |  |  | FCZ5517 |  | COVIDIEN |  |  | C19262611 | Rental | MHHS-TMC |  |  |  | FCZ5517 |  | TMC |  | Rental | [7 empty] | PUMPFOODENTERAL-Covidien-Kangaroo ePump |  | KANGAROO E PUMP ENTERAL FEEDING PUMP |  |  | PUMPFOODENTERAL-Covidien-Kangaroo ePump | [6 empty] | Verified as Rental |  |  | MHHS-TMC
NO | YES |  |  |  | FCZ5518 |  | COVIDIEN |  |  | C19262602 | Rental | MHHS-TMC |  |  |  | FCZ5518 |  | TMC |  | Rental | [7 empty] | PUMPFOODENTERAL-Covidien-Kangaroo ePump |  | KANGAROO E PUMP ENTERAL FEEDING PUMP |  |  | PUMPFOODENTERAL-Covidien-Kangaroo ePump | [6 empty] | Verified as Rental |  |  | MHHS-TMC
NO | YES |  |  |  | FCZ5519 |  | COVIDIEN |  |  | C19262646 | Rental | MHHS-TMC |  |  |  | FCZ5519 |  | TMC |  | Rental | [7 empty] | PUMPFOODENTERAL-Covidien-Kangaroo ePump |  | KANGAROO E PUMP ENTERAL FEEDING PUMP |  |  | PUMPFOODENTERAL-Covidien-Kangaroo ePump | [6 empty] | Verified as Rental |  |  | MHHS-TMC
NO | YES |  |  |  | FCZ5520 |  | COVIDIEN |  |  | C19262633 | Rental | MHHS-TMC |  |  |  | FCZ5520 |  | TMC |  | Rental | [7 empty] | PUMPFOODENTERAL-Covidien-Kangaroo ePump |  | KANGAROO E PUMP ENTERAL FEEDING PUMP |  |  | PUMPFOODENTERAL-Covidien-Kangaroo ePump | [6 empty] | Verified as Rental |  |  | MHHS-TMC
NO | YES |  |  |  | FCZ5521 |  | COVIDIEN |  |  | C19262676 | Rental | MHHS-TMC |  |  |  | FCZ5521 |  | TMC |  | Rental | [7 empty] | PUMPFOODENTERAL-Covidien-Kangaroo ePump |  | KANGAROO E PUMP ENTERAL FEEDING PUMP |  |  | PUMPFOODENTERAL-Covidien-Kangaroo ePump | [6 empty] | Verified as Rental |  |  | MHHS-TMC
NO | YES |  |  |  | FCZ5522 |  | COVIDIEN |  |  | C19262670 | Rental | MHHS-TMC |  |  |  | FCZ5522 |  | TMC |  | Rental | [7 empty] | PUMPFOODENTERAL-Covidien-Kangaroo ePump |  | KANGAROO E PUMP ENTERAL FEEDING PUMP |  |  | PUMPFOODENTERAL-Covidien-Kangaroo ePump | [6 empty] | Verified as Rental |  |  | MHHS-TMC
NO | YES |  |  |  | FCZ5523 |  | COVIDIEN |  |  | C19262665 | Rental | MHHS-TMC |  |  |  | FCZ5523 |  | TMC |  | Rental | [7 empty] | PUMPFOODENTERAL-Covidien-Kangaroo ePump |  | KANGAROO E PUMP ENTERAL FEEDING PUMP |  |  | PUMPFOODENTERAL-Covidien-Kangaroo ePump | [6 empty] | Verified as Rental |  |  | MHHS-TMC
NO | YES |  |  |  | FCZ5525 |  | COVIDIEN |  |  | C19262620 | Rental | MHHS-TMC |  |  |  | FCZ5525 |  | TMC |  | Rental | [7 empty] | PUMPFOODENTERAL-Covidien-Kangaroo ePump |  | KANGAROO E PUMP ENTERAL FEEDING PUMP |  |  | PUMPFOODENTERAL-Covidien-Kangaroo ePump | [6 empty] | Verified as Rental |  |  | MHHS-TMC
NO | YES |  |  |  | FCZ5526 |  | COVIDIEN |  |  | C19262643 | Rental | MHHS-TMC |  |  |  | FCZ5526 |  | TMC |  | Rental | [7 empty] | PUMPFOODENTERAL-Covidien-Kangaroo ePump |  | KANGAROO E PUMP ENTERAL FEEDING PUMP |  |  | PUMPFOODENTERAL-Covidien-Kangaroo ePump | [6 empty] | Verified as Rental |  |  | MHHS-TMC
NO | YES |  |  |  | FCZ5691 |  | COVIDIEN |  |  | C19268348 | Rental | MHHS-TMC |  |  |  | FCZ5691 |  | TMC |  | Rental | [7 empty] | PUMPFOODENTERAL-Covidien-Kangaroo ePump |  | KANGAROO E PUMP ENTERAL FEEDING PUMP |  |  | PUMPFOODENTERAL-Covidien-Kangaroo ePump | [6 empty] | Verified as Rental |  |  | MHHS-TMC
NO | YES |  |  |  | FCZ5698 |  | COVIDIEN |  |  | C19268371 | Rental | MHHS-TMC |  |  |  | FCZ5698 |  | TMC |  | Rental | [7 empty] | PUMPFOODENTERAL-Covidien-Kangaroo ePump |  | KANGAROO E PUMP ENTERAL FEEDING PUMP |  |  | PUMPFOODENTERAL-Covidien-Kangaroo ePump | [6 empty] | Verified as Rental |  |  | MHHS-TMC
NO | YES |  |  |  | FCZ5705 |  | COVIDIEN |  |  | C19268385 | Rental | MHHS-TMC |  |  |  | FCZ5705 |  | TMC |  | Rental | [7 empty] | PUMPFOODENTERAL-Covidien-Kangaroo ePump |  | KANGAROO E PUMP ENTERAL FEEDING PUMP |  |  | PUMPFOODENTERAL-Covidien-Kangaroo ePump | [6 empty] | Verified as Rental |  |  | MHHS-TMC
NO | YES |  |  |  | FCZ5706 |  | COVIDIEN |  |  | C19268388 | Rental | MHHS-TMC |  |  |  | FCZ5706 |  | TMC |  | Rental | [7 empty] | PUMPFOODENTERAL-Covidien-Kangaroo ePump |  | KANGAROO E PUMP ENTERAL FEEDING PUMP |  |  | PUMPFOODENTERAL-Covidien-Kangaroo ePump | [6 empty] | Verified as Rental |  |  | MHHS-TMC
NO | YES |  |  |  | FCZ5711 |  | COVIDIEN |  |  | C19268409 | Rental | MHHS-TMC |  |  |  | FCZ5711 |  | TMC |  | Rental | [7 empty] | PUMPFOODENTERAL-Covidien-Kangaroo ePump |  | KANGAROO E PUMP ENTERAL FEEDING PUMP |  |  | PUMPFOODENTERAL-Covidien-Kangaroo ePump | [6 empty] | Verified as Rental |  |  | MHHS-TMC
NO | YES |  |  |  | FCZ764 |  | COVIDIEN |  |  | C1056886 | Rental | MHHS-Woodlands |  |  |  | FCZ764 |  | Woodlands |  | Rental | [7 empty] | PUMPFOODENTERAL-Covidien-Kangaroo ePump |  | KANGAROO E PUMP ENTERAL FEEDING PUMP |  |  | PUMPFOODENTERAL-Covidien-Kangaroo ePump | [6 empty] | Verified as Rental |  |  | MHHS-Woodlands
NO | YES |  |  |  | FCZ1085 |  | COVIDIEN |  |  | C1264931 | Rental | MHHS-Woodlands |  |  |  | FCZ1085 |  | Woodlands |  | Rental | [7 empty] | PUMPFOODENTERAL-Covidien-Kangaroo ePump |  | KANGAROO E PUMP ENTERAL FEEDING PUMP |  |  | PUMPFOODENTERAL-Covidien-Kangaroo ePump | [6 empty] | Verified as Rental |  |  | MHHS-Woodlands
NO | YES |  |  |  | FCZ1184 |  | COVIDIEN |  |  | C1272396 | Rental | MHHS-Woodlands |  |  |  | FCZ1184 |  | Woodlands |  | Rental | [7 empty] | PUMPFOODENTERAL-Covidien-Kangaroo ePump |  | KANGAROO E PUMP ENTERAL FEEDING PUMP |  |  | PUMPFOODENTERAL-Covidien-Kangaroo ePump | [6 empty] | Verified as Rental |  |  | MHHS-Woodlands
NO | YES |  |  |  | FCZ1308 |  | COVIDIEN |  |  | C1278242 | Rental | MHHS-Woodlands |  |  |  | FCZ1308 |  | Woodlands |  | Rental | [7 empty] | PUMPFOODENTERAL-Covidien-Kangaroo ePump |  | KANGAROO E PUMP ENTERAL FEEDING PUMP |  |  | PUMPFOODENTERAL-Covidien-Kangaroo ePump | [6 empty] | Verified as Rental |  |  | MHHS-Woodlands
NO | YES |  |  |  | FCZ2529 |  | COVIDIEN |  |  | C13059905 | Rental | MHHS-Woodlands |  |  |  | FCZ2529 |  | Woodlands |  | Rental | [7 empty] | PUMPFOODENTERAL-Covidien-Kangaroo ePump |  | KANGAROO E PUMP ENTERAL FEEDING PUMP |  |  | PUMPFOODENTERAL-Covidien-Kangaroo ePump | [6 empty] | Verified as Rental |  |  | MHHS-Woodlands
NO | YES |  |  |  | FCZ2549 |  | COVIDIEN |  |  | C13069937 | Rental | MHHS-Woodlands |  |  |  | FCZ2549 |  | Woodlands |  | Rental | [7 empty] | PUMPFOODENTERAL-Covidien-Kangaroo ePump |  | KANGAROO E PUMP ENTERAL FEEDING PUMP |  |  | PUMPFOODENTERAL-Covidien-Kangaroo ePump | [6 empty] | Verified as Rental |  |  | MHHS-Woodlands
NO | YES |  |  |  | FCZ2584 |  | COVIDIEN |  |  | C13068636 | Rental | MHHS-Woodlands |  |  |  | FCZ2584 |  | Woodlands |  | Rental | [7 empty] | PUMPFOODENTERAL-Covidien-Kangaroo ePump |  | KANGAROO E PUMP ENTERAL FEEDING PUMP |  |  | PUMPFOODENTERAL-Covidien-Kangaroo ePump | [6 empty] | Verified as Rental |  |  | MHHS-Woodlands
NO | YES |  |  |  | FCZ2970 |  | COVIDIEN |  |  | C14095144 | Rental | MHHS-Woodlands |  |  |  | FCZ2970 |  | Woodlands |  | Rental | [7 empty] | PUMPFOODENTERAL-Covidien-Kangaroo ePump |  | KANGAROO E PUMP ENTERAL FEEDING PUMP |  |  | PUMPFOODENTERAL-Covidien-Kangaroo ePump | [6 empty] | Verified as Rental |  |  | MHHS-Woodlands
NO | YES |  |  |  | FCZ2995 |  | COVIDIEN |  |  | C14096210 | Rental | MHHS-Woodlands |  |  |  | FCZ2995 |  | Woodlands |  | Rental | [7 empty] | PUMPFOODENTERAL-Covidien-Kangaroo ePump |  | KANGAROO E PUMP ENTERAL FEEDING PUMP |  |  | PUMPFOODENTERAL-Covidien-Kangaroo ePump | [6 empty] | Verified as Rental |  |  | MHHS-Woodlands
NO | YES |  |  |  | FCZ3513 |  | COVIDIEN |  |  | C15134877 | Rental | MHHS-Woodlands |  |  |  | FCZ3513 |  | Woodlands |  | Rental | [7 empty] | PUMPFOODENTERAL-Covidien-Kangaroo ePump |  | KANGAROO E PUMP ENTERAL FEEDING PUMP |  |  | PUMPFOODENTERAL-Covidien-Kangaroo ePump | [6 empty] | Verified as Rental |  |  | MHHS-Woodlands
NO | YES |  |  |  | FCZ4125 |  | COVIDIEN |  |  | C17166063 | Rental | MHHS-Woodlands |  |  |  | FCZ4125 |  | Woodlands |  | Rental | [7 empty] | PUMPFOODENTERAL-Covidien-Kangaroo ePump |  | KANGAROO E PUMP ENTERAL FEEDING PUMP |  |  | PUMPFOODENTERAL-Covidien-Kangaroo ePump | [6 empty] | Verified as Rental |  |  | MHHS-Woodlands
NO | YES |  |  |  | FCZ4615 |  | COVIDIEN |  |  | C17189339 | Rental | MHHS-Woodlands |  |  |  | FCZ4615 |  | Woodlands |  | Rental | [7 empty] | PUMPFOODENTERAL-Covidien-Kangaroo ePump |  | KANGAROO E PUMP ENTERAL FEEDING PUMP |  |  | PUMPFOODENTERAL-Covidien-Kangaroo ePump | [6 empty] | Verified as Rental |  |  | MHHS-Woodlands
NO | YES |  |  |  | FCZ4621 |  | COVIDIEN |  |  | C15129563 | Rental | MHHS-Woodlands |  |  |  | FCZ4621 |  | Woodlands |  | Rental | [7 empty] | PUMPFOODENTERAL-Covidien-Kangaroo ePump |  | KANGAROO E PUMP ENTERAL FEEDING PUMP |  |  | PUMPFOODENTERAL-Covidien-Kangaroo ePump | [6 empty] | Verified as Rental |  |  | MHHS-Woodlands
NO | YES |  |  |  | FCZ4820 |  | COVIDIEN |  |  | C14099544 | Rental | MHHS-Woodlands |  |  |  | FCZ4820 |  | Woodlands |  | Rental | [7 empty] | PUMPFOODENTERAL-Covidien-Kangaroo ePump |  | KANGAROO E PUMP ENTERAL FEEDING PUMP |  |  | PUMPFOODENTERAL-Covidien-Kangaroo ePump | [6 empty] | Verified as Rental |  |  | MHHS-Woodlands
NO | YES |  |  |  | FCZ4970 |  | COVIDIEN |  |  | C14099459 | Rental | MHHS-Woodlands |  |  |  | FCZ4970 |  | Woodlands |  | Rental | [7 empty] | PUMPFOODENTERAL-Covidien-Kangaroo ePump |  | KANGAROO E PUMP ENTERAL FEEDING PUMP |  |  | PUMPFOODENTERAL-Covidien-Kangaroo ePump | [6 empty] | Verified as Rental |  |  | MHHS-Woodlands
NO | YES |  |  |  | FCZ5095 |  | COVIDIEN |  |  | C18203627 | Rental | MHHS-Woodlands |  |  |  | FCZ5095 |  | Woodlands |  | Rental | [7 empty] | PUMPFOODENTERAL-Covidien-Kangaroo ePump |  | KANGAROO E PUMP ENTERAL FEEDING PUMP |  |  | PUMPFOODENTERAL-Covidien-Kangaroo ePump | [6 empty] | Verified as Rental |  |  | MHHS-Woodlands
NO | YES |  |  |  | FCZ5096 |  | COVIDIEN |  |  | C1289024 | Rental | MHHS-Woodlands |  |  |  | FCZ5096 |  | Woodlands |  | Rental | [7 empty] | PUMPFOODENTERAL-Covidien-Kangaroo ePump |  | KANGAROO E PUMP ENTERAL FEEDING PUMP |  |  | PUMPFOODENTERAL-Covidien-Kangaroo ePump | [6 empty] | Verified as Rental |  |  | MHHS-Woodlands
NO | YES |  |  |  | FCZ5114 |  | COVIDIEN |  |  | C18204249 | Rental | MHHS-Woodlands |  |  |  | FCZ5114 |  | Woodlands |  | Rental | [7 empty] | PUMPFOODENTERAL-Covidien-Kangaroo ePump |  | KANGAROO E PUMP ENTERAL FEEDING PUMP |  |  | PUMPFOODENTERAL-Covidien-Kangaroo ePump | [6 empty] | Verified as Rental |  |  | MHHS-Woodlands
NO | YES |  |  |  | FCZ5225 |  | COVIDIEN |  |  | C18230955 | Rental | MHHS-Woodlands |  |  |  | FCZ5225 |  | Woodlands |  | Rental | [7 empty] | PUMPFOODENTERAL-Covidien-Kangaroo ePump |  | KANGAROO E PUMP ENTERAL FEEDING PUMP |  |  | PUMPFOODENTERAL-Covidien-Kangaroo ePump | [6 empty] | Verified as Rental |  |  | MHHS-Woodlands
NO | YES |  |  |  | FCZ5337 |  | COVIDIEN |  |  | C19237095 | Rental | MHHS-Woodlands |  |  |  | FCZ5337 |  | Woodlands |  | Rental | [7 empty] | PUMPFOODENTERAL-Covidien-Kangaroo ePump |  | KANGAROO E PUMP ENTERAL FEEDING PUMP |  |  | PUMPFOODENTERAL-Covidien-Kangaroo ePump | [6 empty] | Verified as Rental |  |  | MHHS-Woodlands
NO | YES |  |  |  | FDK413 |  | COVIDIEN |  |  | F13017750 | Rental | MHHS-Mem City |  |  |  | FDK413 |  | West & Memorial City |  | Rental | [7 empty] | PUMPFOODENTERAL-Covidien-Kangaroo Joey |  | KANGAROO JOEY ENTERAL FEEDING PUMP |  |  | PUMPFOODENTERAL-Covidien-Kangaroo Joey | [6 empty] | Verified as Rental |  |  | MHHS-Mem City
NO | YES |  |  |  | FDK108 |  | COVIDIEN |  |  | F0816964 | Rental | MHHS-TIRR |  |  |  | FDK108 |  | TMC |  | Rental | [7 empty] | PUMPFOODENTERAL-Covidien-Kangaroo Joey |  | KANGAROO JOEY ENTERAL FEEDING PUMP |  |  | PUMPFOODENTERAL-Covidien-Kangaroo Joey | [6 empty] | Verified as Rental |  |  | MHHS-TIRR
NO | YES |  |  |  | FDK352 |  | COVIDIEN |  |  | F13016453 | Rental | MHHS-TIRR |  |  |  | FDK352 |  | TMC |  | Rental | [7 empty] | PUMPFOODENTERAL-Covidien-Kangaroo Joey |  | KANGAROO JOEY ENTERAL FEEDING PUMP |  |  | PUMPFOODENTERAL-Covidien-Kangaroo Joey | [6 empty] | Verified as Rental |  |  | MHHS-TIRR
NO | YES |  |  |  | FDK404 |  | COVIDIEN |  |  | F13017822 | Rental | MHHS-TIRR |  |  |  | FDK404 |  | TMC |  | Rental | [7 empty] | PUMPFOODENTERAL-Covidien-Kangaroo Joey |  | KANGAROO JOEY ENTERAL FEEDING PUMP |  |  | PUMPFOODENTERAL-Covidien-Kangaroo Joey | [6 empty] | Verified as Rental |  |  | MHHS-TIRR
NO | YES |  |  |  | FDK516 |  | COVIDIEN |  |  | F15057279 | Rental | MHHS-TIRR |  |  |  | FDK516 |  | TMC |  | Rental | [7 empty] | PUMPFOODENTERAL-Covidien-Kangaroo Joey |  | KANGAROO JOEY ENTERAL FEEDING PUMP |  |  | PUMPFOODENTERAL-Covidien-Kangaroo Joey | [6 empty] | Verified as Rental |  |  | MHHS-TIRR
NO | YES |  |  |  | FDK535 |  | COVIDIEN |  |  | F15057194 | Rental | MHHS-TIRR |  |  |  | FDK535 |  | TMC |  | Rental | [7 empty] | PUMPFOODENTERAL-Covidien-Kangaroo Joey |  | KANGAROO JOEY ENTERAL FEEDING PUMP |  |  | PUMPFOODENTERAL-Covidien-Kangaroo Joey | [6 empty] | Verified as Rental |  |  | MHHS-TIRR
NO | YES |  |  |  | FDK546 |  | COVIDIEN |  |  | F15057394 | Rental | MHHS-TIRR |  |  |  | FDK546 |  | TMC |  | Rental | [7 empty] | PUMPFOODENTERAL-Covidien-Kangaroo Joey |  | KANGAROO JOEY ENTERAL FEEDING PUMP |  |  | PUMPFOODENTERAL-Covidien-Kangaroo Joey | [6 empty] | Verified as Rental |  |  | MHHS-TIRR
NO | YES |  |  |  | FDK629 |  | COVIDIEN |  |  | F15057204 | Rental | MHHS-TIRR |  |  |  | FDK629 |  | TMC |  | Rental | [7 empty] | PUMPFOODENTERAL-Covidien-Kangaroo Joey |  | KANGAROO JOEY ENTERAL FEEDING PUMP |  |  | PUMPFOODENTERAL-Covidien-Kangaroo Joey | [6 empty] | Verified as Rental |  |  | MHHS-TIRR
NO | YES |  |  |  | FDK732 |  | COVIDIEN |  |  | F1270157 | Rental | MHHS-TIRR |  |  |  | FDK732 |  | TMC |  | Rental | [7 empty] | PUMPFOODENTERAL-Covidien-Kangaroo Joey |  | KANGAROO JOEY ENTERAL FEEDING PUMP |  |  | PUMPFOODENTERAL-Covidien-Kangaroo Joey | [6 empty] | Verified as Rental |  |  | MHHS-TIRR
NO | YES |  |  |  | FDK776 |  | COVIDIEN |  |  | F16101878 | Rental | MHHS-TIRR |  |  |  | FDK776 |  | TMC |  | Rental | [7 empty] | PUMPFOODENTERAL-Covidien-Kangaroo Joey |  | KANGAROO JOEY ENTERAL FEEDING PUMP |  |  | PUMPFOODENTERAL-Covidien-Kangaroo Joey | [6 empty] | Verified as Rental |  |  | MHHS-TIRR
NO | YES |  |  |  | FDK843 |  | COVIDIEN |  |  | F15059579 | Rental | MHHS-TIRR |  |  |  | FDK843 |  | TMC |  | Rental | [7 empty] | PUMPFOODENTERAL-Covidien-Kangaroo Joey |  | KANGAROO JOEY ENTERAL FEEDING PUMP |  |  | PUMPFOODENTERAL-Covidien-Kangaroo Joey | [6 empty] | Verified as Rental |  |  | MHHS-TIRR
NO | YES |  |  |  | FDK834 |  | COVIDIEN |  |  | F14054691 | Rental | MHHS-Southwest |  |  |  | FDK834 |  | Southwest |  | Rental | [7 empty] | PUMPFOODENTERAL-Covidien-Kangaroo Joey |  | KANGAROO JOEY ENTERAL FEEDING PUMP |  |  | PUMPFOODENTERAL-Covidien-Kangaroo Joey | [6 empty] | Verified as Rental |  |  | MHHS-Southwest
NO | YES |  |  |  | FDK470 |  | COVIDIEN |  |  | F15057370 | Rental | MHHS-TMC |  |  |  | FDK470 |  | TMC |  | Rental | [7 empty] | PUMPFOODENTERAL-Covidien-Kangaroo Joey |  | KANGAROO JOEY ENTERAL FEEDING PUMP |  |  | PUMPFOODENTERAL-Covidien-Kangaroo Joey | [6 empty] | Verified as Rental |  |  | MHHS-TMC
NO | YES |  |  |  | FDK479 |  | COVIDIEN |  |  | F15057448 | Rental | MHHS-TMC |  |  |  | FDK479 |  | TMC |  | Rental | [7 empty] | PUMPFOODENTERAL-Covidien-Kangaroo Joey |  | KANGAROO JOEY ENTERAL FEEDING PUMP |  |  | PUMPFOODENTERAL-Covidien-Kangaroo Joey | [6 empty] | Verified as Rental |  |  | MHHS-TMC
NO | YES |  |  |  | FDK676 |  | COVIDIEN |  |  | F15068054 | Rental | MHHS-TMC |  |  |  | FDK676 |  | TMC |  | Rental | [7 empty] | PUMPFOODENTERAL-Covidien-Kangaroo Joey |  | KANGAROO JOEY ENTERAL FEEDING PUMP |  |  | PUMPFOODENTERAL-Covidien-Kangaroo Joey | [6 empty] | Verified as Rental |  |  | MHHS-TMC
NO | YES |  |  |  | FDK689 |  | COVIDIEN |  |  | F15061559 | Rental | MHHS-TMC |  |  |  | FDK689 |  | TMC |  | Rental | [7 empty] | PUMPFOODENTERAL-Covidien-Kangaroo Joey |  | KANGAROO JOEY ENTERAL FEEDING PUMP |  |  | PUMPFOODENTERAL-Covidien-Kangaroo Joey | [6 empty] | Verified as Rental |  |  | MHHS-TMC
NO | YES |  |  |  | FDK696 |  | COVIDIEN |  |  | F15079071 | Rental | MHHS-TMC |  |  |  | FDK696 |  | TMC |  | Rental | [7 empty] | PUMPFOODENTERAL-Covidien-Kangaroo Joey |  | KANGAROO JOEY ENTERAL FEEDING PUMP |  |  | PUMPFOODENTERAL-Covidien-Kangaroo Joey | [6 empty] | Verified as Rental |  |  | MHHS-TMC
NO | YES |  |  |  | FDK713 |  | COVIDIEN |  |  | F15080220 | Rental | MHHS-TMC |  |  |  | FDK713 |  | TMC |  | Rental | [7 empty] | PUMPFOODENTERAL-Covidien-Kangaroo Joey |  | KANGAROO JOEY ENTERAL FEEDING PUMP |  |  | PUMPFOODENTERAL-Covidien-Kangaroo Joey | [6 empty] | Verified as Rental |  |  | MHHS-TMC
NO | YES |  |  |  | FDK805 |  | COVIDIEN |  |  | F12007743 | Rental | MHHS-TMC |  |  |  | FDK805 |  | TMC |  | Rental | [7 empty] | PUMPFOODENTERAL-Covidien-Kangaroo Joey |  | KANGAROO JOEY ENTERAL FEEDING PUMP |  |  | PUMPFOODENTERAL-Covidien-Kangaroo Joey | [6 empty] | Verified as Rental |  |  | MHHS-TMC
NO | YES |  |  |  | FDK858 |  | COVIDIEN |  |  | F15059625 | Rental | MHHS-TMC |  |  |  | FDK858 |  | TMC |  | Rental | [7 empty] | PUMPFOODENTERAL-Covidien-Kangaroo Joey |  | KANGAROO JOEY ENTERAL FEEDING PUMP |  |  | PUMPFOODENTERAL-Covidien-Kangaroo Joey | [6 empty] | Verified as Rental |  |  | MHHS-TMC
NO | YES | Asset Tag PSD2153 |  |  | PSD2153 | 151-04751 | COVIDIEN |  |  | V1909831sx | Central Supply |  |  |  |  | PSD2153 | 151-04751 | Northwest | Memorial Hermann Cypress Hospital | Central Supply | Pacu | 11/1/19 | 11/1/20 |  |  |  | Light Source, Fiberoptic | THERMIAUNITHYPOHYPER-Gaymar Ind-700 | [22 empty] | Light Source, Fiberoptic | LIGHTSOURCEFIBEROPT | Light Source, Fiberoptic | Covidien
NO | YES | Asset Tag PSD2709 |  |  | PSD2709 | 129-31409 | COVIDIEN |  |  | V1914679SX | Sugar Land-OR |  |  |  |  | PSD2709 | 129-31409 | Sugar Land | MHHS-Sugarland | Sugar Land-OR | Day Stay | 12/1/19 | 12/1/20 |  |  |  | Light Source, Fiberoptic | THERMIAUNITHYPOHYPER-Gaymar Ind-700 | [22 empty] | Light Source, Fiberoptic | LIGHTSOURCEFIBEROPT | Light Source, Fiberoptic | Covidien
NO | YES | Asset Tag PSD2727 |  |  | PSD2727 | PSD2727 | COVIDIEN |  |  | V1914547SX | Sugar Land-OR |  |  |  |  | PSD2727 | PSD2727 | Sugar Land | MHHS-Sugarland | Sugar Land-OR | Day Stay | 12/1/19 | 12/1/20 |  |  |  | Light Source, Fiberoptic | THERMIAUNITHYPOHYPER-Gaymar Ind-700 | [22 empty] | Light Source, Fiberoptic | LIGHTSOURCEFIBEROPT | Light Source, Fiberoptic | Covidien
NO | YES | Asset Tag PSD2732 |  |  | PSD2732 | 129-31432 | COVIDIEN |  |  | V1914564SX | Sugar Land-OR |  |  |  |  | PSD2732 | 129-31432 | Sugar Land | MHHS-Sugarland | Sugar Land-OR | Day Stay | 12/1/19 | 12/1/20 |  |  |  | Light Source, Fiberoptic | THERMIAUNITHYPOHYPER-Gaymar Ind-700 | [22 empty] | Light Source, Fiberoptic | LIGHTSOURCEFIBEROPT | Light Source, Fiberoptic | Covidien
NO | YES |  |  |  | 129-31405 | 129-31405 | COVIDIEN |  |  | V1914585SX | Sugar Land-OR |  |  |  |  | 129-31405 | 129-31405 | Sugar Land | MHHS-Sugarland | Sugar Land-OR | Day Stay | 12/1/19 | 12/1/20 |  |  |  | Light Source, Fiberoptic | THERMIAUNITHYPOHYPER-Gaymar Ind-700 | [22 empty] | Light Source, Fiberoptic | LIGHTSOURCEFIBEROPT | Light Source, Fiberoptic | Covidien
NO | YES |  |  |  | PSD2773 | 129-31473 | COVIDIEN |  |  | V1927991SX | Sugar Land-OR |  |  |  |  | PSD2773 | 129-31473 | Sugar Land | MHHS-Sugarland | Sugar Land-OR | Day Stay | 12/1/19 | 12/1/20 |  |  |  | Light Source, Fiberoptic | THERMIAUNITHYPOHYPER-Gaymar Ind-700 | [22 empty] | Light Source, Fiberoptic | LIGHTSOURCEFIBEROPT | Light Source, Fiberoptic | Covidien
NO | YES |  |  |  | PSD2741 | 129-31441 | COVIDIEN |  |  | V1914557SX | Sugar Land-OR |  |  |  |  | PSD2741 | 129-31441 | Sugar Land | MHHS-Sugarland | Sugar Land-OR | Day Stay | 12/1/19 | 12/1/20 |  |  |  | Light Source, Fiberoptic | THERMIAUNITHYPOHYPER-Gaymar Ind-700 | [22 empty] | Light Source, Fiberoptic | LIGHTSOURCEFIBEROPT | Light Source, Fiberoptic | Covidien
NO | YES |  |  |  | PSD2689 | 129-31389 | COVIDIEN |  |  | V1918878SX | Sugar Land-OR |  |  |  |  | PSD2689 | 129-31389 | Sugar Land | MHHS-Sugarland | Sugar Land-OR | Day Stay | 11/1/19 | 11/1/20 |  |  |  | Light Source, Fiberoptic | THERMIAUNITHYPOHYPER-Gaymar Ind-700 | [22 empty] | Light Source, Fiberoptic | LIGHTSOURCEFIBEROPT | Light Source, Fiberoptic | Covidien
NO | YES |  |  |  | PSD2726 | 129-31426 | COVIDIEN |  |  | V1914566SX | Sugar Land-OR |  |  |  |  | PSD2726 | 129-31426 | Sugar Land | MHHS-Sugarland | Sugar Land-OR | Day Stay | 12/1/19 | 12/1/20 |  |  |  | Light Source, Fiberoptic | THERMIAUNITHYPOHYPER-Gaymar Ind-700 | [22 empty] | Light Source, Fiberoptic | LIGHTSOURCEFIBEROPT | Light Source, Fiberoptic | Covidien
NO | YES | Asset Tag PSD2723 |  |  | PSD2723 | 129-31423 | COVIDIEN |  |  | V1914571SX | Sugar Land-OR |  |  |  |  | PSD2723 | 129-31423 | Sugar Land | MHHS-Sugarland | Sugar Land-OR | Day Stay | 12/1/19 | 12/1/20 |  |  |  | Light Source, Fiberoptic | LIGHTSOURCEFIBEROPT-Covidien-700 | [22 empty] | Light Source, Fiberoptic | LIGHTSOURCEFIBEROPT | Light Source, Fiberoptic | Covidien
NO | YES | Asset Tag PSD2704 |  |  | PSD2704 | 129-31404 | COVIDIEN |  |  | V1914533SX | Sugar Land-OR |  |  |  |  | PSD2704 | 129-31404 | Sugar Land | MHHS-Sugarland | Sugar Land-OR | Day Stay | 12/1/19 | 12/1/20 |  |  |  | Light Source, Fiberoptic | THERMIAUNITHYPOHYPER-Gaymar Ind-700 | [22 empty] | Light Source, Fiberoptic | LIGHTSOURCEFIBEROPT | Light Source, Fiberoptic | Covidien
NO | YES | Asset Tag PSD2685 |  |  | PSD2685 | 129-31385 | COVIDIEN |  |  | V1918862SX | Sugar Land-OR |  |  |  |  | PSD2685 | 129-31385 | Sugar Land | MHHS-Sugarland | Sugar Land-OR | Day Stay | 11/1/19 | 11/1/20 |  |  |  | Light Source, Fiberoptic | THERMIAUNITHYPOHYPER-Gaymar Ind-700 | [22 empty] | Light Source, Fiberoptic | LIGHTSOURCEFIBEROPT | Light Source, Fiberoptic | Covidien
NO | YES | Asset Tag PSD2124 |  |  | PSD2124 | 151-04752 | COVIDIEN | 700 seies |  | V1909349sx | Central supply |  |  |  |  | PSD2124 | 151-04752 | Northwest | Memorial Hermann Cypress Hospital | Central supply | Paci bay 10 | 11/1/19 | 11/1/20 |  |  |  | Sequential Compression Device | SEQUENTIALCOMPRESSIONDEV-Covidien-700 SERIES | [23 empty] | SEQUENTIALCOMPRESSIONDEV | Sequential Compression Device | Covidien
YES | YES |  |  |  | 151-05195 | 151-05195 | COVIDIEN | 700 SERIES |  | B1908585SX | CY-POST PARTUM |  |  |  |  | 151-05195 | 151-05195 | Northwest | Memorial Hermann Cypress Hospital | CY-POST PARTUM |  | 11/1/19 | 11/1/20 |  |  |  | Sequential Compression Device | SEQUENTIALCOMPRESSIONDEV-Covidien-700 SERIES | [22 empty] | Sequential Compression Device | SEQUENTIALCOMPRESSIONDEV | Sequential Compression Device | Covidien
YES | YES |  |  |  | 151-05197 | 151-05197 | COVIDIEN | 700 SERIES |  |  | CY-POST PARTUM |  |  |  |  | 151-05197 | 151-05197 | Northwest | Memorial Hermann Cypress Hospital | CY-POST PARTUM |  | 11/1/20 | 2/1/20 |  |  |  | Sequential Compression Device | SEQUENTIALCOMPRESSIONDEV-Covidien-700 SERIES | [22 empty] | Sequential Compression Device | SEQUENTIALCOMPRESSIONDEV | Sequential Compression Device | Covidien
NO | YES | Asset Tag PSD2125 |  |  | PSD2125 | 151-05044 | COVIDIEN | 700 SERIES |  | V1909639SX | CY-PACU |  |  |  |  | PSD2125 | 151-05044 | Northwest | MHHS-Cypress | CY-PACU | Pacu bay 15 | 11/1/19 | 11/1/20 |  |  |  | Sequential Compression Device | SEQUENTIALCOMPRESSIONDEV-Covidien-700 SERIES | [22 empty] | Sequential Compression Device | SEQUENTIALCOMPRESSIONDEV | Sequential Compression Device | Covidien
NO | YES |  |  |  | 151-05198 | 151-05198 | COVIDIEN | 700 SERIES |  | V1909578SX | CY-Post Partum |  |  |  |  | 151-05198 | 151-05198 | Northwest | MHHS-Cypress | CY-Post Partum |  | 11/1/19 | 11/1/20 |  |  |  | Sequential Compression Device | SEQUENTIALCOMPRESSIONDEV-Covidien-700 SERIES | [22 empty] | Sequential Compression Device | SEQUENTIALCOMPRESSIONDEV | Sequential Compression Device | Covidien
YES | YES |  |  |  | 151-05202 | 151-05202 | COVIDIEN | 700 SERIES |  | 1909642SX | L |  |  |  |  | 151-05202 | 151-05202 | Northwest | Memorial Hermann Cypress Hospital | L | Sub Sterile | 11/1/19 | 11/1/20 |  |  |  | Sequential Compression Device | SEQUENTIALCOMPRESSIONDEV-Covidien-700 SERIES | [22 empty] | Sequential Compression Device | SEQUENTIALCOMPRESSIONDEV | Sequential Compression Device | Covidien
NO | YES | Asset Tag PSD2154 |  |  | PSD2154 | 151-05109 | COVIDIEN | 700 SERIES |  | V1909374SX | CY-OR |  |  |  |  | PSD2154 | 151-05109 | Northwest | MHHS-Cypress | CY-OR | OR 3 | 11/1/19 | 11/1/20 |  |  |  | Sequential Compression Device | SEQUENTIALCOMPRESSIONDEV-Covidien-700 SERIES | [22 empty] | Sequential Compression Device | SEQUENTIALCOMPRESSIONDEV | Sequential Compression Device | Covidien
NO | YES | Asset Tag PSD2147 |  |  | PSD2147 | 151-04757 | COVIDIEN | 700 SERIES |  | V1908531SX | CY-OR |  |  |  |  | PSD2147 | 151-04757 | Northwest | MHHS-Cypress | CY-OR | OR 8 | 11/1/19 | 11/1/20 |  |  |  | Sequential Compression Device | SEQUENTIALCOMPRESSIONDEV-Covidien-700 SERIES | [22 empty] | Sequential Compression Device | SEQUENTIALCOMPRESSIONDEV | Sequential Compression Device | Covidien
NO | YES | Asset Tag PSD2121 |  |  | PSD2121 | 151-05080 | COVIDIEN | 700 SERIES |  | V1909215sx | CY-PACU |  |  |  |  | PSD2121 | 151-05080 | Northwest | MHHS-Cypress | CY-PACU | Bay 13 | 11/1/19 | 11/1/20 |  |  |  | Sequential Compression Device | SEQUENTIALCOMPRESSIONDEV-Covidien-700 SERIES | [22 empty] | Sequential Compression Device | SEQUENTIALCOMPRESSIONDEV | Sequential Compression Device | Covidien
NO | YES | Serial Number V1909354SX |  |  | 151-03805 | 151-03805 | COVIDIEN | 700 SERIES |  | V1909354SX | CY-Central Supply |  |  |  |  | 151-03805 | 151-03805 | Northwest | MHHS-Cypress | CY-Central Supply | sr407 | 2/1/20 | 11/1/20 |  |  |  | Sequential Compression Device | SEQUENTIALCOMPRESSIONDEV-Covidien-700 SERIES | [22 empty] | Sequential Compression Device | SEQUENTIALCOMPRESSIONDEV | Sequential Compression Device | Covidien
NO | YES |  |  |  | 151-03803 | 151-03803 | COVIDIEN | 700 SERIES |  | V1909389SX | CY-Medsurg |  |  |  |  | 151-03803 | 151-03803 | Northwest | MHHS-Cypress | CY-Medsurg | S406 | 11/1/20 | 11/1/20 |  |  |  | Sequential Compression Device | SEQUENTIALCOMPRESSIONDEV-Covidien-700 SERIES | [22 empty] | Sequential Compression Device | SEQUENTIALCOMPRESSIONDEV | Sequential Compression Device | Covidien
NO | YES | Asset Tag PSD2144 |  |  | PSD2144 | 151-05003 | COVIDIEN | 700 SERIES |  | V1909967SX | CY-ICU |  |  |  |  | PSD2144 | 151-05003 | Northwest | MHHS-Cypress | CY-ICU | ICU 13 | 11/1/19 | 11/1/20 |  |  |  | Sequential Compression Device | SEQUENTIALCOMPRESSIONDEV-Covidien-700 SERIES | [22 empty] | Sequential Compression Device | SEQUENTIALCOMPRESSIONDEV | Sequential Compression Device | Covidien
NO | YES | Asset Tag PSD2139 |  |  | PSD2139 | 151-05012 | COVIDIEN | 700 SERIES |  | V1909388SX | CY-Medsurg |  |  |  |  | PSD2139 | 151-05012 | Northwest | MHHS-Cypress | CY-Medsurg | MEDSURG 318 | [5 empty] | Sequential Compression Device | SEQUENTIALCOMPRESSIONDEV-Covidien-700 SERIES | [22 empty] | Sequential Compression Device | SEQUENTIALCOMPRESSIONDEV | Sequential Compression Device | Covidien
NO | YES |  |  |  | 151-03819 | 151-03819 | COVIDIEN | 700 SERIES |  | V1908554SX | [5 empty] | 151-03819 | 151-03819 | Northwest | Memorial Hermann Cypress Hospital |  | S3:305 CY -3 South | 11/1/19 | 11/1/20 |  |  |  | Sequential Compression Device | SEQUENTIALCOMPRESSIONDEV-Covidien-700 SERIES | [22 empty] | Sequential Compression Device | SEQUENTIALCOMPRESSIONDEV | Sequential Compression Device | Covidien
NO | YES | Asset Tag PSD2161 |  |  | PSD2161 | 151-03922 | COVIDIEN | 700 SERIES |  | V1909753sx | CY-COU |  |  |  |  | PSD2161 | 151-03922 | Northwest | MHHS-Cypress | CY-COU | Clean supply | 11/1/19 | 11/1/20 |  |  |  | Sequential Compression Device | SEQUENTIALCOMPRESSIONDEV-Covidien-700 SERIES | [22 empty] | Sequential Compression Device | SEQUENTIALCOMPRESSIONDEV | Sequential Compression Device | Covidien
NO | YES | Asset Tag PSD1399 |  |  | PSD1399 | 099-04240 | COVIDIEN | 700 SERIES |  | V1901430SX | Pearland-4N-Med/Surg |  |  |  |  | PSD1399 | 099-04240 | Pearland | MHHS-Pearland Hospital | Pearland-4N-Med/Surg | Equipment storage | 9/1/19 | 9/1/20 |  |  |  | Sequential Compression Device | SEQUENTIALCOMPRESSIONDEV-Covidien-700 SERIES | [22 empty] | Sequential Compression Device | SEQUENTIALCOMPRESSIONDEV | Sequential Compression Device | Covidien
NO | YES | Asset Tag PSD1396 |  |  | PSD1396 | 099-04241 | COVIDIEN | 700 SERIES |  | V1920157SX | Pearland-4N-Med/Surg |  |  |  |  | PSD1396 | 099-04241 | Pearland | MHHS-Pearland Hospital | Pearland-4N-Med/Surg | Equipment storage | 9/1/19 | 9/1/20 |  |  |  | Sequential Compression Device | SEQUENTIALCOMPRESSIONDEV-Covidien-700 SERIES | [22 empty] | Sequential Compression Device | SEQUENTIALCOMPRESSIONDEV | Sequential Compression Device | Covidien
NO | YES | Asset Tag PSD1420 |  |  | PSD1420 | 099-04242 | COVIDIEN | 700 SERIES |  |  | Pearland-4N-Med/Surg |  |  |  |  | PSD1420 | 099-04242 | Pearland | MHHS-Pearland Hospital | Pearland-4N-Med/Surg | Equipment storage | 9/1/19 | 9/1/20 |  |  |  | Sequential Compression Device | SEQUENTIALCOMPRESSIONDEV-Covidien-700 SERIES | [22 empty] | Sequential Compression Device | SEQUENTIALCOMPRESSIONDEV | Sequential Compression Device | Covidien
NO | YES | Asset Tag PSD1383 |  |  | PSD1383 | 099-04484 | COVIDIEN | 700 SERIES |  | 1901391sx | Pearland-4N-Med/Surg |  |  |  |  | PSD1383 | 099-04484 | Pearland | MHHS-Pearland Hospital | Pearland-4N-Med/Surg | N432 | 9/1/20 | 9/1/20 |  |  |  | Sequential Compression Device | SEQUENTIALCOMPRESSIONDEV-Covidien-700 SERIES | [22 empty] | Sequential Compression Device | SEQUENTIALCOMPRESSIONDEV | Sequential Compression Device | Covidien
NO | YES |  |  |  | 099-04545 | 099-04545 | COVIDIEN | 700 SERIES |  | V1920038SX | Pearland-4N-Med/Surg |  |  |  |  | 099-04545 | 099-04545 | Pearland | MHHS-Pearland Hospital | Pearland-4N-Med/Surg |  | 9/1/19 | 9/1/20 |  |  |  | Sequential Compression Device | SEQUENTIALCOMPRESSIONDEV-Covidien-700 SERIES | [22 empty] | Sequential Compression Device | SEQUENTIALCOMPRESSIONDEV | Sequential Compression Device | Covidien
NO | YES | Asset Tag PSD1415 |  |  | PSD1415 | 099-04252 | COVIDIEN | 700 SERIES |  | NSN | Pearland-ICU/IMCU |  |  |  |  | PSD1415 | 099-04252 | Pearland | MHHS-Pearland Hospital | Pearland-ICU/IMCU | Icu 9 | 9/1/19 | 2/1/20 |  | Could not get to serial |  | Sequential Compression Device | SEQUENTIALCOMPRESSIONDEV-Covidien-700 SERIES | [22 empty] | Sequential Compression Device | SEQUENTIALCOMPRESSIONDEV | Sequential Compression Device | Covidien
NO | YES |  |  |  | 099-04255 | 099-04255 | COVIDIEN | 700 SERIES |  | V1920121SX | Pearland-ICU/IMCU |  |  |  |  | 099-04255 | 099-04255 | Pearland | MHHS-Pearland Hospital | Pearland-ICU/IMCU | Icu 6 | 9/1/19 | 9/1/20 |  |  |  | Sequential Compression Device | SEQUENTIALCOMPRESSIONDEV-Covidien-700 SERIES | [22 empty] | Sequential Compression Device | SEQUENTIALCOMPRESSIONDEV | Sequential Compression Device | Covidien
NO | YES | Asset Tag PSD1410 |  |  | PSD1410 | 099-04433 | COVIDIEN | 700 SERIES |  | 1920111sx | Pearland-ICU/IMCU |  |  |  |  | PSD1410 | 099-04433 | Pearland | MHHS-Pearland Hospital | Pearland-ICU/IMCU | Icu 3 | [5 empty] | Sequential Compression Device | SEQUENTIALCOMPRESSIONDEV-Covidien-700 SERIES | [22 empty] | Sequential Compression Device | SEQUENTIALCOMPRESSIONDEV | Sequential Compression Device | Covidien
NO | YES |  |  |  | 099-04219 | 099-04219 | COVIDIEN | 700 SERIES |  | V1920171SX | Pearland-ICU/IMCU |  |  |  |  | 099-04219 | 099-04219 | Pearland | MHHS-Pearland Hospital | Pearland-ICU/IMCU | Icu 4 | 4/1/19 | 4/1/20 |  |  |  | Sequential Compression Device | SEQUENTIALCOMPRESSIONDEV-Covidien-700 SERIES | [22 empty] | Sequential Compression Device | SEQUENTIALCOMPRESSIONDEV | Sequential Compression Device | Covidien
NO | YES |  |  |  | 099-04222 | 099-04222 | COVIDIEN | 700 SERIES |  | V1920143SX | Pearland-Rental |  |  |  |  | 099-04222 | 099-04222 | Pearland | MHHS-Pearland Hospital | Pearland-Rental | Pre op 9 | 9/1/19 | 9/1/20 |  |  |  | Sequential Compression Device | SEQUENTIALCOMPRESSIONDEV-Covidien-700 SERIES | [22 empty] | Sequential Compression Device | SEQUENTIALCOMPRESSIONDEV | Sequential Compression Device | Covidien
NO | YES |  |  |  | 099-04223 | 099-04223 | COVIDIEN | 700 SERIES |  | V1920122SX | Pearland-Rental |  |  |  |  | 099-04223 | 099-04223 | Pearland | MHHS-Pearland Hospital | Pearland-Rental | Pre op 8 | 9/1/19 | 9/1/20 |  |  |  | Sequential Compression Device | SEQUENTIALCOMPRESSIONDEV-Covidien-700 SERIES | [22 empty] | Sequential Compression Device | SEQUENTIALCOMPRESSIONDEV | Sequential Compression Device | Covidien
NO | YES |  |  |  | 099-04563 | 099-04563 | COVIDIEN | 700 SERIES |  | V1920088SX | Pearland-OR-Preop/PACU |  |  |  |  | 099-04563 | 099-04563 | Pearland | MHHS-Pearland Hospital | Pearland-OR-Preop/PACU | Pre-Op1 | 8/1/19 | 8/1/20 |  |  |  | Sequential Compression Device | SEQUENTIALCOMPRESSIONDEV-Covidien-700 SERIES | [22 empty] | Sequential Compression Device | SEQUENTIALCOMPRESSIONDEV | Sequential Compression Device | Covidien
YES | YES |  |  |  | 099-04590 | 099-04590 | COVIDIEN | 700 SERIES |  | 1020063sx | PEARLAND - OR - PREOP/PACU |  |  |  |  | 099-04590 | 099-04590 | Pearland | Memorial Hermann Pearland Hospital | PEARLAND - OR - PREOP/PACU | Pre-Op2 | 9/1/19 | 9/1/20 |  |  |  | Sequential Compression Device | SEQUENTIALCOMPRESSIONDEV-Covidien-700 SERIES | [22 empty] | Sequential Compression Device | SEQUENTIALCOMPRESSIONDEV | Sequential Compression Device | Covidien
YES | YES |  |  |  | 099-04593 | 099-04593 | COVIDIEN | 700 SERIES |  | 1920039sx | PEARLAND - OR - PREOP/PACU |  |  |  |  | 099-04593 | 099-04593 | Pearland | Memorial Hermann Pearland Hospital | PEARLAND - OR - PREOP/PACU | Pre-Op3 | 9/1/19 | 9/1/20 |  |  |  | Sequential Compression Device | SEQUENTIALCOMPRESSIONDEV-Covidien-700 SERIES | [22 empty] | Sequential Compression Device | SEQUENTIALCOMPRESSIONDEV | Sequential Compression Device | Covidien
YES | YES |  |  |  | 099-04519 | 099-04519 | COVIDIEN | 700 SERIES |  | B1920116SX | Pearland-0r-PreOp/PacU |  |  |  |  | 099-04519 | 099-04519 | Pearland | Memorial Hermann Pearland Hospital | Pearland-0r-PreOp/PacU | Pre-Op6 | 9/1/19 | 9/1/20 |  |  |  | Sequential Compression Device | SEQUENTIALCOMPRESSIONDEV-Covidien-700 SERIES | [22 empty] | Sequential Compression Device | SEQUENTIALCOMPRESSIONDEV | Sequential Compression Device | Covidien
NO | YES | Asset Tag PSD1375 |  |  | PSD1375 | 099-04351 | COVIDIEN | 700 SERIES |  | V1920048sx | Pearland-3N-Med/Surg |  |  |  |  | PSD1375 | 099-04351 | Pearland | MHHS-Pearland Hospital | Pearland-3N-Med/Surg |  | 2/1/20 |  |  |  |  | Sequential Compression Device | SEQUENTIALCOMPRESSIONDEV-Covidien-700 SERIES | [22 empty] | Sequential Compression Device | SEQUENTIALCOMPRESSIONDEV | Sequential Compression Device | Covidien
NO | YES | Asset Tag PSD1389 |  |  | PSD1389 | 099-04160 | COVIDIEN | 700 SERIES |  | V192015SX | Pearland-3N-Med/Surg |  |  |  |  | PSD1389 | 099-04160 | Pearland | MHHS-Pearland Hospital | Pearland-3N-Med/Surg | 3N 307 | 2/1/20 |  |  |  |  | Sequential Compression Device | SEQUENTIALCOMPRESSIONDEV-Covidien-700 SERIES | [22 empty] | Sequential Compression Device | SEQUENTIALCOMPRESSIONDEV | Sequential Compression Device | Covidien
NO | YES |  |  |  | 099-04508 | 099-04508 | COVIDIEN | 700 SERIES |  | V1920132SX | Pearland-4N-Med/Surg |  |  |  |  | 099-04508 | 099-04508 | Pearland | MHHS-Pearland Hospital | Pearland-4N-Med/Surg | Equipment storage 146 | 9/1/19 | 9/1/20 |  |  |  | Sequential Compression Device | SEQUENTIALCOMPRESSIONDEV-Covidien-700 SERIES | [22 empty] | Sequential Compression Device | SEQUENTIALCOMPRESSIONDEV | Sequential Compression Device | Covidien
NO | YES |  |  |  | 099-04411 | 099-04411 | COVIDIEN | 700 SERIES |  | V1901455SX | MH MG-(PL)-Pearland Multi-Specialty (Mp 2) |  |  |  |  | 099-04411 | 099-04411 | Pearland | MHHS-MG | MH MG-(PL)-Pearland Multi-Specialty (Mp 2) | Multispecialty | [5 empty] | Sequential Compression Device | SEQUENTIALCOMPRESSIONDEV-Covidien-700 SERIES | [22 empty] | Sequential Compression Device | SEQUENTIALCOMPRESSIONDEV | Sequential Compression Device | Covidien
NO | YES |  |  |  | 099-04509 | 099-04509 | COVIDIEN | 700 SERIES |  | V1920123SX | Pearland-4N-Med/Surg |  |  |  |  | 099-04509 | 099-04509 | Pearland | MHHS-Pearland Hospital | Pearland-4N-Med/Surg | Equipment storage 146 | 9/1/19 | 9/1/20 |  |  |  | Sequential Compression Device | SEQUENTIALCOMPRESSIONDEV-Covidien-700 SERIES | [22 empty] | Sequential Compression Device | SEQUENTIALCOMPRESSIONDEV | Sequential Compression Device | Covidien
NO | YES | Asset Tag PSD1400 |  |  | PSD1400 | 099-04412 | COVIDIEN | 700 SERIES |  | V1901434SX | MH MG-(PL)-Pearland Multi-Specialty (Mp 2) |  |  |  |  | PSD1400 | 099-04412 | Pearland | MHHS-MG | MH MG-(PL)-Pearland Multi-Specialty (Mp 2) | Multispecialty | [5 empty] | Sequential Compression Device | SEQUENTIALCOMPRESSIONDEV-Covidien-700 SERIES | [22 empty] | Sequential Compression Device | SEQUENTIALCOMPRESSIONDEV | Sequential Compression Device | Covidien
NO | YES | Asset Tag PSD1416 |  |  | PSD1416 | 099-04644 | COVIDIEN | 700 SERIES |  | V1902129SX | Pearland-3N-Med/Surg |  |  |  |  | PSD1416 | 099-04644 | Pearland | MHHS-Pearland Hospital | Pearland-3N-Med/Surg | N317 | 9/1/19 | 9/1/20 |  |  |  | Sequential Compression Device | SEQUENTIALCOMPRESSIONDEV-Covidien-700 SERIES | [22 empty] | Sequential Compression Device | SEQUENTIALCOMPRESSIONDEV | Sequential Compression Device | Covidien
NO | YES |  |  |  | 099-04512 | 099-04512 | COVIDIEN | 700 SERIES |  | V1920119Sx | Pearland-Labor & Delivery |  |  |  |  | 099-04512 | 099-04512 | Pearland | MHHS-Pearland Hospital | Pearland-Labor & Delivery | Clean workroom 155 | 9/1/19 | 9/1/20 |  |  |  | Sequential Compression Device | SEQUENTIALCOMPRESSIONDEV-Covidien-700 SERIES | [22 empty] | Sequential Compression Device | SEQUENTIALCOMPRESSIONDEV | Sequential Compression Device | Covidien
NO | YES | Asset Tag PSD1397 |  |  | PSD1397 | 099-04648 | COVIDIEN | 700 SERIES |  | V1920160SX | Pearland-3N-Med/Surg |  |  |  |  | PSD1397 | 099-04648 | Pearland | MHHS-Pearland Hospital | Pearland-3N-Med/Surg | N321 | 9/1/19 | 9/1/20 |  |  |  | Sequential Compression Device | SEQUENTIALCOMPRESSIONDEV-Covidien-700 SERIES | [22 empty] | Sequential Compression Device | SEQUENTIALCOMPRESSIONDEV | Sequential Compression Device | Covidien
NO | YES | Asset Tag PSD1417 |  |  | PSD1417 | PSD1417 | COVIDIEN | 700 SERIES |  | V1920127SX | Pearland-3N-Med/Surg |  |  |  |  | PSD1417 | PSD1417 | Pearland | MHHS-Pearland Hospital | Pearland-3N-Med/Surg | N322 | 9/1/19 | 9/1/20 |  |  |  | Sequential Compression Device | SEQUENTIALCOMPRESSIONDEV-Covidien-700 SERIES | [22 empty] | Sequential Compression Device | SEQUENTIALCOMPRESSIONDEV | Sequential Compression Device | Covidien
NO | YES |  |  |  | 099-04340 | 099-04340 | COVIDIEN | 700 SERIES |  | V1920164sx | Pearland-3N-Med/Surg |  |  |  |  | 099-04340 | 099-04340 | Pearland | MHHS-Pearland Hospital | Pearland-3N-Med/Surg |  | 9/1/19 | 9/1/20 |  |  |  | Sequential Compression Device | SEQUENTIALCOMPRESSIONDEV-Covidien-700 SERIES | [22 empty] | Sequential Compression Device | SEQUENTIALCOMPRESSIONDEV | Sequential Compression Device | Covidien
NO | YES | Asset Tag PSD1421 |  |  | PSD1421 | 099-04337 | COVIDIEN | 700 SERIES |  | V1920115SX | Pearland-Labor & Delivery |  |  |  |  | PSD1421 | 099-04337 | Pearland | MHHS-Pearland Hospital | Pearland-Labor & Delivery |  | 9/1/19 | 9/1/20 |  |  |  | Sequential Compression Device | SEQUENTIALCOMPRESSIONDEV-Covidien-700 SERIES | [22 empty] | Sequential Compression Device | SEQUENTIALCOMPRESSIONDEV | Sequential Compression Device | Covidien
YES | YES |  |  |  | PSD3167 | 099-04371 | COVIDIEN | 700 SERIES |  | V1922939SX | KATY - PACU |  |  |  |  | PSD3167 | 099-04371 | Katy | Memorial Hermann Katy Hospital | KATY - PACU | Clean Supply | [5 empty] | Sequential Compression Device | SEQUENTIALCOMPRESSIONDEV-Covidien-700 SERIES | [22 empty] | Sequential Compression Device | SEQUENTIALCOMPRESSIONDEV | Sequential Compression Device | Covidien
YES | YES |  |  |  | 099-04013 | 099-04013 | COVIDIEN | 700 SERIES |  | V1922960SX | KATY - OR |  |  |  |  | 099-04013 | 099-04013 | Katy | Memorial Hermann Katy Hospital | KATY - OR | O.R.6 | 1/1/20 | 1/1/21 |  |  |  | Sequential Compression Device | SEQUENTIALCOMPRESSIONDEV-Covidien-700 SERIES | [22 empty] | Sequential Compression Device | SEQUENTIALCOMPRESSIONDEV | Sequential Compression Device | Covidien
YES | YES |  |  |  | PSD3165 | 099-03268 | COVIDIEN | 700 SERIES |  | V1922994SX | KATY - OR |  |  |  |  | PSD3165 | 099-03268 | Katy | Memorial Hermann Katy Hospital | KATY - OR | OR1 | 1/1/20 | 1/1/21 |  |  |  | Sequential Compression Device | SEQUENTIALCOMPRESSIONDEV-Covidien-700 SERIES | [22 empty] | Sequential Compression Device | SEQUENTIALCOMPRESSIONDEV | Sequential Compression Device | Covidien
YES | YES |  |  |  | 099-04021 | 099-04021 | COVIDIEN | 700 SERIES |  | V1923004SX | KATY - OR |  |  |  |  | 099-04021 | 099-04021 | Katy | Memorial Hermann Katy Hospital | KATY - OR | OR 9 | 1/1/20 | 1/1/21 |  |  |  | Sequential Compression Device | SEQUENTIALCOMPRESSIONDEV-Covidien-700 SERIES | [22 empty] | Sequential Compression Device | SEQUENTIALCOMPRESSIONDEV | Sequential Compression Device | Covidien
YES | YES |  |  |  | PSD3141 | 099-03328 | COVIDIEN | 700 SERIES |  | V1922946SSX | [5 empty] | PSD3141 | 099-03328 | Katy | Memorial Hermann Katy Hospital |  | OR | 1/1/20 | 1/1/21 |  |  |  | Sequential Compression Device | SEQUENTIALCOMPRESSIONDEV-Covidien-700 SERIES | [22 empty] | Sequential Compression Device | SEQUENTIALCOMPRESSIONDEV | Sequential Compression Device | Covidien
YES | YES |  |  |  | 099-04495 | 099-04495 | COVIDIEN | 700 SERIES |  | V1922979SX | KATY - OR |  |  |  |  | 099-04495 | 099-04495 | Katy | Memorial Hermann Katy Hospital | KATY - OR | Cystology Procedure Rm 5 | 1/1/20 | 2/1/21 |  |  |  | Sequential Compression Device | SEQUENTIALCOMPRESSIONDEV-Covidien-700 SERIES | [22 empty] | Sequential Compression Device | SEQUENTIALCOMPRESSIONDEV | Sequential Compression Device | Covidien
YES | YES |  |  |  | PSD3154 | 099-03193 | COVIDIEN | 700 SERIES |  | V1922930SX | OR |  |  |  |  | PSD3154 | 099-03193 | Katy | Memorial Hermann Katy Hospital | OR | OR 4 | 1/1/20 | 1/1/21 |  |  |  | Sequential Compression Device | SEQUENTIALCOMPRESSIONDEV-Covidien-700 SERIES | [22 empty] | Sequential Compression Device | SEQUENTIALCOMPRESSIONDEV | Sequential Compression Device | Covidien
YES | YES |  |  |  | 099-03972 | 099-03972 | COVIDIEN | 700 SERIES |  | V1922945SX | KATY - OR |  |  |  |  | 099-03972 | 099-03972 | Katy | Memorial Hermann Katy Hospital | KATY - OR | OR 8 | 1/1/20 | 1/1/21 |  |  |  | Sequential Compression Device | SEQUENTIALCOMPRESSIONDEV-Covidien-700 SERIES | [22 empty] | Sequential Compression Device | SEQUENTIALCOMPRESSIONDEV | Sequential Compression Device | Covidien
YES | YES |  |  |  | 099-03201 | 099-03201 | COVIDIEN | 700 SERIES |  | V1922937SX | OR |  |  |  |  | 099-03201 | 099-03201 | Katy | Memorial Hermann Katy Hospital | OR | OR 3 | 1/1/20 | 1/1/21 |  |  |  | Sequential Compression Device | SEQUENTIALCOMPRESSIONDEV-Covidien-700 SERIES | [22 empty] | Sequential Compression Device | SEQUENTIALCOMPRESSIONDEV | Sequential Compression Device | Covidien
YES | YES |  |  |  | 099-03331 | 099-03331 | COVIDIEN | 700 SERIES |  | V1922984SX | [5 empty] | 099-03331 | 099-03331 | Katy | Memorial Hermann Katy Hospital |  | OR | 1/1/20 | 2/1/21 |  |  |  | Sequential Compression Device | SEQUENTIALCOMPRESSIONDEV-Covidien-700 SERIES | [22 empty] | Sequential Compression Device | SEQUENTIALCOMPRESSIONDEV | Sequential Compression Device | Covidien
YES | YES |  |  |  | PSD3146 | 099-03299 | COVIDIEN | 700 SERIES |  | V1923008SX | KATY - OR |  |  |  |  | PSD3146 | 099-03299 | Katy | Memorial Hermann Katy Hospital | KATY - OR | OR10 | 1/1/20 | 1/1/21 |  |  |  | Sequential Compression Device | SEQUENTIALCOMPRESSIONDEV-Covidien-700 SERIES | [22 empty] | Sequential Compression Device | SEQUENTIALCOMPRESSIONDEV | Sequential Compression Device | Covidien
YES | YES |  |  |  | 099-03980 | 099-03980 | COVIDIEN | 700 SERIES |  | V1922985SX | KATY - OR |  |  |  |  | 099-03980 | 099-03980 | Katy | Memorial Hermann Katy Hospital | KATY - OR | OR 11 | 1/1/20 | 1/1/21 |  |  |  | Sequential Compression Device | SEQUENTIALCOMPRESSIONDEV-Covidien-700 SERIES | [22 empty] | Sequential Compression Device | SEQUENTIALCOMPRESSIONDEV | Sequential Compression Device | Covidien
YES | YES |  |  |  | 099-04683 | 099-04683 | COVIDIEN | 700 SERIES |  | V1927388SX | KATY - ASSET 360 |  |  |  |  | 099-04683 | 099-04683 | Katy | Memorial Hermann Katy Hospital | KATY - ASSET 360 | Clean equipment room W5:144 | 1/1/20 | 1/1/21 |  |  |  | Sequential Compression Device | SEQUENTIALCOMPRESSIONDEV-Covidien-700 SERIES | [22 empty] | Sequential Compression Device | SEQUENTIALCOMPRESSIONDEV | Sequential Compression Device | Covidien
YES | YES |  |  |  | PSD3127 | 099-03307 | COVIDIEN | 700 SERIES |  | V1927409SX | 5th observation unit |  |  |  |  | PSD3127 | 099-03307 | Katy | Memorial Hermann Katy Hospital | 5th observation unit | Soiled utility | 1/1/20 | 1/1/21 |  |  |  | Sequential Compression Device | SEQUENTIALCOMPRESSIONDEV-Covidien-700 SERIES | [22 empty] | Sequential Compression Device | SEQUENTIALCOMPRESSIONDEV | Sequential Compression Device | Covidien
YES | YES |  |  |  | 151-04406 | 151-04406 | COVIDIEN | 700 SERIES |  | V1922916SX | KATY - MED/SURG 5TH FLOOR |  |  |  |  | 151-04406 | 151-04406 | Katy | Memorial Hermann Katy Hospital | KATY - MED/SURG 5TH FLOOR | Room 503 | 1/1/20 | 1/1/21 |  |  |  | Sequential Compression Device | SEQUENTIALCOMPRESSIONDEV-Covidien-700 SERIES | [22 empty] | Sequential Compression Device | SEQUENTIALCOMPRESSIONDEV | Sequential Compression Device | Covidien
YES | YES |  |  |  | PSD3172 | 099-03070 | COVIDIEN | 700 SERIES |  | 1922950sx | Katy - med/ser |  |  |  |  | PSD3172 | 099-03070 | Katy | Memorial Hermann Katy Hospital | Katy - med/ser | [6 empty] | Sequential Compression Device | SEQUENTIALCOMPRESSIONDEV-Covidien-700 SERIES | [22 empty] | Sequential Compression Device | SEQUENTIALCOMPRESSIONDEV | Sequential Compression Device | Covidien
YES | YES |  |  |  | PSD3101 | 099-02040 | COVIDIEN | 700 SERIES |  | V1922922SX | KATY - MED/SURG 5TH FLOOR |  |  |  |  | PSD3101 | 099-02040 | Katy | Memorial Hermann Katy Hospital | KATY - MED/SURG 5TH FLOOR | MEDSURG SOILED UTILITY ROOM | [5 empty] | Sequential Compression Device | SEQUENTIALCOMPRESSIONDEV-Covidien-700 SERIES | [22 empty] | Sequential Compression Device | SEQUENTIALCOMPRESSIONDEV | Sequential Compression Device | Covidien
YES | YES |  |  |  | 099-04177 | 099-04177 | COVIDIEN | 700 SERIES |  | V1927352SX | KATY - MED/SURG 5TH FLOOR |  |  |  |  | 099-04177 | 099-04177 | Katy | Memorial Hermann Katy Hospital | KATY - MED/SURG 5TH FLOOR | Room 516 | 1/1/20 | 1/1/21 |  |  |  | Sequential Compression Device | SEQUENTIALCOMPRESSIONDEV-Covidien-700 SERIES | [22 empty] | Sequential Compression Device | SEQUENTIALCOMPRESSIONDEV | Sequential Compression Device | Covidien
YES | YES |  |  |  | PSD3179 | 099-03074 | COVIDIEN | 700 SERIES |  |  | Katy - med/ser |  |  |  |  | PSD3179 | 099-03074 | Katy | Memorial Hermann Katy Hospital | Katy - med/ser |  | 1/1/20 | 1/1/21 |  |  |  | Sequential Compression Device | SEQUENTIALCOMPRESSIONDEV-Covidien-700 SERIES | [22 empty] | Sequential Compression Device | SEQUENTIALCOMPRESSIONDEV | Sequential Compression Device | Covidien
YES | YES |  |  |  | 099-04897 | 099-04897 | COVIDIEN | 700 SERIES |  | V1922941SX | KATY - CENTRAL SUPPLY |  |  |  |  | 099-04897 | 099-04897 | Katy | Memorial Hermann Katy Hospital | KATY - CENTRAL SUPPLY | W6:143.5 soiled workroom | 1/1/20 | 1/1/21 |  |  |  | Sequential Compression Device | SEQUENTIALCOMPRESSIONDEV-Covidien-700 SERIES | [22 empty] | Sequential Compression Device | SEQUENTIALCOMPRESSIONDEV | Sequential Compression Device | Covidien
YES | YES |  |  |  | 099-04902 | 099-04902 | COVIDIEN | 700 SERIES |  | V1927344SX | KATY - MED/SURG 6TH FLOOR |  |  |  |  | 099-04902 | 099-04902 | Katy | Memorial Hermann Katy Hospital | KATY - MED/SURG 6TH FLOOR | W6:143.1 clean supply | 1/1/20 | 1/1/21 |  |  |  | Sequential Compression Device | SEQUENTIALCOMPRESSIONDEV-Covidien-700 SERIES | [22 empty] | Sequential Compression Device | SEQUENTIALCOMPRESSIONDEV | Sequential Compression Device | Covidien
YES | YES |  |  |  | 099-04901 | 099-04901 | COVIDIEN | 700 SERIES |  | V1922933SX | KATY - MED/SURG 6TH FLOOR |  |  |  |  | 099-04901 | 099-04901 | Katy | Memorial Hermann Katy Hospital | KATY - MED/SURG 6TH FLOOR | W6:143.1 clean supply | 1/1/20 | 1/1/21 |  |  |  | Sequential Compression Device | SEQUENTIALCOMPRESSIONDEV-Covidien-700 SERIES | [22 empty] | Sequential Compression Device | SEQUENTIALCOMPRESSIONDEV | Sequential Compression Device | Covidien
YES | YES |  |  |  | 099-03792 | 099-03792 | COVIDIEN | 700 SERIES |  | V1927399sx | Med surg |  |  |  |  | 099-03792 | 099-03792 | Katy | Memorial Hermann Katy Hospital | Med surg | Room 618 | 1/1/20 | 1/1/21 |  |  |  | Sequential Compression Device | SEQUENTIALCOMPRESSIONDEV-Covidien-700 SERIES | [22 empty] | Sequential Compression Device | SEQUENTIALCOMPRESSIONDEV | Sequential Compression Device | Covidien
YES | YES |  |  |  | PSD3108 | 099-03321 | COVIDIEN | 700 SERIES |  | V1927354SX | KATY - MED/SURG 6th |  |  |  |  | PSD3108 | 099-03321 | Katy | Memorial Hermann Katy Hospital | KATY - MED/SURG 6th | [6 empty] | Sequential Compression Device | SEQUENTIALCOMPRESSIONDEV-Covidien-700 SERIES | [22 empty] | Sequential Compression Device | SEQUENTIALCOMPRESSIONDEV | Sequential Compression Device | Covidien
YES | YES |  |  |  | 099-04948 | 099-04948 | COVIDIEN | 700 SERIES |  | V1922924SX | KATY - MED/SURG 7TH FLOOR |  |  |  |  | 099-04948 | 099-04948 | Katy | Memorial Hermann Katy Hospital | KATY - MED/SURG 7TH FLOOR | W6:140.4 | 1/1/20 | 1/1/21 |  |  |  | Sequential Compression Device | SEQUENTIALCOMPRESSIONDEV-Covidien-700 SERIES | [22 empty] | Sequential Compression Device | SEQUENTIALCOMPRESSIONDEV | Sequential Compression Device | Covidien
YES | YES |  |  |  | 099-03232 | 099-03232 | COVIDIEN | 700 SERIES |  | V1922990sx | Med surg |  |  |  |  | 099-03232 | 099-03232 | Katy | Memorial Hermann Katy Hospital | Med surg | Room 703 | 4/1/19 | 4/1/20 |  |  |  | Sequential Compression Device | SEQUENTIALCOMPRESSIONDEV-Covidien-700 SERIES | [22 empty] | Sequential Compression Device | SEQUENTIALCOMPRESSIONDEV | Sequential Compression Device | Covidien
YES | YES |  |  |  | PSD3191 | 099-03274 | COVIDIEN | 700 SERIES |  | V1922940sx | KATY - MED/SURG 7TH FLOOR |  |  |  |  | PSD3191 | 099-03274 | Katy | Memorial Hermann Katy Hospital | KATY - MED/SURG 7TH FLOOR |  | 1/1/20 | 1/1/21 |  |  |  | Sequential Compression Device | SEQUENTIALCOMPRESSIONDEV-Covidien-700 SERIES | [22 empty] | Sequential Compression Device | SEQUENTIALCOMPRESSIONDEV | Sequential Compression Device | Covidien
YES | YES |  |  |  | PSD3188 | 099-03137 | COVIDIEN | 700 SERIES |  |  | KATY - MED/SURG 7TH FLOOR |  |  |  |  | PSD3188 | 099-03137 | Katy | Memorial Hermann Katy Hospital | KATY - MED/SURG 7TH FLOOR |  | 1/1/20 | 1/1/21 |  |  |  | Sequential Compression Device | SEQUENTIALCOMPRESSIONDEV-Covidien-700 SERIES | [22 empty] | Sequential Compression Device | SEQUENTIALCOMPRESSIONDEV | Sequential Compression Device | Covidien
YES | YES |  |  |  | 099-04007 | 099-04007 | COVIDIEN | 700 SERIES |  | V1922938SX | KATY - MED/SURG 7TH FLOOR |  |  |  |  | 099-04007 | 099-04007 | Katy | Memorial Hermann Katy Hospital | KATY - MED/SURG 7TH FLOOR | Room 710 | 1/1/20 | 1/1/21 |  |  |  | Sequential Compression Device | SEQUENTIALCOMPRESSIONDEV-Covidien-700 SERIES | [22 empty] | Sequential Compression Device | SEQUENTIALCOMPRESSIONDEV | Sequential Compression Device | Covidien
YES | YES |  |  |  | PSD3182 | 099-03234 | COVIDIEN | 700 SERIES |  | V1927329SX | KATY - MED/SURG 7TH FLOOR |  |  |  |  | PSD3182 | 099-03234 | Katy | Memorial Hermann Katy Hospital | KATY - MED/SURG 7TH FLOOR | Room 711 | 1/1/20 | 1/1/21 |  |  |  | Sequential Compression Device | SEQUENTIALCOMPRESSIONDEV-Covidien-700 SERIES | [22 empty] | Sequential Compression Device | SEQUENTIALCOMPRESSIONDEV | Sequential Compression Device | Covidien
YES | YES |  |  |  | 099-04949 | 099-04949 | COVIDIEN | 700 SERIES |  | V1927372SX | KATY - POSTPARTUM - 2W |  |  |  |  | 099-04949 | 099-04949 | Katy | Memorial Hermann Katy Hospital | KATY - POSTPARTUM - 2W | W7:144.5 | 1/1/20 | 1/1/21 |  |  |  | Sequential Compression Device | SEQUENTIALCOMPRESSIONDEV-Covidien-700 SERIES | [22 empty] | Sequential Compression Device | SEQUENTIALCOMPRESSIONDEV | Sequential Compression Device | Covidien
YES | YES |  |  |  | PSD3157 | 099-03279 | COVIDIEN | 700 SERIES |  | V1922934sx | KATY - MED/SURG 7TH FLOOR |  |  |  |  | PSD3157 | 099-03279 | Katy | Memorial Hermann Katy Hospital | KATY - MED/SURG 7TH FLOOR |  | 1/1/20 | 1/1/21 |  |  |  | Sequential Compression Device | SEQUENTIALCOMPRESSIONDEV-Covidien-700 SERIES | [22 empty] | Sequential Compression Device | SEQUENTIALCOMPRESSIONDEV | Sequential Compression Device | Covidien
YES | YES |  |  |  | PSD3139 | 099-03282 | COVIDIEN | 700 SERIES |  | V1922966SX | KATY - MED/SURG 7TH FLOOR |  |  |  |  | PSD3139 | 099-03282 | Katy | Memorial Hermann Katy Hospital | KATY - MED/SURG 7TH FLOOR |  | 1/1/20 | 1/1/21 |  |  |  | Sequential Compression Device | SEQUENTIALCOMPRESSIONDEV-Covidien-700 SERIES | [22 empty] | Sequential Compression Device | SEQUENTIALCOMPRESSIONDEV | Sequential Compression Device | Covidien
YES | YES |  |  |  | PSD3177 | 099-03141 | COVIDIEN | 700 SERIES |  |  | KATY - MED/SURG 7TH FLOOR |  |  |  |  | PSD3177 | 099-03141 | Katy | Memorial Hermann Katy Hospital | KATY - MED/SURG 7TH FLOOR |  | 1/1/20 | 1/1/21 |  |  |  | Sequential Compression Device | SEQUENTIALCOMPRESSIONDEV-Covidien-700 SERIES | [22 empty] | Sequential Compression Device | SEQUENTIALCOMPRESSIONDEV | Sequential Compression Device | Covidien
YES | YES |  |  |  | 099-03798 | 099-03798 | COVIDIEN | 700 SERIES |  | V1922997SX | KATY - MED/SURG 7TH FLOOR |  |  |  |  | 099-03798 | 099-03798 | Katy | Memorial Hermann Katy Hospital | KATY - MED/SURG 7TH FLOOR | Room 718 | [5 empty] | Sequential Compression Device | SEQUENTIALCOMPRESSIONDEV-Covidien-700 SERIES | [22 empty] | Sequential Compression Device | SEQUENTIALCOMPRESSIONDEV | Sequential Compression Device | Covidien
YES | YES |  |  |  | 099-03658 | 099-03658 | COVIDIEN | 700 SERIES |  | V19222949SX | KATY - RESPIRATORY |  |  |  |  | 099-03658 | 099-03658 | Katy | Memorial Hermann Katy Hospital | KATY - RESPIRATORY |  | 1/1/20 | 1/1/21 |  |  |  | Sequential Compression Device | SEQUENTIALCOMPRESSIONDEV-Covidien-700 SERIES | [22 empty] | Sequential Compression Device | SEQUENTIALCOMPRESSIONDEV | Sequential Compression Device | Covidien
YES | YES |  |  |  | 099-04185 | 099-04185 | COVIDIEN | 700 SERIES |  | V1927379SX | KATY - BIOMEDICAL SERVICES |  |  |  |  | 099-04185 | 099-04185 | Katy | Memorial Hermann Katy Hospital | KATY - BIOMEDICAL SERVICES | Room 722 | 1/1/20 | 1/1/21 |  |  |  | Sequential Compression Device | SEQUENTIALCOMPRESSIONDEV-Covidien-700 SERIES | [22 empty] | Sequential Compression Device | SEQUENTIALCOMPRESSIONDEV | Sequential Compression Device | Covidien
YES | YES |  |  |  | 099-04188 | 099-04188 | COVIDIEN | 700 SERIES |  | V1927360SX | KATY - BIOMEDICAL SERVICES |  |  |  |  | 099-04188 | 099-04188 | Katy | Memorial Hermann Katy Hospital | KATY - BIOMEDICAL SERVICES | Room 727 | [5 empty] | Sequential Compression Device | SEQUENTIALCOMPRESSIONDEV-Covidien-700 SERIES | [22 empty] | Sequential Compression Device | SEQUENTIALCOMPRESSIONDEV | Sequential Compression Device | Covidien
YES | YES | Serial Number Cnf |  |  | 099-04189 | 099-04189 | COVIDIEN | 700 SERIES |  | Cnf | KATY - BIOMEDICAL SERVICES |  |  |  |  | 099-04189 | 099-04189 | Katy | Memorial Hermann Katy Hospital | KATY - BIOMEDICAL SERVICES | Room 727 | [5 empty] | Sequential Compression Device | SEQUENTIALCOMPRESSIONDEV-Covidien-700 SERIES | [22 empty] | Sequential Compression Device | SEQUENTIALCOMPRESSIONDEV | Sequential Compression Device | Covidien
YES | YES |  |  |  | 099-03254 | 099-03254 | COVIDIEN | 700 SERIES |  | V1927359SX | KATY - MED/SURG 7TH FLOOR |  |  |  |  | 099-03254 | 099-03254 | Katy | Memorial Hermann Katy Hospital | KATY - MED/SURG 7TH FLOOR | Room 729 | 1/1/20 | 1/1/21 |  |  |  | Sequential Compression Device | SEQUENTIALCOMPRESSIONDEV-Covidien-700 SERIES | [22 empty] | Sequential Compression Device | SEQUENTIALCOMPRESSIONDEV | Sequential Compression Device | Covidien
YES | YES |  |  |  | psd3134 | 099-03147 | COVIDIEN | 700 SERIES |  |  | KATY - MED/SURG 7TH FLOOR |  |  |  |  | psd3134 | 099-03147 | Katy | Memorial Hermann Katy Hospital | KATY - MED/SURG 7TH FLOOR |  | 1/1/20 | 1/1/21 |  |  |  | Sequential Compression Device | SEQUENTIALCOMPRESSIONDEV-Covidien-700 SERIES | [22 empty] | Sequential Compression Device | SEQUENTIALCOMPRESSIONDEV | Sequential Compression Device | Covidien
YES | YES |  |  |  | 099-02109 | 099-02109 | COVIDIEN | 700 SERIES |  | V1922921SX | 7th floor |  |  |  |  | 099-02109 | 099-02109 | Katy | Katy | 7th floor |  | 1/1/20 | 1/1/21 |  |  |  | Sequential Compression Device | SEQUENTIALCOMPRESSIONDEV-Covidien-700 SERIES | [22 empty] | Sequential Compression Device | SEQUENTIALCOMPRESSIONDEV | Sequential Compression Device | Covidien
YES | YES |  |  |  | 099-04191 | 099-04191 | COVIDIEN | 700 SERIES |  | V1927355SX | KATY - L |  |  |  |  | 099-04191 | 099-04191 | Katy | Memorial Hermann Katy Hospital | KATY - L | Room 320 | 1/1/20 | 1/1/21 |  |  |  | Sequential Compression Device | SEQUENTIALCOMPRESSIONDEV-Covidien-700 SERIES | [22 empty] | Sequential Compression Device | SEQUENTIALCOMPRESSIONDEV | Sequential Compression Device | Covidien
YES | YES |  |  |  | 099-04963 | 099-04963 | COVIDIEN | 700 SERIES |  | V1922988SX | KATY - POSTPARTUM - 2W |  |  |  |  | 099-04963 | 099-04963 | Katy | Memorial Hermann Katy Hospital | KATY - POSTPARTUM - 2W | Soiled workroom | 1/1/20 | 1/1/21 |  |  |  | Sequential Compression Device | SEQUENTIALCOMPRESSIONDEV-Covidien-700 SERIES | [22 empty] | Sequential Compression Device | SEQUENTIALCOMPRESSIONDEV | Sequential Compression Device | Covidien
YES | YES |  |  |  | 099-04964 | 099-04964 | COVIDIEN | 700 SERIES |  | V1927420SX | KATY - POSTPARTUM - 2W |  |  |  |  | 099-04964 | 099-04964 | Katy | Memorial Hermann Katy Hospital | KATY - POSTPARTUM - 2W | Soiled workroom | 1/1/20 | 1/1/21 |  |  |  | Sequential Compression Device | SEQUENTIALCOMPRESSIONDEV-Covidien-700 SERIES | [22 empty] | Sequential Compression Device | SEQUENTIALCOMPRESSIONDEV | Sequential Compression Device | Covidien
YES | YES |  |  |  | 099-04968 | 099-04968 | COVIDIEN | 700 SERIES |  | V1927353SX | KATY - NICU |  |  |  |  | 099-04968 | 099-04968 | Katy | Memorial Hermann Katy Hospital | KATY - NICU | L | 1/1/20 | 1/1/21 |  |  |  | Sequential Compression Device | SEQUENTIALCOMPRESSIONDEV-Covidien-700 SERIES | [22 empty] | Sequential Compression Device | SEQUENTIALCOMPRESSIONDEV | Sequential Compression Device | Covidien
YES | YES |  |  |  | 099-04931 | 099-04931 | COVIDIEN | 700 SERIES |  | B1927418SX | KATY - NICU |  |  |  |  | 099-04931 | 099-04931 | Katy | Memorial Hermann Katy Hospital | KATY - NICU | L | 1/1/20 | 1/1/21 |  |  |  | Sequential Compression Device | SEQUENTIALCOMPRESSIONDEV-Covidien-700 SERIES | [22 empty] | Sequential Compression Device | SEQUENTIALCOMPRESSIONDEV | Sequential Compression Device | Covidien
YES | YES |  |  |  | 099-04932 | 099-04932 | COVIDIEN | 700 SERIES |  | V1922978SX | KATY - NICU |  |  |  |  | 099-04932 | 099-04932 | Katy | Memorial Hermann Katy Hospital | KATY - NICU | L | 1/1/20 | 1/1/21 |  |  |  | Sequential Compression Device | SEQUENTIALCOMPRESSIONDEV-Covidien-700 SERIES | [22 empty] | Sequential Compression Device | SEQUENTIALCOMPRESSIONDEV | Sequential Compression Device | Covidien
YES | YES |  |  |  | 099-04214 | 099-04214 | COVIDIEN | 700 SERIES |  | V1923012SX | L |  |  |  |  | 099-04214 | 099-04214 | Katy | Memorial Hermann Katy Hospital | L | LDR 4 | 1/1/20 | 1/1/21 |  |  |  | Sequential Compression Device | SEQUENTIALCOMPRESSIONDEV-Covidien-700 SERIES | [22 empty] | Sequential Compression Device | SEQUENTIALCOMPRESSIONDEV | Sequential Compression Device | Covidien
YES | YES |  |  |  | PSD3176 | PSD3176 | COVIDIEN | 700 SERIES |  | V1927400SX | 4th floor |  |  |  |  | PSD3176 | PSD3176 | Katy | Katy | 4th floor | IMU | 1/1/20 | 1/1/21 |  |  |  | Sequential Compression Device | SEQUENTIALCOMPRESSIONDEV-Covidien-700 SERIES | [22 empty] | Sequential Compression Device | SEQUENTIALCOMPRESSIONDEV | Sequential Compression Device | Covidien
YES | YES |  |  |  | 099-03811 | 099-03811 | COVIDIEN | 700 SERIES |  | V192939SX | KATY - Intermediate Care Unit |  |  |  |  | 099-03811 | 099-03811 | Katy | Memorial Hermann Katy Hospital | KATY - Intermediate Care Unit | Room IMU 3 | 1/1/20 | 1/1/21 |  |  |  | Sequential Compression Device | SEQUENTIALCOMPRESSIONDEV-Covidien-700 SERIES | [22 empty] | Sequential Compression Device | SEQUENTIALCOMPRESSIONDEV | Sequential Compression Device | Covidien
YES | YES |  |  |  | 099-02428 | 099-02428 | COVIDIEN | 700 SERIES |  | V1923010SX | 4th floor |  |  |  |  | 099-02428 | 099-02428 | Katy | Katy | 4th floor | IMU | 2/1/20 |  |  | No pm |  | Sequential Compression Device | SEQUENTIALCOMPRESSIONDEV-Covidien-700 SERIES | [22 empty] | Sequential Compression Device | SEQUENTIALCOMPRESSIONDEV | Sequential Compression Device | Covidien
YES | YES |  |  |  | 099-03667 | 099-03667 | COVIDIEN | 700 SERIES |  | V1923000SX | KATY - Intermediate Care Unit |  |  |  |  | 099-03667 | 099-03667 | Katy | Memorial Hermann Katy Hospital | KATY - Intermediate Care Unit | Room IMU 4 | [5 empty] | Sequential Compression Device | SEQUENTIALCOMPRESSIONDEV-Covidien-700 SERIES | [22 empty] | Sequential Compression Device | SEQUENTIALCOMPRESSIONDEV | Sequential Compression Device | Covidien
YES | YES |  |  |  | 099-02550 | 099-02550 | COVIDIEN | 700 SERIES |  | V1922953 | KATY - IMU |  |  |  |  | 099-02550 | 099-02550 | Katy | Memorial Hermann Katy Hospital | KATY - IMU | Room 15 | 1/1/20 | 1/1/21 |  |  |  | Sequential Compression Device | SEQUENTIALCOMPRESSIONDEV-Covidien-700 SERIES | [22 empty] | Sequential Compression Device | SEQUENTIALCOMPRESSIONDEV | Sequential Compression Device | Covidien
YES | YES |  |  |  | 099-04937 | 099-04937 | COVIDIEN | 700 SERIES |  | V1927338sx | Katy-SpD |  |  |  |  | 099-04937 | 099-04937 | Katy | Memorial Hermann Katy Hospital | Katy-SpD | IMU | 1/1/20 | 1/1/21 |  |  |  | Sequential Compression Device | SEQUENTIALCOMPRESSIONDEV-Covidien-700 SERIES | [22 empty] | Sequential Compression Device | SEQUENTIALCOMPRESSIONDEV | Sequential Compression Device | Covidien
YES | YES |  |  |  | 099-04936 | 099-04936 | COVIDIEN | 700 SERIES |  | V1927326sx | Katy-SpD |  |  |  |  | 099-04936 | 099-04936 | Katy | Memorial Hermann Katy Hospital | Katy-SpD | IMU | 1/1/20 | 1/1/21 |  |  |  | Sequential Compression Device | SEQUENTIALCOMPRESSIONDEV-Covidien-700 SERIES | [22 empty] | Sequential Compression Device | SEQUENTIALCOMPRESSIONDEV | Sequential Compression Device | Covidien
YES | YES |  |  |  | 099-04977 | 099-04977 | COVIDIEN | 700 SERIES |  |  | KATY - ICU |  |  |  |  | 099-04977 | 099-04977 | Katy | Memorial Hermann Katy Hospital | KATY - ICU | ICU16 | [5 empty] | Sequential Compression Device | SEQUENTIALCOMPRESSIONDEV-Covidien-700 SERIES | [22 empty] | Sequential Compression Device | SEQUENTIALCOMPRESSIONDEV | Sequential Compression Device | Covidien
YES | YES |  |  |  | 099-02039 | 099-02039 | COVIDIEN | 700 SERIES |  | V1923003SX | KATY - ICU |  |  |  |  | 099-02039 | 099-02039 | Katy | Memorial Hermann Katy Hospital | KATY - ICU | ICU 14 | 1/1/20 | 1/1/21 |  |  |  | Sequential Compression Device | SEQUENTIALCOMPRESSIONDEV-Covidien-700 SERIES | [22 empty] | Sequential Compression Device | SEQUENTIALCOMPRESSIONDEV | Sequential Compression Device | Covidien
YES | YES |  |  |  | 099-02571 | 099-02571 | COVIDIEN | 700 SERIES |  | V1927339SX | KATY - ICU |  |  |  |  | 099-02571 | 099-02571 | Katy | Memorial Hermann Katy Hospital | KATY - ICU | ICU 9 | 2/1/20 | 1/1/21 |  |  |  | Sequential Compression Device | SEQUENTIALCOMPRESSIONDEV-Covidien-700 SERIES | [22 empty] | Sequential Compression Device | SEQUENTIALCOMPRESSIONDEV | Sequential Compression Device | Covidien
YES | YES |  |  |  | PSD3178 | 099-03002 | COVIDIEN | 700 SERIES |  | V1927363SX | KATY - NURSERY |  |  |  |  | PSD3178 | 099-03002 | Katy | Memorial Hermann Katy Hospital | KATY - NURSERY | Soiled Holding | 1/1/20 | 1/1/21 |  |  |  | Sequential Compression Device | SEQUENTIALCOMPRESSIONDEV-Covidien-700 SERIES | [22 empty] | Sequential Compression Device | SEQUENTIALCOMPRESSIONDEV | Sequential Compression Device | Covidien
YES | YES |  |  |  | PSD3128 | 099-04388 | COVIDIEN | 700 SERIES |  | V1927346SX | KATY - NURSERY |  |  |  |  | PSD3128 | 099-04388 | Katy | Memorial Hermann Katy Hospital | KATY - NURSERY | Soiled Holding | 1/1/20 | 1/1/21 |  |  |  | Sequential Compression Device | SEQUENTIALCOMPRESSIONDEV-Covidien-700 SERIES | [22 empty] | Sequential Compression Device | SEQUENTIALCOMPRESSIONDEV | Sequential Compression Device | Covidien
YES | YES |  |  |  | 099-00245 | 099-00245 | COVIDIEN | 700 Series |  | V1922954Sx | KATY - OB SPECIAL OBSERVATION - 3E |  |  |  |  | 099-00245 | 099-00245 | Katy | Katy | KATY - OB SPECIAL OBSERVATION - 3E | Pediatrics | [5 empty] | Sequential Compression Device | SEQUENTIALCOMPRESSIONDEV-Covidien-700 SERIES | [22 empty] | Sequential Compression Device | SEQUENTIALCOMPRESSIONDEV | Sequential Compression Device | Covidien
YES | YES |  |  |  | 099-02838 | 099-02838 | COVIDIEN | 700 SERIES |  | V1923005SX | Biomed |  |  |  |  | 099-02838 | 099-02838 | Katy | Memorial Hermann Katy Hospital | Biomed | Biomed shop | [5 empty] | Sequential Compression Device | SEQUENTIALCOMPRESSIONDEV-Covidien-700 SERIES | [22 empty] | Sequential Compression Device | SEQUENTIALCOMPRESSIONDEV | Sequential Compression Device | Covidien
YES | YES |  |  |  | 099-00747 | 099-00747 | COVIDIEN | 700 SERIES |  | V1927383SX | Inpatient rehab |  |  |  |  | 099-00747 | 099-00747 | Katy | Memorial Hermann Rehabilitation Hospital - Katy (#102) | Inpatient rehab |  | 1/1/20 | 1/1/21 |  |  |  | Sequential Compression Device | SEQUENTIALCOMPRESSIONDEV-Covidien-700 SERIES | [22 empty] | Sequential Compression Device | SEQUENTIALCOMPRESSIONDEV | Sequential Compression Device | Covidien
YES | YES |  |  |  | 099-00748 | 099-00748 | COVIDIEN | 700 SERIES |  | V1927416SX | Inpatient rehab |  |  |  |  | 099-00748 | 099-00748 | Katy | Memorial Hermann Rehabilitation Hospital - Katy (#102) | Inpatient rehab |  | 1/1/20 | 1/1/21 |  |  |  | Sequential Compression Device | SEQUENTIALCOMPRESSIONDEV-Covidien-700 SERIES | [22 empty] | Sequential Compression Device | SEQUENTIALCOMPRESSIONDEV | Sequential Compression Device | Covidien
YES | YES |  |  |  | PSD3213 | PSD3213 | COVIDIEN | 700 SERIES |  | V1927391sx | MH Inpatient rehab |  |  |  |  | PSD3213 | PSD3213 | Katy | Inpatient Rehab | MH Inpatient rehab | Storage Room | 1/1/20 | 1/1/21 |  |  |  | Sequential Compression Device | SEQUENTIALCOMPRESSIONDEV-Covidien-700 SERIES | [22 empty] | Sequential Compression Device | SEQUENTIALCOMPRESSIONDEV | Sequential Compression Device | Covidien
YES | YES |  |  |  | 099-00477 | 099-00477 | COVIDIEN | 700 SERIES |  | V927366sx | MH Inpatient rehab |  |  |  |  | 099-00477 | 099-00477 | Katy | Inpatient Rehab | MH Inpatient rehab | Storage Room | 1/1/20 | 1/1/21 |  |  |  | Sequential Compression Device | SEQUENTIALCOMPRESSIONDEV-Covidien-700 SERIES | [22 empty] | Sequential Compression Device | SEQUENTIALCOMPRESSIONDEV | Sequential Compression Device | Covidien
YES | YES |  |  |  | 099-00478 | 099-00478 | COVIDIEN | 700 SERIES |  | V1927414sx | MH Inpatient rehab |  |  |  |  | 099-00478 | 099-00478 |  |  | MH Inpatient rehab | Storage Room | 1/1/19 | 1/1/20 |  |  |  | Sequential Compression Device | SEQUENTIALCOMPRESSIONDEV-Covidien-700 SERIES | [22 empty] | Sequential Compression Device | SEQUENTIALCOMPRESSIONDEV | Sequential Compression Device | Covidien
YES | YES |  |  |  | 099-00479 | 099-00479 | COVIDIEN | 700 SERIES |  | V1927404sx | MH Inpatient rehab |  |  |  |  | 099-00479 | 099-00479 | Katy | Inpatient Rehab | MH Inpatient rehab | Storage Room | 1/1/20 | 1/1/21 |  |  |  | Sequential Compression Device | SEQUENTIALCOMPRESSIONDEV-Covidien-700 SERIES | [22 empty] | Sequential Compression Device | SEQUENTIALCOMPRESSIONDEV | Sequential Compression Device | Covidien
YES | YES |  |  |  | 099-00480 | 099-00480 | COVIDIEN | 700 SERIES |  | V1927335sx | MH Inpatient rehab |  |  |  |  | 099-00480 | 099-00480 | Katy | Inpatient Rehab | MH Inpatient rehab | Storage Room | 1/1/20 | 1/1/21 |  |  |  | Sequential Compression Device | SEQUENTIALCOMPRESSIONDEV-Covidien-700 SERIES | [22 empty] | Sequential Compression Device | SEQUENTIALCOMPRESSIONDEV | Sequential Compression Device | Covidien
YES | YES |  |  |  | 099-00481 | 099-00481 | COVIDIEN | 700 SERIES |  | V1927381sx | MH Inpatient rehab |  |  |  |  | 099-00481 | 099-00481 | Katy | Inpatient Rehab | MH Inpatient rehab | Storage Room | 1/1/20 | 1/1/21 |  |  |  | Sequential Compression Device | SEQUENTIALCOMPRESSIONDEV-Covidien-700 SERIES | [22 empty] | Sequential Compression Device | SEQUENTIALCOMPRESSIONDEV | Sequential Compression Device | Covidien
YES | YES |  |  |  | PSD3195 | 099-00451 | COVIDIEN | 700 SERIES |  | V1927333SX | Katy - Inpatient Rehab |  |  |  |  | PSD3195 | 099-00451 | Katy | Memorial Hermann Rehabilitation Hospital - Katy (#102) | Katy - Inpatient Rehab | Katy - Inpatient Rehab | 2/1/20 |  |  |  |  | Sequential Compression Device | SEQUENTIALCOMPRESSIONDEV-Covidien-700 SERIES | [22 empty] | Sequential Compression Device | SEQUENTIALCOMPRESSIONDEV | Sequential Compression Device | Covidien
YES | YES |  |  |  | 099-00482 | 099-00482 | COVIDIEN | 700 SERIES |  | V1927370sx | MH Inpatient rehab |  |  |  |  | 099-00482 | 099-00482 | Katy | Inpatient Rehab | MH Inpatient rehab | Storage Room | 1/1/20 | 1/1/21 |  |  |  | Sequential Compression Device | SEQUENTIALCOMPRESSIONDEV-Covidien-700 SERIES | [22 empty] | Sequential Compression Device | SEQUENTIALCOMPRESSIONDEV | Sequential Compression Device | Covidien
YES | YES |  |  |  | 099-00483 | 099-00483 | COVIDIEN | 700 SERIES |  | V197405sx | MH Inpatient rehab |  |  |  |  | 099-00483 | 099-00483 | Katy | Inpatient Rehab | MH Inpatient rehab | Storage Room | 1/1/20 | 1/1/21 |  |  |  | Sequential Compression Device | SEQUENTIALCOMPRESSIONDEV-Covidien-700 SERIES | [22 empty] | Sequential Compression Device | SEQUENTIALCOMPRESSIONDEV | Sequential Compression Device | Covidien
YES | YES |  |  |  | 099-00484 | 099-00484 | COVIDIEN | 700 SERIES |  | V1927384sx | MH Inpatient rehab |  |  |  |  | 099-00484 | 099-00484 | Katy | Inpatient Rehab | MH Inpatient rehab | Storage Room | 1/1/20 | 1/1/21 |  |  |  | Sequential Compression Device | SEQUENTIALCOMPRESSIONDEV-Covidien-700 SERIES | [22 empty] | Sequential Compression Device | SEQUENTIALCOMPRESSIONDEV | Sequential Compression Device | Covidien
YES | YES |  |  |  | 099-00485 | 099-00485 | COVIDIEN | 700 SERIES |  | V1927389 | MH Inpatient rehab |  |  |  |  | 099-00485 | 099-00485 | Katy | Inpatient Rehab | MH Inpatient rehab | Storage Room | 1/1/20 | 1/1/21 |  |  |  | Sequential Compression Device | SEQUENTIALCOMPRESSIONDEV-Covidien-700 SERIES | [22 empty] | Sequential Compression Device | SEQUENTIALCOMPRESSIONDEV | Sequential Compression Device | Covidien
YES | YES |  |  |  | 099-00486 | 099-00486 | COVIDIEN | 700 SERIES |  | V1927417 | MH Inpatient rehab |  |  |  |  | 099-00486 | 099-00486 | Katy | Inpatient Rehab | MH Inpatient rehab | Storage Room | 1/1/20 | 1/1/21 |  |  |  | Sequential Compression Device | SEQUENTIALCOMPRESSIONDEV-Covidien-700 SERIES | [22 empty] | Sequential Compression Device | SEQUENTIALCOMPRESSIONDEV | Sequential Compression Device | Covidien
YES | YES |  |  |  | 099-00771 | 099-00771 | COVIDIEN | 700 SERIES |  | V1927398sx | Rehab hospital |  |  |  |  | 099-00771 | 099-00771 | Katy | Memorial Hermann Rehabilitation Hospital - Katy (#102) | Rehab hospital | Storage | [5 empty] | Sequential Compression Device | SEQUENTIALCOMPRESSIONDEV-Covidien-700 SERIES | [22 empty] | Sequential Compression Device | SEQUENTIALCOMPRESSIONDEV | Sequential Compression Device | Covidien
YES | YES |  |  |  | 099-00487 | 099-00487 | COVIDIEN | 700 SERIES |  | V1927397sx | MH Inpatient rehab |  |  |  |  | 099-00487 | 099-00487 | Katy | Inpatient Rehab | MH Inpatient rehab | Storage Room | 1/1/20 | 1/1/21 |  |  |  | Sequential Compression Device | SEQUENTIALCOMPRESSIONDEV-Covidien-700 SERIES | [22 empty] | Sequential Compression Device | SEQUENTIALCOMPRESSIONDEV | Sequential Compression Device | Covidien
YES | YES |  |  |  | 099-00770 | 099-00770 | COVIDIEN | 700 SERIES |  | V11927403sx | Rehab hospital |  |  |  |  | 099-00770 | 099-00770 | Katy | Memorial Hermann Rehabilitation Hospital - Katy (#102) | Rehab hospital | Storage | [5 empty] | Sequential Compression Device | SEQUENTIALCOMPRESSIONDEV-Covidien-700 SERIES | [22 empty] | Sequential Compression Device | SEQUENTIALCOMPRESSIONDEV | Sequential Compression Device | Covidien
YES | YES |  |  |  | PSD3208 | 099-00489 | COVIDIEN | 700 SERIES |  | V1927365SX | Katy - Inpatient Rehab |  |  |  |  | PSD3208 | 099-00489 | Katy | Memorial Hermann Rehabilitation Hospital - Katy (#102) | Katy - Inpatient Rehab | Katy - Inpatient Rehab | [5 empty] | Sequential Compression Device | SEQUENTIALCOMPRESSIONDEV-Covidien-700 SERIES | [22 empty] | Sequential Compression Device | SEQUENTIALCOMPRESSIONDEV | Sequential Compression Device | Covidien
YES | YES |  |  |  | 099-00488 | 099-00488 | COVIDIEN | 700 SERIES |  | V1927378SX | Katy - Inpatient Rehab |  |  |  |  | 099-00488 | 099-00488 | Katy | Memorial Hermann Rehabilitation Hospital - Katy (#102) | Katy - Inpatient Rehab | Katy - Inpatient Rehab | [5 empty] | Sequential Compression Device | SEQUENTIALCOMPRESSIONDEV-Covidien-700 SERIES | [22 empty] | Sequential Compression Device | SEQUENTIALCOMPRESSIONDEV | Sequential Compression Device | Covidien
YES | YES |  |  |  | PSD3205 | 099-00490 | COVIDIEN | 700 SERIES |  | V1927341SX | Katy - Inpatient Rehab |  |  |  |  | PSD3205 | 099-00490 | Katy | Memorial Hermann Rehabilitation Hospital - Katy (#102) | Katy - Inpatient Rehab | Katy - Inpatient Rehab | [5 empty] | Sequential Compression Device | SEQUENTIALCOMPRESSIONDEV-Covidien-700 SERIES | [22 empty] | Sequential Compression Device | SEQUENTIALCOMPRESSIONDEV | Sequential Compression Device | Covidien
NO | YES | Asset Tag PSD2209 |  |  | PSD2209 | 099-02271 | COVIDIEN | 700 SERIES |  | 1909371sx | NE-OR Holding |  |  |  |  | PSD2209 | 099-02271 | Katy | MHHS-Northeast | NE-OR Holding | Procedure room | 11/1/19 | 11/1/20 |  |  |  | Sequential Compression Device | SEQUENTIALCOMPRESSIONDEV-Covidien-700 SERIES | [22 empty] | Sequential Compression Device | SEQUENTIALCOMPRESSIONDEV | Sequential Compression Device | Covidien
NO | YES | Asset Tag PSD2222 |  |  | PSD2222 | 099-01062 | COVIDIEN | 700 SERIES |  | V1910620SX | NE-PACU |  |  |  |  | PSD2222 | 099-01062 | Katy | MHHS-Northeast | NE-PACU | BAY1 | 11/1/19 | 11/1/20 |  |  |  | Sequential Compression Device | SEQUENTIALCOMPRESSIONDEV-Covidien-700 SERIES | [22 empty] | Sequential Compression Device | SEQUENTIALCOMPRESSIONDEV | Sequential Compression Device | Covidien
NO | YES | Asset Tag PSD2180 |  |  | PSD2180 | 099-02258 | COVIDIEN | 700 SERIES |  | 1910585sx | NE-PACU |  |  |  |  | PSD2180 | 099-02258 | Katy | MHHS-Northeast | NE-PACU | Pacu | 11/1/19 | 11/1/20 |  |  |  | Sequential Compression Device | SEQUENTIALCOMPRESSIONDEV-Covidien-700 SERIES | [22 empty] | Sequential Compression Device | SEQUENTIALCOMPRESSIONDEV | Sequential Compression Device | Covidien
NO | YES | Asset Tag PSD2208 |  |  | PSD2208 | 099-01059 | COVIDIEN | 700 SERIES |  | V1910634SX | NE-PACU |  |  |  |  | PSD2208 | 099-01059 | Katy | MHHS-Northeast | NE-PACU | BAY3 | 11/1/19 | 11/1/20 |  |  |  | Sequential Compression Device | SEQUENTIALCOMPRESSIONDEV-Covidien-700 SERIES | [22 empty] | Sequential Compression Device | SEQUENTIALCOMPRESSIONDEV | Sequential Compression Device | Covidien
NO | YES | Asset Tag PSD2223 |  |  | PSD2223 | 099-02256 | COVIDIEN | 700 SERIES |  | 1908295sx | NE-PACU |  |  |  |  | PSD2223 | 099-02256 | Katy | MHHS-Northeast | NE-PACU | Pacu | 11/1/19 | 11/1/20 |  |  |  | Sequential Compression Device | SEQUENTIALCOMPRESSIONDEV-Covidien-700 SERIES | [22 empty] | Sequential Compression Device | SEQUENTIALCOMPRESSIONDEV | Sequential Compression Device | Covidien
NO | YES | Asset Tag PSD2175 |  |  | PSD2175 | 099-01057 | COVIDIEN | 700 SERIES |  | V1909247SX | NE-PACU |  |  |  |  | PSD2175 | 099-01057 | Katy | MHHS-Northeast | NE-PACU | BAY5 | 11/1/19 | 11/1/20 |  |  |  | Sequential Compression Device | SEQUENTIALCOMPRESSIONDEV-Covidien-700 SERIES | [22 empty] | Sequential Compression Device | SEQUENTIALCOMPRESSIONDEV | Sequential Compression Device | Covidien
NO | YES | Asset Tag PSD2179 |  |  | PSD2179 | 099-02253 | COVIDIEN | 700 SERIES |  |  | NE-PACU |  |  |  |  | PSD2179 | 099-02253 | Katy | MHHS-Northeast | NE-PACU | Pacu | 11/1/19 | 11/1/20 |  |  |  | Sequential Compression Device | SEQUENTIALCOMPRESSIONDEV-Covidien-700 SERIES | [22 empty] | Sequential Compression Device | SEQUENTIALCOMPRESSIONDEV | Sequential Compression Device | Covidien
NO | YES | Asset Tag PSD2178 |  |  | PSD2178 | 099-01055 | COVIDIEN | 700 SERIES |  | V1909245SX | NE-PACU |  |  |  |  | PSD2178 | 099-01055 | Katy | MHHS-Northeast | NE-PACU | BAY6 | 11/1/19 | 11/1/20 |  |  |  | Sequential Compression Device | SEQUENTIALCOMPRESSIONDEV-Covidien-700 SERIES | [22 empty] | Sequential Compression Device | SEQUENTIALCOMPRESSIONDEV | Sequential Compression Device | Covidien
NO | YES | Asset Tag PSD2202 |  |  | PSD2202 | 099-02250 | COVIDIEN | 700 SERIES |  |  | NE-PACU |  |  |  |  | PSD2202 | 099-02250 | Katy | MHHS-Northeast | NE-PACU | Pacu | 11/1/19 | 11/1/20 |  |  |  | Sequential Compression Device | SEQUENTIALCOMPRESSIONDEV-Covidien-700 SERIES | [22 empty] | Sequential Compression Device | SEQUENTIALCOMPRESSIONDEV | Sequential Compression Device | Covidien
NO | YES |  |  |  | 099-00182 | 099-00182 | COVIDIEN | 700 SERIES |  | V1910655SX | NE-PACU |  |  |  |  | 099-00182 | 099-00182 | northeast | MHHS-Northeast | NE-PACU |  |  |  |  | No pm |  | Sequential Compression Device | SEQUENTIALCOMPRESSIONDEV-Covidien-700 SERIES | [22 empty] | Sequential Compression Device | SEQUENTIALCOMPRESSIONDEV | Sequential Compression Device | Covidien
NO | YES |  |  |  | 099-02501 | 099-02501 | COVIDIEN | 700 SERIES |  | V1910886sx | NE-OR Holding |  |  |  |  | 099-02501 | 099-02501 | Katy | MHHS-Northeast | NE-OR Holding | Nurses station | 11/1/19 | 11/1/20 |  |  |  | Sequential Compression Device | SEQUENTIALCOMPRESSIONDEV-Covidien-700 SERIES | [22 empty] | Sequential Compression Device | SEQUENTIALCOMPRESSIONDEV | Sequential Compression Device | Covidien
NO | YES | Serial Number V1909232SX |  |  | 099-01988 | 099-01988 | COVIDIEN | 700 SERIES |  | V1909232SX | NE-OR |  |  |  |  | 099-01988 | 099-01988 | Katy | MHHS-Northeast | NE-OR | OR 6 | 11/1/19 | 11/1/20 |  |  |  | Sequential Compression Device | SEQUENTIALCOMPRESSIONDEV-Covidien-700 SERIES | [22 empty] | Sequential Compression Device | SEQUENTIALCOMPRESSIONDEV | Sequential Compression Device | Covidien
NO | YES | Asset Tag PSD2204 |  |  | PSD2204 | 099-02637 | COVIDIEN | 700 SERIES |  | 1909332sx | NE-OR |  |  |  |  | PSD2204 | 099-02637 | Katy | MHHS-Northeast | NE-OR | OR | 11/1/19 | 11/1/20 |  |  |  | Sequential Compression Device | SEQUENTIALCOMPRESSIONDEV-Covidien-700 SERIES | [22 empty] | Sequential Compression Device | SEQUENTIALCOMPRESSIONDEV | Sequential Compression Device | Covidien
NO | YES |  |  |  | 099-01990 | 099-01990 | COVIDIEN | 700 SERIES |  | V1909259SX | NE-OR |  |  |  |  | 099-01990 | 099-01990 | Katy | MHHS-Northeast | NE-OR | OR 6 | 11/1/19 | 11/1/20 |  |  |  | Sequential Compression Device | SEQUENTIALCOMPRESSIONDEV-Covidien-700 SERIES | [22 empty] | Sequential Compression Device | SEQUENTIALCOMPRESSIONDEV | Sequential Compression Device | Covidien
NO | YES | Asset Tag PSD2198 |  |  | PSD2198 | 099-00056 | COVIDIEN | 700 SERIES |  | V1909881SX | NE-OR |  |  |  |  | PSD2198 | 099-00056 | Katy | MHHS-Northeast | NE-OR | OR 8 | 11/1/19 | 11/1/20 |  |  |  | Sequential Compression Device | SEQUENTIALCOMPRESSIONDEV-Covidien-700 SERIES | [22 empty] | Sequential Compression Device | SEQUENTIALCOMPRESSIONDEV | Sequential Compression Device | Covidien
NO | YES |  |  |  | 099-01046 | 099-01046 | COVIDIEN | 700 SERIES |  | V1910581SX | NE-OR |  |  |  |  | 099-01046 | 099-01046 | Katy | MHHS-Northeast | NE-OR | OR Hybrid Room | 11/1/19 | 11/1/20 |  |  |  | Sequential Compression Device | SEQUENTIALCOMPRESSIONDEV-Covidien-700 SERIES | [22 empty] | Sequential Compression Device | SEQUENTIALCOMPRESSIONDEV | Sequential Compression Device | Covidien
NO | YES | Asset Tag PSD2218 |  |  | PSD2218 | 099-02632 | COVIDIEN | 700 SERIES |  | 1910870sx | NE-OR |  |  |  |  | PSD2218 | 099-02632 | Katy | MHHS-Northeast | NE-OR | Or 4 | 11/1/19 | 11/1/20 |  |  |  | Sequential Compression Device | SEQUENTIALCOMPRESSIONDEV-Covidien-700 SERIES | [22 empty] | Sequential Compression Device | SEQUENTIALCOMPRESSIONDEV | Sequential Compression Device | Covidien
NO | YES | Asset Tag PSD2181 |  |  | PSD2181 | 099-02282 | COVIDIEN | 700 SERIES |  | V1909940SX | NE-OR |  |  |  |  | PSD2181 | 099-02282 | Katy | MHHS-Northeast | NE-OR | OR 2 | 11/1/19 | 11/1/20 |  |  |  | Sequential Compression Device | SEQUENTIALCOMPRESSIONDEV-Covidien-700 SERIES | [22 empty] | Sequential Compression Device | SEQUENTIALCOMPRESSIONDEV | Sequential Compression Device | Covidien
NO | YES |  |  |  | 099-00049 | 099-00049 | COVIDIEN | 700 SERIES |  | V1910601SX | NE-OR |  |  |  |  | 099-00049 | 099-00049 | Katy | MHHS-Northeast | NE-OR | OR 3 | 11/1/19 | 11/1/20 |  |  |  | Sequential Compression Device | SEQUENTIALCOMPRESSIONDEV-Covidien-700 SERIES | [22 empty] | Sequential Compression Device | SEQUENTIALCOMPRESSIONDEV | Sequential Compression Device | Covidien
NO | YES |  |  |  | 099-01960 | 099-01960 | COVIDIEN | 700 SERIES |  | V1910853SX | NE-OR |  |  |  |  | 099-01960 | 099-01960 | northeast | MHHS-Northeast | NE-OR | OR 1 | 11/1/19 | 11/1/20 |  |  |  | Sequential Compression Device | SEQUENTIALCOMPRESSIONDEV-Covidien-700 SERIES | [22 empty] | Sequential Compression Device | SEQUENTIALCOMPRESSIONDEV | Sequential Compression Device | Covidien
NO | YES | Asset Tag PSD2228 |  |  | PSD2228 | 099-01185 | COVIDIEN | 700 SERIES |  | V1910916SX | NE-ER |  |  |  |  | PSD2228 | 099-01185 | Katy | MHHS-Northeast | NE-ER | ER | 11/1/19 | 11/1/20 |  |  |  | Sequential Compression Device | SEQUENTIALCOMPRESSIONDEV-Covidien-700 SERIES | [22 empty] | Sequential Compression Device | SEQUENTIALCOMPRESSIONDEV | Sequential Compression Device | Covidien
NO | YES | Asset Tag PSD2207 |  |  | PSD2207 | 099-01187 | COVIDIEN | 700 SERIES |  | V1909375SX | NE-ER |  |  |  |  | PSD2207 | 099-01187 | Katy | MHHS-Northeast | NE-ER | ER | 11/1/19 | 11/1/20 |  |  |  | Sequential Compression Device | SEQUENTIALCOMPRESSIONDEV-Covidien-700 SERIES | [22 empty] | Sequential Compression Device | SEQUENTIALCOMPRESSIONDEV | Sequential Compression Device | Covidien
YES | YES | Serial Number Cnf |  |  | 099-01424 | 099-01424 | COVIDIEN | 700 SERIES |  | Cnf | Med surg |  |  |  |  | 099-01424 | 099-01424 | Katy | Memorial Hermann Northeast Hospital | Med surg | W4-08 | 11/1/19 | 11/1/20 |  | Could not get serial |  | Sequential Compression Device | SEQUENTIALCOMPRESSIONDEV-Covidien-700 SERIES | [22 empty] | Sequential Compression Device | SEQUENTIALCOMPRESSIONDEV | Sequential Compression Device | Covidien
NO | YES | Asset Tag PSD2272 |  |  | PSD2272 | 099-01447 | COVIDIEN | 700 SERIES |  | V1910639SX | NE-4 West Tower |  |  |  |  | PSD2272 | 099-01447 | Katy | MHHS-Northeast | NE-4 West Tower | 4 West | 11/1/19 | 11/1/20 |  |  |  | Sequential Compression Device | SEQUENTIALCOMPRESSIONDEV-Covidien-700 SERIES | [22 empty] | Sequential Compression Device | SEQUENTIALCOMPRESSIONDEV | Sequential Compression Device | Covidien
NO | YES |  |  |  | 099-01140 | 099-01140 | COVIDIEN | 700 SERIES |  | V1909428SX | NE-4 West Tower |  |  |  |  | 099-01140 | 099-01140 | Katy | MHHS-Northeast | NE-4 West Tower | W414 | 11/1/19 | 11/1/20 |  |  |  | Sequential Compression Device | SEQUENTIALCOMPRESSIONDEV-Covidien-700 SERIES | [22 empty] | Sequential Compression Device | SEQUENTIALCOMPRESSIONDEV | Sequential Compression Device | Covidien
NO | YES |  |  |  | 099-01432 | 099-01432 | COVIDIEN | 700 SERIES |  | V1909244sx | NE-Med/Surg |  |  |  |  | 099-01432 | 099-01432 | Katy | MHHS-Northeast | NE-Med/Surg | W4-19 | 11/1/19 | 11/1/20 |  |  |  | Sequential Compression Device | SEQUENTIALCOMPRESSIONDEV-Covidien-700 SERIES | [22 empty] | Sequential Compression Device | SEQUENTIALCOMPRESSIONDEV | Sequential Compression Device | Covidien
NO | YES |  |  |  | 099-01522 | 099-01522 | COVIDIEN | 700 SERIES |  | V1909393SX | NE-3 West Tower |  |  |  |  | 099-01522 | 099-01522 | Katy | MHHS-Northeast | NE-3 West Tower | Storage room | 2/1/20 |  |  |  |  | Sequential Compression Device | SEQUENTIALCOMPRESSIONDEV-Covidien-700 SERIES | [22 empty] | Sequential Compression Device | SEQUENTIALCOMPRESSIONDEV | Sequential Compression Device | Covidien
NO | YES |  |  |  | 099-01583 | 099-01583 | COVIDIEN | 700 SERIES |  | V1909928SX | Katy-Telemetry |  |  |  |  | 099-01583 | 099-01583 | Katy | MHHS-Katy | Katy-Telemetry | W318 | 11/1/19 | 11/1/20 |  |  |  | Sequential Compression Device | SEQUENTIALCOMPRESSIONDEV-Covidien-700 SERIES | [22 empty] | Sequential Compression Device | SEQUENTIALCOMPRESSIONDEV | Sequential Compression Device | Covidien
NO | YES |  |  |  | 099-01553 | 099-01553 | COVIDIEN | 700 SERIES |  | V1909240sx | NE-3 West Tower |  |  |  |  | 099-01553 | 099-01553 | Katy | MHHS-Northeast | NE-3 West Tower | W3-16 | 11/1/19 | 11/1/20 |  |  |  | Sequential Compression Device | SEQUENTIALCOMPRESSIONDEV-Covidien-700 SERIES | [22 empty] | Sequential Compression Device | SEQUENTIALCOMPRESSIONDEV | Sequential Compression Device | Covidien
NO | YES |  |  |  | 099-01718 | 099-01718 | COVIDIEN | 700 SERIES |  | V1909804sx | NE-2 West Tower |  |  |  |  | 099-01718 | 099-01718 | Katy | MHHS-Northeast | NE-2 West Tower | Room w2-08 | 11/1/19 | 11/1/20 |  |  |  | Sequential Compression Device | SEQUENTIALCOMPRESSIONDEV-Covidien-700 SERIES | [22 empty] | Sequential Compression Device | SEQUENTIALCOMPRESSIONDEV | Sequential Compression Device | Covidien
NO | YES |  |  |  | 099-01733 | 099-01733 | COVIDIEN | 700 SERIES |  | V1910625SX | NE-2 West Tower |  |  |  |  | 099-01733 | 099-01733 | Katy | MHHS-Northeast | NE-2 West Tower | W210 | 11/1/19 | 11/1/20 |  |  |  | Sequential Compression Device | SEQUENTIALCOMPRESSIONDEV-Covidien-700 SERIES | [22 empty] | Sequential Compression Device | SEQUENTIALCOMPRESSIONDEV | Sequential Compression Device | Covidien
NO | YES | Asset Tag PSD2257 |  |  | PSD2257 | 099-01655 | COVIDIEN | 700 SERIES |  | V1909320SX | NE-2 West Tower |  |  |  |  | PSD2257 | 099-01655 | Katy | MHHS-Northeast | NE-2 West Tower | 2 West | 11/1/19 | 11/1/20 |  |  |  | Sequential Compression Device | SEQUENTIALCOMPRESSIONDEV-Covidien-700 SERIES | [22 empty] | Sequential Compression Device | SEQUENTIALCOMPRESSIONDEV | Sequential Compression Device | Covidien
NO | YES |  |  |  | 099-01721 | 099-01721 | COVIDIEN | 700 SERIES |  | V1910649sx | NE-2 West Tower |  |  |  |  | 099-01721 | 099-01721 | Katy | MHHS-Northeast | NE-2 West Tower | Room 13 | 11/1/19 | 11/1/20 |  |  |  | Sequential Compression Device | SEQUENTIALCOMPRESSIONDEV-Covidien-700 SERIES | [22 empty] | Sequential Compression Device | SEQUENTIALCOMPRESSIONDEV | Sequential Compression Device | Covidien
NO | YES | Asset Tag PSD2233 |  |  | PSD2233 | 099-01656 | COVIDIEN | 700 SERIES |  | V2909929D | NE-2 West Tower |  |  |  |  | PSD2233 | 099-01656 | Katy | MHHS-Northeast | NE-2 West Tower | 2 West | 11/1/19 | 11/1/20 |  |  |  | Sequential Compression Device | SEQUENTIALCOMPRESSIONDEV-Covidien-700 SERIES | [22 empty] | Sequential Compression Device | SEQUENTIALCOMPRESSIONDEV | Sequential Compression Device | Covidien
NO | YES |  |  |  | 099-01728 | 099-01728 | COVIDIEN | 700 SERIES |  | V1909249sx | NE-2 West Tower |  |  |  |  | 099-01728 | 099-01728 | Katy | MHHS-Northeast | NE-2 West Tower | W2-20 | 11/1/19 | 11/1/20 |  |  |  | Sequential Compression Device | SEQUENTIALCOMPRESSIONDEV-Covidien-700 SERIES | [22 empty] | Sequential Compression Device | SEQUENTIALCOMPRESSIONDEV | Sequential Compression Device | Covidien
NO | YES |  |  |  | 099-01284 | 099-01284 | COVIDIEN | 700 SERIES |  | V1909748SX | NE-3 West Tower |  |  |  |  | 099-01284 | 099-01284 | northeast | MHHS-Northeast | NE-3 West Tower |  | 2/1/20 |  |  | No pm |  | Sequential Compression Device | SEQUENTIALCOMPRESSIONDEV-Covidien-700 SERIES | [22 empty] | Sequential Compression Device | SEQUENTIALCOMPRESSIONDEV | Sequential Compression Device | Covidien
NO | YES |  |  |  | 099-01532 | 099-01532 | COVIDIEN | 700 SERIES |  | V1909294SX | NE-Med/Surg |  |  |  |  | 099-01532 | 099-01532 | Katy | MHHS-Northeast | NE-Med/Surg | Room 216 | 2/1/20 | 2/1/20 |  |  |  | Sequential Compression Device | SEQUENTIALCOMPRESSIONDEV-Covidien-700 SERIES | [22 empty] | Sequential Compression Device | SEQUENTIALCOMPRESSIONDEV | Sequential Compression Device | Covidien
NO | YES | Asset Tag PSD2213 |  |  | PSD2213 | 099-01658 | COVIDIEN | 700 SERIES |  | V1909381Sx | [5 empty] | PSD2213 | 099-01658 | Katy | Memorial Hermann Northeast Hospital |  | 2 South | 11/1/19 | 11/1/20 |  |  |  | Sequential Compression Device | SEQUENTIALCOMPRESSIONDEV-Covidien-700 SERIES | [22 empty] | Sequential Compression Device | SEQUENTIALCOMPRESSIONDEV | Sequential Compression Device | Covidien
NO | YES | Asset Tag PSD2194 |  |  | PSD2194 | 099-01659 | COVIDIEN | 700 SERIES |  | V1910926SX | [5 empty] | PSD2194 | 099-01659 | Katy | Memorial Hermann Northeast Hospital |  | Floor 2 | 11/1/19 | 11/1/20 |  |  |  | Sequential Compression Device | SEQUENTIALCOMPRESSIONDEV-Covidien-700 SERIES | [22 empty] | Sequential Compression Device | SEQUENTIALCOMPRESSIONDEV | Sequential Compression Device | Covidien
NO | YES |  |  |  | 099-00595 | 099-00595 | COVIDIEN | 700 SERIES |  | V1910646SX | Katy-Med/Surg 5th Floor |  |  |  |  | 099-00595 | 099-00595 | Katy | MHHS-Katy | Katy-Med/Surg 5th Floor | Room SW536 | 11/1/19 | 11/1/20 |  |  |  | Sequential Compression Device | SEQUENTIALCOMPRESSIONDEV-Covidien-700 SERIES | [22 empty] | Sequential Compression Device | SEQUENTIALCOMPRESSIONDEV | Sequential Compression Device | Covidien
NO | YES |  |  |  | 099-00524 | 099-00524 | COVIDIEN | 700 SERIES |  | V1910642sx | NE-5 South West |  |  |  |  | 099-00524 | 099-00524 | Katy | MHHS-Northeast | NE-5 South West | Sw 504 | 11/1/19 | 11/1/20 |  |  |  | Sequential Compression Device | SEQUENTIALCOMPRESSIONDEV-Covidien-700 SERIES | [22 empty] | Sequential Compression Device | SEQUENTIALCOMPRESSIONDEV | Sequential Compression Device | Covidien
NO | YES |  |  |  | 099-00525 | 099-00525 | COVIDIEN | 700 SERIES |  | V1909927sx | NE-5 South West |  |  |  |  | 099-00525 | 099-00525 | Katy | MHHS-Northeast | NE-5 South West | Sw 504 | 11/1/19 | 11/1/20 |  |  |  | Sequential Compression Device | SEQUENTIALCOMPRESSIONDEV-Covidien-700 SERIES | [22 empty] | Sequential Compression Device | SEQUENTIALCOMPRESSIONDEV | Sequential Compression Device | Covidien
NO | YES | Asset Tag PSD2237 |  |  | PSD2237 | 099-02899 | COVIDIEN | 700 SERIES |  |  | NE-5 South West |  |  |  |  | PSD2237 | 099-02899 | Katy | MHHS-Northeast | NE-5 South West | SW5 - 12 | 2/1/20 |  |  |  |  | Sequential Compression Device | SEQUENTIALCOMPRESSIONDEV-Covidien-700 SERIES | [22 empty] | Sequential Compression Device | SEQUENTIALCOMPRESSIONDEV | Sequential Compression Device | Covidien
NO | YES | Asset Tag PSD2266 |  |  | PSD2266 |  | COVIDIEN | 700 SERIES |  |  | NE-5 South West |  |  |  |  | PSD2266 |  | Katy | MHHS-Northeast | NE-5 South West | SW5 - 14 | [5 empty] | Sequential Compression Device | SEQUENTIALCOMPRESSIONDEV-Covidien-700 SERIES | [22 empty] | Sequential Compression Device | SEQUENTIALCOMPRESSIONDEV | Sequential Compression Device | Covidien
NO | YES | Asset Tag PSD2221 |  |  | PSD2221 | 099-02390 | COVIDIEN | 700 SERIES |  |  | NE-5 South West |  |  |  |  | PSD2221 | 099-02390 | Katy | MHHS-Northeast | NE-5 South West | SW5 - 17 | [5 empty] | Sequential Compression Device | SEQUENTIALCOMPRESSIONDEV-Covidien-700 SERIES | [22 empty] | Sequential Compression Device | SEQUENTIALCOMPRESSIONDEV | Sequential Compression Device | Covidien
NO | YES |  |  |  | 099-00538 | 099-00538 | COVIDIEN | 700 SERIES |  | V1909315SX | NE-5 South West |  |  |  |  | 099-00538 | 099-00538 | Katy | MHHS-Northeast | NE-5 South West | SW521 | 11/1/19 | 11/1/20 |  |  |  | Sequential Compression Device | SEQUENTIALCOMPRESSIONDEV-Covidien-700 SERIES | [22 empty] | Sequential Compression Device | SEQUENTIALCOMPRESSIONDEV | Sequential Compression Device | Covidien
NO | YES |  |  |  | 099-00942 | 099-00942 | COVIDIEN | 700 SERIES |  | V1910908SX | NE-Central Supply |  |  |  |  | 099-00942 | 099-00942 | northeast | MHHS-Northeast | NE-Central Supply |  | 2/1/20 |  |  | No pm |  | Sequential Compression Device | SEQUENTIALCOMPRESSIONDEV-Covidien-700 SERIES | [22 empty] | Sequential Compression Device | SEQUENTIALCOMPRESSIONDEV | Sequential Compression Device | Covidien
NO | YES |  |  |  | 099-00941 | 099-00941 | COVIDIEN | 700 SERIES |  | V1909760SX | NE-Central Supply |  |  |  |  | 099-00941 | 099-00941 | northeast | MHHS-Northeast | NE-Central Supply |  |  |  |  | No pm |  | Sequential Compression Device | SEQUENTIALCOMPRESSIONDEV-Covidien-700 SERIES | [22 empty] | Sequential Compression Device | SEQUENTIALCOMPRESSIONDEV | Sequential Compression Device | Covidien
NO | YES |  |  |  | 099-00940 | 099-00940 | COVIDIEN | 700 SERIES |  | V1910643SX | NE-Central Supply |  |  |  |  | 099-00940 | 099-00940 | northeast | MHHS-Northeast | NE-Central Supply |  |  |  |  | No pm |  | Sequential Compression Device | SEQUENTIALCOMPRESSIONDEV-Covidien-700 SERIES | [22 empty] | Sequential Compression Device | SEQUENTIALCOMPRESSIONDEV | Sequential Compression Device | Covidien
NO | YES |  |  |  | 099-00502 | 099-00502 | COVIDIEN | 700 SERIES |  | V1909422sx | NE-IMU1 |  |  |  |  | 099-00502 | 099-00502 | Katy | MHHS-Northeast | NE-IMU1 | Nurses station | 11/1/19 | 11/1/20 |  |  |  | Sequential Compression Device | SEQUENTIALCOMPRESSIONDEV-Covidien-700 SERIES | [22 empty] | Sequential Compression Device | SEQUENTIALCOMPRESSIONDEV | Sequential Compression Device | Covidien
NO | YES | Asset Tag PSD2231 |  |  | PSD2231 | 099-02884 | COVIDIEN | 700 SERIES |  | 1909932sx | NE-IMU1 |  |  |  |  | PSD2231 | 099-02884 | Katy | MHHS-Northeast | NE-IMU1 | Storage | [5 empty] | Sequential Compression Device | SEQUENTIALCOMPRESSIONDEV-Covidien-700 SERIES | [22 empty] | Sequential Compression Device | SEQUENTIALCOMPRESSIONDEV | Sequential Compression Device | Covidien
YES | YES | Serial Number Cnf |  |  | 099-00510 | 099-00510 | COVIDIEN | 700 SERIES |  | Cnf | NE - IMU1 |  |  |  |  | 099-00510 | 099-00510 | Katy | Memorial Hermann Northeast Hospital | NE - IMU1 |  | 11/1/19 | 11/1/20 |  | In use |  | Sequential Compression Device | SEQUENTIALCOMPRESSIONDEV-Covidien-700 SERIES | [22 empty] | Sequential Compression Device | SEQUENTIALCOMPRESSIONDEV | Sequential Compression Device | Covidien
NO | YES |  |  |  | 099-02313 | 099-02313 | COVIDIEN | 700 SERIES |  | V1909324SX | NE-IMU1 |  |  |  |  | 099-02313 | 099-02313 | Katy | MHHS-Northeast | NE-IMU1 | Room 4014 | [5 empty] | Sequential Compression Device | SEQUENTIALCOMPRESSIONDEV-Covidien-700 SERIES | [22 empty] | Sequential Compression Device | SEQUENTIALCOMPRESSIONDEV | Sequential Compression Device | Covidien
NO | YES | Asset Tag PSD2216 |  |  | PSD2216 | 099-02372 | COVIDIEN | 700 SERIES |  |  | NE-IMU1 |  |  |  |  | PSD2216 | 099-02372 | Katy | MHHS-Northeast | NE-IMU1 | [6 empty] | Sequential Compression Device | SEQUENTIALCOMPRESSIONDEV-Covidien-700 SERIES | [22 empty] | Sequential Compression Device | SEQUENTIALCOMPRESSIONDEV | Sequential Compression Device | Covidien
NO | YES | Serial Number V1909932SX |  |  | 099-02884 | 099-02884 | COVIDIEN | 700 SERIES |  | V1909932SX | NE-IMU1 |  |  |  |  | 099-02884 | 099-02884 | northeast | MHHS-Northeast | NE-IMU1 |  | 2/1/20 |  |  | No pm |  | Sequential Compression Device | SEQUENTIALCOMPRESSIONDEV-Covidien-700 SERIES | [22 empty] | Sequential Compression Device | SEQUENTIALCOMPRESSIONDEV | Sequential Compression Device | Covidien
NO | YES |  |  |  | 099-00968 | 099-00968 | COVIDIEN | 700 SERIES |  | V1909958SX | IMU |  |  |  |  | 099-00968 | 099-00968 |  |  | IMU | IMU |  |  |  | No pm |  | Sequential Compression Device | SEQUENTIALCOMPRESSIONDEV-Covidien-700 SERIES | [22 empty] | Sequential Compression Device | SEQUENTIALCOMPRESSIONDEV | Sequential Compression Device | Covidien
NO | YES |  |  |  | 099-00963 | 099-00963 | COVIDIEN | 700 SERIES |  | V1910562SX | IMU2 |  |  |  |  | 099-00963 | 099-00963 |  |  | IMU2 | IMU2 |  |  |  | No pm |  | Sequential Compression Device | SEQUENTIALCOMPRESSIONDEV-Covidien-700 SERIES | [22 empty] | Sequential Compression Device | SEQUENTIALCOMPRESSIONDEV | Sequential Compression Device | Covidien
YES | YES |  |  |  | 099-00840 | 099-00840 | COVIDIEN | 700 SERIES |  | V190922SX | NE - IMU2 |  |  |  |  | 099-00840 | 099-00840 | Katy | Memorial Hermann Northeast Hospital | NE - IMU2 | Room 4021 | 2/1/20 |  |  |  |  | Sequential Compression Device | SEQUENTIALCOMPRESSIONDEV-Covidien-700 SERIES | [22 empty] | Sequential Compression Device | SEQUENTIALCOMPRESSIONDEV | Sequential Compression Device | Covidien
NO | YES |  |  |  | 099-00860 | 099-00860 | COVIDIEN | 700 SERIES |  | V1909239sx | Imu 2 |  |  |  |  | 099-00860 | 099-00860 | Katy | Memorial Hermann Northeast Hospital | Imu 2 | Room 4024 | 11/1/19 | 11/1/20 |  |  |  | Sequential Compression Device | SEQUENTIALCOMPRESSIONDEV-Covidien-700 SERIES | [22 empty] | Sequential Compression Device | SEQUENTIALCOMPRESSIONDEV | Sequential Compression Device | Covidien
NO | YES | Asset Tag PSD2210 |  |  | PSD2210 | 099-00980 | COVIDIEN | 700 SERIES |  | V1910616SX | NE-ICU |  |  |  |  | PSD2210 | 099-00980 | Katy | MHHS-Northeast | NE-ICU |  | 11/1/19 | 11/1/20 |  |  |  | Sequential Compression Device | SEQUENTIALCOMPRESSIONDEV-Covidien-700 SERIES | [22 empty] | Sequential Compression Device | SEQUENTIALCOMPRESSIONDEV | Sequential Compression Device | Covidien
NO | YES | Asset Tag PSD2262 |  |  | PSD2262 | 099-00979 | COVIDIEN | 700 SERIES |  | V1910606SX | NE-ICU |  |  |  |  | PSD2262 | 099-00979 | Katy | MHHS-Northeast | NE-ICU |  | 11/1/19 | 11/1/20 |  |  |  | Sequential Compression Device | SEQUENTIALCOMPRESSIONDEV-Covidien-700 SERIES | [22 empty] | Sequential Compression Device | SEQUENTIALCOMPRESSIONDEV | Sequential Compression Device | Covidien
NO | YES | Asset Tag PSD2192 |  |  | PSD2192 | 099-00978 | COVIDIEN | 700 SERIES |  | V1909233SX | NE-ICU |  |  |  |  | PSD2192 | 099-00978 | Katy | MHHS-Northeast | NE-ICU |  | 11/1/19 | 11/1/20 |  |  |  | Sequential Compression Device | SEQUENTIALCOMPRESSIONDEV-Covidien-700 SERIES | [22 empty] | Sequential Compression Device | SEQUENTIALCOMPRESSIONDEV | Sequential Compression Device | Covidien
NO | YES |  |  |  | 099-00865 | 099-00865 | COVIDIEN | 700 SERIES |  | V1909919sx | NE-ICU |  |  |  |  | 099-00865 | 099-00865 | Katy | MHHS-Northeast | NE-ICU | Room 4037 | 11/1/19 | 11/1/20 |  |  |  | Sequential Compression Device | SEQUENTIALCOMPRESSIONDEV-Covidien-700 SERIES | [22 empty] | Sequential Compression Device | SEQUENTIALCOMPRESSIONDEV | Sequential Compression Device | Covidien
NO | YES |  |  |  | 099-00956 | 099-00956 | COVIDIEN | 700 SERIES |  | V1909188SX | NE-ER |  |  |  |  | 099-00956 | 099-00956 | northeast | MHHS-Northeast | NE-ER |  |  |  |  | No pm |  | Sequential Compression Device | SEQUENTIALCOMPRESSIONDEV-Covidien-700 SERIES | [22 empty] | Sequential Compression Device | SEQUENTIALCOMPRESSIONDEV | Sequential Compression Device | Covidien
YES | YES | Serial Number Cnf |  |  | 099-00876 | 099-00876 | COVIDIEN | 700 SERIES |  | Cnf | NE - ICU |  |  |  |  | 099-00876 | 099-00876 | Katy | Memorial Hermann Northeast Hospital | NE - ICU | Room 4037 | 11/1/19 | 11/1/20 |  | Could not get to serial |  | Sequential Compression Device | SEQUENTIALCOMPRESSIONDEV-Covidien-700 SERIES | [22 empty] | Sequential Compression Device | SEQUENTIALCOMPRESSIONDEV | Sequential Compression Device | Covidien
YES | YES |  |  |  | 099-00569 | 099-00569 | COVIDIEN | 700 SERIES |  | V1909317 | NE - ICU |  |  |  |  | 099-00569 | 099-00569 | Katy | Memorial Hermann Northeast Hospital | NE - ICU |  | 11/1/19 | 11/1/20 |  |  |  | Sequential Compression Device | SEQUENTIALCOMPRESSIONDEV-Covidien-700 SERIES | [22 empty] | Sequential Compression Device | SEQUENTIALCOMPRESSIONDEV | Sequential Compression Device | Covidien
NO | YES | Asset Tag PSD2177 |  |  | PSD2177 | 099-00973 | COVIDIEN | 700 SERIES |  | V1909396SX | NE-ICU |  |  |  |  | PSD2177 | 099-00973 | northeast | MHHS-Northeast | NE-ICU |  | 11/1/19 | 11/1/20 |  |  |  | Sequential Compression Device | SEQUENTIALCOMPRESSIONDEV-Covidien-700 SERIES | [22 empty] | Sequential Compression Device | SEQUENTIALCOMPRESSIONDEV | Sequential Compression Device | Covidien
NO | YES |  |  |  | 099-00574 | 099-00574 | COVIDIEN | 700 SERIES |  | V1909942SX | NE-ICU |  |  |  |  | 099-00574 | 099-00574 | Katy | MHHS-Northeast | NE-ICU |  | 11/1/19 | 11/1/20 |  |  |  | Sequential Compression Device | SEQUENTIALCOMPRESSIONDEV-Covidien-700 SERIES | [22 empty] | Sequential Compression Device | SEQUENTIALCOMPRESSIONDEV | Sequential Compression Device | Covidien
NO | YES |  |  |  | 099-00869 | 099-00869 | COVIDIEN | 700 SERIES |  | V1909316sx | NE-ICU |  |  |  |  | 099-00869 | 099-00869 | northeast | MHHS-Northeast | NE-ICU | Room 4029 | 11/1/20 | 11/1/20 |  |  |  | Sequential Compression Device | SEQUENTIALCOMPRESSIONDEV-Covidien-700 SERIES | [22 empty] | Sequential Compression Device | SEQUENTIALCOMPRESSIONDEV | Sequential Compression Device | Covidien
NO | YES |  |  |  | 099-00912 | 099-00912 | COVIDIEN | 700 SERIES |  | V1910871SX | NE-ICU |  |  |  |  | 099-00912 | 099-00912 | northeast | MHHS-Northeast | NE-ICU |  |  |  |  | No pm |  | Sequential Compression Device | SEQUENTIALCOMPRESSIONDEV-Covidien-700 SERIES | [22 empty] | Sequential Compression Device | SEQUENTIALCOMPRESSIONDEV | Sequential Compression Device | Covidien
NO | YES | Asset Tag PSD2164 |  |  | PSD2164 | 099-00818 | COVIDIEN | 700 SERIES |  | V1910867SX | NE-ICU |  |  |  |  | PSD2164 | 099-00818 | Katy | MHHS-Northeast | NE-ICU | Room 4026 | [5 empty] | Sequential Compression Device | SEQUENTIALCOMPRESSIONDEV-Covidien-700 SERIES | [22 empty] | Sequential Compression Device | SEQUENTIALCOMPRESSIONDEV | Sequential Compression Device | Covidien
NO | YES |  |  |  | 142-09324 | 142-09324 | COVIDIEN | 700 SERIES |  | V1909197SX | NE-ICU |  |  |  |  | 142-09324 | 142-09324 | Katy | MHHS-Northeast | NE-ICU | Exam 4040 | 11/1/19 | 11/1/20 |  |  |  | Sequential Compression Device | SEQUENTIALCOMPRESSIONDEV-Covidien-700 SERIES | [22 empty] | Sequential Compression Device | SEQUENTIALCOMPRESSIONDEV | Sequential Compression Device | Covidien
NO | YES |  |  |  | 129-31469 | 129-31469 | COVIDIEN | 700 SERIES |  | V1927981SX | East 5 |  |  |  |  | 129-31469 | 129-31469 | Sugar Land | Memorial Hermann Sugar Land Hospital | East 5 |  | 12/1/19 | 12/1/20 |  |  |  | Sequential Compression Device | SEQUENTIALCOMPRESSIONDEV-Covidien-700 SERIES | [22 empty] | Sequential Compression Device | SEQUENTIALCOMPRESSIONDEV | Sequential Compression Device | Covidien
NO | YES |  |  |  | PSD2768 | 129-31468 | COVIDIEN | 700 SERIES |  | V1927983SX | East 5 |  |  |  |  | PSD2768 | 129-31468 | Sugar Land | Memorial Hermann Sugar Land Hospital | East 5 |  | 12/1/19 | 12/1/20 |  |  |  | Sequential Compression Device | SEQUENTIALCOMPRESSIONDEV-Covidien-700 SERIES | [22 empty] | Sequential Compression Device | SEQUENTIALCOMPRESSIONDEV | Sequential Compression Device | Covidien
NO | YES |  |  |  | 129-31457 | 129-31457 | COVIDIEN | 700 SERIES |  | V1918729sx | Sugar Land-Med/Surg-East 5th |  |  |  |  | 129-31457 | 129-31457 | Sugar Land | MHHS-Sugarland | Sugar Land-Med/Surg-East 5th | E528 | 12/1/19 |  | 12/1/20 |  |  | Sequential Compression Device | SEQUENTIALCOMPRESSIONDEV-Covidien-700 SERIES | [22 empty] | Sequential Compression Device | SEQUENTIALCOMPRESSIONDEV | Sequential Compression Device | Covidien
NO | YES | Asset Tag PSD2681 |  |  | PSD2681 | 129-31381 | COVIDIEN | 700 SERIES |  | V1918771SX | East 5 |  |  |  |  | PSD2681 | 129-31381 | Sugar Land | Memorial Hermann Sugar Land Hospital | East 5 | Nurses Station Storage | 11/1/19 | 11/1/20 |  |  |  | Sequential Compression Device | SEQUENTIALCOMPRESSIONDEV-Covidien-700 SERIES | [22 empty] | Sequential Compression Device | SEQUENTIALCOMPRESSIONDEV | Sequential Compression Device | Covidien
NO | YES |  |  |  | 129-31439 | 129-31439 | COVIDIEN | 700 SERIES |  | V1914544sx | 4 east |  |  |  |  | 129-31439 | 129-31439 | Sugar Land | Memorial Hermann Sugar Land Hospital | 4 east | Room 430 | [5 empty] | Sequential Compression Device | SEQUENTIALCOMPRESSIONDEV-Covidien-700 SERIES | [22 empty] | Sequential Compression Device | SEQUENTIALCOMPRESSIONDEV | Sequential Compression Device | Covidien
NO | YES |  |  |  | 129-31443 | 129-31443 | COVIDIEN | 700 SERIES |  | V1914551SX | SUGAR LAND - MED/SURG - EAST 5TH |  |  |  |  | 129-31443 | 129-31443 | Sugar Land |  | SUGAR LAND - MED/SURG - EAST 5TH |  |  |  |  | No pm |  | Sequential Compression Device | SEQUENTIALCOMPRESSIONDEV-Covidien-700 SERIES | [22 empty] | Sequential Compression Device | SEQUENTIALCOMPRESSIONDEV | Sequential Compression Device | Covidien
NO | YES |  |  |  | 129-31380 | 129-31380 | COVIDIEN | 700 SERIES |  | V1918761SX | Sugar Land-Med/Surg-East 4th |  |  |  |  | 129-31380 | 129-31380 | Sugar Land | MHHS-Sugarland | Sugar Land-Med/Surg-East 4th | Nurses Station Clean Supply | 11/1/19 | 2/1/20 |  |  |  | Sequential Compression Device | SEQUENTIALCOMPRESSIONDEV-Covidien-700 SERIES | [22 empty] | Sequential Compression Device | SEQUENTIALCOMPRESSIONDEV | Sequential Compression Device | Covidien
NO | YES |  |  |  | 129-31467 | 129-31467 | COVIDIEN | 700 SERIES |  | V1927953SX | Sugar Land-Med/Surg-East 4th |  |  |  |  | 129-31467 | 129-31467 | Sugar Land | MHHS-Sugarland | Sugar Land-Med/Surg-East 4th | E416 | 12/1/19 |  | 12/1/20 |  |  | Sequential Compression Device | SEQUENTIALCOMPRESSIONDEV-Covidien-700 SERIES | [22 empty] | Sequential Compression Device | SEQUENTIALCOMPRESSIONDEV | Sequential Compression Device | Covidien
NO | YES | Asset Tag PSD2742 |  |  | PSD2742 | PSD2742 | COVIDIEN | 700 SERIES |  | V1914531SX | Sugar Land-Med/Surg-East 4th |  |  |  |  | PSD2742 | PSD2742 | Sugar Land | MHHS-Sugarland | Sugar Land-Med/Surg-East 4th | Nurses Station Clean Supply | 12/1/19 | 12/1/20 |  |  |  | Sequential Compression Device | SEQUENTIALCOMPRESSIONDEV-Covidien-700 SERIES | [22 empty] | Sequential Compression Device | SEQUENTIALCOMPRESSIONDEV | Sequential Compression Device | Covidien
NO | YES |  |  |  | 129-31413 | 129-31413 | COVIDIEN | 700 SERIES |  | V1914537SX | Sugar Land-Med/Surg-East 4th |  |  |  |  | 129-31413 | 129-31413 | Sugar Land | MHHS-Sugarland | Sugar Land-Med/Surg-East 4th | Nurses Station Clean Supply | [5 empty] | Sequential Compression Device | SEQUENTIALCOMPRESSIONDEV-Covidien-700 SERIES | [22 empty] | Sequential Compression Device | SEQUENTIALCOMPRESSIONDEV | Sequential Compression Device | Covidien
NO | YES |  |  |  | 129-31392 | 129-31392 | COVIDIEN | 700 SERIES |  | V1918745SX | Sugar Land-Med/Surg-East 4th |  |  |  |  | 129-31392 | 129-31392 | Sugar Land | MHHS-Sugarland | Sugar Land-Med/Surg-East 4th | Nurses Station Clean Supply | 11/1/19 | 11/1/20 |  |  |  | Sequential Compression Device | SEQUENTIALCOMPRESSIONDEV-Covidien-700 SERIES | [22 empty] | Sequential Compression Device | SEQUENTIALCOMPRESSIONDEV | Sequential Compression Device | Covidien
YES | YES | Serial Number Cnf |  |  | 129-31466 | 129-31466 | COVIDIEN | 700 SERIES |  | Cnf | 4 east |  |  |  |  | 129-31466 | 129-31466 | Sugar Land | Memorial Hermann Sugar Land Hospital | 4 east | Room 439 | 12/1/20 |  | 12/1/21 | In use |  | Sequential Compression Device | SEQUENTIALCOMPRESSIONDEV-Covidien-700 SERIES | [22 empty] | Sequential Compression Device | SEQUENTIALCOMPRESSIONDEV | Sequential Compression Device | Covidien
NO | YES |  |  |  | 129-31394 | 129-31394 | COVIDIEN | 700 SERIES |  | V1918716sx | 4 east |  |  |  |  | 129-31394 | 129-31394 | Sugar Land | Memorial Hermann Sugar Land Hospital | 4 east | Room 426 | 11/1/19 |  | 11/1/20 |  |  | Sequential Compression Device | SEQUENTIALCOMPRESSIONDEV-Covidien-700 SERIES | [22 empty] | Sequential Compression Device | SEQUENTIALCOMPRESSIONDEV | Sequential Compression Device | Covidien
NO | YES |  |  |  | 129-31463 | 129-31463 | COVIDIEN | 700 SERIES |  | V1927936SX | Sugar Land-Med/Surg-East 4th |  |  |  |  | 129-31463 | 129-31463 | Sugar Land | MHHS-Sugarland | Sugar Land-Med/Surg-East 4th | E425 | [5 empty] | Sequential Compression Device | SEQUENTIALCOMPRESSIONDEV-Covidien-700 SERIES | [22 empty] | Sequential Compression Device | SEQUENTIALCOMPRESSIONDEV | Sequential Compression Device | Covidien
NO | YES | Serial Number V1918843SX |  |  | 129-31391 | 129-31391 | COVIDIEN | 700 SERIES |  | V1918843sx | 4 east |  |  |  |  | 129-31391 | 129-31391 | Sugar Land | Memorial Hermann Sugar Land Hospital | 4 east | Room 426 | 11/1/19 |  | 11/1/20 |  |  | Sequential Compression Device | SEQUENTIALCOMPRESSIONDEV-Covidien-700 SERIES | [22 empty] | Sequential Compression Device | SEQUENTIALCOMPRESSIONDEV | Sequential Compression Device | Covidien
NO | YES |  |  |  | 142-09070 | 142-09070 | COVIDIEN | 700 SERIES |  | V1927954SX | Sugar Land-Telemetry |  |  |  |  | 142-09070 | 142-09070 | Sugar Land | MHHS-Sugarland | Sugar Land-Telemetry |  |  |  |  | No pn |  | Sequential Compression Device | SEQUENTIALCOMPRESSIONDEV-Covidien-700 SERIES | [22 empty] | Sequential Compression Device | SEQUENTIALCOMPRESSIONDEV | Sequential Compression Device | Covidien
NO | YES |  |  |  | 129-31435 | 129-31435 | COVIDIEN | 700 SERIES |  | V1914561sx | Sugar Land-IMU |  |  |  |  | 129-31435 | 129-31435 | Sugar Land | MHHS-Sugarland | Sugar Land-IMU | Room 301 | 10/1/19 |  | 10/1/20 |  |  | Sequential Compression Device | SEQUENTIALCOMPRESSIONDEV-Covidien-700 SERIES | [22 empty] | Sequential Compression Device | SEQUENTIALCOMPRESSIONDEV | Sequential Compression Device | Covidien
NO | YES |  |  |  | 129-31452 | 129-31452 | COVIDIEN | 700 SERIES |  | V1914516SX | Sugar Land-ICU |  |  |  |  | 129-31452 | 129-31452 | Sugar Land | MHHS-Sugarland | Sugar Land-ICU |  | 12/1/19 | 12/1/20 |  |  |  | Sequential Compression Device | SEQUENTIALCOMPRESSIONDEV-Covidien-700 SERIES | [22 empty] | Sequential Compression Device | SEQUENTIALCOMPRESSIONDEV | Sequential Compression Device | Covidien
NO | YES |  |  |  | 129-31397 | 129-31397 | COVIDIEN | 700 SERIES |  | V1918728SX | Sugar Land-IMU |  |  |  |  | 129-31397 | 129-31397 | Sugar Land | MHHS-Sugarland | Sugar Land-IMU | E307 | 11/1/19 |  | 11/1/20 |  |  | Sequential Compression Device | SEQUENTIALCOMPRESSIONDEV-Covidien-700 SERIES | [22 empty] | Sequential Compression Device | SEQUENTIALCOMPRESSIONDEV | Sequential Compression Device | Covidien
NO | YES |  |  |  | 129-31431 | 129-31431 | COVIDIEN | 700 SERIES |  | V1914556SX | Sugar Land-ICU |  |  |  |  | 129-31431 | 129-31431 | Sugar Land | MHHS-Sugarland | Sugar Land-ICU |  | 12/1/19 | 12/1/20 |  |  |  | Sequential Compression Device | SEQUENTIALCOMPRESSIONDEV-Covidien-700 SERIES | [22 empty] | Sequential Compression Device | SEQUENTIALCOMPRESSIONDEV | Sequential Compression Device | Covidien
NO | YES |  |  |  | 129-31440 | 129-31440 | COVIDIEN | 700 SERIES |  | V1914543SX | Sugar Land-IMU |  |  |  |  | 129-31440 | 129-31440 | Sugar Land | MHHS-Sugarland | Sugar Land-IMU | E307 | 12/1/19 |  | 12/1/20 |  |  | Sequential Compression Device | SEQUENTIALCOMPRESSIONDEV-Covidien-700 SERIES | [22 empty] | Sequential Compression Device | SEQUENTIALCOMPRESSIONDEV | Sequential Compression Device | Covidien
NO | YES |  |  |  | 129-31386 | 129-31386 | COVIDIEN | 700 SERIES |  | V1918720sx | Sugar Land-IMU |  |  |  |  | 129-31386 | 129-31386 | Sugar Land | MHHS-Sugarland | Sugar Land-IMU | Room 303 | 11/1/19 |  | 11/1/20 |  |  | Sequential Compression Device | SEQUENTIALCOMPRESSIONDEV-Covidien-700 SERIES | [22 empty] | Sequential Compression Device | SEQUENTIALCOMPRESSIONDEV | Sequential Compression Device | Covidien
NO | YES |  |  |  | 129-31406 | 129-31406 | COVIDIEN | 700 SERIES |  | V1914546sx | Sugar Land-IMU |  |  |  |  | 129-31406 | 129-31406 | Sugar Land | MHHS-Sugarland | Sugar Land-IMU | Room 320 | 12/1/20 |  | 12/1/21 |  |  | Sequential Compression Device | SEQUENTIALCOMPRESSIONDEV-Covidien-700 SERIES | [22 empty] | Sequential Compression Device | SEQUENTIALCOMPRESSIONDEV | Sequential Compression Device | Covidien
NO | YES |  |  |  | PSD2724 | 129-31424 | COVIDIEN | 700 SERIES |  | V1914560SX | Sugar Land-IMU |  |  |  |  | PSD2724 | 129-31424 | Sugar Land | MHHS-Sugarland | Sugar Land-IMU | E320 | [5 empty] | Sequential Compression Device | SEQUENTIALCOMPRESSIONDEV-Covidien-700 SERIES | [22 empty] | Sequential Compression Device | SEQUENTIALCOMPRESSIONDEV | Sequential Compression Device | Covidien
NO | YES |  |  |  | 129-31438 | 129-31438 | COVIDIEN | 700 SERIES |  | V1914565SX | Sugar Land-IMU |  |  |  |  | 129-31438 | 129-31438 | Sugar Land | MHHS-Sugarland | Sugar Land-IMU | E322 | [5 empty] | Sequential Compression Device | SEQUENTIALCOMPRESSIONDEV-Covidien-700 SERIES | [22 empty] | Sequential Compression Device | SEQUENTIALCOMPRESSIONDEV | Sequential Compression Device | Covidien
NO | YES |  |  |  | 129-31402 | 129-31402 | COVIDIEN | 700 SERIES |  | V1914520SX | Sugar Land-IMU |  |  |  |  | 129-31402 | 129-31402 | Sugar Land | MHHS-Sugarland | Sugar Land-IMU | E316 | 12/1/19 |  | 12/1/20 |  |  | Sequential Compression Device | SEQUENTIALCOMPRESSIONDEV-Covidien-700 SERIES | [22 empty] | Sequential Compression Device | SEQUENTIALCOMPRESSIONDEV | Sequential Compression Device | Covidien
NO | YES |  |  |  | 129-31408 | 129-31408 | COVIDIEN | 700 SERIES |  | V1914577SX | ICU |  |  |  |  | 129-31408 | 129-31408 | Sugar Land | Memorial Hermann Sugar Land Hospital | ICU | ICU | 12/1/19 |  | 12/1/20 |  |  | Sequential Compression Device | SEQUENTIALCOMPRESSIONDEV-Covidien-700 SERIES | [22 empty] | Sequential Compression Device | SEQUENTIALCOMPRESSIONDEV | Sequential Compression Device | Covidien
NO | YES |  |  |  | 129-31450 | 129-31450 | COVIDIEN | 700 SERIES |  | V1914558SX | Sugar Land-PACU |  |  |  |  | 129-31450 | 129-31450 | Sugar Land | MHHS-Sugarland | Sugar Land-PACU | Clean storage | 12/1/19 |  | 12/1/20 |  |  | Sequential Compression Device | SEQUENTIALCOMPRESSIONDEV-Covidien-700 SERIES | [22 empty] | Sequential Compression Device | SEQUENTIALCOMPRESSIONDEV | Sequential Compression Device | Covidien
NO | YES | Asset Tag PSD2701 |  |  | PSD2701 | 129-31401 | COVIDIEN | 700 SERIES |  | V1914513SX | PACU |  |  |  |  | PSD2701 | 129-31401 | Sugar Land | Memorial Hermann Sugar Land Hospital | PACU | PACU | 12/1/19 |  | 12/1/20 |  |  | Sequential Compression Device | SEQUENTIALCOMPRESSIONDEV-Covidien-700 SERIES | [22 empty] | Sequential Compression Device | SEQUENTIALCOMPRESSIONDEV | Sequential Compression Device | Covidien
NO | YES | Asset Tag PSD2760 |  |  | PSD2760 | 129-31460 | COVIDIEN | 700 SERIES |  | V1927967SX | SUGAR LAND - Observation |  |  |  |  | PSD2760 | 129-31460 | Sugar Land | Memorial Hermann Sugar Land Hospital | SUGAR LAND - Observation | Room 1 | 12/1/19 |  |  |  |  | Sequential Compression Device | SEQUENTIALCOMPRESSIONDEV-Covidien-700 SERIES | [22 empty] | Sequential Compression Device | SEQUENTIALCOMPRESSIONDEV | Sequential Compression Device | Covidien
NO | YES | Serial Number V1918739SX |  |  | 129-31383 | 129-31383 | COVIDIEN | 700 SERIES |  | V1918739SX | Observation |  |  |  |  | 129-31383 | 129-31383 | Sugar Land | Memorial Hermann Sugar Land Hospital | Observation | Observation | 11/1/19 |  | 11/1/20 |  |  | Sequential Compression Device | SEQUENTIALCOMPRESSIONDEV-Covidien-700 SERIES | [22 empty] | Sequential Compression Device | SEQUENTIALCOMPRESSIONDEV | Sequential Compression Device | Covidien
NO | YES | Serial Number V1914575SX |  |  | 129-31415 | 129-31415 | COVIDIEN | 700 SERIES |  | V1914575SX | Observation |  |  |  |  | 129-31415 | 129-31415 | Sugar Land | Memorial Hermann Sugar Land Hospital | Observation | Observation | 12/1/19 |  | 12/1/20 |  |  | Sequential Compression Device | SEQUENTIALCOMPRESSIONDEV-Covidien-700 SERIES | [22 empty] | Sequential Compression Device | SEQUENTIALCOMPRESSIONDEV | Sequential Compression Device | Covidien
NO | YES |  |  |  | PSD6Q1 | 129-31411 | COVIDIEN | 700 SERIES |  | V1914580SX | Sugar Land-Labor & Delivery |  |  |  |  | PSD6Q1 | 129-31411 | Sugar Land | MHHS-Sugarland | Sugar Land-Labor & Delivery | Nurses Station | 12/1/19 | 12/1/20 |  |  |  | Sequential Compression Device | SEQUENTIALCOMPRESSIONDEV-Covidien-700 SERIES | [22 empty] | Sequential Compression Device | SEQUENTIALCOMPRESSIONDEV | Sequential Compression Device | Covidien
NO | YES | Asset Tag PSD2674 |  |  | PSD2674 | 129-31374 | COVIDIEN | 700 SERIES |  | V1918712SX | Sugar Land-Labor & Delivery |  |  |  |  | PSD2674 | 129-31374 | Sugar Land | MHHS-Sugarland | Sugar Land-Labor & Delivery | Nurses Station | 11/1/19 | 11/1/20 |  |  |  | Sequential Compression Device | SEQUENTIALCOMPRESSIONDEV-Covidien-700 SERIES | [22 empty] | Sequential Compression Device | SEQUENTIALCOMPRESSIONDEV | Sequential Compression Device | Covidien
NO | YES | Asset Tag PSD2728 |  |  | PSD2728 | 129-31428 | COVIDIEN | 700 SERIES |  | V1914570SX | Sugar Land-Pedi IMU |  |  |  |  | PSD2728 | 129-31428 | Sugar Land | MHHS-Sugarland | Sugar Land-Pedi IMU | Equipment Storage | 12/1/19 | 12/1/20 |  |  |  | Sequential Compression Device | SEQUENTIALCOMPRESSIONDEV-Covidien-700 SERIES | [22 empty] | Sequential Compression Device | SEQUENTIALCOMPRESSIONDEV | Sequential Compression Device | Covidien
NO | YES | Asset Tag PSD2753 |  |  | PSD2753 | 129-31453 | COVIDIEN | 700 SERIES |  | V1914489SX | Sugar Land-Med/Surg-West 4th |  |  |  |  | PSD2753 | 129-31453 | Sugar Land | MHHS-Sugarland | Sugar Land-Med/Surg-West 4th | Suite 409 | 12/1/19 | 12/1/20 |  |  |  | Sequential Compression Device | SEQUENTIALCOMPRESSIONDEV-Covidien-700 SERIES | [22 empty] | Sequential Compression Device | SEQUENTIALCOMPRESSIONDEV | Sequential Compression Device | Covidien
NO | YES | Asset Tag PSD2687 |  |  | PSD2687 | 129-31387 | COVIDIEN | 700 SERIES |  | V1918896SX | Sugar Land-Med/Surg-West 4th |  |  |  |  | PSD2687 | 129-31387 | Sugar Land | MHHS-Sugarland | Sugar Land-Med/Surg-West 4th | Suite 404 | 11/1/19 | 11/1/20 |  |  |  | Sequential Compression Device | SEQUENTIALCOMPRESSIONDEV-Covidien-700 SERIES | [22 empty] | Sequential Compression Device | SEQUENTIALCOMPRESSIONDEV | Sequential Compression Device | Covidien
NO | YES |  |  |  | PSD2747 | 129-31447 | COVIDIEN | 700 SERIES |  | V1914526SX | Sugar Land-Med/Surg-West 4th |  |  |  |  | PSD2747 | 129-31447 | Sugar Land | MHHS-Sugarland | Sugar Land-Med/Surg-West 4th | Suite 403 | 12/1/19 | 12/1/20 |  |  |  | Sequential Compression Device | SEQUENTIALCOMPRESSIONDEV-Covidien-700 SERIES | [22 empty] | Sequential Compression Device | SEQUENTIALCOMPRESSIONDEV | Sequential Compression Device | Covidien
NO | YES | Serial Number V1918810SX |  |  | 129-31399 | 129-31399 | COVIDIEN | 700 SERIES |  | V1918810SX | 4th floor |  |  |  |  | 129-31399 | 129-31399 | Sugar Land | MH sugar land | 4th floor | Clean utility | [5 empty] | Sequential Compression Device | SEQUENTIALCOMPRESSIONDEV-Covidien-700 SERIES | [22 empty] | Sequential Compression Device | SEQUENTIALCOMPRESSIONDEV | Sequential Compression Device | Covidien
NO | YES | Serial Number V1918723SX |  |  | 129-31373 | 129-31373 | COVIDIEN | 700 SERIES |  | V1918723SX | 4 floor |  |  |  |  | 129-31373 | 129-31373 |  |  | 4 floor | Clean utility | [5 empty] | Sequential Compression Device | SEQUENTIALCOMPRESSIONDEV-Covidien-700 SERIES | [22 empty] | Sequential Compression Device | SEQUENTIALCOMPRESSIONDEV | Sequential Compression Device | Covidien
NO | YES |  |  |  | PSD2754 | 129-31454 | COVIDIEN | 700 SERIES |  | V1914549SX | Sugar Land-Med/Surg-West 4th |  |  |  |  | PSD2754 | 129-31454 | Sugar Land | MHHS-Sugarland | Sugar Land-Med/Surg-West 4th | Suite 432 | 12/1/19 | 12/1/20 |  |  |  | Sequential Compression Device | SEQUENTIALCOMPRESSIONDEV-Covidien-700 SERIES | [22 empty] | Sequential Compression Device | SEQUENTIALCOMPRESSIONDEV | Sequential Compression Device | Covidien
NO | YES | Serial Number V1914548SX |  |  | 129-31420 | 129-31420 | COVIDIEN | 700 SERIES |  | V1914548SX | 4 West |  |  |  |  | 129-31420 | 129-31420 | Sugar Land | Memorial Hermann Sugar Land Hospital | 4 West | 4 West | 12/1/19 |  | 12/1/20 |  |  | Sequential Compression Device | SEQUENTIALCOMPRESSIONDEV-Covidien-700 SERIES | [22 empty] | Sequential Compression Device | SEQUENTIALCOMPRESSIONDEV | Sequential Compression Device | Covidien
NO | YES | Asset Tag PSD2732 |  |  | PSD2732 | 129-31432 | COVIDIEN | 700 SERIES |  |  | Sugar Land-Med/Surg-West 4th |  |  |  |  | PSD2732 | 129-31432 | Sugar Land | MHHS-Sugarland | Sugar Land-Med/Surg-West 4th | Suite 431 |  |  |  | Patient in room |  | Sequential Compression Device | SEQUENTIALCOMPRESSIONDEV-Covidien-700 SERIES | [22 empty] | Sequential Compression Device | SEQUENTIALCOMPRESSIONDEV | Sequential Compression Device | Covidien
NO | YES | Asset Tag PSD2744 |  |  | PSD2744 | 129-31444 | COVIDIEN | 700 SERIES |  | V1914496SX | Sugar Land-Med/Surg-West 4th |  |  |  |  | PSD2744 | 129-31444 | Sugar Land | MHHS-Sugarland | Sugar Land-Med/Surg-West 4th | Suite 418 | 12/1/19 | 12/1/20 |  |  |  | Sequential Compression Device | SEQUENTIALCOMPRESSIONDEV-Covidien-700 SERIES | [22 empty] | Sequential Compression Device | SEQUENTIALCOMPRESSIONDEV | Sequential Compression Device | Covidien
NO | YES | Asset Tag PSD2723 |  |  | PSD2723 | 129-31423 | COVIDIEN | 700 SERIES |  | V1914571SX | Sugar Land-OR |  |  |  |  | PSD2723 | 129-31423 | Sugar Land | MHHS-Sugarland | Sugar Land-OR | Suite 419 | 12/1/19 | 12/1/20 |  |  |  | Sequential Compression Device | SEQUENTIALCOMPRESSIONDEV-Covidien-700 SERIES | [22 empty] | Sequential Compression Device | SEQUENTIALCOMPRESSIONDEV | Sequential Compression Device | Covidien
NO | YES |  |  |  | 129-31379 | 129-31379 | COVIDIEN | 700 SERIES |  | V1918718SX | 4 West |  |  |  |  | 129-31379 | 129-31379 | Sugar Land | Memorial Hermann Sugar Land Hospital | 4 West | 4 West | [5 empty] | Sequential Compression Device | SEQUENTIALCOMPRESSIONDEV-Covidien-700 SERIES | [22 empty] | Sequential Compression Device | SEQUENTIALCOMPRESSIONDEV | Sequential Compression Device | Covidien
NO | YES | Asset Tag PSD2676 |  |  | PSD2676 |  | COVIDIEN | 700 SERIES |  | V19187245sx | Med surg |  |  |  |  | PSD2676 |  |  |  | Med surg | [6 empty] | Sequential Compression Device | SEQUENTIALCOMPRESSIONDEV-Covidien-700 SERIES | [22 empty] | Sequential Compression Device | SEQUENTIALCOMPRESSIONDEV | Sequential Compression Device | Covidien
NO | YES |  |  |  | PSD2756 | 129-31456 | COVIDIEN | 700 SERIES |  | V1914500SX | 4th Floor |  |  |  |  | PSD2756 | 129-31456 | Sugar Land | Memorial Hermann Sugar Land Hospital | 4th Floor | Suite 407 | 12/1/19 | 12/1/20 |  |  |  | Sequential Compression Device | SEQUENTIALCOMPRESSIONDEV-Covidien-700 SERIES | [22 empty] | Sequential Compression Device | SEQUENTIALCOMPRESSIONDEV | Sequential Compression Device | Covidien
NO | YES | Asset Tag PSD2733 |  |  | PSD2733 | 129-31433 | COVIDIEN | 700 SERIES |  | V1914521SX | 4 West |  |  |  |  | PSD2733 | 129-31433 | Sugar Land | Memorial Hermann Sugar Land Hospital | 4 West | 4 West | 12/1/19 |  | 12/1/20 |  |  | Sequential Compression Device | SEQUENTIALCOMPRESSIONDEV-Covidien-700 SERIES | [22 empty] | Sequential Compression Device | SEQUENTIALCOMPRESSIONDEV | Sequential Compression Device | Covidien
YES | YES |  |  |  | 029-13155 | 029-13155 | COVIDIEN | 700 SERIES |  | V1927934SX | WOODLANDS - OR |  |  |  |  | 029-13155 | 029-13155 | Woodlands |  | WOODLANDS - OR | OR 9 |  |  | 1/1/21 |  |  | Sequential Compression Device | SEQUENTIALCOMPRESSIONDEV-Covidien-700 SERIES | [22 empty] | Sequential Compression Device | SEQUENTIALCOMPRESSIONDEV | Sequential Compression Device | Covidien
YES | YES |  |  |  | 029-13355 | 029-13355 | COVIDIEN | 700 SERIES |  | V1927468SX | WOODLANDS - CENTRAL SUPPLY |  |  |  |  | 029-13355 | 029-13355 | woodlands |  | WOODLANDS - CENTRAL SUPPLY | Pacu nuraing station | [5 empty] | Sequential Compression Device | SEQUENTIALCOMPRESSIONDEV-Covidien-700 SERIES | [22 empty] | Sequential Compression Device | SEQUENTIALCOMPRESSIONDEV | Sequential Compression Device | Covidien
YES | YES |  |  |  | 029-13356 | 029-13356 | COVIDIEN | 700 SERIES |  | V1927971SX | WOODLANDS - CENTRAL SUPPLY |  |  |  |  | 029-13356 | 029-13356 | woodlands |  | WOODLANDS - CENTRAL SUPPLY | Pacu nursing station | [5 empty] | Sequential Compression Device | SEQUENTIALCOMPRESSIONDEV-Covidien-700 SERIES | [22 empty] | Sequential Compression Device | SEQUENTIALCOMPRESSIONDEV | Sequential Compression Device | Covidien
YES | YES |  |  |  | 029-13357 | 029-13357 | COVIDIEN | 700 SERIES |  | V1925206SX | WOODLANDS - CENTRAL SUPPLY |  |  |  |  | 029-13357 | 029-13357 | woodlands |  | WOODLANDS - CENTRAL SUPPLY | Pacu nursing station | [5 empty] | Sequential Compression Device | SEQUENTIALCOMPRESSIONDEV-Covidien-700 SERIES | [22 empty] | Sequential Compression Device | SEQUENTIALCOMPRESSIONDEV | Sequential Compression Device | Covidien
YES | YES |  |  |  | 029-13358 | 029-13358 | COVIDIEN | 700 SERIES |  | V1927921SX | WOODLANDS - CENTRAL SUPPLY |  |  |  |  | 029-13358 | 029-13358 | woodlands |  | WOODLANDS - CENTRAL SUPPLY | Pacu nursing station | [5 empty] | Sequential Compression Device | SEQUENTIALCOMPRESSIONDEV-Covidien-700 SERIES | [22 empty] | Sequential Compression Device | SEQUENTIALCOMPRESSIONDEV | Sequential Compression Device | Covidien
YES | YES |  |  |  | 029-13551 | 029-13551 | COVIDIEN | 700 SERIES |  | V1925185SX | WOODLANDS - BIRTH CENTER |  |  |  |  | 029-13551 | 029-13551 |  |  | WOODLANDS - BIRTH CENTER |  |  |  | 1/1/21 |  |  | Sequential Compression Device | SEQUENTIALCOMPRESSIONDEV-Covidien-700 SERIES | [22 empty] | Sequential Compression Device | SEQUENTIALCOMPRESSIONDEV | Sequential Compression Device | Covidien
YES | YES |  |  |  | 029-13581 | 029-13581 | COVIDIEN | 700 SERIES |  | V1927001SX | TIRR - WOODLANDS INPATIENT |  |  |  |  | 029-13581 | 029-13581 |  |  | TIRR - WOODLANDS INPATIENT | Room 713 |  |  | 1/1/21 |  |  | Sequential Compression Device | SEQUENTIALCOMPRESSIONDEV-Covidien-700 SERIES | [22 empty] | Sequential Compression Device | SEQUENTIALCOMPRESSIONDEV | Sequential Compression Device | Covidien
YES | YES |  |  |  | 029-13650 | 029-13650 | COVIDIEN | 700 SERIES |  |  | East Tower 5th Floor |  |  |  |  | 029-13650 | 029-13650 | Woodlands | Memorial Hermann Hospital Woodlands | East Tower 5th Floor | Room E513 | [5 empty] | Sequential Compression Device | SEQUENTIALCOMPRESSIONDEV-Covidien-700 SERIES | [22 empty] | Sequential Compression Device | SEQUENTIALCOMPRESSIONDEV | Sequential Compression Device | Covidien
YES | YES |  |  |  | 029-13653 | 029-13653 | COVIDIEN | 700 SERIES |  |  | East Tower 5th Floor |  |  |  |  | 029-13653 | 029-13653 | Woodlands | Memorial Hermann Hospital Woodlands | East Tower 5th Floor | Room E516 |  |  | 1/1/21 |  |  | Sequential Compression Device | SEQUENTIALCOMPRESSIONDEV-Covidien-700 SERIES | [22 empty] | Sequential Compression Device | SEQUENTIALCOMPRESSIONDEV | Sequential Compression Device | Covidien
YES | YES |  |  |  | 029-13659 | 029-13659 | COVIDIEN | 700 SERIES |  |  | East Tower 5th Floor |  |  |  |  | 029-13659 | 029-13659 | Woodlands | Memorial Hermann Hospital Woodlands | East Tower 5th Floor | RoomE521 | 1/1/20 |  | 1/1/21 |  |  | Sequential Compression Device | SEQUENTIALCOMPRESSIONDEV-Covidien-700 SERIES | [22 empty] | Sequential Compression Device | SEQUENTIALCOMPRESSIONDEV | Sequential Compression Device | Covidien
YES | YES |  |  |  | 029-13870 | 029-13870 | COVIDIEN | 700 SERIES |  |  | East Tower 5th Floor |  |  |  |  | 029-13870 | 029-13870 | Woodlands | Memorial Hermann Hospital Woodlands | East Tower 5th Floor | Room E525 | [5 empty] | Sequential Compression Device | SEQUENTIALCOMPRESSIONDEV-Covidien-700 SERIES | [22 empty] | Sequential Compression Device | SEQUENTIALCOMPRESSIONDEV | Sequential Compression Device | Covidien
YES | YES |  |  |  | 029-13885 | 029-13885 | COVIDIEN | 700 SERIES |  |  | East Tower 5th Floor |  |  |  |  | 029-13885 | 029-13885 | Woodlands | Memorial Hermann Hospital Woodlands | East Tower 5th Floor | Room E541 |  |  |  | In use |  | Sequential Compression Device | SEQUENTIALCOMPRESSIONDEV-Covidien-700 SERIES | [22 empty] | Sequential Compression Device | SEQUENTIALCOMPRESSIONDEV | Sequential Compression Device | Covidien
YES | YES |  |  |  | 029-13892 | 029-13892 | COVIDIEN | 700 SERIES |  |  | East Tower 5th Floor |  |  |  |  | 029-13892 | 029-13892 | Woodlands | Memorial Hermann Hospital Woodlands | East Tower 5th Floor | Room E534 | 1/1/20 |  | 1/1/21 |  |  | Sequential Compression Device | SEQUENTIALCOMPRESSIONDEV-Covidien-700 SERIES | [22 empty] | Sequential Compression Device | SEQUENTIALCOMPRESSIONDEV | Sequential Compression Device | Covidien
YES | YES |  |  |  | 029-13729 | 029-13729 | COVIDIEN | 700 SERIES |  |  | East Tower 5th Floor |  |  |  |  | 029-13729 | 029-13729 | Woodlands | Memorial Hermann Hospital Woodlands | East Tower 5th Floor | Room E533 | [5 empty] | Sequential Compression Device | SEQUENTIALCOMPRESSIONDEV-Covidien-700 SERIES | [22 empty] | Sequential Compression Device | SEQUENTIALCOMPRESSIONDEV | Sequential Compression Device | Covidien
YES | YES |  |  |  | 029-13736 | 029-13736 | COVIDIEN | 700 SERIES |  |  | East Tower 5th Floor |  |  |  |  | 029-13736 | 029-13736 | Woodlands | Memorial Hermann Hospital Woodlands | East Tower 5th Floor | Room E531 | [5 empty] | Sequential Compression Device | SEQUENTIALCOMPRESSIONDEV-Covidien-700 SERIES | [22 empty] | Sequential Compression Device | SEQUENTIALCOMPRESSIONDEV | Sequential Compression Device | Covidien
YES | YES |  |  |  | 029-13826 | 029-13826 | COVIDIEN | 700 SERIES |  | V1927963SX | WOODLANDS - OR |  |  |  |  | 029-13826 | 029-13826 |  |  | WOODLANDS - OR | Room 1 |  |  | 1/1/21 |  |  | Sequential Compression Device | SEQUENTIALCOMPRESSIONDEV-Covidien-700 SERIES | [22 empty] | Sequential Compression Device | SEQUENTIALCOMPRESSIONDEV | Sequential Compression Device | Covidien
YES | YES |  |  |  | 029-13825 | 029-13825 | COVIDIEN | 700 SERIES |  | V1928158SX | WOODLANDS - OR |  |  |  |  | 029-13825 | 029-13825 |  |  | WOODLANDS - OR | Room 1 |  |  | 1/1/21 |  |  | Sequential Compression Device | SEQUENTIALCOMPRESSIONDEV-Covidien-700 SERIES | [22 empty] | Sequential Compression Device | SEQUENTIALCOMPRESSIONDEV | Sequential Compression Device | Covidien
YES | YES |  |  |  | 029-13824 | 029-13824 | COVIDIEN | 700 SERIES |  | V1928115SX | WOODLANDS - CENTRAL SUPPLY |  |  |  |  | 029-13824 | 029-13824 |  |  | WOODLANDS - CENTRAL SUPPLY | Room 3 |  |  | 1/1/21 |  |  | Sequential Compression Device | SEQUENTIALCOMPRESSIONDEV-Covidien-700 SERIES | [22 empty] | Sequential Compression Device | SEQUENTIALCOMPRESSIONDEV | Sequential Compression Device | Covidien
YES | YES |  |  |  | 029-13823 | 029-13823 | COVIDIEN | 700 SERIES |  | V1927980SX | WOODLANDS - PREOP |  |  |  |  | 029-13823 | 029-13823 |  |  | WOODLANDS - PREOP | Room 4 |  |  | 1/1/21 |  |  | Sequential Compression Device | SEQUENTIALCOMPRESSIONDEV-Covidien-700 SERIES | [22 empty] | Sequential Compression Device | SEQUENTIALCOMPRESSIONDEV | Sequential Compression Device | Covidien
YES | YES |  |  |  | 029-13822 | 029-13822 | COVIDIEN | 700 SERIES |  | V1925176SX | WOODLANDS - PREOP |  |  |  |  | 029-13822 | 029-13822 |  |  | WOODLANDS - PREOP | Room 5 |  |  | 1/1/21 |  |  | Sequential Compression Device | SEQUENTIALCOMPRESSIONDEV-Covidien-700 SERIES | [22 empty] | Sequential Compression Device | SEQUENTIALCOMPRESSIONDEV | Sequential Compression Device | Covidien
YES | YES |  |  |  | 029-13821 | 029-13821 | COVIDIEN | 700 SERIES |  | V1927031SX | WOODLANDS - PACU |  |  |  |  | 029-13821 | 029-13821 |  |  | WOODLANDS - PACU | Room 6 |  |  | 1/1/21 |  |  | Sequential Compression Device | SEQUENTIALCOMPRESSIONDEV-Covidien-700 SERIES | [22 empty] | Sequential Compression Device | SEQUENTIALCOMPRESSIONDEV | Sequential Compression Device | Covidien
YES | YES |  |  |  | 029-13820 | 029-13820 | COVIDIEN | 700 SERIES |  | V1927476SX | WOODLANDS - PREOP |  |  |  |  | 029-13820 | 029-13820 |  |  | WOODLANDS - PREOP | Room 7 |  |  | 1/1/21 |  |  | Sequential Compression Device | SEQUENTIALCOMPRESSIONDEV-Covidien-700 SERIES | [22 empty] | Sequential Compression Device | SEQUENTIALCOMPRESSIONDEV | Sequential Compression Device | Covidien
YES | YES |  |  |  | 029-13819 | 029-13819 | COVIDIEN | 700 SERIES |  | V1927915SX | WOODLANDS - PREOP |  |  |  |  | 029-13819 | 029-13819 |  |  | WOODLANDS - PREOP | Room 7 |  |  | 1/1/21 |  |  | Sequential Compression Device | SEQUENTIALCOMPRESSIONDEV-Covidien-700 SERIES | [22 empty] | Sequential Compression Device | SEQUENTIALCOMPRESSIONDEV | Sequential Compression Device | Covidien
YES | YES |  |  |  | 029-13818 | 029-13818 | COVIDIEN | 700 SERIES |  | V1927498SX | WOODLANDS - PREOP |  |  |  |  | 029-13818 | 029-13818 |  |  | WOODLANDS - PREOP | Room 8 |  |  | 1/1/21 |  |  | Sequential Compression Device | SEQUENTIALCOMPRESSIONDEV-Covidien-700 SERIES | [22 empty] | Sequential Compression Device | SEQUENTIALCOMPRESSIONDEV | Sequential Compression Device | Covidien
YES | YES |  |  |  | 029-13817 | 029-13817 | COVIDIEN | 700 SERIES |  | V1928118SX | WOODLANDS - PREOP |  |  |  |  | 029-13817 | 029-13817 |  |  | WOODLANDS - PREOP | Room 10 |  |  | 1/1/21 |  |  | Sequential Compression Device | SEQUENTIALCOMPRESSIONDEV-Covidien-700 SERIES | [22 empty] | Sequential Compression Device | SEQUENTIALCOMPRESSIONDEV | Sequential Compression Device | Covidien
YES | YES |  |  |  | 029-13836 | 029-13836 | COVIDIEN | 700 SERIES |  | V1927446SX | WOODLANDS - PREOP |  |  |  |  | 029-13836 | 029-13836 |  |  | WOODLANDS - PREOP | Room 11 |  |  | 1/1/21 |  |  | Sequential Compression Device | SEQUENTIALCOMPRESSIONDEV-Covidien-700 SERIES | [22 empty] | Sequential Compression Device | SEQUENTIALCOMPRESSIONDEV | Sequential Compression Device | Covidien
YES | YES |  |  |  | 029-13838 | 029-13838 | COVIDIEN | 700 SERIES |  | V1928123SX | WOODLANDS - PREOP |  |  |  |  | 029-13838 | 029-13838 |  |  | WOODLANDS - PREOP | Room 12 |  |  | 1/1/21 |  |  | Sequential Compression Device | SEQUENTIALCOMPRESSIONDEV-Covidien-700 SERIES | [22 empty] | Sequential Compression Device | SEQUENTIALCOMPRESSIONDEV | Sequential Compression Device | Covidien
YES | YES |  |  |  | 029-13839 | 029-13839 | COVIDIEN | 700 SERIES |  | V1928156SX | WOODLANDS - PREOP |  |  |  |  | 029-13839 | 029-13839 |  |  | WOODLANDS - PREOP | Room 14 |  |  | 1/1/21 |  |  | Sequential Compression Device | SEQUENTIALCOMPRESSIONDEV-Covidien-700 SERIES | [22 empty] | Sequential Compression Device | SEQUENTIALCOMPRESSIONDEV | Sequential Compression Device | Covidien
YES | YES |  |  |  | 029-13841 | 029-13841 | COVIDIEN | 700 SERIES |  | V1928111SX | WOODLANDS - PREOP |  |  |  |  | 029-13841 | 029-13841 |  |  | WOODLANDS - PREOP | Room 15 |  |  | 1/1/21 |  |  | Sequential Compression Device | SEQUENTIALCOMPRESSIONDEV-Covidien-700 SERIES | [22 empty] | Sequential Compression Device | SEQUENTIALCOMPRESSIONDEV | Sequential Compression Device | Covidien
YES | YES |  |  |  | 029-13842 | 029-13842 | COVIDIEN | 700 SERIES |  | V1927922SX | WOODLANDS - Pre op |  |  |  |  | 029-13842 | 029-13842 |  |  | WOODLANDS - Pre op | Storage room |  |  | 1/1/21 |  |  | Sequential Compression Device | SEQUENTIALCOMPRESSIONDEV-Covidien-700 SERIES | [22 empty] | Sequential Compression Device | SEQUENTIALCOMPRESSIONDEV | Sequential Compression Device | Covidien
YES | YES |  |  |  | 029-13843 | 029-13843 | COVIDIEN | 700 SERIES |  | V1926977SX | WOODLANDS - Pre op |  |  |  |  | 029-13843 | 029-13843 |  |  | WOODLANDS - Pre op | Storage room |  |  | 1/1/21 |  |  | Sequential Compression Device | SEQUENTIALCOMPRESSIONDEV-Covidien-700 SERIES | [22 empty] | Sequential Compression Device | SEQUENTIALCOMPRESSIONDEV | Sequential Compression Device | Covidien
YES | YES |  |  |  | 029-13844 | 029-13844 | COVIDIEN | 700 SERIES |  | V1927447SX | WOODLANDS - Pre op |  |  |  |  | 029-13844 | 029-13844 |  |  | WOODLANDS - Pre op | Storage room |  |  | 1/1/21 |  |  | Sequential Compression Device | SEQUENTIALCOMPRESSIONDEV-Covidien-700 SERIES | [22 empty] | Sequential Compression Device | SEQUENTIALCOMPRESSIONDEV | Sequential Compression Device | Covidien
YES | YES |  |  |  | 029-13845 | 029-13845 | COVIDIEN | 700 SERIES |  | V1928126SX | WOODLANDS - Pre op |  |  |  |  | 029-13845 | 029-13845 |  |  | WOODLANDS - Pre op | Storage room |  |  | 1/1/21 |  |  | Sequential Compression Device | SEQUENTIALCOMPRESSIONDEV-Covidien-700 SERIES | [22 empty] | Sequential Compression Device | SEQUENTIALCOMPRESSIONDEV | Sequential Compression Device | Covidien
YES | YES |  |  |  | 029-13846 | 029-13846 | COVIDIEN | 700 SERIES |  | V1928010SX | Pre-op |  |  |  |  | 029-13846 | 029-13846 |  |  | Pre-op | Storage | 3/1/20 |  | 1/1/21 |  |  | Sequential Compression Device | SEQUENTIALCOMPRESSIONDEV-Covidien-700 SERIES | [22 empty] | Sequential Compression Device | SEQUENTIALCOMPRESSIONDEV | Sequential Compression Device | Covidien
YES | YES |  |  |  | 029-13847 | 029-13847 | COVIDIEN | 700 SERIES |  | V1928175SX | Pre-op |  |  |  |  | 029-13847 | 029-13847 |  |  | Pre-op | Storage |  |  | 1/1/21 |  |  | Sequential Compression Device | SEQUENTIALCOMPRESSIONDEV-Covidien-700 SERIES | [22 empty] | Sequential Compression Device | SEQUENTIALCOMPRESSIONDEV | Sequential Compression Device | Covidien
YES | YES |  |  |  | 029-13848 | 029-13848 | COVIDIEN | 700 SERIES |  | V1925189SX | Pre-op |  |  |  |  | 029-13848 | 029-13848 |  |  | Pre-op | Storage |  |  | 1/1/21 |  |  | Sequential Compression Device | SEQUENTIALCOMPRESSIONDEV-Covidien-700 SERIES | [22 empty] | Sequential Compression Device | SEQUENTIALCOMPRESSIONDEV | Sequential Compression Device | Covidien
YES | YES |  |  |  | 029-13849 | 029-13849 | COVIDIEN | 700 SERIES |  | V1928102SX | Pre-op |  |  |  |  | 029-13849 | 029-13849 |  |  | Pre-op | Storage |  |  | 1/1/21 |  |  | Sequential Compression Device | SEQUENTIALCOMPRESSIONDEV-Covidien-700 SERIES | [22 empty] | Sequential Compression Device | SEQUENTIALCOMPRESSIONDEV | Sequential Compression Device | Covidien
YES | YES |  |  |  | 029-13850 | 029-13850 | COVIDIEN | 700 SERIES |  | V1925184SX | Pre-op |  |  |  |  | 029-13850 | 029-13850 |  |  | Pre-op | Storage |  |  | 1/1/21 |  |  | Sequential Compression Device | SEQUENTIALCOMPRESSIONDEV-Covidien-700 SERIES | [22 empty] | Sequential Compression Device | SEQUENTIALCOMPRESSIONDEV | Sequential Compression Device | Covidien
YES | YES |  |  |  | 029-13851 | 029-13851 | COVIDIEN | 700 SERIES |  | V1925183SX | Pre-op |  |  |  |  | 029-13851 | 029-13851 |  |  | Pre-op | Storage |  |  | 1/1/21 |  |  | Sequential Compression Device | SEQUENTIALCOMPRESSIONDEV-Covidien-700 SERIES | [22 empty] | Sequential Compression Device | SEQUENTIALCOMPRESSIONDEV | Sequential Compression Device | Covidien
YES | YES |  |  |  | 029-13852 | 029-13852 | COVIDIEN | 700 SERIES |  | V1928170SX | Pre-op |  |  |  |  | 029-13852 | 029-13852 |  |  | Pre-op | Storage |  |  | 1/1/21 |  |  | Sequential Compression Device | SEQUENTIALCOMPRESSIONDEV-Covidien-700 SERIES | [22 empty] | Sequential Compression Device | SEQUENTIALCOMPRESSIONDEV | Sequential Compression Device | Covidien
YES | YES |  |  |  | 029-13853 | 029-13853 | COVIDIEN | 700 SERIES |  | V1927975SX | Pre-op |  |  |  |  | 029-13853 | 029-13853 |  |  | Pre-op | Storage |  |  | 1/1/21 |  |  | Sequential Compression Device | SEQUENTIALCOMPRESSIONDEV-Covidien-700 SERIES | [22 empty] | Sequential Compression Device | SEQUENTIALCOMPRESSIONDEV | Sequential Compression Device | Covidien
YES | YES |  |  |  | 029-13854 | 029-13854 | COVIDIEN | 700 SERIES |  | V1926967SX | Pre-op |  |  |  |  | 029-13854 | 029-13854 |  |  | Pre-op | Storage |  |  | 1/1/21 |  |  | Sequential Compression Device | SEQUENTIALCOMPRESSIONDEV-Covidien-700 SERIES | [22 empty] | Sequential Compression Device | SEQUENTIALCOMPRESSIONDEV | Sequential Compression Device | Covidien
YES | YES |  |  |  | 029-13800 | 029-13800 | COVIDIEN | 700 SERIES |  | V1927988SX | Pre-op |  |  |  |  | 029-13800 | 029-13800 |  |  | Pre-op | Storage |  |  | 1/1/21 |  |  | Sequential Compression Device | SEQUENTIALCOMPRESSIONDEV-Covidien-700 SERIES | [22 empty] | Sequential Compression Device | SEQUENTIALCOMPRESSIONDEV | Sequential Compression Device | Covidien
YES | YES |  |  |  | 029-13801 | 029-13801 | COVIDIEN | 700 SERIES |  | V1925194SX | Pre-op |  |  |  |  | 029-13801 | 029-13801 |  |  | Pre-op | Storage |  |  | 1/1/21 |  |  | Sequential Compression Device | SEQUENTIALCOMPRESSIONDEV-Covidien-700 SERIES | [22 empty] | Sequential Compression Device | SEQUENTIALCOMPRESSIONDEV | Sequential Compression Device | Covidien
YES | YES |  |  |  | 029-13802 | 029-13802 | COVIDIEN | 700 SERIES |  | V1926987SX | Pre-op |  |  |  |  | 029-13802 | 029-13802 |  |  | Pre-op | Storage |  |  | 1/1/21 |  |  | Sequential Compression Device | SEQUENTIALCOMPRESSIONDEV-Covidien-700 SERIES | [22 empty] | Sequential Compression Device | SEQUENTIALCOMPRESSIONDEV | Sequential Compression Device | Covidien
YES | YES |  |  |  | 029-13803 | 029-13803 | COVIDIEN | 700 SERIES |  | V1928011SX | Pre-op |  |  |  |  | 029-13803 | 029-13803 |  |  | Pre-op | Storage |  |  | 1/1/21 |  |  | Sequential Compression Device | SEQUENTIALCOMPRESSIONDEV-Covidien-700 SERIES | [22 empty] | Sequential Compression Device | SEQUENTIALCOMPRESSIONDEV | Sequential Compression Device | Covidien
YES | YES |  |  |  | 029-13804 | 029-13804 | COVIDIEN | 700 SERIES |  | V1927486SX | Pre-op |  |  |  |  | 029-13804 | 029-13804 |  |  | Pre-op | Storage |  |  | 1/1/21 |  |  | Sequential Compression Device | SEQUENTIALCOMPRESSIONDEV-Covidien-700 SERIES | [22 empty] | Sequential Compression Device | SEQUENTIALCOMPRESSIONDEV | Sequential Compression Device | Covidien
YES | YES |  |  |  | 029-13805 | 029-13805 | COVIDIEN | 700 SERIES |  | V1928161 | Pre-op |  |  |  |  | 029-13805 | 029-13805 |  |  | Pre-op | Storage |  |  | 1/1/21 |  |  | Sequential Compression Device | SEQUENTIALCOMPRESSIONDEV-Covidien-700 SERIES | [22 empty] | Sequential Compression Device | SEQUENTIALCOMPRESSIONDEV | Sequential Compression Device | Covidien
YES | YES |  |  |  | 029-13806 | 029-13806 | COVIDIEN | 700 SERIES |  | V1927517SX | Pre-op |  |  |  |  | 029-13806 | 029-13806 |  |  | Pre-op | Storage |  |  | 1/1/21 |  |  | Sequential Compression Device | SEQUENTIALCOMPRESSIONDEV-Covidien-700 SERIES | [22 empty] | Sequential Compression Device | SEQUENTIALCOMPRESSIONDEV | Sequential Compression Device | Covidien
YES | YES |  |  |  | 029-13807 | 029-13807 | COVIDIEN | 700 SERIES |  | V1927029SX | Pre-op |  |  |  |  | 029-13807 | 029-13807 |  |  | Pre-op | Storage |  |  | 1/1/21 |  |  | Sequential Compression Device | SEQUENTIALCOMPRESSIONDEV-Covidien-700 SERIES | [22 empty] | Sequential Compression Device | SEQUENTIALCOMPRESSIONDEV | Sequential Compression Device | Covidien
YES | YES |  |  |  | 074-06136 | 074-06136 | COVIDIEN | 700 SERIES |  | V1927003SC | Central supply |  |  |  |  | 074-06136 | 074-06136 | Woodlands | Memorial Hermann The Woodlands Medical Center | Central supply | Per-op Endo | 1/1/20 |  | 1/1/21 |  |  | Sequential Compression Device | SEQUENTIALCOMPRESSIONDEV-Covidien-700 SERIES | [22 empty] | Sequential Compression Device | SEQUENTIALCOMPRESSIONDEV | Sequential Compression Device | Covidien
YES | YES |  |  |  | 029-13808 | 029-13808 | COVIDIEN | 700 SERIES |  | V1928130SX | Pre-op |  |  |  |  | 029-13808 | 029-13808 |  |  | Pre-op | Storage |  |  | 1/1/21 |  |  | Sequential Compression Device | SEQUENTIALCOMPRESSIONDEV-Covidien-700 SERIES | [22 empty] | Sequential Compression Device | SEQUENTIALCOMPRESSIONDEV | Sequential Compression Device | Covidien
YES | YES |  |  |  | 074-06137 | 074-06137 | COVIDIEN | 700 SERIES |  | V1927977SX | Central supply |  |  |  |  | 074-06137 | 074-06137 | Woodlands | Memorial Hermann The Woodlands Medical Center | Central supply | Per-op Endo | 1/1/20 |  | 1/1/21 |  |  | Sequential Compression Device | SEQUENTIALCOMPRESSIONDEV-Covidien-700 SERIES | [22 empty] | Sequential Compression Device | SEQUENTIALCOMPRESSIONDEV | Sequential Compression Device | Covidien
YES | YES |  |  |  | 029-13809 | 029-13809 | COVIDIEN | 700 SERIES |  | V1927738SX | Pre-op |  |  |  |  | 029-13809 | 029-13809 |  |  | Pre-op | Storage |  |  | 1/1/21 |  |  | Sequential Compression Device | SEQUENTIALCOMPRESSIONDEV-Covidien-700 SERIES | [22 empty] | Sequential Compression Device | SEQUENTIALCOMPRESSIONDEV | Sequential Compression Device | Covidien
YES | YES |  |  |  | 074-06138 | 074-06138 | COVIDIEN | 700 SERIES |  | V1928149SX | Central supply |  |  |  |  | 074-06138 | 074-06138 | Woodlands | Memorial Hermann The Woodlands Medical Center | Central supply | Per-op Endo | 1/1/20 |  | 1/1/21 |  |  | Sequential Compression Device | SEQUENTIALCOMPRESSIONDEV-Covidien-700 SERIES | [22 empty] | Sequential Compression Device | SEQUENTIALCOMPRESSIONDEV | Sequential Compression Device | Covidien
YES | YES |  |  |  | 029-13810 | 029-13810 | COVIDIEN | 700 SERIES |  |  | Pre-op |  |  |  |  | 029-13810 | 029-13810 |  |  | Pre-op | Storage |  |  | 1/1/21 |  |  | Sequential Compression Device | SEQUENTIALCOMPRESSIONDEV-Covidien-700 SERIES | [22 empty] | Sequential Compression Device | SEQUENTIALCOMPRESSIONDEV | Sequential Compression Device | Covidien
YES | YES |  |  |  | 074-06139 | 074-06139 | COVIDIEN | 700 SERIES |  | V1927733SX | Central supply |  |  |  |  | 074-06139 | 074-06139 | Woodlands | Memorial Hermann The Woodlands Medical Center | Central supply | Per-op Endo | 1/1/20 |  | 1/1/21 |  |  | Sequential Compression Device | SEQUENTIALCOMPRESSIONDEV-Covidien-700 SERIES | [22 empty] | Sequential Compression Device | SEQUENTIALCOMPRESSIONDEV | Sequential Compression Device | Covidien
YES | YES |  |  |  | 074-06141 | 074-06141 | COVIDIEN | 700 SERIES |  | V1927750SX | WOODLANDS - PCU6 |  |  |  |  | 074-06141 | 074-06141 | Woodlands | Memorial Hermann The Woodlands Medical Center | WOODLANDS - PCU6 | PCU6 | 1/1/20 |  | 1/1/21 |  |  | Sequential Compression Device | SEQUENTIALCOMPRESSIONDEV-Covidien-700 SERIES | [22 empty] | Sequential Compression Device | SEQUENTIALCOMPRESSIONDEV | Sequential Compression Device | Covidien
YES | YES |  |  |  | 029-13899 | 029-13899 | COVIDIEN | 700 SERIES |  | V1927958SX | WOODLANDS - PCU 6 |  |  |  |  | 029-13899 | 029-13899 |  |  | WOODLANDS - PCU 6 | Room 215 |  |  | 1/1/21 |  |  | Sequential Compression Device | SEQUENTIALCOMPRESSIONDEV-Covidien-700 SERIES | [22 empty] | Sequential Compression Device | SEQUENTIALCOMPRESSIONDEV | Sequential Compression Device | Covidien
YES | YES |  |  |  | 074-06144 | 074-06144 | COVIDIEN | 700 SERIES |  | V1927935SX | WOODLANDS - PCU6 |  |  |  |  | 074-06144 | 074-06144 | Woodlands | Memorial Hermann The Woodlands Medical Center | WOODLANDS - PCU6 | PCU6 | 1/1/20 |  | 1/1/21 |  |  | Sequential Compression Device | SEQUENTIALCOMPRESSIONDEV-Covidien-700 SERIES | [22 empty] | Sequential Compression Device | SEQUENTIALCOMPRESSIONDEV | Sequential Compression Device | Covidien
YES | YES |  |  |  | 029-13902 | 029-13902 | COVIDIEN | 700 SERIES |  |  | WOODLANDS - SICU |  |  |  |  | 029-13902 | 029-13902 |  |  | WOODLANDS - SICU | Room 223 |  |  | 1/1/21 |  |  | Sequential Compression Device | SEQUENTIALCOMPRESSIONDEV-Covidien-700 SERIES | [22 empty] | Sequential Compression Device | SEQUENTIALCOMPRESSIONDEV | Sequential Compression Device | Covidien
YES | YES |  |  |  | 029-13905 | 029-13905 | COVIDIEN | 700 SERIES |  | V1926950SX | Woodland PCU 6 |  |  |  |  | 029-13905 | 029-13905 |  |  | Woodland PCU 6 | Room 224 |  |  | 1/1/21 |  |  | Sequential Compression Device | SEQUENTIALCOMPRESSIONDEV-Covidien-700 SERIES | [22 empty] | Sequential Compression Device | SEQUENTIALCOMPRESSIONDEV | Sequential Compression Device | Covidien
YES | YES |  |  |  | 029-13906 | 029-13906 | COVIDIEN | 700 SERIES |  | V1927487SX | WOODLANDS - ER |  |  |  |  | 029-13906 | 029-13906 |  |  | WOODLANDS - ER | Room 225 |  |  | 1/1/21 |  |  | Sequential Compression Device | SEQUENTIALCOMPRESSIONDEV-Covidien-700 SERIES | [22 empty] | Sequential Compression Device | SEQUENTIALCOMPRESSIONDEV | Sequential Compression Device | Covidien
YES | YES |  |  |  | 029-13910 | 029-13910 | COVIDIEN | 700 SERIES |  | V1925209SX | WOODLANDS - PCU 6 |  |  |  |  | 029-13910 | 029-13910 |  |  | WOODLANDS - PCU 6 | Room 232 |  |  | 1/1/21 |  |  | Sequential Compression Device | SEQUENTIALCOMPRESSIONDEV-Covidien-700 SERIES | [22 empty] | Sequential Compression Device | SEQUENTIALCOMPRESSIONDEV | Sequential Compression Device | Covidien
YES | YES |  |  |  | 029-13519 | 029-13519 | COVIDIEN | 700 SERIES |  | V1928174SX | WOODLANDS - PCU 6 |  |  |  |  | 029-13519 | 029-13519 |  |  | WOODLANDS - PCU 6 | Room 231 |  |  | 1/1/21 |  |  | Sequential Compression Device | SEQUENTIALCOMPRESSIONDEV-Covidien-700 SERIES | [22 empty] | Sequential Compression Device | SEQUENTIALCOMPRESSIONDEV | Sequential Compression Device | Covidien
YES | YES |  |  |  | 029-13521 | 029-13521 | COVIDIEN | 700 SERIES |  | V1927792SX | WOODLANDS - PCU 6 |  |  |  |  | 029-13521 | 029-13521 |  |  | WOODLANDS - PCU 6 | Room 233 |  |  | 1/1/21 |  |  | Sequential Compression Device | SEQUENTIALCOMPRESSIONDEV-Covidien-700 SERIES | [22 empty] | Sequential Compression Device | SEQUENTIALCOMPRESSIONDEV | Sequential Compression Device | Covidien
YES | YES |  |  |  | 029-13523 | 029-13523 | COVIDIEN | 700 SERIES |  | V1927729SX | WOODLANDS - PCU6 |  |  |  |  | 029-13523 | 029-13523 |  |  | WOODLANDS - PCU6 | Room 234 |  |  | 1/1/21 |  |  | Sequential Compression Device | SEQUENTIALCOMPRESSIONDEV-Covidien-700 SERIES | [22 empty] | Sequential Compression Device | SEQUENTIALCOMPRESSIONDEV | Sequential Compression Device | Covidien
YES | YES |  |  |  | 029-13525 | 029-13525 | COVIDIEN | 700 SERIES |  | V1928139SX | WOODLANDS - PCU6 |  |  |  |  | 029-13525 | 029-13525 |  |  | WOODLANDS - PCU6 | Room 235 |  |  | 1/1/21 |  |  | Sequential Compression Device | SEQUENTIALCOMPRESSIONDEV-Covidien-700 SERIES | [22 empty] | Sequential Compression Device | SEQUENTIALCOMPRESSIONDEV | Sequential Compression Device | Covidien
YES | YES |  |  |  | 074-06151 | 074-06151 | COVIDIEN | 700 SERIES |  | v1926952SX | WOODLANDS - PCU6 |  |  |  |  | 074-06151 | 074-06151 | Woodlands | Memorial Hermann The Woodlands Medical Center | WOODLANDS - PCU6 | PCU6 | 1/1/20 |  | 1/1/21 |  |  | Sequential Compression Device | SEQUENTIALCOMPRESSIONDEV-Covidien-700 SERIES | [22 empty] | Sequential Compression Device | SEQUENTIALCOMPRESSIONDEV | Sequential Compression Device | Covidien
YES | YES |  |  |  | 074-06156 | 074-06156 | COVIDIEN | 700 SERIES |  | V1926991SX | PCI 5 |  |  |  |  | 074-06156 | 074-06156 | Woodlands | Memorial Hermann The Woodlands Medical Center | PCI 5 | PCU 5 | 1/1/20 |  | 1/1/21 |  |  | Sequential Compression Device | SEQUENTIALCOMPRESSIONDEV-Covidien-700 SERIES | [22 empty] | Sequential Compression Device | SEQUENTIALCOMPRESSIONDEV | Sequential Compression Device | Covidien
YES | YES |  |  |  | 029-13915 | 029-13915 | COVIDIEN | 700 SERIES |  | V1928154SX | WOODLANDS - PCU5 |  |  |  |  | 029-13915 | 029-13915 |  |  | WOODLANDS - PCU5 | Room 5213 |  |  | 1/1/21 |  |  | Sequential Compression Device | SEQUENTIALCOMPRESSIONDEV-Covidien-700 SERIES | [22 empty] | Sequential Compression Device | SEQUENTIALCOMPRESSIONDEV | Sequential Compression Device | Covidien
YES | YES |  |  |  | 029-13917 | 029-13917 | COVIDIEN | 700 SERIES |  | V1927982SX | WOODLANDS - PCU5 |  |  |  |  | 029-13917 | 029-13917 |  |  | WOODLANDS - PCU5 | Room 5221 |  |  | 1/1/21 |  |  | Sequential Compression Device | SEQUENTIALCOMPRESSIONDEV-Covidien-700 SERIES | [22 empty] | Sequential Compression Device | SEQUENTIALCOMPRESSIONDEV | Sequential Compression Device | Covidien
YES | YES |  |  |  | 029-13919 | 029-13919 | COVIDIEN | 700 SERIES |  | V1925225SX | WOODLANDS - PCU5 |  |  |  |  | 029-13919 | 029-13919 |  |  | WOODLANDS - PCU5 | Room 5222 |  |  | 1/1/21 |  |  | Sequential Compression Device | SEQUENTIALCOMPRESSIONDEV-Covidien-700 SERIES | [22 empty] | Sequential Compression Device | SEQUENTIALCOMPRESSIONDEV | Sequential Compression Device | Covidien
YES | YES |  |  |  | 074-06180 | 074-06180 | COVIDIEN | 700 SERIES |  | V1925191SX | West Tower 4 |  |  |  |  | 074-06180 | 074-06180 | Woodlands | Memorial Hermann Hospital Woodlands | West Tower 4 | Nurse Station | 1/1/20 |  | 1/1/21 |  |  | Sequential Compression Device | SEQUENTIALCOMPRESSIONDEV-Covidien-700 SERIES | [22 empty] | Sequential Compression Device | SEQUENTIALCOMPRESSIONDEV | Sequential Compression Device | Covidien
YES | YES |  |  |  | 074-06164 | 074-06164 | COVIDIEN | 700 SERIES |  | V1925212SX | PCU 4 |  |  |  |  | 074-06164 | 074-06164 | Woodlands | Memorial Hermann The Woodlands Medical Center | PCU 4 | PCU 4 | 1/1/20 |  | 1/1/21 |  |  | Sequential Compression Device | SEQUENTIALCOMPRESSIONDEV-Covidien-700 SERIES | [22 empty] | Sequential Compression Device | SEQUENTIALCOMPRESSIONDEV | Sequential Compression Device | Covidien
YES | YES |  |  |  | 029-13928 | 029-13928 | COVIDIEN | 700 SERIES |  | V1927500SX | PCU4 |  |  |  |  | 029-13928 | 029-13928 |  |  | PCU4 | Room 215 |  |  | 1/1/21 |  |  | Sequential Compression Device | SEQUENTIALCOMPRESSIONDEV-Covidien-700 SERIES | [22 empty] | Sequential Compression Device | SEQUENTIALCOMPRESSIONDEV | Sequential Compression Device | Covidien
YES | YES |  |  |  | 074-06302 | 074-06302 | COVIDIEN | 700 SERIES |  | V1928204SX- | WOODLANDS - PCU5 |  |  |  |  | 074-06302 | 074-06302 |  |  | WOODLANDS - PCU5 | Room 225 |  |  | 1/1/21 |  |  | Sequential Compression Device | SEQUENTIALCOMPRESSIONDEV-Covidien-700 SERIES | [22 empty] | Sequential Compression Device | SEQUENTIALCOMPRESSIONDEV | Sequential Compression Device | Covidien
YES | YES |  |  |  | 074-06193 | 074-06193 | COVIDIEN | 700 SERIES |  | V1928135SX | West Tower Surgical ICU |  |  |  |  | 074-06193 | 074-06193 | Woodlands | Memorial Hermann Hospital Woodlands | West Tower Surgical ICU | Nurse Station | 1/1/20 |  | 1/1/21 |  |  | Sequential Compression Device | SEQUENTIALCOMPRESSIONDEV-Covidien-700 SERIES | [22 empty] | Sequential Compression Device | SEQUENTIALCOMPRESSIONDEV | Sequential Compression Device | Covidien
YES | YES |  |  |  | 029-13294 | 029-13294 | COVIDIEN | 700 SERIES |  | V1927017SC | ICU 4 |  |  |  |  | 029-13294 | 029-13294 | Woodlands | Memorial Hermann The Woodlands Medical Center | ICU 4 | ICU 4 | 1/1/20 |  | 1/1/21 |  |  | Sequential Compression Device | SEQUENTIALCOMPRESSIONDEV-Covidien-700 SERIES | [22 empty] | Sequential Compression Device | SEQUENTIALCOMPRESSIONDEV | Sequential Compression Device | Covidien
YES | YES |  |  |  | 074-06314 | 074-06314 | COVIDIEN | 700 SERIES |  | V1927471SX | WOODLANDS - SICU |  |  |  |  | 074-06314 | 074-06314 |  |  | WOODLANDS - SICU | Room 8 |  |  | 1/1/21 |  |  | Sequential Compression Device | SEQUENTIALCOMPRESSIONDEV-Covidien-700 SERIES | [22 empty] | Sequential Compression Device | SEQUENTIALCOMPRESSIONDEV | Sequential Compression Device | Covidien
YES | YES |  |  |  | 029-13296 | 029-13296 | COVIDIEN | 700 SERIES |  | V1925180SX | ICU 4 |  |  |  |  | 029-13296 | 029-13296 | Woodlands | Memorial Hermann The Woodlands Medical Center | ICU 4 | ICU 4 | 1/1/19 |  | 1/1/20 |  |  | Sequential Compression Device | SEQUENTIALCOMPRESSIONDEV-Covidien-700 SERIES | [22 empty] | Sequential Compression Device | SEQUENTIALCOMPRESSIONDEV | Sequential Compression Device | Covidien
YES | YES |  |  |  | 074-06280 | 074-06280 | COVIDIEN | 700 SERIES |  | V1927451SX | WOODLANDS - SICU |  |  |  |  | 074-06280 | 074-06280 |  |  | WOODLANDS - SICU | Room 3 |  |  | 1/1/21 |  |  | Sequential Compression Device | SEQUENTIALCOMPRESSIONDEV-Covidien-700 SERIES | [22 empty] | Sequential Compression Device | SEQUENTIALCOMPRESSIONDEV | Sequential Compression Device | Covidien
YES | YES |  |  |  | 029-13300 | 029-13300 | COVIDIEN | 700 SERIES |  | V1927477SX | ICU 4 |  |  |  |  | 029-13300 | 029-13300 | Woodlands | Memorial Hermann The Woodlands Medical Center | ICU 4 | ICU 4 | 1/1/20 |  | 1/1/21 |  |  | Sequential Compression Device | SEQUENTIALCOMPRESSIONDEV-Covidien-700 SERIES | [22 empty] | Sequential Compression Device | SEQUENTIALCOMPRESSIONDEV | Sequential Compression Device | Covidien
YES | YES |  |  |  | 074-06333 | 074-06333 | COVIDIEN | 700 SERIES |  | V1927722SX | WOODLANDS - PACU |  |  |  |  | 074-06333 | 074-06333 |  |  | WOODLANDS - PACU | Room 100 |  |  | 1/1/21 |  |  | Sequential Compression Device | SEQUENTIALCOMPRESSIONDEV-Covidien-700 SERIES | [22 empty] | Sequential Compression Device | SEQUENTIALCOMPRESSIONDEV | Sequential Compression Device | Covidien
NO | YES |  |  |  | 099-08404 | 099-08404 | COVIDIEN | 700 SERIES |  | V1904476SX | GH - PACU |  |  |  |  | 099-08404 | 099-08404 |  |  | GH - PACU | Room 18 |  |  | 10/1/20 |  |  | Sequential Compression Device | SEQUENTIALCOMPRESSIONDEV-Covidien-700 SERIES | [22 empty] | Sequential Compression Device | SEQUENTIALCOMPRESSIONDEV | Sequential Compression Device | Covidien
NO | YES |  |  |  | 099-08405 | 099-08405 | COVIDIEN | 700 SERIES |  | V1909455SX | GH - PACU |  |  |  |  | 099-08405 | 099-08405 |  |  | GH - PACU | Room 18 |  |  | 10/1/20 |  |  | Sequential Compression Device | SEQUENTIALCOMPRESSIONDEV-Covidien-700 SERIES | [22 empty] | Sequential Compression Device | SEQUENTIALCOMPRESSIONDEV | Sequential Compression Device | Covidien
NO | YES |  |  |  | 099-08406 | 099-08406 | COVIDIEN | 700 SERIES |  | V1908515SX | GH - PACU |  |  |  |  | 099-08406 | 099-08406 |  |  | GH - PACU | Room 18 |  |  | 10/1/20 |  |  | Sequential Compression Device | SEQUENTIALCOMPRESSIONDEV-Covidien-700 SERIES | [22 empty] | Sequential Compression Device | SEQUENTIALCOMPRESSIONDEV | Sequential Compression Device | Covidien
NO | YES |  |  |  | 099-08407 | 099-08407 | COVIDIEN | 700 SERIES |  | V1909419SX | GH - PACU |  |  |  |  | 099-08407 | 099-08407 |  |  | GH - PACU | Room 18 |  |  | 10/1/20 |  |  | Sequential Compression Device | SEQUENTIALCOMPRESSIONDEV-Covidien-700 SERIES | [22 empty] | Sequential Compression Device | SEQUENTIALCOMPRESSIONDEV | Sequential Compression Device | Covidien
YES | YES |  |  |  | 099-08408 | 099-08408 | COVIDIEN | 700 SERIES |  | B109765SX | GH - PACU |  |  |  |  | 099-08408 | 099-08408 |  |  | GH - PACU | Room 18 |  |  | 10/1/20 |  |  | Sequential Compression Device | SEQUENTIALCOMPRESSIONDEV-Covidien-700 SERIES | [22 empty] | Sequential Compression Device | SEQUENTIALCOMPRESSIONDEV | Sequential Compression Device | Covidien
NO | YES |  |  |  | 099-08409 | 099-08409 | COVIDIEN | 700 SERIES |  | V1909773SX | GH - PACU |  |  |  |  | 099-08409 | 099-08409 |  |  | GH - PACU | Room 18 |  |  | 10/1/20 |  |  | Sequential Compression Device | SEQUENTIALCOMPRESSIONDEV-Covidien-700 SERIES | [22 empty] | Sequential Compression Device | SEQUENTIALCOMPRESSIONDEV | Sequential Compression Device | Covidien
NO | YES |  |  |  | 099-08415 | 099-08415 | COVIDIEN | 700 SERIES |  | V1908588SX | GH 5 north |  |  |  |  | 099-08415 | 099-08415 |  |  | GH 5 north | Room 024 |  |  | 10/1/20 |  |  | Sequential Compression Device | SEQUENTIALCOMPRESSIONDEV-Covidien-700 SERIES | [22 empty] | Sequential Compression Device | SEQUENTIALCOMPRESSIONDEV | Sequential Compression Device | Covidien
YES | YES |  |  |  | 099-08418 | 099-08418 | COVIDIEN | 700 SERIES |  | V1908525SX | GH 5 north |  |  |  |  | 099-08418 | 099-08418 |  |  | GH 5 north | Room 027 |  |  | 1/1/21 |  |  | Sequential Compression Device | SEQUENTIALCOMPRESSIONDEV-Covidien-700 SERIES | [22 empty] | Sequential Compression Device | SEQUENTIALCOMPRESSIONDEV | Sequential Compression Device | Covidien
NO | YES |  |  |  | 099-08386 | 099-08386 | COVIDIEN | 700 SERIES |  | V1909771SX | GH 5 north |  |  |  |  | 099-08386 | 099-08386 |  |  | GH 5 north | Room 518B |  |  | 1/1/21 |  |  | Sequential Compression Device | SEQUENTIALCOMPRESSIONDEV-Covidien-700 SERIES | [22 empty] | Sequential Compression Device | SEQUENTIALCOMPRESSIONDEV | Sequential Compression Device | Covidien
NO | YES |  |  |  | 099-08395 | 099-08395 | COVIDIEN | 700 SERIES |  | V1908565SX | GH - 3 north |  |  |  |  | 099-08395 | 099-08395 |  |  | GH - 3 north |  |  |  | 1/1/21 |  |  | Sequential Compression Device | SEQUENTIALCOMPRESSIONDEV-Covidien-700 SERIES | [22 empty] | Sequential Compression Device | SEQUENTIALCOMPRESSIONDEV | Sequential Compression Device | Covidien
NO | YES |  |  |  | 009-34219 | 009-34219 | COVIDIEN | 700 SERIES |  | V1909742SX | GH-IMU |  |  |  |  | 009-34219 | 009-34219 | Central | MHHS-Greater Heights | GH-IMU | IMU | 10/1/19 |  | 10/1/20 |  |  | Sequential Compression Device | SEQUENTIALCOMPRESSIONDEV-Covidien-700 SERIES | [22 empty] | Sequential Compression Device | SEQUENTIALCOMPRESSIONDEV | Sequential Compression Device | Covidien
YES | YES |  |  |  | 009-34050 | 009-34050 | COVIDIEN | 700 SERIES |  | V1909518SX | GH - IMU |  |  |  |  | 009-34050 | 009-34050 |  |  | GH - IMU |  |  |  | 10/1/20 |  |  | Sequential Compression Device | SEQUENTIALCOMPRESSIONDEV-Covidien-700 SERIES | [22 empty] | Sequential Compression Device | SEQUENTIALCOMPRESSIONDEV | Sequential Compression Device | Covidien
NO | YES |  |  |  | 099-08557 | 099-08557 | COVIDIEN | 700 SERIES |  | V1909694SX | GH-Respiratory |  |  |  |  | 099-08557 | 099-08557 | Central | MHHS-Greater Heights | GH-Respiratory | CV ICU | 10/1/19 |  | 9/1/20 |  |  | Sequential Compression Device | SEQUENTIALCOMPRESSIONDEV-Covidien-700 SERIES | [22 empty] | Sequential Compression Device | SEQUENTIALCOMPRESSIONDEV | Sequential Compression Device | Covidien
YES | YES |  |  |  | 099-10044 | 099-10044 | COVIDIEN | 700 SERIES |  |  | SW - HVI - OR |  |  |  |  | 099-10044 | 099-10044 | Southwest | Memorial Hermann Southwest Hospital | SW - HVI - OR | CVIMU 8 | [5 empty] | Sequential Compression Device | SEQUENTIALCOMPRESSIONDEV-Covidien-700 SERIES | [22 empty] | Sequential Compression Device | SEQUENTIALCOMPRESSIONDEV | Sequential Compression Device | Covidien
YES | YES |  |  |  | 099-10581 | 099-10581 | COVIDIEN | 700 SERIES |  |  | CVIMU |  |  |  |  | 099-10581 | 099-10581 | Southwest | Memorial Hermann Southwest Hospital - HVI | CVIMU | CVIMU | [5 empty] | Sequential Compression Device | SEQUENTIALCOMPRESSIONDEV-Covidien-700 SERIES | [22 empty] | Sequential Compression Device | SEQUENTIALCOMPRESSIONDEV | Sequential Compression Device | Covidien
NO | YES | Serial Number v1503472sx |  |  | 099-10546 | 099-10546 | COVIDIEN | 700 SERIES |  | V1503472SX | SW-HVI-Telemetry |  |  |  |  | 099-10546 | 099-10546 | Southwest | MHHS-Southwest | SW-HVI-Telemetry | Room X5 137 | 11/1/19 |  | 11/1/20 | New Add |  | Sequential Compression Device | SEQUENTIALCOMPRESSIONDEV-Covidien-700 SERIES | [22 empty] | Sequential Compression Device | SEQUENTIALCOMPRESSIONDEV | Sequential Compression Device | Covidien
NO | YES |  |  |  | 099-10116 | 099-10116 | COVIDIEN | 700 SERIES |  | V1449340SX | SW-Med/Surg Floors |  |  |  |  | 099-10116 | 099-10116 | Southwest | MHHS-Southwest | SW-Med/Surg Floors | Rm 1010 | [5 empty] | Sequential Compression Device | SEQUENTIALCOMPRESSIONDEV-Covidien-700 SERIES | [22 empty] | Sequential Compression Device | SEQUENTIALCOMPRESSIONDEV | Sequential Compression Device | Covidien
NO | YES |  |  |  | 099-10718 | 099-10718 | COVIDIEN | 700 SERIES |  | V1919683SX | SW-Telemetry |  |  |  |  | 099-10718 | 099-10718 | Southwest | MHHS-Southwest | SW-Telemetry | Room 1011 | 11/1/19 |  | 11/1/20 | New Add |  | Sequential Compression Device | SEQUENTIALCOMPRESSIONDEV-Covidien-700 SERIES | [22 empty] | Sequential Compression Device | SEQUENTIALCOMPRESSIONDEV | Sequential Compression Device | Covidien
NO | YES |  |  |  | 099-10727 | 099-10727 | COVIDIEN | 700 SERIES |  | V1808996SX | SW-Med/Surg Floors |  |  |  |  | 099-10727 | 099-10727 | Southwest | MHHS-Southwest | SW-Med/Surg Floors | Room 1041 | 11/1/19 |  | 11/1/20 |  |  | Sequential Compression Device | SEQUENTIALCOMPRESSIONDEV-Covidien-700 SERIES | [22 empty] | Sequential Compression Device | SEQUENTIALCOMPRESSIONDEV | Sequential Compression Device | Covidien
NO | YES |  |  |  | 099-10745 | 099-10745 | COVIDIEN | 700 SERIES |  | V1367988SX | SW-Med/Surg Floors |  |  |  |  | 099-10745 | 099-10745 | Southwest | MHHS-Southwest | SW-Med/Surg Floors | Room 939 | 11/1/19 |  | 11/1/20 | New Add |  | Sequential Compression Device | SEQUENTIALCOMPRESSIONDEV-Covidien-700 SERIES | [22 empty] | Sequential Compression Device | SEQUENTIALCOMPRESSIONDEV | Sequential Compression Device | Covidien
NO | YES |  |  |  | 099-10760 | 099-10760 | COVIDIEN | 700 SERIES |  | V1103082SX | SW-Med/Surg 9 Joint Camp |  |  |  |  | 099-10760 | 099-10760 | Southwest | MHHS-Southwest | SW-Med/Surg 9 Joint Camp |  | 4/1/19 |  | 4/1/20 | New Add |  | Sequential Compression Device | SEQUENTIALCOMPRESSIONDEV-Covidien-700 SERIES | [22 empty] | Sequential Compression Device | SEQUENTIALCOMPRESSIONDEV | Sequential Compression Device | Covidien
NO | YES |  |  |  | 099-10766 | 099-10766 | COVIDIEN | 700 SERIES |  | V1206526SX | SW-Med/Surg Floors |  |  |  |  | 099-10766 | 099-10766 | Southwest | MHHS-Southwest | SW-Med/Surg Floors |  | 11/1/19 |  | 11/1/20 | New Add |  | Sequential Compression Device | SEQUENTIALCOMPRESSIONDEV-Covidien-700 SERIES | [22 empty] | Sequential Compression Device | SEQUENTIALCOMPRESSIONDEV | Sequential Compression Device | Covidien
NO | YES |  |  |  | 099-10788 | 099-10788 | COVIDIEN | 700 SERIES |  | V1809263SX | SW-Senior Medicine |  |  |  |  | 099-10788 | 099-10788 | Southwest | MHHS-Southwest | SW-Senior Medicine | Room 683 | 11/1/19 |  | 11/1/20 | New Add |  | Sequential Compression Device | SEQUENTIALCOMPRESSIONDEV-Covidien-700 SERIES | [22 empty] | Sequential Compression Device | SEQUENTIALCOMPRESSIONDEV | Sequential Compression Device | Covidien
NO | YES |  |  |  | 099-10837 | 099-10837 | COVIDIEN | 700 SERIES |  | V1222375SX | SW-Neuorology |  |  |  |  | 099-10837 | 099-10837 | Southwest | MHHS-Southwest | SW-Neuorology | 7th Floor - Room 706 | 11/1/19 |  | 11/1/20 |  |  | Sequential Compression Device | SEQUENTIALCOMPRESSIONDEV-Covidien-700 SERIES | [22 empty] | Sequential Compression Device | SEQUENTIALCOMPRESSIONDEV | Sequential Compression Device | Covidien
YES | YES |  |  |  | 099-10385 | 099-10385 | COVIDIEN | 700 SERIES |  |  | SW - 7th floor |  |  |  |  | 099-10385 | 099-10385 | Southwest | Memorial Hermann Southwest Hospital | SW - 7th floor | Rm 729 | 11/1/19 |  | 11/1/20 |  |  | Sequential Compression Device | SEQUENTIALCOMPRESSIONDEV-Covidien-700 SERIES | [22 empty] | Sequential Compression Device | SEQUENTIALCOMPRESSIONDEV | Sequential Compression Device | Covidien
NO | YES |  |  |  | 099-10849 | 099-10849 | COVIDIEN | 700 SERIES |  | V1914857SX | SW-ICU-Neuro & Stroke |  |  |  |  | 099-10849 | 099-10849 | Southwest | MHHS-Southwest | SW-ICU-Neuro & Stroke | Room H7 - ICU 47 | 11/1/19 |  | 11/1/20 | New Add |  | Sequential Compression Device | SEQUENTIALCOMPRESSIONDEV-Covidien-700 SERIES | [22 empty] | Sequential Compression Device | SEQUENTIALCOMPRESSIONDEV | Sequential Compression Device | Covidien
YES | YES |  |  |  | 099-10440 | 099-10440 | COVIDIEN | 700 SERIES |  |  | SW - 7th floor ICU |  |  |  |  | 099-10440 | 099-10440 | Southwest | Memorial Hermann Southwest Hospital | SW - 7th floor ICU | Rm 45 | 9/1/19 |  | 11/1/20 |  |  | Sequential Compression Device | SEQUENTIALCOMPRESSIONDEV-Covidien-700 SERIES | [22 empty] | Sequential Compression Device | SEQUENTIALCOMPRESSIONDEV | Sequential Compression Device | Covidien
NO | YES |  |  |  | 099-10854 | 099-10854 | COVIDIEN | 700 SERIES |  | V1300923CX | SW-ICU-Neuro & Stroke |  |  |  |  | 099-10854 | 099-10854 | Southwest | MHHS-Southwest | SW-ICU-Neuro & Stroke | Nurses Station - Linen Room | 11/1/19 |  | 11/1/20 | New Add |  | Sequential Compression Device | SEQUENTIALCOMPRESSIONDEV-Covidien-700 SERIES | [22 empty] | Sequential Compression Device | SEQUENTIALCOMPRESSIONDEV | Sequential Compression Device | Covidien
NO | YES |  |  |  | 099-10855 | 099-10855 | COVIDIEN | 700 SERIES |  | V1103575SX | SW-ICU-Neuro & Stroke |  |  |  |  | 099-10855 | 099-10855 | Southwest | MHHS-Southwest | SW-ICU-Neuro & Stroke | Nurses Station - Linen Room | 11/1/19 |  | 11/1/20 | New Add |  | Sequential Compression Device | SEQUENTIALCOMPRESSIONDEV-Covidien-700 SERIES | [22 empty] | Sequential Compression Device | SEQUENTIALCOMPRESSIONDEV | Sequential Compression Device | Covidien
YES | YES |  |  |  | 099-10446 | 099-10446 | COVIDIEN | 700 SERIES |  |  | ICU 7th floor |  |  |  |  | 099-10446 | 099-10446 | Southwest | Memorial Hermann Southwest Hospital | ICU 7th floor | Rm 52 | 11/1/19 |  | 11/1/20 |  |  | Sequential Compression Device | SEQUENTIALCOMPRESSIONDEV-Covidien-700 SERIES | [22 empty] | Sequential Compression Device | SEQUENTIALCOMPRESSIONDEV | Sequential Compression Device | Covidien
NO | YES |  |  |  | 099-10861 | 099-10861 | COVIDIEN | 700 SERIES |  | V1919714SX | SW - ICU 7th |  |  |  |  | 099-10861 | 099-10861 | Southwest | Memorial Hermann Southwest Hospital | SW - ICU 7th | Room H7 - ICU49 | 11/1/19 |  | 11/1/20 | New Add |  | Sequential Compression Device | SEQUENTIALCOMPRESSIONDEV-Covidien-700 SERIES | [22 empty] | Sequential Compression Device | SEQUENTIALCOMPRESSIONDEV | Sequential Compression Device | Covidien
NO | YES |  |  |  | 099-10886 | 099-10886 | COVIDIEN | 700 SERIES |  | V1914359SX | SW-Telemetry |  |  |  |  | 099-10886 | 099-10886 | Southwest | MHHS-Southwest | SW-Telemetry | Room 464 | 11/1/19 |  | 11/1/20 | New Add |  | Sequential Compression Device | SEQUENTIALCOMPRESSIONDEV-Covidien-700 SERIES | [22 empty] | Sequential Compression Device | SEQUENTIALCOMPRESSIONDEV | Sequential Compression Device | Covidien
NO | YES |  |  |  | 099-10902 | 099-10902 | COVIDIEN | 700 SERIES |  | V1130156SX | ICU D |  |  |  |  | 099-10902 | 099-10902 | Southwest | Memorial Hermann Southwest Hospital | ICU D | Nurses Station | 11/1/19 |  | 11/1/20 | New Add |  | Sequential Compression Device | SEQUENTIALCOMPRESSIONDEV-Covidien-700 SERIES | [22 empty] | Sequential Compression Device | SEQUENTIALCOMPRESSIONDEV | Sequential Compression Device | Covidien
NO | YES |  |  |  | 099-10903 | 099-10903 | COVIDIEN | 700 SERIES |  | V1919691SX | ICU D |  |  |  |  | 099-10903 | 099-10903 | Southwest | Memorial Hermann Southwest Hospital | ICU D | Nurses Station | 11/1/19 |  | 11/1/20 | New Add |  | Sequential Compression Device | SEQUENTIALCOMPRESSIONDEV-Covidien-700 SERIES | [22 empty] | Sequential Compression Device | SEQUENTIALCOMPRESSIONDEV | Sequential Compression Device | Covidien
NO | YES |  |  |  | 099-10918 | 099-10918 | COVIDIEN | 700 SERIES |  | V1809209SX | SW-OR |  |  |  |  | 099-10918 | 099-10918 | Southwest | MHHS-Southwest | SW-OR | Room 17 | 11/1/19 |  | 11/1/20 | New Add |  | Sequential Compression Device | SEQUENTIALCOMPRESSIONDEV-Covidien-700 SERIES | [22 empty] | Sequential Compression Device | SEQUENTIALCOMPRESSIONDEV | Sequential Compression Device | Covidien
NO | YES |  |  |  | 099-10929 | 099-10929 | COVIDIEN | 700 SERIES |  | V1231709SX | SW-OR |  |  |  |  | 099-10929 | 099-10929 | Southwest | MHHS-Southwest | SW-OR | OR | 11/1/19 |  | 11/1/20 |  |  | Sequential Compression Device | SEQUENTIALCOMPRESSIONDEV-Covidien-700 SERIES | [22 empty] | Sequential Compression Device | SEQUENTIALCOMPRESSIONDEV | Sequential Compression Device | Covidien
NO | YES |  |  |  | 099-10923 | 099-10923 | COVIDIEN | 700 SERIES |  | V1535446SX | SW-OR |  |  |  |  | 099-10923 | 099-10923 | Southwest | MHHS-Southwest | SW-OR | Room 21 | 11/1/19 |  | 11/1/20 | New Add - Damaged Case |  | Sequential Compression Device | SEQUENTIALCOMPRESSIONDEV-Covidien-700 SERIES | [22 empty] | Sequential Compression Device | SEQUENTIALCOMPRESSIONDEV | Sequential Compression Device | Covidien
NO | YES |  |  |  | 099-10925 | 099-10925 | COVIDIEN | 700 SERIES |  | V1364624SX | SW-OR |  |  |  |  | 099-10925 | 099-10925 | Southwest | MHHS-Southwest | SW-OR | Room 26 - Cysto | 11/1/19 |  | 11/1/20 | New Add |  | Sequential Compression Device | SEQUENTIALCOMPRESSIONDEV-Covidien-700 SERIES | [22 empty] | Sequential Compression Device | SEQUENTIALCOMPRESSIONDEV | Sequential Compression Device | Covidien
NO | YES |  |  |  | 099-10796 | 099-10796 | COVIDIEN | 700 SERIES |  | V1420472SX | SW-OR |  |  |  |  | 099-10796 | 099-10796 | Southwest | MHHS-Southwest | SW-OR | Room 24 | 11/1/19 |  | 11/1/20 | New Add |  | Sequential Compression Device | SEQUENTIALCOMPRESSIONDEV-Covidien-700 SERIES | [22 empty] | Sequential Compression Device | SEQUENTIALCOMPRESSIONDEV | Sequential Compression Device | Covidien
NO | YES |  |  |  | 099-10936 | 099-10936 | COVIDIEN | 700 SERIES |  | V1809001SX | SW-OR |  |  |  |  | 099-10936 | 099-10936 | Southwest | MHHS-Southwest | SW-OR | OR | 5/1/20 |  | 11/1/20 |  |  | Sequential Compression Device | SEQUENTIALCOMPRESSIONDEV-Covidien-700 SERIES | [22 empty] | Sequential Compression Device | SEQUENTIALCOMPRESSIONDEV | Sequential Compression Device | Covidien
NO | YES |  |  |  | 099-10938 | 099-10938 | COVIDIEN | 700 SERIES |  | V1203510CX | SW-OR |  |  |  |  | 099-10938 | 099-10938 | Southwest | MHHS-Southwest | SW-OR | OR | 11/1/19 |  | 11/1/20 |  |  | Sequential Compression Device | SEQUENTIALCOMPRESSIONDEV-Covidien-700 SERIES | [22 empty] | Sequential Compression Device | SEQUENTIALCOMPRESSIONDEV | Sequential Compression Device | Covidien
NO | YES |  |  |  | 009-34293 | 009-34293 | COVIDIEN | 700 SERIES |  | V1103795SX | SW-OR |  |  |  |  | 009-34293 | 009-34293 | Southwest | MHHS-Southwest | SW-OR | Or core 21 | 11/1/19 |  | 11/1/20 | Dept right? |  | Sequential Compression Device | SEQUENTIALCOMPRESSIONDEV-Covidien-700 SERIES | [22 empty] | Sequential Compression Device | SEQUENTIALCOMPRESSIONDEV | Sequential Compression Device | Covidien
NO | YES |  |  |  | 099-10806 | 099-10806 | COVIDIEN | 700 SERIES |  | V1206684SX | SW-OR |  |  |  |  | 099-10806 | 099-10806 | Southwest | MHHS-Southwest | SW-OR | Room 16 | 11/1/19 |  | 11/1/20 |  |  | Sequential Compression Device | SEQUENTIALCOMPRESSIONDEV-Covidien-700 SERIES | [22 empty] | Sequential Compression Device | SEQUENTIALCOMPRESSIONDEV | Sequential Compression Device | Covidien
NO | YES |  |  |  | 099-10811 | 099-10811 | COVIDIEN | 700 SERIES |  | V1343150SX | SW-HVI-OR |  |  |  |  | 099-10811 | 099-10811 | Southwest | MHHS-Southwest | SW-HVI-OR | CVOR2 | 11/1/19 |  | 11/1/20 |  |  | Sequential Compression Device | SEQUENTIALCOMPRESSIONDEV-Covidien-700 SERIES | [22 empty] | Sequential Compression Device | SEQUENTIALCOMPRESSIONDEV | Sequential Compression Device | Covidien
NO | YES |  |  |  | 099-10944 | 099-10944 | COVIDIEN | 700 SERIES |  | V1364542SX | SW-HVI-OR |  |  |  |  | 099-10944 | 099-10944 | Southwest | MHHS-Southwest | SW-HVI-OR | SW-HVI-OR | 11/1/19 |  | 11/1/20 |  |  | Sequential Compression Device | SEQUENTIALCOMPRESSIONDEV-Covidien-700 SERIES | [22 empty] | Sequential Compression Device | SEQUENTIALCOMPRESSIONDEV | Sequential Compression Device | Covidien
NO | YES |  |  |  | 099-10975 | 099-10975 | COVIDIEN | 700 SERIES |  | V1103773SX | SW-HVI-OR |  |  |  |  | 099-10975 | 099-10975 | Southwest | MHHS-Southwest | SW-HVI-OR | CVOR1 | 11/1/19 |  | 11/1/20 | New Add |  | Sequential Compression Device | SEQUENTIALCOMPRESSIONDEV-Covidien-700 SERIES | [22 empty] | Sequential Compression Device | SEQUENTIALCOMPRESSIONDEV | Sequential Compression Device | Covidien
NO | YES |  |  |  | 099-13768 | 099-13768 | COVIDIEN | 700 SERIES |  | V1914301SX | SW-Labor & Delivery |  |  |  |  | 099-13768 | 099-13768 | Southwest | MHHS-Southwest | SW-Labor & Delivery | Recovery | 11/1/19 |  | 11/1/20 |  |  | Sequential Compression Device | SEQUENTIALCOMPRESSIONDEV-Covidien-700 SERIES | [22 empty] | Sequential Compression Device | SEQUENTIALCOMPRESSIONDEV | Sequential Compression Device | Covidien
NO | YES |  |  |  | 099-13769 | 099-13769 | COVIDIEN | 700 SERIES |  | V1919743SX | SW-Labor & Delivery |  |  |  |  | 099-13769 | 099-13769 | Southwest | MHHS-Southwest | SW-Labor & Delivery | Recovery | 11/1/19 |  | 11/1/20 |  |  | Sequential Compression Device | SEQUENTIALCOMPRESSIONDEV-Covidien-700 SERIES | [22 empty] | Sequential Compression Device | SEQUENTIALCOMPRESSIONDEV | Sequential Compression Device | Covidien
NO | YES |  |  |  | 099-13770 | 099-13770 | COVIDIEN | 700 SERIES |  | V1356624SX | SW-Labor & Delivery |  |  |  |  | 099-13770 | 099-13770 | Southwest | MHHS-Southwest | SW-Labor & Delivery | Recovery | 11/1/19 |  | 11/1/20 |  |  | Sequential Compression Device | SEQUENTIALCOMPRESSIONDEV-Covidien-700 SERIES | [22 empty] | Sequential Compression Device | SEQUENTIALCOMPRESSIONDEV | Sequential Compression Device | Covidien
NO | YES |  |  |  | 099-13771 | 099-13771 | COVIDIEN | 700 SERIES |  | V1122065SX | SW-Labor & Delivery |  |  |  |  | 099-13771 | 099-13771 | Southwest | MHHS-Southwest | SW-Labor & Delivery | Recovery | 11/1/19 |  | 11/1/20 |  |  | Sequential Compression Device | SEQUENTIALCOMPRESSIONDEV-Covidien-700 SERIES | [22 empty] | Sequential Compression Device | SEQUENTIALCOMPRESSIONDEV | Sequential Compression Device | Covidien
NO | YES |  |  |  | 099-13778 | 099-13778 | COVIDIEN | 700 SERIES |  | V1355697SX | SW-Labor & Delivery |  |  |  |  | 099-13778 | 099-13778 | Southwest | MHHS-Southwest | SW-Labor & Delivery | OR 1 | 11/1/19 |  | 11/1/20 |  |  | Sequential Compression Device | SEQUENTIALCOMPRESSIONDEV-Covidien-700 SERIES | [22 empty] | Sequential Compression Device | SEQUENTIALCOMPRESSIONDEV | Sequential Compression Device | Covidien
NO | YES |  |  |  | 099-13806 | 099-13806 | COVIDIEN | 700 SERIES |  | V1914389SX | SW-Labor & Delivery |  |  |  |  | 099-13806 | 099-13806 | Southwest | MHHS-Southwest | SW-Labor & Delivery | OR 2 | 11/1/19 |  | 11/1/20 |  |  | Sequential Compression Device | SEQUENTIALCOMPRESSIONDEV-Covidien-700 SERIES | [22 empty] | Sequential Compression Device | SEQUENTIALCOMPRESSIONDEV | Sequential Compression Device | Covidien
NO | YES | Serial Number v1515362sx |  |  | 099-13794 | 099-13794 | COVIDIEN | 700 SERIES |  | V1515362SX | SW-Labor & Delivery |  |  |  |  | 099-13794 | 099-13794 | Southwest | MHHS-Southwest | SW-Labor & Delivery | Delivery 3 | [5 empty] | Sequential Compression Device | SEQUENTIALCOMPRESSIONDEV-Covidien-700 SERIES | [22 empty] | Sequential Compression Device | SEQUENTIALCOMPRESSIONDEV | Sequential Compression Device | Covidien
NO | YES |  |  |  | 099-14462 | 099-14462 | COVIDIEN | 700 SERIES |  | V1124880SX | SW-Dialysis |  |  |  |  | 099-14462 | 099-14462 | Southwest | MHHS-Southwest | SW-Dialysis | Biomed | 11/1/19 |  | 11/1/20 | New Add |  | Sequential Compression Device | SEQUENTIALCOMPRESSIONDEV-Covidien-700 SERIES | [22 empty] | Sequential Compression Device | SEQUENTIALCOMPRESSIONDEV | Sequential Compression Device | Covidien
NO | YES |  |  |  | 099-14461 | 099-14461 | COVIDIEN | 700 SERIES |  | V1809219SX | SW-Dialysis |  |  |  |  | 099-14461 | 099-14461 | Southwest | MHHS-Southwest | SW-Dialysis | Biomed | 11/1/19 |  | 11/1/20 |  |  | Sequential Compression Device | SEQUENTIALCOMPRESSIONDEV-Covidien-700 SERIES | [22 empty] | Sequential Compression Device | SEQUENTIALCOMPRESSIONDEV | Sequential Compression Device | Covidien
NO | YES |  |  |  | 099-14158 | 099-14158 | COVIDIEN | 700 SERIES |  | V1809328SX | SW-Biomedical Services |  |  |  |  | 099-14158 | 099-14158 | Southwest | MHHS-Southwest | SW-Biomedical Services |  | 11/1/19 | 11/1/20 |  |  |  | Sequential Compression Device | SEQUENTIALCOMPRESSIONDEV-Covidien-700 SERIES | [22 empty] | Sequential Compression Device | SEQUENTIALCOMPRESSIONDEV | Sequential Compression Device | Covidien
NO | YES |  |  |  | 099-14460 | 099-14460 | COVIDIEN | 700 SERIES |  | V1207105SX | SW-Dialysis |  |  |  |  | 099-14460 | 099-14460 | Southwest | MHHS-Southwest | SW-Dialysis | Biomed | 11/1/19 |  | 11/1/20 | New Add |  | Sequential Compression Device | SEQUENTIALCOMPRESSIONDEV-Covidien-700 SERIES | [22 empty] | Sequential Compression Device | SEQUENTIALCOMPRESSIONDEV | Sequential Compression Device | Covidien
NO | YES |  |  |  | 099-14459 | 099-14459 | COVIDIEN | 700 SERIES |  | V1919745SX | SW-Dialysis |  |  |  |  | 099-14459 | 099-14459 | Southwest | MHHS-Southwest | SW-Dialysis | Biomed | 11/1/19 |  |  | Physically Damaged |  | Sequential Compression Device | SEQUENTIALCOMPRESSIONDEV-Covidien-700 SERIES | [22 empty] | Sequential Compression Device | SEQUENTIALCOMPRESSIONDEV | Sequential Compression Device | Covidien
NO | YES |  |  |  | 099-14458 | 099-14458 | COVIDIEN | 700 SERIES |  | V1914841SX | SW-Dialysis |  |  |  |  | 099-14458 | 099-14458 | Southwest | MHHS-Southwest | SW-Dialysis | Biomed | 11/1/19 |  |  | Physically Damaged |  | Sequential Compression Device | SEQUENTIALCOMPRESSIONDEV-Covidien-700 SERIES | [22 empty] | Sequential Compression Device | SEQUENTIALCOMPRESSIONDEV | Sequential Compression Device | Covidien
NO | YES |  |  |  | 099-14292 | 099-14292 | COVIDIEN | 700 SERIES |  | V1503422SX | Medsurg |  |  |  |  | 099-14292 | 099-14292 | Southwest | Memorial Hermann Southwest Hospital | Medsurg | Room 1010 | 11/1/19 | 11/1/20 |  |  |  | Sequential Compression Device | SEQUENTIALCOMPRESSIONDEV-Covidien-700 SERIES | [22 empty] | Sequential Compression Device | SEQUENTIALCOMPRESSIONDEV | Sequential Compression Device | Covidien
NO | YES |  |  |  | 099-14303 | 099-14303 | COVIDIEN | 700 SERIES |  | V1914331SX | SW-Rehab |  |  |  |  | 099-14303 | 099-14303 | Southwest | MHHS-Southwest | SW-Rehab |  | 11/1/19 | 11/1/20 |  |  |  | Sequential Compression Device | SEQUENTIALCOMPRESSIONDEV-Covidien-700 SERIES | [22 empty] | Sequential Compression Device | SEQUENTIALCOMPRESSIONDEV | Sequential Compression Device | Covidien
NO | YES |  |  |  | 099-14445 | 099-14445 | COVIDIEN | 700 SERIES |  | V1513372SX | SW-Med/Surg Floors |  |  |  |  | 099-14445 | 099-14445 | Southwest | MHHS-Southwest | SW-Med/Surg Floors |  | 11/1/19 | 11/1/20 |  |  |  | Sequential Compression Device | SEQUENTIALCOMPRESSIONDEV-Covidien-700 SERIES | [22 empty] | Sequential Compression Device | SEQUENTIALCOMPRESSIONDEV | Sequential Compression Device | Covidien
NO | YES |  |  |  | 099-14159 | 099-14159 | COVIDIEN | 700 SERIES |  | V1914344SX | SW-Rehab |  |  |  |  | 099-14159 | 099-14159 | Southwest | MHHS-Southwest | SW-Rehab |  | 11/1/19 | 11/1/20 |  |  |  | Sequential Compression Device | SEQUENTIALCOMPRESSIONDEV-Covidien-700 SERIES | [22 empty] | Sequential Compression Device | SEQUENTIALCOMPRESSIONDEV | Sequential Compression Device | Covidien
NO | YES |  |  |  | 099-13459 | 099-13459 | COVIDIEN | 700 SERIES |  | V1905300SX | TMC-Respiratory-Pedi |  |  |  |  | 099-13459 | 099-13459 | TMC | MHHS-TMC | TMC-Respiratory-Pedi | Biomed | 11/1/19 |  | 11/1/20 |  |  | Sequential Compression Device | SEQUENTIALCOMPRESSIONDEV-Covidien-700 SERIES | [22 empty] | Sequential Compression Device | SEQUENTIALCOMPRESSIONDEV | Sequential Compression Device | Covidien
YES | YES |  |  |  | 099-14938 | 099-14938 | COVIDIEN | 700 SERIES |  | V1923101sx | Biomed Shop |  |  |  |  | 099-14938 | 099-14938 | TMC | Memorial Hermann-Texas Medical Center | Biomed Shop | Biomed Shop | 3/1/20 |  | 3/1/21 |  |  | Sequential Compression Device | SEQUENTIALCOMPRESSIONDEV-Covidien-700 SERIES | [22 empty] | Sequential Compression Device | SEQUENTIALCOMPRESSIONDEV | Sequential Compression Device | Covidien
NO | YES |  |  |  | 099-12108 | 099-12108 | COVIDIEN | 700 SERIES |  | V1901271SX | TMC-Hermann-SIMU (3Hp) |  |  |  |  | 099-12108 | 099-12108 | TMC | MHHS-TMC | TMC-Hermann-SIMU (3Hp) | Room 524 | 1/1/19 |  | 1/1/20 |  |  | Sequential Compression Device | SEQUENTIALCOMPRESSIONDEV-Covidien-700 SERIES | [22 empty] | Sequential Compression Device | SEQUENTIALCOMPRESSIONDEV | Sequential Compression Device | Covidien
NO | YES |  |  |  | 099-12109 | 099-12109 | COVIDIEN | 700 SERIES |  | V1904548SX | TMC-Hermann-SIMU (3Hp) |  |  |  |  | 099-12109 | 099-12109 | TMC | MHHS-TMC | TMC-Hermann-SIMU (3Hp) | Room 524 | 10/1/19 |  | 10/1/20 |  |  | Sequential Compression Device | SEQUENTIALCOMPRESSIONDEV-Covidien-700 SERIES | [22 empty] | Sequential Compression Device | SEQUENTIALCOMPRESSIONDEV | Sequential Compression Device | Covidien
NO | YES |  |  |  | 099-13991 | 099-13991 | COVIDIEN | 700 SERIES |  | V1904262SX | ICU |  |  |  |  | 099-13991 | 099-13991 | TMC | Memorial Hermann-Texas Medical Center | ICU | Suite 528 | [5 empty] | Sequential Compression Device | SEQUENTIALCOMPRESSIONDEV-Covidien-700 SERIES | [22 empty] | Sequential Compression Device | SEQUENTIALCOMPRESSIONDEV | Sequential Compression Device | Covidien
NO | YES |  |  |  | 099-12110 | 099-12110 | COVIDIEN | 700 SERIES |  | V1904902SX | TMC-HVI-Heart Failure ICU (5Hvi) |  |  |  |  | 099-12110 | 099-12110 | TMC | MHHS-TMC | TMC-HVI-Heart Failure ICU (5Hvi) | Room 531 | 9/1/19 |  | 9/1/20 |  |  | Sequential Compression Device | SEQUENTIALCOMPRESSIONDEV-Covidien-700 SERIES | [22 empty] | Sequential Compression Device | SEQUENTIALCOMPRESSIONDEV | Sequential Compression Device | Covidien
NO | YES |  |  |  | 099-13996 | 099-13996 | COVIDIEN | 700 series |  | V1905288SX | ICU |  |  |  |  | 099-13996 | 099-13996 | TMC | Memorial Hermann-Texas Medical Center | ICU | Suite 533 | [5 empty] | Sequential Compression Device | SEQUENTIALCOMPRESSIONDEV-Covidien-700 SERIES | [22 empty] | Sequential Compression Device | SEQUENTIALCOMPRESSIONDEV | Sequential Compression Device | Covidien
NO | YES |  |  |  | 099-12114 | 099-12114 | COVIDIEN | 700 SERIES |  | V1905240SX | TMC-HVI-Heart Failure ICU (5Hvi) |  |  |  |  | 099-12114 | 099-12114 | TMC | MHHS-TMC | TMC-HVI-Heart Failure ICU (5Hvi) | [6 empty] | Sequential Compression Device | SEQUENTIALCOMPRESSIONDEV-Covidien-700 SERIES | [22 empty] | Sequential Compression Device | SEQUENTIALCOMPRESSIONDEV | Sequential Compression Device | Covidien
NO | YES |  |  |  | 099-14220 | PSD1793 | COVIDIEN | 700 SERIES |  | V1904998SX | TMC-Hermann-Adult ER (1Hp) |  |  |  |  | 099-14220 | PSD1793 | TMC | MHHS-TMC | TMC-Hermann-Adult ER (1Hp) |  | 9/1/19 |  | 9/1/20 |  |  | Sequential Compression Device | SEQUENTIALCOMPRESSIONDEV-Covidien-700 SERIES | [22 empty] | Sequential Compression Device | SEQUENTIALCOMPRESSIONDEV | Sequential Compression Device | Covidien
NO | YES |  |  |  | 099-12133 | 099-12133 | COVIDIEN | 700 SERIES |  | V1904850Sx | TMC-HVI-Heart Failure ICU (5Hvi) |  |  |  |  | 099-12133 | 099-12133 | TMC | MHHS-TMC | TMC-HVI-Heart Failure ICU (5Hvi) | [6 empty] | Sequential Compression Device | SEQUENTIALCOMPRESSIONDEV-Covidien-700 SERIES | [22 empty] | Sequential Compression Device | SEQUENTIALCOMPRESSIONDEV | Sequential Compression Device | Covidien
YES | YES |  |  |  | 099-14021 | 099-14021 | COVIDIEN | 700 SERIES |  | V1951509SX | TMC - HVI - HEART FAILURE IMU (5HVI) |  |  |  |  | 099-14021 | 099-14021 | TMC | Memorial Hermann-Texas Medical Center | TMC - HVI - HEART FAILURE IMU (5HVI) |  | 3/1/20 |  | 3/1/21 |  |  | Sequential Compression Device | SEQUENTIALCOMPRESSIONDEV-Covidien-700 SERIES | [22 empty] | Sequential Compression Device | SEQUENTIALCOMPRESSIONDEV | Sequential Compression Device | Covidien
NO | YES |  |  |  | 099-14909 | 099-14909 | COVIDIEN | 700 SERIES |  | V1901241SX | TMC-HVI-CIMU (4Hvi) |  |  |  |  | 099-14909 | 099-14909 | TMC | MHHS-TMC | TMC-HVI-CIMU (4Hvi) | TMC - HVI - CIMU (4HVI) | 9/1/19 |  | 9/1/20 |  |  | Sequential Compression Device | SEQUENTIALCOMPRESSIONDEV-Covidien-700 SERIES | [22 empty] | Sequential Compression Device | SEQUENTIALCOMPRESSIONDEV | Sequential Compression Device | Covidien
NO | YES |  |  |  | 099-14910 | 099-14910 | COVIDIEN | 700 SERIES |  | V1904876SX | TMC-HVI-CIMU (4Hvi) |  |  |  |  | 099-14910 | 099-14910 | TMC | MHHS-TMC | TMC-HVI-CIMU (4Hvi) | TMC - HVI - CIMU (4HVI) | 9/1/19 |  | 9/1/20 |  |  | Sequential Compression Device | SEQUENTIALCOMPRESSIONDEV-Covidien-700 SERIES | [22 empty] | Sequential Compression Device | SEQUENTIALCOMPRESSIONDEV | Sequential Compression Device | Covidien
NO | YES |  |  |  | 099-14911 | 099-14911 | COVIDIEN | 700 SERIES |  | V1904499SX | TMC-HVI-CIMU (4Hvi) |  |  |  |  | 099-14911 | 099-14911 | TMC | MHHS-TMC | TMC-HVI-CIMU (4Hvi) | TMC - HVI - CIMU (4HVI) | 9/1/19 |  | 9/1/20 |  |  | Sequential Compression Device | SEQUENTIALCOMPRESSIONDEV-Covidien-700 SERIES | [22 empty] | Sequential Compression Device | SEQUENTIALCOMPRESSIONDEV | Sequential Compression Device | Covidien
NO | YES |  |  |  | 099-13570 | 099-13570 | COVIDIEN | 700 SERIES |  | V1905055SX | ICU |  |  |  |  | 099-13570 | 099-13570 | TMC | Memorial Hermann-Texas Medical Center | ICU |  | 10/1/19 |  | 10/1/20 |  |  | Sequential Compression Device | SEQUENTIALCOMPRESSIONDEV-Covidien-700 SERIES | [22 empty] | Sequential Compression Device | SEQUENTIALCOMPRESSIONDEV | Sequential Compression Device | Covidien
NO | YES |  |  |  | 099-13981 | 099-13981 | COVIDIEN | 700 SERIES |  | V1905292SX | IICU |  |  |  |  | 099-13981 | 099-13981 | TMC | Memorial Hermann-Texas Medical Center | IICU |  | 9/1/19 |  | 9/1/20 |  |  | Sequential Compression Device | SEQUENTIALCOMPRESSIONDEV-Covidien-700 SERIES | [22 empty] | Sequential Compression Device | SEQUENTIALCOMPRESSIONDEV | Sequential Compression Device | Covidien
NO | YES |  |  |  | 099-13578 | 099-13578 | COVIDIEN | 700 SERIES |  | V1904763SX | ICU |  |  |  |  | 099-13578 | 099-13578 | TMC | Memorial Hermann-Texas Medical Center | ICU |  | 9/1/19 |  | 9/1/20 |  |  | Sequential Compression Device | SEQUENTIALCOMPRESSIONDEV-Covidien-700 SERIES | [22 empty] | Sequential Compression Device | SEQUENTIALCOMPRESSIONDEV | Sequential Compression Device | Covidien
NO | YES |  |  |  | 099-13615 | 099-13615 | COVIDIEN | 700 SERIES |  | V1904472SX | TMC-HVI-Cardiology (3Hvi) |  |  |  |  | 099-13615 | 099-13615 | TMC | MHHS-TMC | TMC-HVI-Cardiology (3Hvi) | Soiled Utility | 9/1/19 |  | 9/1/20 |  |  | Sequential Compression Device | SEQUENTIALCOMPRESSIONDEV-Covidien-700 SERIES | [22 empty] | Sequential Compression Device | SEQUENTIALCOMPRESSIONDEV | Sequential Compression Device | Covidien
NO | YES |  |  |  | 099-13616 | 099-13616 | COVIDIEN | 700 SERIES |  | V1904335SX | TMC-HVI-Cardiology (3Hvi) |  |  |  |  | 099-13616 | 099-13616 | TMC | MHHS-TMC | TMC-HVI-Cardiology (3Hvi) | Soiled Utility | 10/1/19 |  | 10/1/20 |  |  | Sequential Compression Device | SEQUENTIALCOMPRESSIONDEV-Covidien-700 SERIES | [22 empty] | Sequential Compression Device | SEQUENTIALCOMPRESSIONDEV | Sequential Compression Device | Covidien
YES | YES |  |  |  | 099-12796 | 099-12796 | COVIDIEN | 700 SERIES |  | V1901231 SX | TMC - HVI - CVICU (8HVI) |  |  |  |  | 099-12796 | 099-12796 | TMC | Memorial Hermann Heart | TMC - HVI - CVICU (8HVI) |  | 9/1/19 |  | 9/1/20 |  |  | Sequential Compression Device | SEQUENTIALCOMPRESSIONDEV-Covidien-700 SERIES | [22 empty] | Sequential Compression Device | SEQUENTIALCOMPRESSIONDEV | Sequential Compression Device | Covidien
NO | YES |  |  |  | 099-14884 | 099-14884 | COVIDIEN | 700 SERIES |  | V1905109SX | TMC-HVI-CVICU (8Hvi) |  |  |  |  | 099-14884 | 099-14884 | TMC | MHHS-TMC | TMC-HVI-CVICU (8Hvi) | TMC HVI CVICU 8 | 10/1/19 |  | 10/1/20 |  |  | Sequential Compression Device | SEQUENTIALCOMPRESSIONDEV-Covidien-700 SERIES | [22 empty] | Sequential Compression Device | SEQUENTIALCOMPRESSIONDEV | Sequential Compression Device | Covidien
NO | YES |  |  |  | 099-14885 | 099-14885 | COVIDIEN | 700 SERIES |  | V1904971SX | TMC-HVI-CVICU (8Hvi) |  |  |  |  | 099-14885 | 099-14885 | TMC | MHHS-TMC | TMC-HVI-CVICU (8Hvi) | TMC HVI CVICU 8 | 9/1/19 |  | 9/1/20 |  |  | Sequential Compression Device | SEQUENTIALCOMPRESSIONDEV-Covidien-700 SERIES | [22 empty] | Sequential Compression Device | SEQUENTIALCOMPRESSIONDEV | Sequential Compression Device | Covidien
NO | YES |  |  |  | 099-12449 | 099-12449 | COVIDIEN | 700 SERIES |  | V1904958SX | [5 empty] | 099-12449 | 099-12449 | [9 empty] | Sequential Compression Device | SEQUENTIALCOMPRESSIONDEV-Covidien-700 SERIES | [22 empty] | Sequential Compression Device | SEQUENTIALCOMPRESSIONDEV | Sequential Compression Device | Covidien
YES | YES |  |  |  | 099-12937 | 099-12937 | COVIDIEN | 700 SERIES |  |  | TMC - CULLEN - GENERAL MEDICINE (3C) |  |  |  |  | 099-12937 | 099-12937 | TMC | Memorial Hermann-Texas Medical Center | TMC - CULLEN - GENERAL MEDICINE (3C) |  | 9/1/19 |  | 9/1/20 |  |  | Sequential Compression Device | SEQUENTIALCOMPRESSIONDEV-Covidien-700 SERIES | [22 empty] | Sequential Compression Device | SEQUENTIALCOMPRESSIONDEV | Sequential Compression Device | Covidien
NO | YES |  |  |  | 099-12830 | 099-12830 | COVIDIEN | 700 SERIES |  | V1905180SX | 3east |  |  |  |  | 099-12830 | 099-12830 | TMC | Memorial Hermann-Texas Medical Center | 3east | By C 301 | 10/1/19 |  | 10/1/20 |  |  | Sequential Compression Device | SEQUENTIALCOMPRESSIONDEV-Covidien-700 SERIES | [22 empty] | Sequential Compression Device | SEQUENTIALCOMPRESSIONDEV | Sequential Compression Device | Covidien
NO | YES |  |  |  | 099-11046 | 099-11046 | COVIDIEN | 700 SERIES |  | V1904849SX | TMC-Cullen-Sig Suites (5C) |  |  |  |  | 099-11046 | 099-11046 | TMC | MHHS-TMC | TMC-Cullen-Sig Suites (5C) | CLEAN LINNEN C542 | 9/1/19 |  | 9/1/20 |  |  | Sequential Compression Device | SEQUENTIALCOMPRESSIONDEV-Covidien-700 SERIES | [22 empty] | Sequential Compression Device | SEQUENTIALCOMPRESSIONDEV | Sequential Compression Device | Covidien
YES | YES |  |  |  | 099-11047 | 099-11047 | COVIDIEN | 700 SERIES |  | V1904240SX no | SIGNATURE SUITES |  |  |  |  | 099-11047 | 099-11047 | TMC | Memorial Hermann-Texas Medical Center | SIGNATURE SUITES | CLEAN LINNEN C542 | 9/1/19 |  | 9/1/20 |  |  | Sequential Compression Device | SEQUENTIALCOMPRESSIONDEV-Covidien-700 SERIES | [22 empty] | Sequential Compression Device | SEQUENTIALCOMPRESSIONDEV | Sequential Compression Device | Covidien
NO | YES |  |  |  | 099-11576 | 099-11576 | Covidien | 700 Series |  | V1905094SX | TMC-Cullen-Cardiac Telemetry (5C) |  |  |  |  | 099-11576 | 099-11576 | TMC | MHHS-TMC | TMC-Cullen-Cardiac Telemetry (5C) | Clean Utility rm 545 | [5 empty] | Sequential Compression Device | SEQUENTIALCOMPRESSIONDEV-Covidien-700 SERIES | [22 empty] | Sequential Compression Device | SEQUENTIALCOMPRESSIONDEV | Sequential Compression Device | Covidien
NO | YES |  |  |  | 099-12657 | 099-12657 | COVIDIEN | 700 SERIES |  | V1905091SX | TMC-Jones-Neuro IMU (3J) |  |  |  |  | 099-12657 | 099-12657 | TMC | MHHS-TMC | TMC-Jones-Neuro IMU (3J) |  | 9/1/19 |  | 9/1/20 |  |  | Sequential Compression Device | SEQUENTIALCOMPRESSIONDEV-Covidien-700 SERIES | [22 empty] | Sequential Compression Device | SEQUENTIALCOMPRESSIONDEV | Sequential Compression Device | Covidien
YES | YES |  |  |  | 099-11051 | 099-11051 | COVIDIEN | 700 SERIES |  | V1923109SX | ENT ICU |  |  |  |  | 099-11051 | 099-11051 | TMC | Memorial Hermann-Texas Medical Center | ENT ICU | Room 1 | 3/1/20 |  | 3/1/21 |  |  | Sequential Compression Device | SEQUENTIALCOMPRESSIONDEV-Covidien-700 SERIES | [22 empty] | Sequential Compression Device | SEQUENTIALCOMPRESSIONDEV | Sequential Compression Device | Covidien
NO | YES |  |  |  | 099-11587 | 099-11587 | Covidien | 700 series |  | V1904916SX | TMC - MHTMC - CENTRAL SUPPLY |  |  |  |  | 099-11587 | 099-11587 | TMC | Memorial Hermann TMC | TMC - MHTMC - CENTRAL SUPPLY | J9 493 soiled utility | [6 empty] | SEQUENTIALCOMPRESSIONDEV-Covidien-700 SERIES
NO | YES |  |  |  | 099-11588 | 099-11588 | Covidien | 700 series |  | V1905069SX | TMC - MHTMC - CENTRAL SUPPLY |  |  |  |  | 099-11588 | 099-11588 | TMC | Memorial Hermann TMC | TMC - MHTMC - CENTRAL SUPPLY | J9 493 soiled utility | [6 empty] | SEQUENTIALCOMPRESSIONDEV-Covidien-700 SERIES
NO | YES |  |  |  | 099-11361 | 099-11361 | COVIDIEN | 700 SERIES |  | V1904748SX | NSICU |  |  |  |  | 099-11361 | 099-11361 | TMC | Memorial Hermann-Texas Medical Center | NSICU | Room 9 | [5 empty] | Sequential Compression Device | SEQUENTIALCOMPRESSIONDEV-Covidien-700 SERIES | [22 empty] | Sequential Compression Device | SEQUENTIALCOMPRESSIONDEV | Sequential Compression Device | Covidien
YES | YES |  |  |  | 099-11737 | 099-11737 | COVIDIEN | 700 SERIES |  | V1923092SX | NSICU |  |  |  |  | 099-11737 | 099-11737 | TMC | Memorial Hermann-Texas Medical Center | NSICU |  | 3/1/20 |  | 3/1/21 |  |  | Sequential Compression Device | SEQUENTIALCOMPRESSIONDEV-Covidien-700 SERIES | [22 empty] | Sequential Compression Device | SEQUENTIALCOMPRESSIONDEV | Sequential Compression Device | Covidien
NO | YES |  |  |  | 099-11263 | 099-11263 | COVIDIEN | 700 SERIES |  | V1905033SX | TMC JONES ICU 7 |  |  |  |  | 099-11263 | 099-11263 | TMC | Memorial Hermann-Texas Medical Center | TMC JONES ICU 7 | TMC JONES ICU 7 | 9/1/19 |  | 9/1/20 |  |  | Sequential Compression Device | SEQUENTIALCOMPRESSIONDEV-Covidien-700 SERIES | [22 empty] | Sequential Compression Device | SEQUENTIALCOMPRESSIONDEV | Sequential Compression Device | Covidien
NO | YES |  |  |  | 099-11740 | 099-11740 | COVIDIEN | 700 SERIES |  | V1904257SX | NSICU |  |  |  |  | 099-11740 | 099-11740 | TMC | Memorial Hermann-Texas Medical Center | NSICU |  | 11/1/19 |  | 11/1/20 |  |  | Sequential Compression Device | SEQUENTIALCOMPRESSIONDEV-Covidien-700 SERIES | [22 empty] | Sequential Compression Device | SEQUENTIALCOMPRESSIONDEV | Sequential Compression Device | Covidien
NO | YES |  |  |  | 099-11831 | 099-11831 | COVIDIEN | 700 SERIES |  | V1904344sx | TMC - JONES - NEURO ICU (7J) |  |  |  |  | 099-11831 | 099-11831 |  | Memorial Hermann-tmc | TMC - JONES - NEURO ICU (7J) | J7 23 |  |  |  | In use on patient |  | Sequential Compression Device | SEQUENTIALCOMPRESSIONDEV-Covidien-700 SERIES | [22 empty] | Sequential Compression Device | SEQUENTIALCOMPRESSIONDEV | Sequential Compression Device | Covidien
NO | YES |  |  |  | 099-12691 | 099-12691 | Covidien | 700 series |  | V1904484SX | Nuro ICU |  |  |  |  | 099-12691 | 099-12691 | TMC | Memorial Hermann-Texas Medical Center | Nuro ICU | NSICU19 | 9/1/19 |  | 9/1/20 |  |  | Sequential Compression Device | SEQUENTIALCOMPRESSIONDEV-Covidien-700 SERIES | [22 empty] | Sequential Compression Device | SEQUENTIALCOMPRESSIONDEV | Sequential Compression Device | Covidien
YES | YES |  |  |  | 099-11718 | 099-11718 | COVIDIEN | 700 SERIES |  | V1902597sx | J7 |  |  |  |  | 099-11718 | 099-11718 | TMC | Memorial Hermann-Texas Medical Center | J7 |  | 3/1/20 |  | 3/1/21 |  |  | Sequential Compression Device | SEQUENTIALCOMPRESSIONDEV-Covidien-700 SERIES | [22 empty] | Sequential Compression Device | SEQUENTIALCOMPRESSIONDEV | Sequential Compression Device | Covidien
NO | YES |  |  |  | 099-11899 | 099-11899 | COVIDIEN | 700 SERIES |  | V1901276sx | J6 |  |  |  |  | 099-11899 | 099-11899 | TMC | Memorial Hermann-Texas Medical Center | J6 | J6485 | [5 empty] | Sequential Compression Device | SEQUENTIALCOMPRESSIONDEV-Covidien-700 SERIES | [22 empty] | Sequential Compression Device | SEQUENTIALCOMPRESSIONDEV | Sequential Compression Device | Covidien
NO | YES |  |  |  | 099-11871 | 099-11871 | COVIDIEN | 700 SERIES |  | V1904292SX | TMC - JONES - NEURO ACUTE CARE (5J) |  |  |  |  | 099-11871 | 099-11871 |  | Memorial Hermann-tmc | TMC - JONES - NEURO ACUTE CARE (5J) | Nurse station | [5 empty] | Sequential Compression Device | SEQUENTIALCOMPRESSIONDEV-Covidien-700 SERIES | [22 empty] | Sequential Compression Device | SEQUENTIALCOMPRESSIONDEV | Sequential Compression Device | Covidien
NO | YES |  |  |  | 099-11905 | 099-11905 | COVIDIEN | 700 SERIES |  | V1904933sx | J5 |  |  |  |  | 099-11905 | 099-11905 | TMC | Memorial Hermann-Texas Medical Center | J5 | J508 | [5 empty] | Sequential Compression Device | SEQUENTIALCOMPRESSIONDEV-Covidien-700 SERIES | [22 empty] | Sequential Compression Device | SEQUENTIALCOMPRESSIONDEV | Sequential Compression Device | Covidien
YES | YES |  |  |  | 099-11869 | 099-11869 | COVIDIEN | 700 SERIES |  | Nsn | TMC - JONES - 4J |  |  |  |  | 099-11869 | 099-11869 |  | Memorial Hermann-tmc | TMC - JONES - 4J | J 401 | 3/1/20 |  |  | In use on patient |  | Sequential Compression Device | SEQUENTIALCOMPRESSIONDEV-Covidien-700 SERIES | [22 empty] | Sequential Compression Device | SEQUENTIALCOMPRESSIONDEV | Sequential Compression Device | Covidien
NO | YES |  |  |  | 099-11789 | 099-11789 | COVIDIEN | 700 SERIES |  | V1904250SX | TMC-Rehab-Ot/Pt Clinic (4J) |  |  |  |  | 099-11789 | 099-11789 | TMC | MHHS-TMC | TMC-Rehab-Ot/Pt Clinic (4J) | J408 | 9/1/19 |  | 9/1/20 |  |  | Sequential Compression Device | SEQUENTIALCOMPRESSIONDEV-Covidien-700 SERIES | [22 empty] | Sequential Compression Device | SEQUENTIALCOMPRESSIONDEV | Sequential Compression Device | Covidien
NO | YES |  |  |  | 099-11269 | 099-11269 | COVIDIEN | 700 SERIES |  | V1905274SX | TMC-Jones-Silver Trauma/Tcu (8J) |  |  |  |  | 099-11269 | 099-11269 | TMC | MHHS-TMC | TMC-Jones-Silver Trauma/Tcu (8J) | TMC - JONES -SILVER TRAUMA CARE 4 | 10/1/19 |  | 10/1/20 |  |  | Sequential Compression Device | SEQUENTIALCOMPRESSIONDEV-Covidien-700 SERIES | [22 empty] | Sequential Compression Device | SEQUENTIALCOMPRESSIONDEV | Sequential Compression Device | Covidien
NO | YES |  |  |  | 099-11792 | 099-11792 | COVIDIEN | 700 SERIES |  | V1905248SX | TMC-Jones-Stroke (4J) |  |  |  |  | 099-11792 | 099-11792 | TMC | MHHS-TMC | TMC-Jones-Stroke (4J) | [6 empty] | Sequential Compression Device | SEQUENTIALCOMPRESSIONDEV-Covidien-700 SERIES | [22 empty] | Sequential Compression Device | SEQUENTIALCOMPRESSIONDEV | Sequential Compression Device | Covidien
NO | YES |  |  |  | 099-11620 | 099-11620 | COVIDIEN | 700 SERIES |  | V1905247SX | TMC-Jones-Stroke (4J) |  |  |  |  | 099-11620 | 099-11620 | TMC | MHHS-TMC | TMC-Jones-Stroke (4J) | Room 9 | [5 empty] | Sequential Compression Device | SEQUENTIALCOMPRESSIONDEV-Covidien-700 SERIES | [22 empty] | Sequential Compression Device | SEQUENTIALCOMPRESSIONDEV | Sequential Compression Device | Covidien
NO | YES |  |  |  | 099-11605 | 099-11605 | Covidien | 700 series |  | V1905272SX | TMC-Jones-Stroke (4J) |  |  |  |  | 099-11605 | 099-11605 | TMC | MHHS-TMC | TMC-Jones-Stroke (4J) | Stroke 8 | [5 empty] | Sequential Compression Device | SEQUENTIALCOMPRESSIONDEV-Covidien-700 SERIES | [22 empty] | Sequential Compression Device | SEQUENTIALCOMPRESSIONDEV | Sequential Compression Device | Covidien
NO | YES |  |  |  | 099-11795 | 099-11795 | COVIDIEN | 700 SERIES |  | V1904867SX | TMC-Jones-Neuro Elective (4J) |  |  |  |  | 099-11795 | 099-11795 | TMC | MHHS-TMC | TMC-Jones-Neuro Elective (4J) | Storage | 9/1/19 |  | 9/1/20 |  |  | Sequential Compression Device | SEQUENTIALCOMPRESSIONDEV-Covidien-700 SERIES | [22 empty] | Sequential Compression Device | SEQUENTIALCOMPRESSIONDEV | Sequential Compression Device | Covidien
NO | YES |  |  |  | 099-11608 | 099-11608 | Covidien | 700 series |  | V1904319SX | TMC-Jones-Stroke (4J) |  |  |  |  | 099-11608 | 099-11608 | TMC | MHHS-TMC | TMC-Jones-Stroke (4J) | Stroke 10 | [5 empty] | Sequential Compression Device | SEQUENTIALCOMPRESSIONDEV-Covidien-700 SERIES | [22 empty] | Sequential Compression Device | SEQUENTIALCOMPRESSIONDEV | Sequential Compression Device | Covidien
YES | YES |  |  |  | 099-11949 | 099-11949 | COVIDIEN | 700 SERIES |  | VE 1905261SX | TMC - CHILDRENS - L |  |  |  |  | 099-11949 | 099-11949 | TMC | Children?Aos Memorial Hermann | TMC - CHILDRENS - L | J581 | [5 empty] | Sequential Compression Device | SEQUENTIALCOMPRESSIONDEV-Covidien-700 SERIES | [22 empty] | Sequential Compression Device | SEQUENTIALCOMPRESSIONDEV | Sequential Compression Device | Covidien
YES | YES |  |  |  | 099-11951 | 099-11951 | COVIDIEN | 700 SERIES |  | VE 1905102SX | TMC - CHILDRENS - L |  |  |  |  | 099-11951 | 099-11951 | TMC | Children?Aos Memorial Hermann | TMC - CHILDRENS - L | J592 | [5 empty] | Sequential Compression Device | SEQUENTIALCOMPRESSIONDEV-Covidien-700 SERIES | [22 empty] | Sequential Compression Device | SEQUENTIALCOMPRESSIONDEV | Sequential Compression Device | Covidien
YES | YES |  |  |  | 099-09031 | 099-09031 | COVIDIEN | 700 SERIES |  | VE 1904315SX | TMC - JONES - TSCU (9J) |  |  |  |  | 099-09031 | 099-09031 | TMC | Children?Aos Memorial Hermann | TMC - JONES - TSCU (9J) | TSICU Storage | [5 empty] | Sequential Compression Device | SEQUENTIALCOMPRESSIONDEV-Covidien-700 SERIES | [22 empty] | Sequential Compression Device | SEQUENTIALCOMPRESSIONDEV | Sequential Compression Device | Covidien
NO | YES |  |  |  | 099-09426 | 099-09426 | COVIDIEN | 700 SERIES |  | V1905216sx | TMC-Radiology-Jones Pavilion |  |  |  |  | 099-09426 | 099-09426 | TMC | MHHS-TMC | TMC-Radiology-Jones Pavilion | J2 400.18 | [5 empty] | Sequential Compression Device | SEQUENTIALCOMPRESSIONDEV-Covidien-700 SERIES | [22 empty] | Sequential Compression Device | SEQUENTIALCOMPRESSIONDEV | Sequential Compression Device | Covidien
NO | YES |  |  |  | 099-09706 | PSD1501 | COVIDIEN | 700 SERIES |  | V1901272sx | 8 floor Medical ICU |  |  |  |  | 099-09706 | PSD1501 | TMC | Memorial Hermann-Texas Medical Center | 8 floor Medical ICU | Nurse station | 10/1/19 |  | 10/1/20 |  |  | Sequential Compression Device | SEQUENTIALCOMPRESSIONDEV-Covidien-700 SERIES | [22 empty] | Sequential Compression Device | SEQUENTIALCOMPRESSIONDEV | Sequential Compression Device | Covidien
NO | YES |  |  |  | 099-09510 | 099-09510 | COVIDIEN | 700 SERIES |  | V1904307sx | Csr |  |  |  |  | 099-09510 | 099-09510 |  | Memorial Hermann-tmc | Csr | Csr | 10/1/19 |  | 10/1/20 |  |  | Sequential Compression Device | SEQUENTIALCOMPRESSIONDEV-Covidien-700 SERIES | [22 empty] | Sequential Compression Device | SEQUENTIALCOMPRESSIONDEV | Sequential Compression Device | Covidien
NO | YES |  |  |  | 069-45011 | 069-45011 | COVIDIEN | 700 SERIES |  | V1905057SX | TMC-MHTMC-Central Supply |  |  |  |  | 069-45011 | 069-45011 | TMC | Memorial Hermman Texas Medical Center | TMC-MHTMC-Central Supply | Central Supply | [5 empty] | Sequential Compression Device | SEQUENTIALCOMPRESSIONDEV-Covidien-700 SERIES | [22 empty] | Sequential Compression Device | SEQUENTIALCOMPRESSIONDEV | Sequential Compression Device | Covidien
NO | YES |  |  |  | 099-09509 | 099-09509 | COVIDIEN | 700 SERIES |  | V1905084sx | Csr |  |  |  |  | 099-09509 | 099-09509 |  | Memorial Hermann-tmc | Csr | Csr | 9/1/19 |  | 9/1/20 |  |  | Sequential Compression Device | SEQUENTIALCOMPRESSIONDEV-Covidien-700 SERIES | [22 empty] | Sequential Compression Device | SEQUENTIALCOMPRESSIONDEV | Sequential Compression Device | Covidien
NO | YES |  |  |  | 099-09508 | 099-09508 | COVIDIEN | 700 SERIES |  | V1905002sx | Csr |  |  |  |  | 099-09508 | 099-09508 |  | Memorial Hermann-tmc | Csr | Csr | [5 empty] | Sequential Compression Device | SEQUENTIALCOMPRESSIONDEV-Covidien-700 SERIES | [22 empty] | Sequential Compression Device | SEQUENTIALCOMPRESSIONDEV | Sequential Compression Device | Covidien
NO | YES |  |  |  | 099-09507 | 099-09507 | COVIDIEN | 700 SERIES |  | V1904246sx | Csr |  |  |  |  | 099-09507 | 099-09507 |  | Memorial Hermann-tmc | Csr | Csr | 10/1/19 |  | 10/1/20 |  |  | Sequential Compression Device | SEQUENTIALCOMPRESSIONDEV-Covidien-700 SERIES | [22 empty] | Sequential Compression Device | SEQUENTIALCOMPRESSIONDEV | Sequential Compression Device | Covidien
NO | YES |  |  |  | 069-45010 | 069-45010 | COVIDIEN | 700 SERIES |  | V1905156SX | TMC-MHTMC-Central Supply |  |  |  |  | 069-45010 | 069-45010 | TMC | Memorial Hermman Texas Medical Center | TMC-MHTMC-Central Supply | Central Supply | [5 empty] | Sequential Compression Device | SEQUENTIALCOMPRESSIONDEV-Covidien-700 SERIES | [22 empty] | Sequential Compression Device | SEQUENTIALCOMPRESSIONDEV | Sequential Compression Device | Covidien
YES | YES |  |  |  | 099-09506 | 099-09506 | COVIDIEN | 700 SERIES |  | V1904947 | Csr |  |  |  |  | 099-09506 | 099-09506 |  | Memorial Hermann-tmc | Csr | Csr | 9/1/19 |  | 9/1/20 |  |  | Sequential Compression Device | SEQUENTIALCOMPRESSIONDEV-Covidien-700 SERIES | [22 empty] | Sequential Compression Device | SEQUENTIALCOMPRESSIONDEV | Sequential Compression Device | Covidien
YES | YES |  |  |  | 099-09505 | 099-09505 | COVIDIEN | 700 SERIES |  | V1904399sx | Csr |  |  |  |  | 099-09505 | 099-09505 |  | Memorial Hermann-tmc | Csr | Csr | 9/1/19 |  | 9/1/20 |  |  | Sequential Compression Device | SEQUENTIALCOMPRESSIONDEV-Covidien-700 SERIES | [22 empty] | Sequential Compression Device | SEQUENTIALCOMPRESSIONDEV | Sequential Compression Device | Covidien
NO | YES |  |  |  | 069-45006 | 069-45006 | COVIDIEN | 700 SERIES |  | V1905074SX | TMC-MHTMC-Central Supply |  |  |  |  | 069-45006 | 069-45006 | TMC | Memorial Hermman Texas Medical Center | TMC-MHTMC-Central Supply | Central Supply | [5 empty] | Sequential Compression Device | SEQUENTIALCOMPRESSIONDEV-Covidien-700 SERIES | [22 empty] | Sequential Compression Device | SEQUENTIALCOMPRESSIONDEV | Sequential Compression Device | Covidien
NO | YES |  |  |  | 099-09504 | 099-09504 | COVIDIEN | 700 SERIES |  | V1904462sx | Csr |  |  |  |  | 099-09504 | 099-09504 |  | Memorial Hermann-tmc | Csr | Csr | 9/1/19 |  | 9/1/20 |  |  | Sequential Compression Device | SEQUENTIALCOMPRESSIONDEV-Covidien-700 SERIES | [22 empty] | Sequential Compression Device | SEQUENTIALCOMPRESSIONDEV | Sequential Compression Device | Covidien
NO | YES |  |  |  | 069-45007 | 069-45007 | COVIDIEN | 700 SERIES |  | V1904949SX | TMC-MHTMC-Central Supply |  |  |  |  | 069-45007 | 069-45007 | TMC | Memorial Hermman Texas Medical Center | TMC-MHTMC-Central Supply | Central Supply | [5 empty] | Sequential Compression Device | SEQUENTIALCOMPRESSIONDEV-Covidien-700 SERIES | [22 empty] | Sequential Compression Device | SEQUENTIALCOMPRESSIONDEV | Sequential Compression Device | Covidien
YES | YES |  |  |  | 099-09493 | 099-09493 | COVIDIEN | 700 SERIES |  | V1951512sx | Csr |  |  |  |  | 099-09493 | 099-09493 |  | Memorial Hermann-tmc | Csr | Csr | 3/1/20 |  | 3/1/21 |  |  | Sequential Compression Device | SEQUENTIALCOMPRESSIONDEV-Covidien-700 SERIES | [22 empty] | Sequential Compression Device | SEQUENTIALCOMPRESSIONDEV | Sequential Compression Device | Covidien
NO | YES |  |  |  | 069-45004 | 069-45004 | COVIDIEN | 700 SERIES |  | V1904479SX | TMC-MHTMC-Central Supply |  |  |  |  | 069-45004 | 069-45004 | TMC | Memorial Hermman Texas Medical Center | TMC-MHTMC-Central Supply | Central Supply | [5 empty] | Sequential Compression Device | SEQUENTIALCOMPRESSIONDEV-Covidien-700 SERIES | [22 empty] | Sequential Compression Device | SEQUENTIALCOMPRESSIONDEV | Sequential Compression Device | Covidien
NO | YES |  |  |  | 069-45005 | 069-45005 | COVIDIEN | 700 SERIES |  | V1904471SX | TMC-MHTMC-Central Supply |  |  |  |  | 069-45005 | 069-45005 | TMC | Memorial Hermman Texas Medical Center | TMC-MHTMC-Central Supply | Central Supply | [5 empty] | Sequential Compression Device | SEQUENTIALCOMPRESSIONDEV-Covidien-700 SERIES | [22 empty] | Sequential Compression Device | SEQUENTIALCOMPRESSIONDEV | Sequential Compression Device | Covidien
NO | YES |  |  |  | 069-45008 | 069-45008 | COVIDIEN | 700 SERIES |  | V1904904SX | TMC-MHTM-Central Supply |  |  |  |  | 069-45008 | 069-45008 | TMC | Memorial Hermann-Texas Medical Center | TMC-MHTM-Central Supply | Central Supply | 9/1/19 |  | 9/1/20 |  |  | Sequential Compression Device | SEQUENTIALCOMPRESSIONDEV-Covidien-700 SERIES | [22 empty] | Sequential Compression Device | SEQUENTIALCOMPRESSIONDEV | Sequential Compression Device | Covidien
NO | YES |  |  |  | 099-09492 | 099-09492 | COVIDIEN | 700 SERIES |  | V1905071sx | Csr |  |  |  |  | 099-09492 | 099-09492 |  | Memorial Hermann-tmc | Csr | Csr | 9/1/19 |  | 9/1/20 |  |  | Sequential Compression Device | SEQUENTIALCOMPRESSIONDEV-Covidien-700 SERIES | [22 empty] | Sequential Compression Device | SEQUENTIALCOMPRESSIONDEV | Sequential Compression Device | Covidien
NO | YES |  |  |  | 069-45002 | 069-45002 | COVIDIEN | 700 SERIES |  | V1901257SX | TMC-MHTMC-Central Supply |  |  |  |  | 069-45002 | 069-45002 | TMC | Memorial Hermman Texas Medical Center | TMC-MHTMC-Central Supply | Central Supply | [5 empty] | Sequential Compression Device | SEQUENTIALCOMPRESSIONDEV-Covidien-700 SERIES | [22 empty] | Sequential Compression Device | SEQUENTIALCOMPRESSIONDEV | Sequential Compression Device | Covidien
NO | YES |  |  |  | 099-09491 | 099-09491 | COVIDIEN | 700 SERIES |  | V1905048sx | Csr |  |  |  |  | 099-09491 | 099-09491 |  | Memorial Hermann-tmc | Csr | Csr | 10/1/19 |  | 10/1/20 |  |  | Sequential Compression Device | SEQUENTIALCOMPRESSIONDEV-Covidien-700 SERIES | [22 empty] | Sequential Compression Device | SEQUENTIALCOMPRESSIONDEV | Sequential Compression Device | Covidien
NO | YES |  |  |  | 069-45009 | 069-45009 | COVIDIEN | 700 SERIES |  | V1905263SX | TMC-MHTM-Central Supply |  |  |  |  | 069-45009 | 069-45009 | TMC | Memorial Hermann-Texas Medical Center | TMC-MHTM-Central Supply | Central Supply | 10/1/19 |  | 10/1/20 |  |  | Sequential Compression Device | SEQUENTIALCOMPRESSIONDEV-Covidien-700 SERIES | [22 empty] | Sequential Compression Device | SEQUENTIALCOMPRESSIONDEV | Sequential Compression Device | Covidien
NO | YES |  |  |  | 099-09490 | 099-09490 | COVIDIEN | 700 SERIES |  | V1905125sx | Csr |  |  |  |  | 099-09490 | 099-09490 |  | Memorial Hermann-tmc | Csr | Csr | 10/1/19 |  | 10/1/20 |  |  | Sequential Compression Device | SEQUENTIALCOMPRESSIONDEV-Covidien-700 SERIES | [22 empty] | Sequential Compression Device | SEQUENTIALCOMPRESSIONDEV | Sequential Compression Device | Covidien
NO | YES |  |  |  | 069-45003 | 069-45003 | COVIDIEN | 700 SERIES |  | V1904483SX | TMC-MHTMC-Central Supply |  |  |  |  | 069-45003 | 069-45003 | TMC | Memorial Hermman Texas Medical Center | TMC-MHTMC-Central Supply | Central Supply | [5 empty] | Sequential Compression Device | SEQUENTIALCOMPRESSIONDEV-Covidien-700 SERIES | [22 empty] | Sequential Compression Device | SEQUENTIALCOMPRESSIONDEV | Sequential Compression Device | Covidien
NO | YES |  |  |  | 069-45001 | 069-45001 | COVIDIEN | 700 SERIES |  | V1904743SX | TMC-MHTM-Central Supply |  |  |  |  | 069-45001 | 069-45001 | TMC | Memorial Hermann-Texas Medical Center | TMC-MHTM-Central Supply | Central Supply | 9/1/19 |  | 9/1/20 |  |  | Sequential Compression Device | SEQUENTIALCOMPRESSIONDEV-Covidien-700 SERIES | [22 empty] | Sequential Compression Device | SEQUENTIALCOMPRESSIONDEV | Sequential Compression Device | Covidien
YES | YES |  |  |  | 099-09489 | 099-09489 | COVIDIEN | 700 SERIES |  | V1923110sx | Csr |  |  |  |  | 099-09489 | 099-09489 |  | Memorial Hermann-tmc | Csr | Csr | [5 empty] | Sequential Compression Device | SEQUENTIALCOMPRESSIONDEV-Covidien-700 SERIES | [22 empty] | Sequential Compression Device | SEQUENTIALCOMPRESSIONDEV | Sequential Compression Device | Covidien
YES | YES |  |  |  | 099-09340 | 099-09340 | COVIDIEN | 700 SERIES |  | V1923079SX | TMC-MHTMC-Central Supply |  |  |  |  | 099-09340 | 099-09340 | TMC | Memorial Hermman Texas Medical Center | TMC-MHTMC-Central Supply | Central Supply | [5 empty] | Sequential Compression Device | SEQUENTIALCOMPRESSIONDEV-Covidien-700 SERIES | [22 empty] | Sequential Compression Device | SEQUENTIALCOMPRESSIONDEV | Sequential Compression Device | Covidien
NO | YES |  |  |  | 099-09342 | 099-09342 | COVIDIEN | 700 SERIES |  | V1904374SX | TMC-MHTMC-Central Supply |  |  |  |  | 099-09342 | 099-09342 | TMC | Memorial Hermman Texas Medical Center | TMC-MHTMC-Central Supply | Central Supply | [5 empty] | Sequential Compression Device | SEQUENTIALCOMPRESSIONDEV-Covidien-700 SERIES | [22 empty] | Sequential Compression Device | SEQUENTIALCOMPRESSIONDEV | Sequential Compression Device | Covidien
NO | YES |  |  |  | 099-09345 | 099-09345 | COVIDIEN | 700 SERIES |  | V1904254SX | TMC-MHTMC-Central Supply |  |  |  |  | 099-09345 | 099-09345 | TMC | Memorial Hermman Texas Medical Center | TMC-MHTMC-Central Supply | Central Supply | [5 empty] | Sequential Compression Device | SEQUENTIALCOMPRESSIONDEV-Covidien-700 SERIES | [22 empty] | Sequential Compression Device | SEQUENTIALCOMPRESSIONDEV | Sequential Compression Device | Covidien
NO | YES |  |  |  | 069-44667 | 069-44667 | COVIDIEN | 700 SERIES |  | V1904259SX | Central Supply |  |  |  |  | 069-44667 | 069-44667 | TMC | Memorial Hermann-Texas Medical Center | Central Supply | Dirty supply | 10/1/19 |  | 10/1/20 |  |  | Sequential Compression Device | SEQUENTIALCOMPRESSIONDEV-Covidien-700 SERIES | [22 empty] | Sequential Compression Device | SEQUENTIALCOMPRESSIONDEV | Sequential Compression Device | Covidien
NO | YES |  |  |  | 069-44994 | 069-44994 | COVIDIEN | 700 SERIES |  | V1905166SX | TMC-MHTMC-Central Supply |  |  |  |  | 069-44994 | 069-44994 | TMC | Memorial Hermman Texas Medical Center | TMC-MHTMC-Central Supply | Central Supply | [5 empty] | Sequential Compression Device | SEQUENTIALCOMPRESSIONDEV-Covidien-700 SERIES | [22 empty] | Sequential Compression Device | SEQUENTIALCOMPRESSIONDEV | Sequential Compression Device | Covidien
NO | YES |  |  |  | 099-09344 | 099-09344 | COVIDIEN | 700 SERIES |  | V1905120SX | TMC-MHTMC-Central Supply |  |  |  |  | 099-09344 | 099-09344 | TMC | Memorial Hermman Texas Medical Center | TMC-MHTMC-Central Supply | Central Supply | [5 empty] | Sequential Compression Device | SEQUENTIALCOMPRESSIONDEV-Covidien-700 SERIES | [22 empty] | Sequential Compression Device | SEQUENTIALCOMPRESSIONDEV | Sequential Compression Device | Covidien
NO | YES |  |  |  | 069-44668 | 069-44668 | COVIDIEN | 700 SERIES |  | V1904833SX | Central Supply |  |  |  |  | 069-44668 | 069-44668 | TMC | Memorial Hermann-Texas Medical Center | Central Supply | Dirty supply | 10/1/19 |  | 10/1/20 |  |  | Sequential Compression Device | SEQUENTIALCOMPRESSIONDEV-Covidien-700 SERIES | [22 empty] | Sequential Compression Device | SEQUENTIALCOMPRESSIONDEV | Sequential Compression Device | Covidien
NO | YES | Asset Tag 069-44995 |  |  | 069-44995 | 069-44995 | COVIDIEN | 700 SERIES |  | V1904308SX | TMC-MHTMC-Central Supply |  |  |  |  | 069-44995 | 069-44995 | TMC | Memorial Hermman Texas Medical Center | TMC-MHTMC-Central Supply | Central Supply | [5 empty] | Sequential Compression Device | SEQUENTIALCOMPRESSIONDEV-Covidien-700 SERIES | [22 empty] | Sequential Compression Device | SEQUENTIALCOMPRESSIONDEV | Sequential Compression Device | Covidien
NO | YES |  |  |  | 099-09350 | 099-09350 | COVIDIEN | 700 SERIES |  | V1905052SX | TMC-MHTM-Central Supply |  |  |  |  | 099-09350 | 099-09350 | TMC | Memorial Hermann-Texas Medical Center | TMC-MHTM-Central Supply | Central Supply | [5 empty] | Sequential Compression Device | SEQUENTIALCOMPRESSIONDEV-Covidien-700 SERIES | [22 empty] | Sequential Compression Device | SEQUENTIALCOMPRESSIONDEV | Sequential Compression Device | Covidien
YES | YES |  |  |  | 099-09343 | 099-09343 | COVIDIEN | 700 SERIES |  | V1951530SX | TMC-MHTM-Central Supply |  |  |  |  | 099-09343 | 099-09343 | TMC | Memorial Hermann-Texas Medical Center | TMC-MHTM-Central Supply | Central Supply | 3/1/20 |  | 3/1/21 |  |  | Sequential Compression Device | SEQUENTIALCOMPRESSIONDEV-Covidien-700 SERIES | [22 empty] | Sequential Compression Device | SEQUENTIALCOMPRESSIONDEV | Sequential Compression Device | Covidien
YES | YES |  |  |  | 069-44669 | 069-44669 | COVIDIEN | 700 SERIES |  | V1951469SX | Central Supply |  |  |  |  | 069-44669 | 069-44669 | TMC | Memorial Hermann-Texas Medical Center | Central Supply | Dirty supply | 3/1/20 |  | 3/1/21 |  |  | Sequential Compression Device | SEQUENTIALCOMPRESSIONDEV-Covidien-700 SERIES | [22 empty] | Sequential Compression Device | SEQUENTIALCOMPRESSIONDEV | Sequential Compression Device | Covidien
NO | YES |  |  |  | 099-09347 | 099-09347 | COVIDIEN | 700 SERIES |  | V1904860SX | TMC-MHTM-Central Supply |  |  |  |  | 099-09347 | 099-09347 | TMC | Memorial Hermann-Texas Medical Center | TMC-MHTM-Central Supply | Central Supply | [5 empty] | Sequential Compression Device | SEQUENTIALCOMPRESSIONDEV-Covidien-700 SERIES | [22 empty] | Sequential Compression Device | SEQUENTIALCOMPRESSIONDEV | Sequential Compression Device | Covidien
NO | YES |  |  |  | 099-09341 | 099-09341 | COVIDIEN | 700 SERIES |  | V1901189SX | TMC-MHTMC-Central Supply |  |  |  |  | 099-09341 | 099-09341 | TMC | Memorial Hermman Texas Medical Center | TMC-MHTMC-Central Supply | Central Supply | [5 empty] | Sequential Compression Device | SEQUENTIALCOMPRESSIONDEV-Covidien-700 SERIES | [22 empty] | Sequential Compression Device | SEQUENTIALCOMPRESSIONDEV | Sequential Compression Device | Covidien
NO | YES |  |  |  | 069-44998 | 069-44998 | COVIDIEN | 700 SERIES |  | V1904631SX | TMC-MHTMC-Central Supply |  |  |  |  | 069-44998 | 069-44998 | TMC | Memorial Hermman Texas Medical Center | TMC-MHTMC-Central Supply | Central Supply | [5 empty] | Sequential Compression Device | SEQUENTIALCOMPRESSIONDEV-Covidien-700 SERIES | [22 empty] | Sequential Compression Device | SEQUENTIALCOMPRESSIONDEV | Sequential Compression Device | Covidien
YES | YES |  |  |  | 099-09346 | 099-09346 | COVIDIEN | 700 SERIES |  | V1904509sx | TMC-MHTM-Central Supply |  |  |  |  | 099-09346 | 099-09346 | TMC | Memorial Hermann-Texas Medical Center | TMC-MHTM-Central Supply | Central Supply | 9/1/19 |  | 9/1/20 |  |  | Sequential Compression Device | SEQUENTIALCOMPRESSIONDEV-Covidien-700 SERIES | [22 empty] | Sequential Compression Device | SEQUENTIALCOMPRESSIONDEV | Sequential Compression Device | Covidien
NO | YES |  |  |  | 069-45031 | 069-45031 | COVIDIEN | 700 SERIES |  | V1905231SX | Central Supply |  |  |  |  | 069-45031 | 069-45031 | TMC | Memorial Hermann-Texas Medical Center | Central Supply | Dirty supply | 9/1/19 |  | 9/1/20 |  |  | Sequential Compression Device | SEQUENTIALCOMPRESSIONDEV-Covidien-700 SERIES | [22 empty] | Sequential Compression Device | SEQUENTIALCOMPRESSIONDEV | Sequential Compression Device | Covidien
NO | YES |  |  |  | 069-44997 | 069-44997 | COVIDIEN | 700 SERIES |  | V1905059SX | TMC-MHTMC-Central Supply |  |  |  |  | 069-44997 | 069-44997 | TMC | Memorial Hermman Texas Medical Center | TMC-MHTMC-Central Supply | Central Supply | [5 empty] | Sequential Compression Device | SEQUENTIALCOMPRESSIONDEV-Covidien-700 SERIES | [22 empty] | Sequential Compression Device | SEQUENTIALCOMPRESSIONDEV | Sequential Compression Device | Covidien
YES | YES |  |  |  | 099-09348 | 099-09348 | COVIDIEN | 700 SERIES |  | V1923111SX | TMC-MHTM-Central Supply |  |  |  |  | 099-09348 | 099-09348 | TMC | Memorial Hermann-Texas Medical Center | TMC-MHTM-Central Supply | Central Supply | [5 empty] | Sequential Compression Device | SEQUENTIALCOMPRESSIONDEV-Covidien-700 SERIES | [22 empty] | Sequential Compression Device | SEQUENTIALCOMPRESSIONDEV | Sequential Compression Device | Covidien
NO | YES |  |  |  | 099-09349 | 099-09349 | COVIDIEN | 700 SERIES |  | V1905302SX | TMC-MHTMC-Central Supply |  |  |  |  | 099-09349 | 099-09349 | TMC | Memorial Hermman Texas Medical Center | TMC-MHTMC-Central Supply | Central Supply | [5 empty] | Sequential Compression Device | SEQUENTIALCOMPRESSIONDEV-Covidien-700 SERIES | [22 empty] | Sequential Compression Device | SEQUENTIALCOMPRESSIONDEV | Sequential Compression Device | Covidien
NO | YES |  |  |  | 069-45032 | 069-45032 | COVIDIEN | 700 SERIES |  | V1904625SX | Central Supply |  |  |  |  | 069-45032 | 069-45032 | TMC | Memorial Hermann-Texas Medical Center | Central Supply | Dirty supply | 10/1/19 |  | 10/1/20 |  |  | Sequential Compression Device | SEQUENTIALCOMPRESSIONDEV-Covidien-700 SERIES | [22 empty] | Sequential Compression Device | SEQUENTIALCOMPRESSIONDEV | Sequential Compression Device | Covidien
NO | YES |  |  |  | 069-44993 | 069-44993 | COVIDIEN | 700 SERIES |  | V1904954sx | TMC-MHTM-Central Supply |  |  |  |  | 069-44993 | 069-44993 | TMC | Memorial Hermann-Texas Medical Center | TMC-MHTM-Central Supply | Central Supply | [5 empty] | Sequential Compression Device | SEQUENTIALCOMPRESSIONDEV-Covidien-700 SERIES | [22 empty] | Sequential Compression Device | SEQUENTIALCOMPRESSIONDEV | Sequential Compression Device | Covidien
NO | YES |  |  |  | 099-09351 | 099-09351 | COVIDIEN | 700 SERIES |  | V1901254SX | TMC-MHTMC-Central Supply |  |  |  |  | 099-09351 | 099-09351 | TMC | Memorial Hermman Texas Medical Center | TMC-MHTMC-Central Supply | Central Supply | [5 empty] | Sequential Compression Device | SEQUENTIALCOMPRESSIONDEV-Covidien-700 SERIES | [22 empty] | Sequential Compression Device | SEQUENTIALCOMPRESSIONDEV | Sequential Compression Device | Covidien
NO | YES |  |  |  | 069-44996 | 069-44996 | COVIDIEN | 700 SERIES |  | V1905264sx | TMC-MHTM-Central Supply |  |  |  |  | 069-44996 | 069-44996 | TMC | Memorial Hermann-Texas Medical Center | TMC-MHTM-Central Supply | Central Supply | [5 empty] | Sequential Compression Device | SEQUENTIALCOMPRESSIONDEV-Covidien-700 SERIES | [22 empty] | Sequential Compression Device | SEQUENTIALCOMPRESSIONDEV | Sequential Compression Device | Covidien
YES | YES |  |  |  | 099-09352 | 099-09352 | COVIDIEN | 700 SERIES |  | V1951494SX | TMC-MHTMC-Central Supply |  |  |  |  | 099-09352 | 099-09352 | TMC | Memorial Hermman Texas Medical Center | TMC-MHTMC-Central Supply | Central Supply | [5 empty] | Sequential Compression Device | SEQUENTIALCOMPRESSIONDEV-Covidien-700 SERIES | [22 empty] | Sequential Compression Device | SEQUENTIALCOMPRESSIONDEV | Sequential Compression Device | Covidien
NO | YES |  |  |  | 099-09034 | 099-09034 | COVIDIEN | 700 SERIES |  | V1904503SX | Central supply |  |  |  |  | 099-09034 | 099-09034 | TMC | Memorial Hermann-Texas Medical Center | Central supply | Dirty | [5 empty] | Sequential Compression Device | SEQUENTIALCOMPRESSIONDEV-Covidien-700 SERIES | [22 empty] | Sequential Compression Device | SEQUENTIALCOMPRESSIONDEV | Sequential Compression Device | Covidien
NO | YES |  |  |  | 099-09488 | 099-09488 | COVIDIEN | 700 SERIES |  | V1904997sx | Csr |  |  |  |  | 099-09488 | 099-09488 |  | Memorial Hermann-tmc | Csr | Csr | 9/1/19 |  | 9/1/20 |  |  | Sequential Compression Device | SEQUENTIALCOMPRESSIONDEV-Covidien-700 SERIES | [22 empty] | Sequential Compression Device | SEQUENTIALCOMPRESSIONDEV | Sequential Compression Device | Covidien
NO | YES |  |  |  | 069-45033 | 069-45033 | COVIDIEN | 700 SERIES |  | V1905312SX | Central Supply |  |  |  |  | 069-45033 | 069-45033 | TMC | Memorial Hermann-Texas Medical Center | Central Supply | Dirty supply | 10/1/19 |  | 10/1/20 |  |  | Sequential Compression Device | SEQUENTIALCOMPRESSIONDEV-Covidien-700 SERIES | [22 empty] | Sequential Compression Device | SEQUENTIALCOMPRESSIONDEV | Sequential Compression Device | Covidien
NO | YES |  |  |  | 069-45034 | 069-45034 | COVIDIEN | 700 SERIES |  | V1904351SX | Central Supply |  |  |  |  | 069-45034 | 069-45034 | TMC | Memorial Hermann-Texas Medical Center | Central Supply | Dirty supply | 9/1/19 |  | 9/1/20 |  |  | Sequential Compression Device | SEQUENTIALCOMPRESSIONDEV-Covidien-700 SERIES | [22 empty] | Sequential Compression Device | SEQUENTIALCOMPRESSIONDEV | Sequential Compression Device | Covidien
YES | YES |  |  |  | 099-09035 | 099-09035 | COVIDIEN | 700 SERIES |  | V 1904282SX | Central supply |  |  |  |  | 099-09035 | 099-09035 | TMC | Memorial Hermann-Texas Medical Center | Central supply | Dirty | [5 empty] | Sequential Compression Device | SEQUENTIALCOMPRESSIONDEV-Covidien-700 SERIES | [22 empty] | Sequential Compression Device | SEQUENTIALCOMPRESSIONDEV | Sequential Compression Device | Covidien
YES | YES |  |  |  | 069-45035 | 069-45035 | COVIDIEN | 700 SERIES |  | V1116580SX | Central Supply |  |  |  |  | 069-45035 | 069-45035 | TMC | Memorial Hermann-Texas Medical Center | Central Supply | Dirty supply | [5 empty] | Sequential Compression Device | SEQUENTIALCOMPRESSIONDEV-Covidien-700 SERIES | [22 empty] | Sequential Compression Device | SEQUENTIALCOMPRESSIONDEV | Sequential Compression Device | Covidien
YES | YES |  |  |  | 099-09036 | 099-09036 | COVIDIEN | 700 SERIES |  | VE 1904274SX | Central supply |  |  |  |  | 099-09036 | 099-09036 | TMC | Memorial Hermann-Texas Medical Center | Central supply | Dirty | [5 empty] | Sequential Compression Device | SEQUENTIALCOMPRESSIONDEV-Covidien-700 SERIES | [22 empty] | Sequential Compression Device | SEQUENTIALCOMPRESSIONDEV | Sequential Compression Device | Covidien
NO | YES |  |  |  | 069-45036 | 069-45036 | COVIDIEN | 700 SERIES |  | V1904487SX | Central Supply |  |  |  |  | 069-45036 | 069-45036 | TMC | Memorial Hermann-Texas Medical Center | Central Supply | Dirty supply | 9/1/19 |  | 9/1/20 |  |  | Sequential Compression Device | SEQUENTIALCOMPRESSIONDEV-Covidien-700 SERIES | [22 empty] | Sequential Compression Device | SEQUENTIALCOMPRESSIONDEV | Sequential Compression Device | Covidien
YES | YES |  |  |  | 099-09037 | 099-09037 | COVIDIEN | 700 SERIES |  | Z1905256S X | Central supply |  |  |  |  | 099-09037 | 099-09037 | TMC | Memorial Hermann-Texas Medical Center | Central supply | Dirty | [5 empty] | Sequential Compression Device | SEQUENTIALCOMPRESSIONDEV-Covidien-700 SERIES | [22 empty] | Sequential Compression Device | SEQUENTIALCOMPRESSIONDEV | Sequential Compression Device | Covidien
NO | YES |  |  |  | 069-45037 | 069-45037 | COVIDIEN | 700 SERIES |  | V1904914SX | Central Supply |  |  |  |  | 069-45037 | 069-45037 | TMC | Memorial Hermann-Texas Medical Center | Central Supply | Dirty supply | 9/1/19 |  | 9/1/20 |  |  | Sequential Compression Device | SEQUENTIALCOMPRESSIONDEV-Covidien-700 SERIES | [22 empty] | Sequential Compression Device | SEQUENTIALCOMPRESSIONDEV | Sequential Compression Device | Covidien
YES | YES |  |  |  | 069-45038 | 069-45038 | COVIDIEN | 700 SERIES |  | 1904937SX | Central Supply |  |  |  |  | 069-45038 | 069-45038 | TMC | Memorial Hermann-Texas Medical Center | Central Supply | Dirty supply | 9/1/19 |  | 9/1/20 |  |  | Sequential Compression Device | SEQUENTIALCOMPRESSIONDEV-Covidien-700 SERIES | [22 empty] | Sequential Compression Device | SEQUENTIALCOMPRESSIONDEV | Sequential Compression Device | Covidien
YES | YES |  |  |  | 099-14640 | 099-14640 | COVIDIEN | 700 SERIES |  | VB19050006SX | Central supply |  |  |  |  | 099-14640 | 099-14640 | TMC | Memorial Hermann-Texas Medical Center | Central supply | Dirty | [5 empty] | Sequential Compression Device | SEQUENTIALCOMPRESSIONDEV-Covidien-700 SERIES | [22 empty] | Sequential Compression Device | SEQUENTIALCOMPRESSIONDEV | Sequential Compression Device | Covidien
YES | YES |  |  |  | 069-45039 | 069-45039 | COVIDIEN | 700 SERIES |  | B1904476SX | Central Supply |  |  |  |  | 069-45039 | 069-45039 | TMC | Memorial Hermann-Texas Medical Center | Central Supply | Dirty supply | 9/1/19 |  | 9/1/20 |  |  | Sequential Compression Device | SEQUENTIALCOMPRESSIONDEV-Covidien-700 SERIES | [22 empty] | Sequential Compression Device | SEQUENTIALCOMPRESSIONDEV | Sequential Compression Device | Covidien
NO | YES |  |  |  | 099-09038 | 099-09038 | COVIDIEN | 700 SERIES |  | V1905314SX | Central supply |  |  |  |  | 099-09038 | 099-09038 | TMC | Memorial Hermann-Texas Medical Center | Central supply | Dirty | [5 empty] | Sequential Compression Device | SEQUENTIALCOMPRESSIONDEV-Covidien-700 SERIES | [22 empty] | Sequential Compression Device | SEQUENTIALCOMPRESSIONDEV | Sequential Compression Device | Covidien
YES | YES |  |  |  | 069-45040 | 069-45040 | COVIDIEN | 700 SERIES |  | B1904485SX | Central Supply |  |  |  |  | 069-45040 | 069-45040 | TMC | Memorial Hermann-Texas Medical Center | Central Supply | Dirty supply | 9/1/19 |  | 9/1/20 |  |  | Sequential Compression Device | SEQUENTIALCOMPRESSIONDEV-Covidien-700 SERIES | [22 empty] | Sequential Compression Device | SEQUENTIALCOMPRESSIONDEV | Sequential Compression Device | Covidien
NO | YES |  |  |  | 069-45041 | 069-45041 | COVIDIEN | 700 SERIES |  | V1904839SX | Central Supply |  |  |  |  | 069-45041 | 069-45041 | TMC | Memorial Hermann-Texas Medical Center | Central Supply | Dirty supply | 9/1/19 |  | 9/1/20 |  |  | Sequential Compression Device | SEQUENTIALCOMPRESSIONDEV-Covidien-700 SERIES | [22 empty] | Sequential Compression Device | SEQUENTIALCOMPRESSIONDEV | Sequential Compression Device | Covidien
NO | YES |  |  |  | 099-05801 | 099-05801 | COVIDIEN | 700 SERIES |  | V1904329SX | Central supply |  |  |  |  | 099-05801 | 099-05801 | TMC | Memorial Hermann-Texas Medical Center | Central supply | Dirty | [5 empty] | Sequential Compression Device | SEQUENTIALCOMPRESSIONDEV-Covidien-700 SERIES | [22 empty] | Sequential Compression Device | SEQUENTIALCOMPRESSIONDEV | Sequential Compression Device | Covidien
NO | YES |  |  |  | 069-45042 | 069-45042 | COVIDIEN | 700 SERIES |  | V1905275SX | Central Supply |  |  |  |  | 069-45042 | 069-45042 | TMC | Memorial Hermann-Texas Medical Center | Central Supply | Dirty supply | 9/1/19 |  | 9/1/20 |  |  | Sequential Compression Device | SEQUENTIALCOMPRESSIONDEV-Covidien-700 SERIES | [22 empty] | Sequential Compression Device | SEQUENTIALCOMPRESSIONDEV | Sequential Compression Device | Covidien
YES | YES |  |  |  | 099-14641 | 099-14641 | COVIDIEN | 700 SERIES |  | V1905151S X | Central supply |  |  |  |  | 099-14641 | 099-14641 | TMC | Memorial Hermann-Texas Medical Center | Central supply | Dirty | [5 empty] | Sequential Compression Device | SEQUENTIALCOMPRESSIONDEV-Covidien-700 SERIES | [22 empty] | Sequential Compression Device | SEQUENTIALCOMPRESSIONDEV | Sequential Compression Device | Covidien
NO | YES |  |  |  | 069-45043 | 069-45043 | COVIDIEN | 700 SERIES |  | V1904983SX | Central Supply |  |  |  |  | 069-45043 | 069-45043 | TMC | Memorial Hermann-Texas Medical Center | Central Supply | Dirty supply | 9/1/19 |  | 9/1/20 |  |  | Sequential Compression Device | SEQUENTIALCOMPRESSIONDEV-Covidien-700 SERIES | [22 empty] | Sequential Compression Device | SEQUENTIALCOMPRESSIONDEV | Sequential Compression Device | Covidien
YES | YES |  |  |  | 069-45044 | 069-45044 | COVIDIEN | 700 SERIES |  | B1904296SX | Central Supply |  |  |  |  | 069-45044 | 069-45044 | TMC | Memorial Hermann-Texas Medical Center | Central Supply | Dirty supply | 9/1/19 |  | 9/1/20 |  |  | Sequential Compression Device | SEQUENTIALCOMPRESSIONDEV-Covidien-700 SERIES | [22 empty] | Sequential Compression Device | SEQUENTIALCOMPRESSIONDEV | Sequential Compression Device | Covidien
NO | YES |  |  |  | 099-09039 | 099-09039 | COVIDIEN | 700 SERIES |  | V1905280SX | Central supply |  |  |  |  | 099-09039 | 099-09039 | TMC | Memorial Hermann-Texas Medical Center | Central supply | Dirty | [5 empty] | Sequential Compression Device | SEQUENTIALCOMPRESSIONDEV-Covidien-700 SERIES | [22 empty] | Sequential Compression Device | SEQUENTIALCOMPRESSIONDEV | Sequential Compression Device | Covidien
NO | YES |  |  |  | 069-45045 | 069-45045 | COVIDIEN | 700 SERIES |  | V1904597SX | Central Supply |  |  |  |  | 069-45045 | 069-45045 | TMC | Memorial Hermann-Texas Medical Center | Central Supply | Dirty supply | 9/1/19 |  | 9/1/20 |  |  | Sequential Compression Device | SEQUENTIALCOMPRESSIONDEV-Covidien-700 SERIES | [22 empty] | Sequential Compression Device | SEQUENTIALCOMPRESSIONDEV | Sequential Compression Device | Covidien
YES | YES |  |  |  | 069-45046 | 069-45046 | COVIDIEN | 700 SERIES |  | B1904903SX | Central Supply |  |  |  |  | 069-45046 | 069-45046 | TMC | Memorial Hermann-Texas Medical Center | Central Supply | Dirty supply | 9/1/19 |  | 9/1/20 |  |  | Sequential Compression Device | SEQUENTIALCOMPRESSIONDEV-Covidien-700 SERIES | [22 empty] | Sequential Compression Device | SEQUENTIALCOMPRESSIONDEV | Sequential Compression Device | Covidien
NO | YES |  |  |  | 099-05802 | 099-05802 | COVIDIEN | 700 SERIES |  | V1905046SX | Central supply |  |  |  |  | 099-05802 | 099-05802 | TMC | Memorial Hermann-Texas Medical Center | Central supply | Dirty | [5 empty] | Sequential Compression Device | SEQUENTIALCOMPRESSIONDEV-Covidien-700 SERIES | [22 empty] | Sequential Compression Device | SEQUENTIALCOMPRESSIONDEV | Sequential Compression Device | Covidien
NO | YES |  |  |  | 099-09487 | 099-09487 | COVIDIEN | 700 SERIES |  | V1905080sx | Csr |  |  |  |  | 099-09487 | 099-09487 |  | Memorial Hermann-tmc | Csr | Csr | 9/1/19 |  | 9/1/20 |  |  | Sequential Compression Device | SEQUENTIALCOMPRESSIONDEV-Covidien-700 SERIES | [22 empty] | Sequential Compression Device | SEQUENTIALCOMPRESSIONDEV | Sequential Compression Device | Covidien
NO | YES |  |  |  | 099-09486 | 099-09486 | COVIDIEN | 700 SERIES |  | V1905237sx | Csr |  |  |  |  | 099-09486 | 099-09486 |  | Memorial Hermann-tmc | Csr | Csr | [5 empty] | Sequential Compression Device | SEQUENTIALCOMPRESSIONDEV-Covidien-700 SERIES | [22 empty] | Sequential Compression Device | SEQUENTIALCOMPRESSIONDEV | Sequential Compression Device | Covidien
NO | YES |  |  |  | 099-09485 | 099-09485 | COVIDIEN | 700 SERIES |  | V1904911sx | Csr |  |  |  |  | 099-09485 | 099-09485 |  | Memorial Hermann-tmc | Csr | Csr | 9/1/19 |  | 9/1/20 |  |  | Sequential Compression Device | SEQUENTIALCOMPRESSIONDEV-Covidien-700 SERIES | [22 empty] | Sequential Compression Device | SEQUENTIALCOMPRESSIONDEV | Sequential Compression Device | Covidien
NO | YES |  |  |  | 099-09503 | 099-09503 | COVIDIEN | 700 SERIES |  | V1904847sx | Csr |  |  |  |  | 099-09503 | 099-09503 |  | Memorial Hermann-tmc | Csr | Csr | 10/1/19 |  | 10/1/20 |  |  | Sequential Compression Device | SEQUENTIALCOMPRESSIONDEV-Covidien-700 SERIES | [22 empty] | Sequential Compression Device | SEQUENTIALCOMPRESSIONDEV | Sequential Compression Device | Covidien
NO | YES |  |  |  | 099-09040 | 099-09040 | COVIDIEN | 700 SERIES |  | V1905056SX | Central supply |  |  |  |  | 099-09040 | 099-09040 | TMC | Memorial Hermann-Texas Medical Center | Central supply | Dirty | [5 empty] | Sequential Compression Device | SEQUENTIALCOMPRESSIONDEV-Covidien-700 SERIES | [22 empty] | Sequential Compression Device | SEQUENTIALCOMPRESSIONDEV | Sequential Compression Device | Covidien
YES | YES |  |  |  | 099-09041 | 099-09041 | COVIDIEN | 700 SERIES |  | V1951514SX | Central supply |  |  |  |  | 099-09041 | 099-09041 | TMC | Memorial Hermann-Texas Medical Center | Central supply | Dirty | [5 empty] | Sequential Compression Device | SEQUENTIALCOMPRESSIONDEV-Covidien-700 SERIES | [22 empty] | Sequential Compression Device | SEQUENTIALCOMPRESSIONDEV | Sequential Compression Device | Covidien
NO | YES | Serial Number V1904880SX |  |  | 069-44954 | 069-44954 | COVIDIEN | 700 SERIES |  | V1904880sx | TMC-MHTM-Central Supply |  |  |  |  | 069-44954 | 069-44954 | TMC | Memorial Hermann-Texas Medical Center | TMC-MHTM-Central Supply | Central Supply | [5 empty] | Sequential Compression Device | SEQUENTIALCOMPRESSIONDEV-Covidien-700 SERIES | [22 empty] | Sequential Compression Device | SEQUENTIALCOMPRESSIONDEV | Sequential Compression Device | Covidien
NO | YES |  |  |  | 069-44953 | 069-44953 | COVIDIEN | 700 SERIES |  | V1905047SX | TMC-MHTM-Central Supply |  |  |  |  | 069-44953 | 069-44953 | TMC | Memorial Hermann-Texas Medical Center | TMC-MHTM-Central Supply | Central Supply | 9/1/19 |  | 9/1/20 |  |  | Sequential Compression Device | SEQUENTIALCOMPRESSIONDEV-Covidien-700 SERIES | [22 empty] | Sequential Compression Device | SEQUENTIALCOMPRESSIONDEV | Sequential Compression Device | Covidien
NO | YES |  |  |  | 069-44952 | 069-44952 | COVIDIEN | 700 SERIES |  | V1905007sx | TMC-MHTM-Central Supply |  |  |  |  | 069-44952 | 069-44952 | TMC | Memorial Hermann-Texas Medical Center | TMC-MHTM-Central Supply | Central Supply | [5 empty] | Sequential Compression Device | SEQUENTIALCOMPRESSIONDEV-Covidien-700 SERIES | [22 empty] | Sequential Compression Device | SEQUENTIALCOMPRESSIONDEV | Sequential Compression Device | Covidien
NO | YES |  |  |  | 069-44939 | 069-44939 | COVIDIEN | 700 SERIES |  | V1904287sx | TMC-MHTM-Central Supply |  |  |  |  | 069-44939 | 069-44939 | TMC | Memorial Hermann-Texas Medical Center | TMC-MHTM-Central Supply | Central Supply | 10/1/19 |  | 10/1/20 |  |  | Sequential Compression Device | SEQUENTIALCOMPRESSIONDEV-Covidien-700 SERIES | [22 empty] | Sequential Compression Device | SEQUENTIALCOMPRESSIONDEV | Sequential Compression Device | Covidien
NO | YES |  |  |  | 069-44940 | 069-44940 | COVIDIEN | 700 SERIES |  | V1904529sx | TMC-MHTM-Central Supply |  |  |  |  | 069-44940 | 069-44940 | TMC | Memorial Hermann-Texas Medical Center | TMC-MHTM-Central Supply | Central Supply | 9/1/19 |  | 9/1/20 |  |  | Sequential Compression Device | SEQUENTIALCOMPRESSIONDEV-Covidien-700 SERIES | [22 empty] | Sequential Compression Device | SEQUENTIALCOMPRESSIONDEV | Sequential Compression Device | Covidien
NO | YES |  |  |  | 069-44938 | 069-44938 | COVIDIEN | 700 SERIES |  | V1901247sx | TMC-MHTM-Central Supply |  |  |  |  | 069-44938 | 069-44938 | TMC | Memorial Hermann-Texas Medical Center | TMC-MHTM-Central Supply | Central Supply | 9/1/19 |  | 9/1/20 |  |  | Sequential Compression Device | SEQUENTIALCOMPRESSIONDEV-Covidien-700 SERIES | [22 empty] | Sequential Compression Device | SEQUENTIALCOMPRESSIONDEV | Sequential Compression Device | Covidien
NO | YES |  |  |  | 069-44616 | 069-44616 | COVIDIEN | 700 SERIES |  | V1904764SX | TMC-Sarofim 2-Adult PACU |  |  |  |  | 069-44616 | 069-44616 | TMC | MHHS-TMC | TMC-Sarofim 2-Adult PACU | Soiled Utility | 9/1/19 |  | 9/1/20 |  |  | Sequential Compression Device | SEQUENTIALCOMPRESSIONDEV-Covidien-700 SERIES | [22 empty] | Sequential Compression Device | SEQUENTIALCOMPRESSIONDEV | Sequential Compression Device | Covidien
NO | YES |  |  |  | 069-44617 | 069-44617 | COVIDIEN | 700 SERIES |  | V1905070SX | TMC-Sarofim 2-Adult PACU |  |  |  |  | 069-44617 | 069-44617 | TMC | MHHS-TMC | TMC-Sarofim 2-Adult PACU | Soiled Utility | 10/1/19 |  | 10/1/20 |  |  | Sequential Compression Device | SEQUENTIALCOMPRESSIONDEV-Covidien-700 SERIES | [22 empty] | Sequential Compression Device | SEQUENTIALCOMPRESSIONDEV | Sequential Compression Device | Covidien
NO | YES |  |  |  | 069-44618 | 069-44618 | COVIDIEN | 700 SERIES |  | V1904491SX | TMC-Sarofim 2-Adult PACU |  |  |  |  | 069-44618 | 069-44618 | TMC | MHHS-TMC | TMC-Sarofim 2-Adult PACU | Soiled Utility | 9/1/19 |  | 9/1/20 |  |  | Sequential Compression Device | SEQUENTIALCOMPRESSIONDEV-Covidien-700 SERIES | [22 empty] | Sequential Compression Device | SEQUENTIALCOMPRESSIONDEV | Sequential Compression Device | Covidien
NO | YES |  |  |  | 069-44846 | 069-44846 | COVIDIEN | 700 SERIES |  | V1904512SX | TMC-Sarofim 3-OR |  |  |  |  | 069-44846 | 069-44846 | TMC | MHHS-TMC | TMC-Sarofim 3-OR | Sarofim OR 3 | [5 empty] | Sequential Compression Device | SEQUENTIALCOMPRESSIONDEV-Covidien-700 SERIES | [22 empty] | Sequential Compression Device | SEQUENTIALCOMPRESSIONDEV | Sequential Compression Device | Covidien
NO | YES |  |  |  | 099-07152 | 099-07152 | COVIDIEN | 700 SERIES |  | V1904991sx | TMC - OR - HERMANN (2HP) |  |  |  |  | 099-07152 | 099-07152 |  | Memorial Hermann-tmc | TMC - OR - HERMANN (2HP) | Or 35 | 9/1/19 |  | 9/1/20 |  |  | Sequential Compression Device | SEQUENTIALCOMPRESSIONDEV-Covidien-700 SERIES | [22 empty] | Sequential Compression Device | SEQUENTIALCOMPRESSIONDEV | Sequential Compression Device | Covidien
NO | YES |  |  |  | 099-09211 | 099-09211 | COVIDIEN | 700 SERIES |  | V1905112SX | TMC-OR-Hermann (2Hp) |  |  |  |  | 099-09211 | 099-09211 | TMC | MHHS-TMC | TMC-OR-Hermann (2Hp) | OR 41 | [5 empty] | Sequential Compression Device | SEQUENTIALCOMPRESSIONDEV-Covidien-700 SERIES | [22 empty] | Sequential Compression Device | SEQUENTIALCOMPRESSIONDEV | Sequential Compression Device | Covidien
NO | YES |  |  |  | 099-09216 | 099-09216 | COVIDIEN | 700 SERIES |  | V1904273SX | TMC-Sarofim 3-OR |  |  |  |  | 099-09216 | 099-09216 | TMC | MHHS-TMC | TMC-Sarofim 3-OR | OR3 | [5 empty] | Sequential Compression Device | SEQUENTIALCOMPRESSIONDEV-Covidien-700 SERIES | [22 empty] | Sequential Compression Device | SEQUENTIALCOMPRESSIONDEV | Sequential Compression Device | Covidien
YES | YES |  |  |  | 099-10029 | 099-10029 | COVIDIEN | 700 SERIES |  | V1923998SX | TMC - OR - PEDS Roberson building |  |  |  |  | 099-10029 | 099-10029 | TMC | Memorial Hermann Texas Medical Center | TMC - OR - PEDS Roberson building | OR 58 | [5 empty] | Sequential Compression Device | SEQUENTIALCOMPRESSIONDEV-Covidien-700 SERIES | [22 empty] | Sequential Compression Device | SEQUENTIALCOMPRESSIONDEV | Sequential Compression Device | Covidien
NO | YES |  |  |  | 099-06112 | 099-06112 | COVIDIEN | 700 SERIES |  | V1830471SX | SE-OR |  |  |  |  | 099-06112 | 099-06112 | Southeast | MHHS-Southeast | SE-OR | Clean supply rm 437 | [5 empty] | Sequential Compression Device | SEQUENTIALCOMPRESSIONDEV-Covidien-700 SERIES | [22 empty] | Sequential Compression Device | SEQUENTIALCOMPRESSIONDEV | Sequential Compression Device | Covidien
NO | YES |  |  |  | 099-06113 | 099-06113 | COVIDIEN | 700 SERIES |  | V1901638SX | SE-OR |  |  |  |  | 099-06113 | 099-06113 | Southeast | MHHS-Southeast | SE-OR | Clean supply rm 437 | [5 empty] | Sequential Compression Device | SEQUENTIALCOMPRESSIONDEV-Covidien-700 SERIES | [22 empty] | Sequential Compression Device | SEQUENTIALCOMPRESSIONDEV | Sequential Compression Device | Covidien
NO | YES |  |  |  | 099-07799 | 099-07799 | COVIDIEN | 700 SERIES |  | V1901608SX | SE-OR |  |  |  |  | 099-07799 | 099-07799 | Southeast | MHHS-Southeast | SE-OR | RM 437 Clean Supplies | 9/1/19 |  | 9/1/20 |  |  | Sequential Compression Device | SEQUENTIALCOMPRESSIONDEV-Covidien-700 SERIES | [22 empty] | Sequential Compression Device | SEQUENTIALCOMPRESSIONDEV | Sequential Compression Device | Covidien
NO | YES |  |  |  | 099-06115 | 099-06115 | COVIDIEN | 700 SERIES |  | V1830477SX | SE-OR |  |  |  |  | 099-06115 | 099-06115 | Southeast | MHHS-Southeast | SE-OR | Clean supply rm 437 | [5 empty] | Sequential Compression Device | SEQUENTIALCOMPRESSIONDEV-Covidien-700 SERIES | [22 empty] | Sequential Compression Device | SEQUENTIALCOMPRESSIONDEV | Sequential Compression Device | Covidien
NO | YES |  |  |  | 099-06114 | 099-06114 | COVIDIEN | 700 SERIES |  | V1830438SX | SE-OR |  |  |  |  | 099-06114 | 099-06114 | Southeast | MHHS-Southeast | SE-OR | Clean supply rm 437 | [5 empty] | Sequential Compression Device | SEQUENTIALCOMPRESSIONDEV-Covidien-700 SERIES | [22 empty] | Sequential Compression Device | SEQUENTIALCOMPRESSIONDEV | Sequential Compression Device | Covidien
YES | YES |  |  |  | 099-07800 | 099-07800 | COVIDIEN | 700 SERIES |  | V19016467SX | SE OR |  |  |  |  | 099-07800 | 099-07800 | Southeast | Memorial Jermann Southeast | SE OR | RM 437 Clean Supplies | [5 empty] | Sequential Compression Device | SEQUENTIALCOMPRESSIONDEV-Covidien-700 SERIES | [22 empty] | Sequential Compression Device | SEQUENTIALCOMPRESSIONDEV | Sequential Compression Device | Covidien
NO | YES |  |  |  | 099-06116 | 099-06116 | COVIDIEN | 700 SERIES |  | V1830469SX | SE-OR |  |  |  |  | 099-06116 | 099-06116 | Southeast | MHHS-Southeast | SE-OR | Clean supply rm 437 | [5 empty] | Sequential Compression Device | SEQUENTIALCOMPRESSIONDEV-Covidien-700 SERIES | [22 empty] | Sequential Compression Device | SEQUENTIALCOMPRESSIONDEV | Sequential Compression Device | Covidien
NO | YES |  |  |  | 099-07801 | 099-07801 | COVIDIEN | 700 SERIES |  | V1830449SX | SE-OR |  |  |  |  | 099-07801 | 099-07801 | Southeast | MHHS-Southeast | SE-OR | RM 437 Clean Supplies | [5 empty] | Sequential Compression Device | SEQUENTIALCOMPRESSIONDEV-Covidien-700 SERIES | [22 empty] | Sequential Compression Device | SEQUENTIALCOMPRESSIONDEV | Sequential Compression Device | Covidien
NO | YES |  |  |  | 099-06117 | 099-06117 | COVIDIEN | 700 SERIES |  | V1830574SX | SE-OR |  |  |  |  | 099-06117 | 099-06117 | Southeast | MHHS-Southeast | SE-OR | Clean supply rm 437 | [5 empty] | Sequential Compression Device | SEQUENTIALCOMPRESSIONDEV-Covidien-700 SERIES | [22 empty] | Sequential Compression Device | SEQUENTIALCOMPRESSIONDEV | Sequential Compression Device | Covidien
NO | YES |  |  |  | 099-07802 | 099-07802 | COVIDIEN | 700 SERIES |  | V1830465SX | SE-OR |  |  |  |  | 099-07802 | 099-07802 | Southeast | MHHS-Southeast | SE-OR | RM 437 Clean Supplies | [5 empty] | Sequential Compression Device | SEQUENTIALCOMPRESSIONDEV-Covidien-700 SERIES | [22 empty] | Sequential Compression Device | SEQUENTIALCOMPRESSIONDEV | Sequential Compression Device | Covidien
NO | YES |  |  |  | 099-06118 | 099-06118 | COVIDIEN | 700 SERIES |  | V1830599SX | SE-OR |  |  |  |  | 099-06118 | 099-06118 | Southeast | MHHS-Southeast | SE-OR | Clean supply rm 437 | [5 empty] | Sequential Compression Device | SEQUENTIALCOMPRESSIONDEV-Covidien-700 SERIES | [22 empty] | Sequential Compression Device | SEQUENTIALCOMPRESSIONDEV | Sequential Compression Device | Covidien
NO | YES |  |  |  | 099-06119 | 099-06119 | COVIDIEN | 700 SERIES |  | V1830532SX | SE-OR |  |  |  |  | 099-06119 | 099-06119 | Southeast | MHHS-Southeast | SE-OR | Clean supply rm 437 | [5 empty] | Sequential Compression Device | SEQUENTIALCOMPRESSIONDEV-Covidien-700 SERIES | [22 empty] | Sequential Compression Device | SEQUENTIALCOMPRESSIONDEV | Sequential Compression Device | Covidien
NO | YES |  |  |  | 099-07803 | 099-07803 | COVIDIEN | 700 SERIES |  | V1830572SX | SE-OR |  |  |  |  | 099-07803 | 099-07803 | Southeast | MHHS-Southeast | SE-OR | RM 437 Clean Supplies | [5 empty] | Sequential Compression Device | SEQUENTIALCOMPRESSIONDEV-Covidien-700 SERIES | [22 empty] | Sequential Compression Device | SEQUENTIALCOMPRESSIONDEV | Sequential Compression Device | Covidien
NO | YES |  |  |  | 099-06520 | 099-06520 | COVIDIEN | 700 SERIES |  | V1830562SX | SE-OR |  |  |  |  | 099-06520 | 099-06520 | Southeast | MHHS-Southeast | SE-OR | Clean supply rm 437 | [5 empty] | Sequential Compression Device | SEQUENTIALCOMPRESSIONDEV-Covidien-700 SERIES | [22 empty] | Sequential Compression Device | SEQUENTIALCOMPRESSIONDEV | Sequential Compression Device | Covidien
NO | YES |  |  |  | 099-07804 | 099-07804 | COVIDIEN | 700 SERIES |  | V1901665SX | SE-OR |  |  |  |  | 099-07804 | 099-07804 | Southeast | MHHS-Southeast | SE-OR | RM 437 Clean Supplies | [5 empty] | Sequential Compression Device | SEQUENTIALCOMPRESSIONDEV-Covidien-700 SERIES | [22 empty] | Sequential Compression Device | SEQUENTIALCOMPRESSIONDEV | Sequential Compression Device | Covidien
NO | YES |  |  |  | 099-07805 | 099-07805 | COVIDIEN | 700 SERIES |  | V1830601SX | SE-OR |  |  |  |  | 099-07805 | 099-07805 | Southeast | MHHS-Southeast | SE-OR | RM 437 Clean Supplies | [5 empty] | Sequential Compression Device | SEQUENTIALCOMPRESSIONDEV-Covidien-700 SERIES | [22 empty] | Sequential Compression Device | SEQUENTIALCOMPRESSIONDEV | Sequential Compression Device | Covidien
NO | YES |  |  |  | 099-06519 | 099-06519 | COVIDIEN | 700 SERIES |  | V1901566SX | SE-OR |  |  |  |  | 099-06519 | 099-06519 | Southeast | MHHS-Southeast | SE-OR | Clean supply rm 437 | [5 empty] | Sequential Compression Device | SEQUENTIALCOMPRESSIONDEV-Covidien-700 SERIES | [22 empty] | Sequential Compression Device | SEQUENTIALCOMPRESSIONDEV | Sequential Compression Device | Covidien
NO | YES |  |  |  | 099-06518 | 099-06518 | COVIDIEN | 700 SERIES |  | V1901590SX | SE-OR |  |  |  |  | 099-06518 | 099-06518 | Southeast | MHHS-Southeast | SE-OR | Clean supply rm 437 | [5 empty] | Sequential Compression Device | SEQUENTIALCOMPRESSIONDEV-Covidien-700 SERIES | [22 empty] | Sequential Compression Device | SEQUENTIALCOMPRESSIONDEV | Sequential Compression Device | Covidien
NO | YES |  |  |  | 099-06517 | 099-06517 | COVIDIEN | 700 SERIES |  | V1901560SX | SE-OR |  |  |  |  | 099-06517 | 099-06517 | Southeast | MHHS-Southeast | SE-OR | Clean supply rm 437 | [5 empty] | Sequential Compression Device | SEQUENTIALCOMPRESSIONDEV-Covidien-700 SERIES | [22 empty] | Sequential Compression Device | SEQUENTIALCOMPRESSIONDEV | Sequential Compression Device | Covidien
NO | YES |  |  |  | 099-07806 | 099-07806 | COVIDIEN | 700 SERIES |  | V1901651SX | SE-OR |  |  |  |  | 099-07806 | 099-07806 | Southeast | MHHS-Southeast | SE-OR | RM 437 Clean Supplies | [5 empty] | Sequential Compression Device | SEQUENTIALCOMPRESSIONDEV-Covidien-700 SERIES | [22 empty] | Sequential Compression Device | SEQUENTIALCOMPRESSIONDEV | Sequential Compression Device | Covidien
NO | YES |  |  |  | 099-06516 | 099-06516 | COVIDIEN | 700 SERIES |  | V1830476SX | SE-OR |  |  |  |  | 099-06516 | 099-06516 | Southeast | MHHS-Southeast | SE-OR | Clean supply rm 437 | [5 empty] | Sequential Compression Device | SEQUENTIALCOMPRESSIONDEV-Covidien-700 SERIES | [22 empty] | Sequential Compression Device | SEQUENTIALCOMPRESSIONDEV | Sequential Compression Device | Covidien
NO | YES |  |  |  | 099-07807 | 099-07807 | COVIDIEN | 700 SERIES |  | V1830568SX | SE-OR |  |  |  |  | 099-07807 | 099-07807 | Southeast | MHHS-Southeast | SE-OR | RM 437 Clean Supplies | [5 empty] | Sequential Compression Device | SEQUENTIALCOMPRESSIONDEV-Covidien-700 SERIES | [22 empty] | Sequential Compression Device | SEQUENTIALCOMPRESSIONDEV | Sequential Compression Device | Covidien
NO | YES |  |  |  | 099-06515 | 099-06515 | COVIDIEN | 700 SERIES |  | V1830616SX | SE-OR |  |  |  |  | 099-06515 | 099-06515 | Southeast | MHHS-Southeast | SE-OR | Clean supply rm 437 | [5 empty] | Sequential Compression Device | SEQUENTIALCOMPRESSIONDEV-Covidien-700 SERIES | [22 empty] | Sequential Compression Device | SEQUENTIALCOMPRESSIONDEV | Sequential Compression Device | Covidien
NO | YES |  |  |  | 099-07808 | 099-07808 | COVIDIEN | 700 SERIES |  | V1901516SX | SE-OR |  |  |  |  | 099-07808 | 099-07808 | Southeast | MHHS-Southeast | SE-OR | RM 437 Clean Supplies | [5 empty] | Sequential Compression Device | SEQUENTIALCOMPRESSIONDEV-Covidien-700 SERIES | [22 empty] | Sequential Compression Device | SEQUENTIALCOMPRESSIONDEV | Sequential Compression Device | Covidien
NO | YES |  |  |  | 099-06514 | 099-06514 | COVIDIEN | 700 SERIES |  | V1901593SX | SE-OR |  |  |  |  | 099-06514 | 099-06514 | Southeast | MHHS-Southeast | SE-OR | Clean supply rm 437 | [5 empty] | Sequential Compression Device | SEQUENTIALCOMPRESSIONDEV-Covidien-700 SERIES | [22 empty] | Sequential Compression Device | SEQUENTIALCOMPRESSIONDEV | Sequential Compression Device | Covidien
NO | YES |  |  |  | 099-07809 | 099-07809 | COVIDIEN | 700 SERIES |  | V1830579SX | SE-OR |  |  |  |  | 099-07809 | 099-07809 | Southeast | MHHS-Southeast | SE-OR | RM 437 Clean Supplies | [5 empty] | Sequential Compression Device | SEQUENTIALCOMPRESSIONDEV-Covidien-700 SERIES | [22 empty] | Sequential Compression Device | SEQUENTIALCOMPRESSIONDEV | Sequential Compression Device | Covidien
NO | YES |  |  |  | 099-06513 | 099-06513 | COVIDIEN | 700 SERIES |  | V1901632SX | SE-OR |  |  |  |  | 099-06513 | 099-06513 | Southeast | MHHS-Southeast | SE-OR | Clean supply rm 437 | [5 empty] | Sequential Compression Device | SEQUENTIALCOMPRESSIONDEV-Covidien-700 SERIES | [22 empty] | Sequential Compression Device | SEQUENTIALCOMPRESSIONDEV | Sequential Compression Device | Covidien
YES | YES |  |  |  | 099-06486 | 099-06486 | COVIDIEN | 700 SERIES |  | VZ1830530SX | SE- Central Supply |  |  |  |  | 099-06486 | 099-06486 | Southeast | Memorial Hermann Southeast Hospital | SE- Central Supply | [6 empty] | Sequential Compression Device | SEQUENTIALCOMPRESSIONDEV-Covidien-700 SERIES | [22 empty] | Sequential Compression Device | SEQUENTIALCOMPRESSIONDEV | Sequential Compression Device | Covidien
NO | YES |  |  |  | 099-06536 | 099-06536 | COVIDIEN | 700 SERIES |  | V1830631SX | SE-Unit 4B (Women'S Services) |  |  |  |  | 099-06536 | 099-06536 | Southeast | MHHS-Southeast | SE-Unit 4B (Women'S Services) | Nurse station | [5 empty] | Sequential Compression Device | SEQUENTIALCOMPRESSIONDEV-Covidien-700 SERIES | [22 empty] | Sequential Compression Device | SEQUENTIALCOMPRESSIONDEV | Sequential Compression Device | Covidien
NO | YES |  |  |  | 099-06535 | 099-06535 | COVIDIEN | 700 SERIES |  | V1901589SX | SE-Unit 4B (Women'S Services) |  |  |  |  | 099-06535 | 099-06535 | Southeast | MHHS-Southeast | SE-Unit 4B (Women'S Services) | Nurse station | [5 empty] | Sequential Compression Device | SEQUENTIALCOMPRESSIONDEV-Covidien-700 SERIES | [22 empty] | Sequential Compression Device | SEQUENTIALCOMPRESSIONDEV | Sequential Compression Device | Covidien
NO | YES |  |  |  | 099-06534 | 099-06534 | COVIDIEN | 700 SERIES |  | V1830464SX | SE-Unit 4B (Women'S Services) |  |  |  |  | 099-06534 | 099-06534 | Southeast | MHHS-Southeast | SE-Unit 4B (Women'S Services) | Nurse station | [5 empty] | Sequential Compression Device | SEQUENTIALCOMPRESSIONDEV-Covidien-700 SERIES | [22 empty] | Sequential Compression Device | SEQUENTIALCOMPRESSIONDEV | Sequential Compression Device | Covidien
NO | YES |  |  |  | 099-06532 | 099-06532 | COVIDIEN | 700 SERIES |  | V1901392SX | SE-Unit 4B (Women'S Services) |  |  |  |  | 099-06532 | 099-06532 | Southeast | MHHS-Southeast | SE-Unit 4B (Women'S Services) | Nurse station | [5 empty] | Sequential Compression Device | SEQUENTIALCOMPRESSIONDEV-Covidien-700 SERIES | [22 empty] | Sequential Compression Device | SEQUENTIALCOMPRESSIONDEV | Sequential Compression Device | Covidien
NO | YES |  |  |  | 099-06533 | 099-06533 | COVIDIEN | 700 SERIES |  | V1830456SX | SE-Unit 4B (Women'S Services) |  |  |  |  | 099-06533 | 099-06533 | Southeast | MHHS-Southeast | SE-Unit 4B (Women'S Services) | Nurse station | [5 empty] | Sequential Compression Device | SEQUENTIALCOMPRESSIONDEV-Covidien-700 SERIES | [22 empty] | Sequential Compression Device | SEQUENTIALCOMPRESSIONDEV | Sequential Compression Device | Covidien
NO | YES |  |  |  | 099-06531 | 099-06531 | COVIDIEN | 700 SERIES |  | V1901587SX | SE-Unit 4B (Women'S Services) |  |  |  |  | 099-06531 | 099-06531 | Southeast | MHHS-Southeast | SE-Unit 4B (Women'S Services) | Nurse station | [5 empty] | Sequential Compression Device | SEQUENTIALCOMPRESSIONDEV-Covidien-700 SERIES | [22 empty] | Sequential Compression Device | SEQUENTIALCOMPRESSIONDEV | Sequential Compression Device | Covidien
NO | YES |  |  |  | 041-33279 | 041-33279 | COVIDIEN | 700 SERIES |  | V1904327SX | OTAC |  |  |  |  | 041-33279 | 041-33279 | TMC | Memorial Hermann-Texas Medical Center | OTAC | S7 01 | 10/1/19 |  | 10/1/20 |  |  | Sequential Compression Device | SEQUENTIALCOMPRESSIONDEV-Covidien-700 SERIES | [22 empty] | Sequential Compression Device | SEQUENTIALCOMPRESSIONDEV | Sequential Compression Device | Covidien
NO | YES |  |  |  | 041-33100 | 041-33100 | COVIDIEN | 700 SERIES |  | V1904844SX | TMC-Sarofim 7-Ortho Trauma |  |  |  |  | 041-33100 | 041-33100 | TMC | MHHS-TMC | TMC-Sarofim 7-Ortho Trauma | S716 | [5 empty] | Sequential Compression Device | SEQUENTIALCOMPRESSIONDEV-Covidien-700 SERIES | [22 empty] | Sequential Compression Device | SEQUENTIALCOMPRESSIONDEV | Sequential Compression Device | Covidien
NO | YES |  |  |  | 041-33324 | 041-33324 | COVIDIEN | 700 SERIES |  | V1904461SX | TMC-Sarofim 7-Ortho Trauma |  |  |  |  | 041-33324 | 041-33324 | TMC | MHHS-TMC | TMC-Sarofim 7-Ortho Trauma | S714 | [5 empty] | Sequential Compression Device | SEQUENTIALCOMPRESSIONDEV-Covidien-700 SERIES | [22 empty] | Sequential Compression Device | SEQUENTIALCOMPRESSIONDEV | Sequential Compression Device | Covidien
NO | YES |  |  |  | 041-33319 | 041-33319 | COVIDIEN | 700 SERIES |  | V1905076SX | TMC-Sarofim 7-Ortho Trauma |  |  |  |  | 041-33319 | 041-33319 | TMC | MHHS-TMC | TMC-Sarofim 7-Ortho Trauma | S712 | [5 empty] | Sequential Compression Device | SEQUENTIALCOMPRESSIONDEV-Covidien-700 SERIES | [22 empty] | Sequential Compression Device | SEQUENTIALCOMPRESSIONDEV | Sequential Compression Device | Covidien
NO | YES |  |  |  | 041-33315 | 041-33315 | COVIDIEN | 700 SERIES |  | V1905116SX | TMC-Sarofim 7-Ortho Trauma |  |  |  |  | 041-33315 | 041-33315 | TMC | MHHS-TMC | TMC-Sarofim 7-Ortho Trauma | S711 | [5 empty] | Sequential Compression Device | SEQUENTIALCOMPRESSIONDEV-Covidien-700 SERIES | [22 empty] | Sequential Compression Device | SEQUENTIALCOMPRESSIONDEV | Sequential Compression Device | Covidien
NO | YES |  |  |  | 041-33312 | 041-33312 | COVIDIEN | 700 SERIES |  | V1904300SX | TMC-Sarofim 7-Ortho Trauma |  |  |  |  | 041-33312 | 041-33312 | TMC | MHHS-TMC | TMC-Sarofim 7-Ortho Trauma | S711 | [5 empty] | Sequential Compression Device | SEQUENTIALCOMPRESSIONDEV-Covidien-700 SERIES | [22 empty] | Sequential Compression Device | SEQUENTIALCOMPRESSIONDEV | Sequential Compression Device | Covidien
YES | YES |  |  |  | 041-33258 | 041-33258 | COVIDIEN | 700 SERIES |  | 1904450SX | OTAC |  |  |  |  | 041-33258 | 041-33258 | TMC | Memorial Hermann-Texas Medical Center | OTAC | S7 05 | [5 empty] | Sequential Compression Device | SEQUENTIALCOMPRESSIONDEV-Covidien-700 SERIES | [22 empty] | Sequential Compression Device | SEQUENTIALCOMPRESSIONDEV | Sequential Compression Device | Covidien
NO | YES |  |  |  | 041-33336 | 041-33336 | COVIDIEN | 700 SERIES |  | V1905124SX | TMC-Sarofim 7-Ortho Trauma |  |  |  |  | 041-33336 | 041-33336 | TMC | MHHS-TMC | TMC-Sarofim 7-Ortho Trauma | S710 | [5 empty] | Sequential Compression Device | SEQUENTIALCOMPRESSIONDEV-Covidien-700 SERIES | [22 empty] | Sequential Compression Device | SEQUENTIALCOMPRESSIONDEV | Sequential Compression Device | Covidien
NO | YES |  |  |  | 041-33262 | 041-33262 | COVIDIEN | 700 SERIES |  | V1901194SX | OTAC |  |  |  |  | 041-33262 | 041-33262 | TMC | Memorial Hermann-Texas Medical Center | OTAC | S7 08 | [5 empty] | Sequential Compression Device | SEQUENTIALCOMPRESSIONDEV-Covidien-700 SERIES | [22 empty] | Sequential Compression Device | SEQUENTIALCOMPRESSIONDEV | Sequential Compression Device | Covidien
YES | YES |  |  |  | 041-33338 | 041-33338 | COVIDIEN | 700 SERIES |  | V1923096SX | TMC - SAROFIM 7 - ORTHO TRAUMA |  |  |  |  | 041-33338 | 041-33338 | TMC | Memorial Hermann Texas Medical Center | TMC - SAROFIM 7 - ORTHO TRAUMA | S710 | [5 empty] | Sequential Compression Device | SEQUENTIALCOMPRESSIONDEV-Covidien-700 SERIES | [22 empty] | Sequential Compression Device | SEQUENTIALCOMPRESSIONDEV | Sequential Compression Device | Covidien
YES | YES |  |  |  | 099-06781 | 099-06781 | COVIDIEN | 700 SERIES |  | Check oic | MEMORIAL CITY - POSTPARTUM - NURSERY |  |  |  |  | 099-06781 | 099-06781 | West | Women?s Memorial Hermann Memorial City Hospital | MEMORIAL CITY - POSTPARTUM - NURSERY | 2M01 | [6 empty] | SEQUENTIALCOMPRESSIONDEV-Covidien-700 SERIES
YES | YES | Serial Number Check pic |  |  | 041-33183 | 041-33183 | COVIDIEN | 700 SERIES |  | Check pic | MEMORIAL CITY - POSTPARTUM - NURSERY |  |  |  |  | 041-33183 | 041-33183 | West | Women?s Memorial Hermann Memorial City Hospital | MEMORIAL CITY - POSTPARTUM - NURSERY | 2M04 | [6 empty] | SEQUENTIALCOMPRESSIONDEV-Covidien-700 SERIES
YES | YES | Serial Number Check pic |  |  | 041-33193 | 041-33193 | COVIDIEN | 700 SERIES |  | Check pic | MEMORIAL CITY - POSTPARTUM - NURSERY |  |  |  |  | 041-33193 | 041-33193 | West | Women?s Memorial Hermann Memorial City Hospital | MEMORIAL CITY - POSTPARTUM - NURSERY | 2M08 | [6 empty] | SEQUENTIALCOMPRESSIONDEV-Covidien-700 SERIES
NO | YES |  |  |  | 041-33224 | 041-33224 | COVIDIEN | 700 SERIES |  | V1915051SX | Memorial City-Postpartum |  |  |  |  | 041-33224 | 041-33224 | West | MHHS-Mem City | Memorial City-Postpartum | 3M22
NO | YES |  |  |  | 041-33230 | 041-33230 | COVIDIEN | 700 SERIES |  | V1915043SX | Memorial City-Postpartum |  |  |  |  | 041-33230 | 041-33230 | West | MHHS-Mem City | Memorial City-Postpartum | Clean Storage | 11/1/19 |  | 11/1/20
NO | YES |  |  |  | 041-33231 | 041-33231 | COVIDIEN | 700 SERIES |  | V1915010SX | Memorial City-Postpartum |  |  |  |  | 041-33231 | 041-33231 | West | MHHS-Mem City | Memorial City-Postpartum | Clean Storage
NO | YES |  |  |  | 041-33232 | 041-33232 | COVIDIEN | 700 SERIES |  | V1919875SX | Memorial City-Postpartum |  |  |  |  | 041-33232 | 041-33232 | West | MHHS-Mem City | Memorial City-Postpartum | Clean Storage
NO | YES |  |  |  | PSD3306 | 151-04174 | COVIDIEN | 700 SERIES |  | V1919396sx | Biomed |  |  |  |  | PSD3306 | 151-04174 | Mem city | Memorial city - Memorial herman hospital | Biomed | Biomed shop
NO | YES |  |  |  | 151-04423 | 151-04423 | COVIDIEN | 700 SERIES |  | V1919420SX | MEMORIAL CITY - Outpatient Surgery |  |  |  |  | 151-04423 | 151-04423 | West | Memorial Hermann Memorial City Medical Center | MEMORIAL CITY - Outpatient Surgery | W1 Recovery
YES | YES |  |  |  | 151-04422 | 151-04422 | COVIDIEN | 700 SERIES |  | V1915055 SX | MEMORIAL CITY - Outpatient Surgery |  |  |  |  | 151-04422 | 151-04422 | West | Memorial Hermann Memorial City Medical Center | MEMORIAL CITY - Outpatient Surgery | W1 Recovery
YES | YES |  |  |  | 151-04424 | 151-04424 | COVIDIEN | 700 SERIES |  | The 1919593SX | MEMORIAL CITY - Outpatient Surgery |  |  |  |  | 151-04424 | 151-04424 | West | Memorial Hermann Memorial City Medical Center | MEMORIAL CITY - Outpatient Surgery | W1 Recovery
NO | YES |  |  |  | 151-04425 | 151-04425 | COVIDIEN | 700 SERIES |  | V1919857SX | MEMORIAL CITY - Outpatient Surgery |  |  |  |  | 151-04425 | 151-04425 | West | Memorial Hermann Memorial City Medical Center | MEMORIAL CITY - Outpatient Surgery | W1 Recovery
NO | YES |  |  |  | PSD2571 | PSD2571 | COVIDIEN | 700 SERIES |  | V1914996SX | MEMORIAL CITY - Surgery room 10 |  |  |  |  | PSD2571 | PSD2571 | West | Memorial Hermann Memorial City Medical Center | MEMORIAL CITY - Surgery room 10 | Surgery room 10
NO | YES |  |  |  | V1919606SX | V1919606SX | COVIDIEN | 700 SERIES |  | V1919606SX | MEMORIAL CITY - MOR |  |  |  |  | V1919606SX | V1919606SX | West | Memorial Hermann Memorial City Medical Center | MEMORIAL CITY - MOR | OR 8
NO | YES |  |  |  | v1915028SX | V1915028SX | Covidien | 700 Series |  | V1915028SX | MEMORIAL CITY - MHT - JHC OR |  |  |  |  | v1915028SX | V1915028SX | West | West | MEMORIAL CITY - MHT - JHC OR | MH11: 504 OR11
YES | YES |  |  |  | V1919808SX | 1919808SX | Covidien | 700 series |  | 1919808SX | MEMORIAL CITY - MHT - JHC OR |  |  |  |  | V1919808SX | 1919808SX | West | Weat | MEMORIAL CITY - MHT - JHC OR | MH11:507 OR7
NO | YES |  |  |  | 099-09582 | 099-09582 | COVIDIEN | 700 SERIES |  | V1905219SX | TMC - CHILDRENS - SPD |  |  |  |  | 099-09582 | 099-09582 | TMC | Memorial Hermann-Texas Medical Center | TMC - CHILDRENS - SPD | TMC - SPD |  | (null) |  |  | (null)
NO | YES |  |  |  | 099-09583 | 099-09583 | COVIDIEN | 700 SERIES |  | V1905020SX | TMC - SPD |  |  |  |  | 099-09583 | 099-09583 | TMC | Memorial Hermann-Texas Medical Center | TMC - SPD | TMC - SPD |  | (null) |  |  | (null)
NO | YES |  |  |  | 099-09584 | 099-09584 | COVIDIEN | 700 SERIES |  | V1905185SX | TMC - SPD |  |  |  |  | 099-09584 | 099-09584 | TMC | Memorial Hermann-Texas Medical Center | TMC - SPD | TMC - SPD |  | (null) |  |  | (null)
NO | YES |  |  |  | 099-09585 | 099-09585 | COVIDIEN | 700 SERIES |  | V1904953SX | TMC - SPD |  |  |  |  | 099-09585 | 099-09585 | TMC | Memorial Hermann-Texas Medical Center | TMC - SPD | TMC - SPD |  | (null) |  |  | (null)
NO | NO |  |  |  | PSD3217 |  | COVIDIEN | 700 SERIES |  | V1901010SX | TIRR - CENTRAL SUPPLY | MHHS-TIRR |  | Sequential Compression Device |  | PSD3217 |  | TMC |  | TIRR - CENTRAL SUPPLY | [5 empty] | CIRCULATORY ASSIST UNITS, PERIPHERAL COMPRESSION |  | SEQUENTIALCOMPRESSIONDEV-Covidien-700 SERIES | SEQUENTIALCOMPRESSIONDEV | 700 SERIES |  |  |  | Covidien | Sequential Compression Device |  | SEQUENTIALCOMPRESSIONDEV-Covidien-700 SERIES |  |  |  |  | Covered PM Repair - Biomedical | MHHS-TIRR
NO | NO |  |  |  | PSD3218 |  | COVIDIEN | 700 SERIES |  | V1901009SX | TIRR - CENTRAL SUPPLY | MHHS-TIRR |  | Sequential Compression Device |  | PSD3218 |  | TMC |  | TIRR - CENTRAL SUPPLY | [5 empty] | CIRCULATORY ASSIST UNITS, PERIPHERAL COMPRESSION |  | SEQUENTIALCOMPRESSIONDEV-Covidien-700 SERIES | SEQUENTIALCOMPRESSIONDEV | 700 SERIES |  |  |  | Covidien | Sequential Compression Device |  | SEQUENTIALCOMPRESSIONDEV-Covidien-700 SERIES |  |  |  |  | Covered PM Repair - Biomedical | MHHS-TIRR
NO | NO |  |  |  | PSD3219 |  | COVIDIEN | 700 SERIES |  | V1901028SX | TIRR - CENTRAL SUPPLY | MHHS-TIRR |  | Sequential Compression Device |  | PSD3219 |  | TMC |  | TIRR - CENTRAL SUPPLY | [5 empty] | CIRCULATORY ASSIST UNITS, PERIPHERAL COMPRESSION |  | SEQUENTIALCOMPRESSIONDEV-Covidien-700 SERIES | SEQUENTIALCOMPRESSIONDEV | 700 SERIES |  |  |  | Covidien | Sequential Compression Device |  | SEQUENTIALCOMPRESSIONDEV-Covidien-700 SERIES |  |  |  |  | Covered PM Repair - Biomedical | MHHS-TIRR
NO | NO |  |  |  | PSD3220 |  | COVIDIEN | 700 SERIES |  | V1901023SX | TIRR - CENTRAL SUPPLY | MHHS-TIRR |  | Sequential Compression Device |  | PSD3220 |  | TMC |  | TIRR - CENTRAL SUPPLY | [5 empty] | CIRCULATORY ASSIST UNITS, PERIPHERAL COMPRESSION |  | SEQUENTIALCOMPRESSIONDEV-Covidien-700 SERIES | SEQUENTIALCOMPRESSIONDEV | 700 SERIES |  |  |  | Covidien | Sequential Compression Device |  | SEQUENTIALCOMPRESSIONDEV-Covidien-700 SERIES |  |  |  |  | Covered PM Repair - Biomedical | MHHS-TIRR
YES | YES |  |  |  | 099-11132 | 099-11132 | Covidien | 700 series9 |  |  | Inpatient Rehab |  |  |  |  | 099-11132 | 099-11132 | TMC | Mischer Neuroscience Institute | Inpatient Rehab | By J417 | 9/1/19 |  | 9/1/20 |  |  |  | SEQUENTIALCOMPRESSIONDEV-Covidien-700 SERIES
NO | NO |  |  |  | 129-00905 |  | COVIDIEN |  |  | E0120480 | SUGAR LAND - OR | MHHS-Sugarland |  |  |  | 129-00905 |  | Sugar Land |  | SUGAR LAND - OR | [5 empty] | CIRCULATORY ASSIST UNITS, PERIPHERAL COMPRESSION |  | SEQUENTIALCOMPRESSIONDEV-Kendall-7325-Response |  |  |  |  | SEQUENTIALCOMPRESSIONDEV-Kendall-7325-Response | Covidien | [7 empty] | Covered PM Repair - Biomedical | MHHS-Sugarland
NO | YES |  |  |  | 041-20084 | 041-20084 | COVIDIEN |  |  |  | Emergency Center | MHHS-Mem City |  | Ventilator |  | 041-20084 | 041-20084 | West | Memorial Hermann Memorial City Medical Center Emergency Center | Emergency Center | ER Nurses Station |  |  |  |  | VENTILATORS |  | VENTILATOR-Covidien-840 | VENTILATOR |  |  |  |  | Covidien | Ventilator |  | VENTILATOR-Covidien-840 |  |  |  |  | Not Covered Vendor Only - Lab Ana/Anes | MHHS-Mem City
NO | NO |  |  |  | 041-20082 |  | COVIDIEN |  |  |  | MEMORIAL CITY - RESPIRATORY | MHHS-Mem City |  | Ventilator |  | 041-20082 |  | West & Memorial City |  | MEMORIAL CITY - RESPIRATORY | [5 empty] | VENTILATORS |  | VENTILATOR-Covidien-840 | VENTILATOR |  |  |  |  | Covidien | Ventilator |  | VENTILATOR-Covidien-840 |  |  |  |  | Not Covered Vendor Only - Lab Ana/Anes | MHHS-Mem City
NO | NO |  |  |  | 041-20083 |  | COVIDIEN |  |  |  | MEMORIAL CITY - RESPIRATORY | MHHS-Mem City |  | Ventilator |  | 041-20083 |  | West & Memorial City |  | MEMORIAL CITY - RESPIRATORY | [5 empty] | VENTILATORS |  | VENTILATOR-Covidien-840 | VENTILATOR |  |  |  |  | Covidien | Ventilator |  | VENTILATOR-Covidien-840 |  |  |  |  | Not Covered Vendor Only - Lab Ana/Anes | MHHS-Mem City
YES | YES |  |  |  | POV6115 | 145-01290 | COVIDIEN |  |  | 35C1901107 | Respiratory decontamination |  |  |  |  | POV6115 | 145-01290 | Pearland | Memorial Hermann Pearland Hospital | Respiratory decontamination | Res store room | 2/1/20 |  |  |  |  | Ventilator | VENTILATOR-Covidien-980 | [12 empty] | VENT-SA | [9 empty] | Ventilator | VENTILATOR | Ventilator | Covidien
YES | YES |  |  |  | POV6113 | 145-01289 | COVIDIEN |  |  | 35C1901081 | Respiratory decontamination |  |  |  |  | POV6113 | 145-01289 | Pearland | Memorial Hermann Pearland Hospital | Respiratory decontamination | Res store room | 2/1/20 |  |  |  |  | Ventilator | VENTILATOR-Covidien-980 | [12 empty] | VENT-SA | [9 empty] | Ventilator | VENTILATOR | Ventilator | Covidien
YES | YES |  |  |  | POV6111 | 145-01288 | COVIDIEN |  |  | 35C1901091 | Respiratory decontamination |  |  |  |  | POV6111 | 145-01288 | Pearland | Memorial Hermann Pearland Hospital | Respiratory decontamination | Res store room | 2/1/20 | 2/1/20 |  | Pm sticker blank other 5 machine pm date is 02/06/2020 |  | Ventilator | VENTILATOR-Covidien-980 | [12 empty] | VENT-SA | [9 empty] | Ventilator | VENTILATOR | Ventilator | Covidien
YES | YES |  |  |  | POV6114 | 145-01292 | COVIDIEN |  |  | 35C1901087 | Respiratory decontamination |  |  |  |  | POV6114 | 145-01292 | Pearland | Memorial Hermann Pearland Hospital | Respiratory decontamination | Res store room | 2/1/20 |  |  |  |  | Ventilator | VENTILATOR-Covidien-980 | [12 empty] | VENT-SA | [9 empty] | Ventilator | VENTILATOR | Ventilator | Covidien
YES | YES |  |  |  | POV6112 | 145-01291 | COVIDIEN |  |  | 35C1901086 | Respiratory decontamination |  |  |  |  | POV6112 | 145-01291 | Pearland | Memorial Hermann Pearland Hospital | Respiratory decontamination | Res store room | 6/1/19 |  |  |  |  | Ventilator | VENTILATOR-Covidien-980 | [12 empty] | VENT-SA | [9 empty] | Ventilator | VENTILATOR | Ventilator | Covidien
NO | YES | Asset Tag 133-09489 |  |  | 133-09489 | 133-09489 | COVIDIEN |  |  | 35C1500718 | Katy-IMU |  |  |  |  | 133-09489 | 133-09489 | Katy | MHHS-Katy | Katy-IMU | IMU |  |  |  | No pm |  | Ventilator | VENTILATOR-Covidien-980 | [12 empty] | VENT-SA | [9 empty] | Ventilator | VENTILATOR | Ventilator | Covidien
YES | YES |  |  |  | 099-02027 | 099-02027 | COVIDIEN |  |  | 35G1502982 | NE - ER |  |  |  |  | 099-02027 | 099-02027 | Northeast |  | NE - ER |  |  |  |  | No pm |  | Ventilator | VENTILATOR-Covidien-980 | [12 empty] | VENT-SA | [9 empty] | Ventilator | VENTILATOR | Ventilator | Covidien
NO | YES | Asset Tag POV6026 |  |  | POV6026 | 013-39115 | COVIDIEN |  |  | 2135B1801657 | SW-Endoscopy |  |  |  |  | POV6026 | 013-39115 | Memorial Hermann Hospital - Southwest | MHHS-Southwest | SW-Endoscopy | Endo Pacu | [5 empty] | Ventilator | VENTILATOR-Covidien-980 | [12 empty] | VENT-SA | [9 empty] | Ventilator | VENTILATOR | Ventilator | Covidien
YES | YES |  |  |  | 013-39113 | 013-39113 | COVIDIEN |  |  | 2135B1801846 | Respiratory |  |  |  |  | 013-39113 | 013-39113 | Southwest | Memorial Hermann Hospital - Southwest | Respiratory | 2nd Floor Respiratory | [5 empty] | Ventilator | VENTILATOR-Covidien-980 | [12 empty] | VENT-SA | [9 empty] | Ventilator | VENTILATOR | Ventilator | Covidien
NO | YES |  |  |  | 013-39106 | 013-39106 | COVIDIEN |  |  | 35B1802149 | SW-HVI-CV ICU |  |  |  |  | 013-39106 | 013-39106 | Southwest | MHHS-Southwest | SW-HVI-CV ICU | Respiratory storage | [5 empty] | Ventilator | VENTILATOR-Covidien-980 | [12 empty] | VENT-SA | [9 empty] | Ventilator | VENTILATOR | Ventilator | Covidien
NO | YES |  |  |  | 013-39134 | 013-39134 | COVIDIEN |  |  | 35B1802317 | SW-HVI-CV ICU |  |  |  |  | 013-39134 | 013-39134 | Southwest | MHHS-Southwest | SW-HVI-CV ICU | Respiratory storage | [5 empty] | Ventilator | VENTILATOR-Covidien-980 | [12 empty] | VENT-SA | [9 empty] | Ventilator | VENTILATOR | Ventilator | Covidien
YES | YES |  |  |  | 013-39127 | 013-39127 | COVIDIEN |  |  | 35B1801488 | CVICU |  |  |  |  | 013-39127 | 013-39127 | Southwest | Memorial Hermann Southwest Hospital | CVICU | Respiratory storage | [5 empty] | Ventilator | VENTILATOR-Covidien-980 | [12 empty] | VENT-SA | [9 empty] | Ventilator | VENTILATOR | Ventilator | Covidien
YES | YES |  |  |  | 013-39120 | 013-39120 | COVIDIEN |  |  | 35G1802315 | SW - 7th floor ICU |  |  |  |  | 013-39120 | 013-39120 | Southwest | Memorial Hermann Southwest Hospital | SW - 7th floor ICU | Rm 45 | [5 empty] | Ventilator | VENTILATOR-Covidien-980 | [12 empty] | VENT-SA | [9 empty] | Ventilator | VENTILATOR | Ventilator | Covidien
YES | YES |  |  |  | 013-39119 | 013-39119 | COVIDIEN |  |  | 2135B1801666 | Floor 7 |  |  |  |  | 013-39119 | 013-39119 | Southwest | Memorial Hermann Southwest Hospital | Floor 7 | Floor 7 | [5 empty] | Ventilator | VENTILATOR-Covidien-980 | [12 empty] | VENT-SA | [9 empty] | Ventilator | VENTILATOR | Ventilator | Covidien
NO | YES |  |  |  | 013-39125 | 013-39125 | COVIDIEN |  |  | 35B1801634 | SW-HVI-OR |  |  |  |  | 013-39125 | 013-39125 | Southwest | MHHS-Southwest | SW-HVI-OR | SW - HVI - OR | 3/1/20 |  | 9/1/20 |  |  | Ventilator | VENTILATOR-Covidien-980 | [12 empty] | VENT-SA | [9 empty] | Ventilator | VENTILATOR | Ventilator | Covidien
NO | YES |  |  |  | 069-42554 | 069-42554 | COVIDIEN |  |  |  | TMC-Sarofim 8-HVI ICU |  |  |  |  | 069-42554 | 069-42554 | TMC | MHHS-TMC | TMC-Sarofim 8-HVI ICU | [6 empty] | Ventilator | VENTILATOR-Covidien-980 | [12 empty] | VENT-SA | [9 empty] | Ventilator | VENTILATOR | Ventilator | Covidien
YES | YES |  |  |  | 069-44514 | 069-44514 | COVIDIEN |  |  | 35B2000059 | TMC - RESPIRATORY - ADULT |  |  |  |  | 069-44514 | 069-44514 | TMC | Memorial Hermann-Texas Medical Center | TMC - RESPIRATORY - ADULT | R525 | 3/1/20 |  | 3/1/21 |  |  | Ventilator | VENTILATOR-Covidien-980 | [12 empty] | VENT-SA | [9 empty] | Ventilator | VENTILATOR | Ventilator | Covidien
YES | YES |  |  |  | 069-49404 | 069-49404 | COVIDIEN |  |  | Nsn | TMC - RESPIRATORY - ADULT |  |  |  |  | 069-49404 | 069-49404 |  | Memorial Hermann-tmc | TMC - RESPIRATORY - ADULT | Resp | 2/1/20 |  | 2/1/21 |  |  | Ventilator | VENTILATOR-Covidien-980 | [12 empty] | VENT-SA | [9 empty] | Ventilator | VENTILATOR | Ventilator | Covidien
YES | YES |  |  |  | 069-44513 | 069-44513 | COVIDIEN |  |  | 35B200060 | TMC - RESPIRATORY - ADULT |  |  |  |  | 069-44513 | 069-44513 | TMC | Memorial Hermann-Texas Medical Center | TMC - RESPIRATORY - ADULT | R525 | 3/1/20 |  | 3/1/21 |  |  | Ventilator | VENTILATOR-Covidien-980 | [12 empty] | VENT-SA | [9 empty] | Ventilator | VENTILATOR | Ventilator | Covidien
YES | YES |  |  |  | 069-44512 | 069-44512 | COVIDIEN |  |  | 35B2000054 | TMC - RESPIRATORY - ADULT |  |  |  |  | 069-44512 | 069-44512 | TMC | Memorial Hermann-Texas Medical Center | TMC - RESPIRATORY - ADULT | R525 | 3/1/20 |  | 3/1/21 |  |  | Ventilator | VENTILATOR-Covidien-980 | [12 empty] | VENT-SA | [9 empty] | Ventilator | VENTILATOR | Ventilator | Covidien
YES | YES |  |  |  | 069-44510 | 069-44510 | COVIDIEN |  |  |  | Respiratory |  |  |  |  | 069-44510 | 069-44510 | Southeast | Memorial Hermann Southeast Hospital | Respiratory | Storage room | 4/1/20 |  |  | No pm sticker |  | Ventilator | VENTILATOR-Covidien-980 | [12 empty] | VENT-SA | [9 empty] | Ventilator | VENTILATOR | Ventilator | Covidien
YES | YES |  |  |  | 069-44508 | 069-44508 | COVIDIEN |  |  | 35G2000048 | SE-RY |  |  |  |  | 069-44508 | 069-44508 |  | Memorial Hermann- SE -RT | SE-RY | Storage |  |  |  | No PM Sticker |  | Ventilator | VENTILATOR-Covidien-980 | [12 empty] | VENT-SA | [9 empty] | Ventilator | VENTILATOR | Ventilator | Covidien
YES | YES |  |  |  | 069-44509 | 069-44509 | COVIDIEN |  |  | 35B2000162 | SE - RESPIRATORY |  |  |  |  | 069-44509 | 069-44509 | Southeast | Memorial Hermann Southeast Hospital | SE - RESPIRATORY | [6 empty] | Ventilator | VENTILATOR-Covidien-980 | [12 empty] | VENT-SA | [9 empty] | Ventilator | VENTILATOR | Ventilator | Covidien
YES | YES |  |  |  | 069-44511 | 069-44511 | COVIDIEN |  |  | 35G2000066 | Memorial Hermann- SE-RT |  |  |  |  | 069-44511 | 069-44511 |  | Memorial Hermann- SE-RT | Memorial Hermann- SE-RT | Storage | 4/1/20 |  |  | No PM Sticker |  | Ventilator | VENTILATOR-Covidien-980 | [12 empty] | VENT-SA | [9 empty] | Ventilator | VENTILATOR | Ventilator | Covidien
NO | YES |  |  |  | 009-34309 | 009-34309 | COVIDIEN |  |  | 35C1801052 | [5 empty] | 009-34309 | 009-34309 |  | Greater Heights |  | GH-RESPIRATORY |  |  |  | No pm
YES | YES |  |  |  | POV3013 | 142-06419 | COVIDIEN | 980 series vent |  |  | NE - respiratory |  |  |  |  | POV3013 | 142-06419 | Katy | Memorial Hermann Northeast Hospital | NE - respiratory | respiratory | 1/1/20 | 7/1/20
YES | YES |  |  |  | POV3002 | 142-06423 | COVIDIEN | 980 series vent |  |  | NE - Respiratory |  |  |  |  | POV3002 | 142-06423 | Katy | Memorial Hermann Northeast Hospital | NE - Respiratory | respiratory Storage
NO | YES |  |  |  | BUC127 |  | COVIDIEN | 980U3ENDIUUS |  | 35B1501530 | Rental Equipment | MHHS-Greater Heights |  |  |  | BUC127 |  | Central & Greater Heights |  | Rental Equipment | [7 empty] | VENTILATOR-Covidien-980 |  | 980 VENT W/BL 2.0,NEOMODE 2.0,PROX FLOW |  |  | VENTILATOR-Covidien-980 | [6 empty] | Verified as Rental |  |  | MHHS-Greater Heights
NO | YES |  |  |  | BUC146 |  | COVIDIEN | 980U3ENDIUUS |  | 35B1501810 | Rental Equipment | MHHS-Greater Heights |  |  |  | BUC146 |  | Central & Greater Heights |  | Rental Equipment | [7 empty] | VENTILATOR-Covidien-980 |  | 980 VENT W/BL 2.0,NEOMODE 2.0,PROX FLOW |  |  | VENTILATOR-Covidien-980 | [6 empty] | Verified as Rental |  |  | MHHS-Greater Heights
NO | YES |  |  |  | BUC187 |  | COVIDIEN | 980U3ENDIUUS |  | 35B1600541 | Rental Equipment | MHHS-Greater Heights |  |  |  | BUC187 |  | Central & Greater Heights |  | Rental Equipment | [7 empty] | VENTILATOR-Covidien-980 |  | 980 VENT W/BL 2.0,NEOMODE 2.0,PROX FLOW |  |  | VENTILATOR-Covidien-980 | [6 empty] | Verified as Rental |  |  | MHHS-Greater Heights
NO | YES |  |  |  | BUC245 |  | COVIDIEN | 980U3ENDIUUS |  | 35B1501040 | Rental Equipment | MHHS-Greater Heights |  |  |  | BUC245 |  | Central & Greater Heights |  | Rental Equipment | [7 empty] | VENTILATOR-Covidien-980 |  | 980 VENT W/BL 2.0,NEOMODE 2.0,PROX FLOW |  |  | VENTILATOR-Covidien-980 | [6 empty] | Verified as Rental |  |  | MHHS-Greater Heights
NO | YES |  |  |  | BUC128 |  | COVIDIEN | 980U3ENDIUUS |  | 35B1501612 | Rental | MHHS-Katy |  |  |  | BUC128 |  | Katy |  | Rental | [7 empty] | VENTILATOR-Covidien-980 |  | 980 VENT W/BL 2.0,NEOMODE 2.0,PROX FLOW |  |  | VENTILATOR-Covidien-980 | [6 empty] | Verified as Rental |  |  | MHHS-Katy
NO | YES |  |  |  | BUC161 |  | COVIDIEN | 980U3ENDIUUS |  | 35B1501876 | Rental | MHHS-Katy |  |  |  | BUC161 |  | Katy |  | Rental | [7 empty] | VENTILATOR-Covidien-980 |  | 980 VENT W/BL 2.0,NEOMODE 2.0,PROX FLOW |  |  | VENTILATOR-Covidien-980 | [6 empty] | Verified as Rental |  |  | MHHS-Katy
NO | YES |  |  |  | BUC168 |  | COVIDIEN | 980U3ENDIUUS |  | 35B1501503 | Rental | MHHS-Katy |  |  |  | BUC168 |  | Katy |  | Rental | [7 empty] | VENTILATOR-Covidien-980 |  | 980 VENT W/BL 2.0,NEOMODE 2.0,PROX FLOW |  |  | VENTILATOR-Covidien-980 | [6 empty] | Verified as Rental |  |  | MHHS-Katy
NO | YES |  |  |  | BUC218 |  | COVIDIEN | 980U3ENDIUUS |  | 35B1600582 | Rental | MHHS-Katy |  |  |  | BUC218 |  | Katy |  | Rental | [7 empty] | VENTILATOR-Covidien-980 |  | 980 VENT W/BL 2.0,NEOMODE 2.0,PROX FLOW |  |  | VENTILATOR-Covidien-980 | [6 empty] | Verified as Rental |  |  | MHHS-Katy
NO | YES |  |  |  | BUC255 |  | COVIDIEN | 980U3ENDIUUS |  | 35B1501239 | Rental | MHHS-Katy |  |  |  | BUC255 |  | Katy |  | Rental | [7 empty] | VENTILATOR-Covidien-980 |  | 980 VENT W/BL 2.0,NEOMODE 2.0,PROX FLOW |  |  | VENTILATOR-Covidien-980 | [6 empty] | Verified as Rental |  |  | MHHS-Katy
NO | YES |  |  |  | BUC213 |  | COVIDIEN | 980U3ENDIUUS |  | 35B1600602 | Rental | MHHS-Northeast |  |  |  | BUC213 |  | Katy |  | Rental | [7 empty] | VENTILATOR-Covidien-980 |  | 980 VENT W/BL 2.0,NEOMODE 2.0,PROX FLOW |  |  | VENTILATOR-Covidien-980 | [6 empty] | Verified as Rental |  |  | MHHS-Northeast
NO | YES |  |  |  | BUC134 |  | COVIDIEN | 980U3ENDIUUS |  | 35B1501918 | Rental | MHHS-Pearland Hospital |  |  |  | BUC134 |  | Pearland |  | Rental | [7 empty] | VENTILATOR-Covidien-980 |  | 980 VENT W/BL 2.0,NEOMODE 2.0,PROX FLOW |  |  | VENTILATOR-Covidien-980 | [6 empty] | Verified as Rental |  |  | MHHS-Pearland Hospital
NO | YES |  |  |  | BUC153 |  | COVIDIEN | 980U3ENDIUUS |  | 35B1501636 | Rental | MHHS-Pearland Hospital |  |  |  | BUC153 |  | Pearland |  | Rental | [7 empty] | VENTILATOR-Covidien-980 |  | 980 VENT W/BL 2.0,NEOMODE 2.0,PROX FLOW |  |  | VENTILATOR-Covidien-980 | [6 empty] | Verified as Rental |  |  | MHHS-Pearland Hospital
NO | YES |  |  |  | BUC171 |  | COVIDIEN | 980U3ENDIUUS |  | 35B1502141 | Rental | MHHS-Pearland Hospital |  |  |  | BUC171 |  | Pearland |  | Rental | [7 empty] | VENTILATOR-Covidien-980 |  | 980 VENT W/BL 2.0,NEOMODE 2.0,PROX FLOW |  |  | VENTILATOR-Covidien-980 | [6 empty] | Verified as Rental |  |  | MHHS-Pearland Hospital
NO | YES |  |  |  | BUC195 |  | COVIDIEN | 980U3ENDIUUS |  | 35B1502092 | Rental | MHHS-Pearland Hospital |  |  |  | BUC195 |  | Pearland |  | Rental | [7 empty] | VENTILATOR-Covidien-980 |  | 980 VENT W/BL 2.0,NEOMODE 2.0,PROX FLOW |  |  | VENTILATOR-Covidien-980 | [6 empty] | Verified as Rental |  |  | MHHS-Pearland Hospital
NO | YES |  |  |  | BUC223 |  | COVIDIEN | 980U3ENDIUUS |  | 35B1600578 | Rental | MHHS-Pearland Hospital |  |  |  | BUC223 |  | Pearland |  | Rental | [7 empty] | VENTILATOR-Covidien-980 |  | 980 VENT W/BL 2.0,NEOMODE 2.0,PROX FLOW |  |  | VENTILATOR-Covidien-980 | [6 empty] | Verified as Rental |  |  | MHHS-Pearland Hospital
NO | YES |  |  |  | BUC246 |  | COVIDIEN | 980U3ENDIUUS |  | 35B1501077 | Rental | MHHS-Pearland Hospital |  |  |  | BUC246 |  | Pearland |  | Rental | [7 empty] | VENTILATOR-Covidien-980 |  | 980 VENT W/BL 2.0,NEOMODE 2.0,PROX FLOW |  |  | VENTILATOR-Covidien-980 | [6 empty] | Verified as Rental |  |  | MHHS-Pearland Hospital
NO | YES |  |  |  | BUC247 |  | COVIDIEN | 980U3ENDIUUS |  | 35B1500401 | Rental | MHHS-Pearland Hospital |  |  |  | BUC247 |  | Pearland |  | Rental | [7 empty] | VENTILATOR-Covidien-980 |  | 980 VENT W/BL 2.0,NEOMODE 2.0,PROX FLOW |  |  | VENTILATOR-Covidien-980 | [6 empty] | Verified as Rental |  |  | MHHS-Pearland Hospital
NO | YES |  |  |  | BUC149 |  | COVIDIEN | 980U3ENDIUUS |  | 35B1501548 | Rental | MHHS-Southwest |  |  |  | BUC149 |  | Southwest |  | Rental | [7 empty] | VENTILATOR-Covidien-980 |  | 980 VENT W/BL 2.0,NEOMODE 2.0,PROX FLOW |  |  | VENTILATOR-Covidien-980 | [6 empty] | Verified as Rental |  |  | MHHS-Southwest
NO | YES |  |  |  | BUC170 |  | COVIDIEN | 980U3ENDIUUS |  | 35B1502112 | Rental | MHHS-Southwest |  |  |  | BUC170 |  | Southwest |  | Rental | [7 empty] | VENTILATOR-Covidien-980 |  | 980 VENT W/BL 2.0,NEOMODE 2.0,PROX FLOW |  |  | VENTILATOR-Covidien-980 | [6 empty] | Verified as Rental |  |  | MHHS-Southwest
NO | YES |  |  |  | BUC214 |  | COVIDIEN | 980U3ENDIUUS |  | 35B1600561 | Rental | MHHS-Southwest |  |  |  | BUC214 |  | Southwest |  | Rental | [7 empty] | VENTILATOR-Covidien-980 |  | 980 VENT W/BL 2.0,NEOMODE 2.0,PROX FLOW |  |  | VENTILATOR-Covidien-980 | [6 empty] | Verified as Rental |  |  | MHHS-Southwest
NO | YES |  |  |  | BUC227 |  | COVIDIEN | 980U3ENDIUUS |  | 35B1600550 | Rental | MHHS-Southwest |  |  |  | BUC227 |  | Southwest |  | Rental | [7 empty] | VENTILATOR-Covidien-980 |  | 980 VENT W/BL 2.0,NEOMODE 2.0,PROX FLOW |  |  | VENTILATOR-Covidien-980 | [6 empty] | Verified as Rental |  |  | MHHS-Southwest
NO | YES |  |  |  | BUC125 |  | COVIDIEN | 980U3ENDIUUS |  | 35B1501502 | Rental | MHHS-TMC |  |  |  | BUC125 |  | TMC |  | Rental | [7 empty] | VENTILATOR-Covidien-980 |  | 980 VENT W/BL 2.0,NEOMODE 2.0,PROX FLOW |  |  | VENTILATOR-Covidien-980 | [6 empty] | Verified as Rental |  |  | MHHS-TMC
NO | YES |  |  |  | BUC126 |  | COVIDIEN | 980U3ENDIUUS |  | 35B1501665 | Rental | MHHS-TMC |  |  |  | BUC126 |  | TMC |  | Rental | [7 empty] | VENTILATOR-Covidien-980 |  | 980 VENT W/BL 2.0,NEOMODE 2.0,PROX FLOW |  |  | VENTILATOR-Covidien-980 | [6 empty] | Verified as Rental |  |  | MHHS-TMC
NO | YES |  |  |  | BUC135 |  | COVIDIEN | 980U3ENDIUUS |  | 35B1501640 | Rental | MHHS-TMC |  |  |  | BUC135 |  | TMC |  | Rental | [7 empty] | VENTILATOR-Covidien-980 |  | 980 VENT W/BL 2.0,NEOMODE 2.0,PROX FLOW |  |  | VENTILATOR-Covidien-980 | [6 empty] | Verified as Rental |  |  | MHHS-TMC
NO | YES |  |  |  | BUC138 |  | COVIDIEN | 980U3ENDIUUS |  | 35B1501917 | Rental | MHHS-TMC |  |  |  | BUC138 |  | TMC |  | Rental | [7 empty] | VENTILATOR-Covidien-980 |  | 980 VENT W/BL 2.0,NEOMODE 2.0,PROX FLOW |  |  | VENTILATOR-Covidien-980 | [6 empty] | Verified as Rental |  |  | MHHS-TMC
NO | YES |  |  |  | BUC139 |  | COVIDIEN | 980U3ENDIUUS |  | 35B1501896 | Rental | MHHS-TMC |  |  |  | BUC139 |  | TMC |  | Rental | [7 empty] | VENTILATOR-Covidien-980 |  | 980 VENT W/BL 2.0,NEOMODE 2.0,PROX FLOW |  |  | VENTILATOR-Covidien-980 | [6 empty] | Verified as Rental |  |  | MHHS-TMC
NO | YES |  |  |  | BUC144 |  | COVIDIEN | 980U3ENDIUUS |  | 35B1501714 | Rental | MHHS-TMC |  |  |  | BUC144 |  | TMC |  | Rental | [7 empty] | VENTILATOR-Covidien-980 |  | 980 VENT W/BL 2.0,NEOMODE 2.0,PROX FLOW |  |  | VENTILATOR-Covidien-980 | [6 empty] | Verified as Rental |  |  | MHHS-TMC
NO | YES |  |  |  | BUC151 |  | COVIDIEN | 980U3ENDIUUS |  | 35B1501535 | Rental | MHHS-TMC |  |  |  | BUC151 |  | TMC |  | Rental | [7 empty] | VENTILATOR-Covidien-980 |  | 980 VENT W/BL 2.0,NEOMODE 2.0,PROX FLOW |  |  | VENTILATOR-Covidien-980 | [6 empty] | Verified as Rental |  |  | MHHS-TMC
NO | YES |  |  |  | BUC154 |  | COVIDIEN | 980U3ENDIUUS |  | 35B1501588 | Rental | MHHS-TMC |  |  |  | BUC154 |  | TMC |  | Rental | [7 empty] | VENTILATOR-Covidien-980 |  | 980 VENT W/BL 2.0,NEOMODE 2.0,PROX FLOW |  |  | VENTILATOR-Covidien-980 | [6 empty] | Verified as Rental |  |  | MHHS-TMC
NO | YES |  |  |  | BUC157 |  | COVIDIEN | 980U3ENDIUUS |  | 35B1501659 | Rental | MHHS-TMC |  |  |  | BUC157 |  | TMC |  | Rental | [7 empty] | VENTILATOR-Covidien-980 |  | 980 VENT W/BL 2.0,NEOMODE 2.0,PROX FLOW |  |  | VENTILATOR-Covidien-980 | [6 empty] | Verified as Rental |  |  | MHHS-TMC
NO | YES |  |  |  | BUC160 |  | COVIDIEN | 980U3ENDIUUS |  | 35B1501902 | Rental | MHHS-TMC |  |  |  | BUC160 |  | TMC |  | Rental | [7 empty] | VENTILATOR-Covidien-980 |  | 980 VENT W/BL 2.0,NEOMODE 2.0,PROX FLOW |  |  | VENTILATOR-Covidien-980 | [6 empty] | Verified as Rental |  |  | MHHS-TMC
NO | YES |  |  |  | BUC172 |  | COVIDIEN | 980U3ENDIUUS |  | 35B1600557 | Rental | MHHS-TMC |  |  |  | BUC172 |  | TMC |  | Rental | [7 empty] | VENTILATOR-Covidien-980 |  | 980 VENT W/BL 2.0,NEOMODE 2.0,PROX FLOW |  |  | VENTILATOR-Covidien-980 | [6 empty] | Verified as Rental |  |  | MHHS-TMC
NO | YES |  |  |  | BUC173 |  | COVIDIEN | 980U3ENDIUUS |  | 35B1600009 | Rental | MHHS-TMC |  |  |  | BUC173 |  | TMC |  | Rental | [7 empty] | VENTILATOR-Covidien-980 |  | 980 VENT W/BL 2.0,NEOMODE 2.0,PROX FLOW |  |  | VENTILATOR-Covidien-980 | [6 empty] | Verified as Rental |  |  | MHHS-TMC
NO | YES |  |  |  | BUC174 |  | COVIDIEN | 980U3ENDIUUS |  | 35B1600500 | Rental | MHHS-TMC |  |  |  | BUC174 |  | TMC |  | Rental | [7 empty] | VENTILATOR-Covidien-980 |  | 980 VENT W/BL 2.0,NEOMODE 2.0,PROX FLOW |  |  | VENTILATOR-Covidien-980 | [6 empty] | Verified as Rental |  |  | MHHS-TMC
NO | YES |  |  |  | BUC175 |  | COVIDIEN | 980U3ENDIUUS |  | 35B1502195 | Rental | MHHS-TMC |  |  |  | BUC175 |  | TMC |  | Rental | [7 empty] | VENTILATOR-Covidien-980 |  | 980 VENT W/BL 2.0,NEOMODE 2.0,PROX FLOW |  |  | VENTILATOR-Covidien-980 | [6 empty] | Verified as Rental |  |  | MHHS-TMC
NO | YES |  |  |  | BUC176 |  | COVIDIEN | 980U3ENDIUUS |  | 35B1502084 | Rental | MHHS-TMC |  |  |  | BUC176 |  | TMC |  | Rental | [7 empty] | VENTILATOR-Covidien-980 |  | 980 VENT W/BL 2.0,NEOMODE 2.0,PROX FLOW |  |  | VENTILATOR-Covidien-980 | [6 empty] | Verified as Rental |  |  | MHHS-TMC
NO | YES |  |  |  | BUC177 |  | COVIDIEN | 980U3ENDIUUS |  | 35B1502135 | Rental | MHHS-TMC |  |  |  | BUC177 |  | TMC |  | Rental | [7 empty] | VENTILATOR-Covidien-980 |  | 980 VENT W/BL 2.0,NEOMODE 2.0,PROX FLOW |  |  | VENTILATOR-Covidien-980 | [6 empty] | Verified as Rental |  |  | MHHS-TMC
NO | YES |  |  |  | BUC181 |  | COVIDIEN | 980U3ENDIUUS |  | 35B1600033 | Rental | MHHS-TMC |  |  |  | BUC181 |  | TMC |  | Rental | [7 empty] | VENTILATOR-Covidien-980 |  | 980 VENT W/BL 2.0,NEOMODE 2.0,PROX FLOW |  |  | VENTILATOR-Covidien-980 | [6 empty] | Verified as Rental |  |  | MHHS-TMC
NO | YES |  |  |  | BUC185 |  | COVIDIEN | 980U3ENDIUUS |  | 35B1502150 | Rental | MHHS-TMC |  |  |  | BUC185 |  | TMC |  | Rental | [7 empty] | VENTILATOR-Covidien-980 |  | 980 VENT W/BL 2.0,NEOMODE 2.0,PROX FLOW |  |  | VENTILATOR-Covidien-980 | [6 empty] | Verified as Rental |  |  | MHHS-TMC
NO | YES |  |  |  | BUC186 |  | COVIDIEN | 980U3ENDIUUS |  | 35B1600570 | Rental | MHHS-TMC |  |  |  | BUC186 |  | TMC |  | Rental | [7 empty] | VENTILATOR-Covidien-980 |  | 980 VENT W/BL 2.0,NEOMODE 2.0,PROX FLOW |  |  | VENTILATOR-Covidien-980 | [6 empty] | Verified as Rental |  |  | MHHS-TMC
NO | YES |  |  |  | BUC188 |  | COVIDIEN | 980U3ENDIUUS |  | 35B1600044 | Rental | MHHS-TMC |  |  |  | BUC188 |  | TMC |  | Rental | [7 empty] | VENTILATOR-Covidien-980 |  | 980 VENT W/BL 2.0,NEOMODE 2.0,PROX FLOW |  |  | VENTILATOR-Covidien-980 | [6 empty] | Verified as Rental |  |  | MHHS-TMC
NO | YES |  |  |  | BUC192 |  | COVIDIEN | 980U3ENDIUUS |  | 35B1502123 | Rental | MHHS-TMC |  |  |  | BUC192 |  | TMC |  | Rental | [7 empty] | VENTILATOR-Covidien-980 |  | 980 VENT W/BL 2.0,NEOMODE 2.0,PROX FLOW |  |  | VENTILATOR-Covidien-980 | [6 empty] | Verified as Rental |  |  | MHHS-TMC
NO | YES |  |  |  | BUC193 |  | COVIDIEN | 980U3ENDIUUS |  | 35B1600559 | Rental | MHHS-TMC |  |  |  | BUC193 |  | TMC |  | Rental | [7 empty] | VENTILATOR-Covidien-980 |  | 980 VENT W/BL 2.0,NEOMODE 2.0,PROX FLOW |  |  | VENTILATOR-Covidien-980 | [6 empty] | Verified as Rental |  |  | MHHS-TMC
NO | YES |  |  |  | BUC196 |  | COVIDIEN | 980U3ENDIUUS |  | 35B1502134 | Rental | MHHS-TMC |  |  |  | BUC196 |  | TMC |  | Rental | [7 empty] | VENTILATOR-Covidien-980 |  | 980 VENT W/BL 2.0,NEOMODE 2.0,PROX FLOW |  |  | VENTILATOR-Covidien-980 | [6 empty] | Verified as Rental |  |  | MHHS-TMC
NO | YES |  |  |  | BUC197 |  | COVIDIEN | 980U3ENDIUUS |  | 35B1502089 | Rental | MHHS-TMC |  |  |  | BUC197 |  | TMC |  | Rental | [7 empty] | VENTILATOR-Covidien-980 |  | 980 VENT W/BL 2.0,NEOMODE 2.0,PROX FLOW |  |  | VENTILATOR-Covidien-980 | [6 empty] | Verified as Rental |  |  | MHHS-TMC
NO | YES |  |  |  | BUC198 |  | COVIDIEN | 980U3ENDIUUS |  | 35B1502095 | Rental | MHHS-TMC |  |  |  | BUC198 |  | TMC |  | Rental | [7 empty] | VENTILATOR-Covidien-980 |  | 980 VENT W/BL 2.0,NEOMODE 2.0,PROX FLOW |  |  | VENTILATOR-Covidien-980 | [6 empty] | Verified as Rental |  |  | MHHS-TMC
NO | YES |  |  |  | BUC199 |  | COVIDIEN | 980U3ENDIUUS |  | 35B1600568 | Rental | MHHS-TMC |  |  |  | BUC199 |  | TMC |  | Rental | [7 empty] | VENTILATOR-Covidien-980 |  | 980 VENT W/BL 2.0,NEOMODE 2.0,PROX FLOW |  |  | VENTILATOR-Covidien-980 | [6 empty] | Verified as Rental |  |  | MHHS-TMC
NO | YES |  |  |  | BUC200 |  | COVIDIEN | 980U3ENDIUUS |  | 35B1502170 | Rental | MHHS-TMC |  |  |  | BUC200 |  | TMC |  | Rental | [7 empty] | VENTILATOR-Covidien-980 |  | 980 VENT W/BL 2.0,NEOMODE 2.0,PROX FLOW |  |  | VENTILATOR-Covidien-980 | [6 empty] | Verified as Rental |  |  | MHHS-TMC
NO | YES |  |  |  | BUC202 |  | COVIDIEN | 980U3ENDIUUS |  | 35B1600555 | Rental | MHHS-TMC |  |  |  | BUC202 |  | TMC |  | Rental | [7 empty] | VENTILATOR-Covidien-980 |  | 980 VENT W/BL 2.0,NEOMODE 2.0,PROX FLOW |  |  | VENTILATOR-Covidien-980 | [6 empty] | Verified as Rental |  |  | MHHS-TMC
NO | YES |  |  |  | BUC204 |  | COVIDIEN | 980U3ENDIUUS |  | 35B1502224 | Rental | MHHS-TMC |  |  |  | BUC204 |  | TMC |  | Rental | [7 empty] | VENTILATOR-Covidien-980 |  | 980 VENT W/BL 2.0,NEOMODE 2.0,PROX FLOW |  |  | VENTILATOR-Covidien-980 | [6 empty] | Verified as Rental |  |  | MHHS-TMC
NO | YES |  |  |  | BUC205 |  | COVIDIEN | 980U3ENDIUUS |  | 35B1502165 | Rental | MHHS-TMC |  |  |  | BUC205 |  | TMC |  | Rental | [7 empty] | VENTILATOR-Covidien-980 |  | 980 VENT W/BL 2.0,NEOMODE 2.0,PROX FLOW |  |  | VENTILATOR-Covidien-980 | [6 empty] | Verified as Rental |  |  | MHHS-TMC
NO | YES |  |  |  | BUC206 |  | COVIDIEN | 980U3ENDIUUS |  | 35B1600065 | Rental | MHHS-TMC |  |  |  | BUC206 |  | TMC |  | Rental | [7 empty] | VENTILATOR-Covidien-980 |  | 980 VENT W/BL 2.0,NEOMODE 2.0,PROX FLOW |  |  | VENTILATOR-Covidien-980 | [6 empty] | Verified as Rental |  |  | MHHS-TMC
NO | YES |  |  |  | BUC207 |  | COVIDIEN | 980U3ENDIUUS |  | 35B1502180 | Rental | MHHS-TMC |  |  |  | BUC207 |  | TMC |  | Rental | [7 empty] | VENTILATOR-Covidien-980 |  | 980 VENT W/BL 2.0,NEOMODE 2.0,PROX FLOW |  |  | VENTILATOR-Covidien-980 | [6 empty] | Verified as Rental |  |  | MHHS-TMC
NO | YES |  |  |  | BUC208 |  | COVIDIEN | 980U3ENDIUUS |  | 35B1600594 | Rental | MHHS-TMC |  |  |  | BUC208 |  | TMC |  | Rental | [7 empty] | VENTILATOR-Covidien-980 |  | 980 VENT W/BL 2.0,NEOMODE 2.0,PROX FLOW |  |  | VENTILATOR-Covidien-980 | [6 empty] | Verified as Rental |  |  | MHHS-TMC
NO | YES |  |  |  | BUC210 |  | COVIDIEN | 980U3ENDIUUS |  | 35B1600082 | Rental | MHHS-TMC |  |  |  | BUC210 |  | TMC |  | Rental | [7 empty] | VENTILATOR-Covidien-980 |  | 980 VENT W/BL 2.0,NEOMODE 2.0,PROX FLOW |  |  | VENTILATOR-Covidien-980 | [6 empty] | Verified as Rental |  |  | MHHS-TMC
NO | YES |  |  |  | BUC211 |  | COVIDIEN | 980U3ENDIUUS |  | 35B1600569 | Rental | MHHS-TMC |  |  |  | BUC211 |  | TMC |  | Rental | [7 empty] | VENTILATOR-Covidien-980 |  | 980 VENT W/BL 2.0,NEOMODE 2.0,PROX FLOW |  |  | VENTILATOR-Covidien-980 | [6 empty] | Verified as Rental |  |  | MHHS-TMC
NO | YES |  |  |  | BUC212 |  | COVIDIEN | 980U3ENDIUUS |  | 35B1600607 | Rental | MHHS-TMC |  |  |  | BUC212 |  | TMC |  | Rental | [7 empty] | VENTILATOR-Covidien-980 |  | 980 VENT W/BL 2.0,NEOMODE 2.0,PROX FLOW |  |  | VENTILATOR-Covidien-980 | [6 empty] | Verified as Rental |  |  | MHHS-TMC
NO | YES |  |  |  | BUC215 |  | COVIDIEN | 980U3ENDIUUS |  | 35B1600590 | Rental | MHHS-TMC |  |  |  | BUC215 |  | TMC |  | Rental | [7 empty] | VENTILATOR-Covidien-980 |  | 980 VENT W/BL 2.0,NEOMODE 2.0,PROX FLOW |  |  | VENTILATOR-Covidien-980 | [6 empty] | Verified as Rental |  |  | MHHS-TMC
NO | YES |  |  |  | BUC216 |  | COVIDIEN | 980U3ENDIUUS |  | 35B1600595 | Rental | MHHS-TMC |  |  |  | BUC216 |  | TMC |  | Rental | [7 empty] | VENTILATOR-Covidien-980 |  | 980 VENT W/BL 2.0,NEOMODE 2.0,PROX FLOW |  |  | VENTILATOR-Covidien-980 | [6 empty] | Verified as Rental |  |  | MHHS-TMC
NO | YES |  |  |  | BUC219 |  | COVIDIEN | 980U3ENDIUUS |  | 35B1502151 | Rental | MHHS-TMC |  |  |  | BUC219 |  | TMC |  | Rental | [7 empty] | VENTILATOR-Covidien-980 |  | 980 VENT W/BL 2.0,NEOMODE 2.0,PROX FLOW |  |  | VENTILATOR-Covidien-980 | [6 empty] | Verified as Rental |  |  | MHHS-TMC
NO | YES |  |  |  | BUC221 |  | COVIDIEN | 980U3ENDIUUS |  | 35B1600606 | Rental | MHHS-TMC |  |  |  | BUC221 |  | TMC |  | Rental | [7 empty] | VENTILATOR-Covidien-980 |  | 980 VENT W/BL 2.0,NEOMODE 2.0,PROX FLOW |  |  | VENTILATOR-Covidien-980 | [6 empty] | Verified as Rental |  |  | MHHS-TMC
NO | YES |  |  |  | BUC222 |  | COVIDIEN | 980U3ENDIUUS |  | 35B1600601 | Rental | MHHS-TMC |  |  |  | BUC222 |  | TMC |  | Rental | [7 empty] | VENTILATOR-Covidien-980 |  | 980 VENT W/BL 2.0,NEOMODE 2.0,PROX FLOW |  |  | VENTILATOR-Covidien-980 | [6 empty] | Verified as Rental |  |  | MHHS-TMC
NO | YES |  |  |  | BUC224 |  | COVIDIEN | 980U3ENDIUUS |  | 35B1600571 | Rental | MHHS-TMC |  |  |  | BUC224 |  | TMC |  | Rental | [7 empty] | VENTILATOR-Covidien-980 |  | 980 VENT W/BL 2.0,NEOMODE 2.0,PROX FLOW |  |  | VENTILATOR-Covidien-980 | [6 empty] | Verified as Rental |  |  | MHHS-TMC
NO | YES |  |  |  | BUC226 |  | COVIDIEN | 980U3ENDIUUS |  | 35B1502077 | Rental | MHHS-TMC |  |  |  | BUC226 |  | TMC |  | Rental | [7 empty] | VENTILATOR-Covidien-980 |  | 980 VENT W/BL 2.0,NEOMODE 2.0,PROX FLOW |  |  | VENTILATOR-Covidien-980 | [6 empty] | Verified as Rental |  |  | MHHS-TMC
NO | YES |  |  |  | BUC230 |  | COVIDIEN | 980U3ENDIUUS |  | 35B1500412 | Rental | MHHS-TMC |  |  |  | BUC230 |  | TMC |  | Rental | [7 empty] | VENTILATOR-Covidien-980 |  | 980 VENT W/BL 2.0,NEOMODE 2.0,PROX FLOW |  |  | VENTILATOR-Covidien-980 | [6 empty] | Verified as Rental |  |  | MHHS-TMC
NO | YES |  |  |  | BUC251 |  | COVIDIEN | 980U3ENDIUUS |  | 35B1501043 | Rental | MHHS-TMC |  |  |  | BUC251 |  | TMC |  | Rental | [7 empty] | VENTILATOR-Covidien-980 |  | 980 VENT W/BL 2.0,NEOMODE 2.0,PROX FLOW |  |  | VENTILATOR-Covidien-980 | [6 empty] | Verified as Rental |  |  | MHHS-TMC
NO | YES |  |  |  | BUC984 |  | COVIDIEN | 980U3ENDIUUS |  | 35B1500086 | Rental | MHHS-TMC |  |  |  | BUC984 |  | TMC |  | Rental | [7 empty] | VENTILATOR-Covidien-980 |  | 980 VENT W/BL 2.0,NEOMODE 2.0,PROX FLOW |  |  | VENTILATOR-Covidien-980 | [6 empty] | Verified as Rental |  |  | MHHS-TMC
NO | YES |  |  |  | BUC987 |  | COVIDIEN | 980U3ENDIUUS |  | 35B1400801 | Rental | MHHS-TMC |  |  |  | BUC987 |  | TMC |  | Rental | [7 empty] | VENTILATOR-Covidien-980 |  | 980 VENT W/BL 2.0,NEOMODE 2.0,PROX FLOW |  |  | VENTILATOR-Covidien-980 | [6 empty] | Verified as Rental |  |  | MHHS-TMC
NO | YES |  |  |  | BUC994 |  | COVIDIEN | 980U3ENDIUUS |  | 35B1400511 | Rental | MHHS-TMC |  |  |  | BUC994 |  | TMC |  | Rental | [7 empty] | VENTILATOR-Covidien-980 |  | 980 VENT W/BL 2.0,NEOMODE 2.0,PROX FLOW |  |  | VENTILATOR-Covidien-980 | [6 empty] | Verified as Rental |  |  | MHHS-TMC
NO | YES |  |  |  | BUC996 |  | COVIDIEN | 980U3ENDIUUS |  | 35B1401137 | Rental | MHHS-TMC |  |  |  | BUC996 |  | TMC |  | Rental | [7 empty] | VENTILATOR-Covidien-980 |  | 980 VENT W/BL 2.0,NEOMODE 2.0,PROX FLOW |  |  | VENTILATOR-Covidien-980 | [6 empty] | Verified as Rental |  |  | MHHS-TMC
NO | YES |  |  |  | BUC1004 |  | COVIDIEN | 980U3ENDIUUS |  | 35B1500701 | Rental | MHHS-TMC |  |  |  | BUC1004 |  | TMC |  | Rental | [7 empty] | VENTILATOR-Covidien-980 |  | 980 VENT W/BL 2.0,NEOMODE 2.0,PROX FLOW |  |  | VENTILATOR-Covidien-980 | [6 empty] | Verified as Rental |  |  | MHHS-TMC
YES | YES |  |  |  | 069-40959 | 069-40959 | COVIDIEN | AD1000 |  | VT34867185 | Memorial Hermann- Texas Medical Center- OR |  |  |  |  | 069-40959 | 069-40959 |  | TMC | Memorial Hermann- Texas Medical Center- OR | Serafine 3floor OR storage room | 9/1/19 |  | 9/1/20 |  |  | Pressure Infuser | PRESSUREINFUSER-COVIDIEN-AD1000 | [12 empty] | PRI-A | [9 empty] | Pressure Infuser | PRESSUREINFUSER | Pressure Infuser | COVIDIEN
NO | YES |  |  |  | 041-17087 | 041-17087 | COVIDIEN | BIS |  | VT34048 | Surgery | MHHS-Mem City |  | Monitor, Bispectral Index |  | 041-17087 | 041-17087 | West | Memorial Hermann Memorial City Medical Center | Surgery | Surgery room 10 |  |  |  |  | MONITORS, BEDSIDE, ELECTROENCEPHALOGRAPHIC, SPECTR |  | MONITORBISPECTRALINDEX-Covidien-BIS | MONITORBISPECTRALINDEX | BIS |  |  |  | Covidien | Monitor, Bispectral Index |  | MONITORBISPECTRALINDEX-Covidien-BIS |  |  |  |  | Not Covered Vendor Only - Biomedical | MHHS-Mem City
NO | YES |  |  |  | 041-20611 | 041-20611 | COVIDIEN | BIS |  | VT35980 | MEMORIAL CITY MOR | MHHS-Mem City |  | Monitor, Bispectral Index |  | 041-20611 | 041-20611 | West | Memorial Hermann Memorial City Medical Center | MEMORIAL CITY MOR | MEMORIAL CITY MOR |  |  |  |  | MONITORS, BEDSIDE, ELECTROENCEPHALOGRAPHIC, SPECTR |  | MONITORBISPECTRALINDEX-Covidien-BIS | MONITORBISPECTRALINDEX | BIS |  |  |  | Covidien | Monitor, Bispectral Index |  | MONITORBISPECTRALINDEX-Covidien-BIS |  |  |  |  | Not Covered Vendor Only - Biomedical | MHHS-Mem City
NO | YES |  |  |  |  | 142-06018 | COVIDIEN | BIS |  | VT32460 | NE-Biomedical Services | MHHS-Northeast |  | Monitor, Bispectral Index |  |  | 142-06018 | Katy | MHHS-Northeast | NE-Biomedical Services | Biomed Shop | 11/1/18 | 11/1/19 |  |  | MONITORS, BEDSIDE, ELECTROENCEPHALOGRAPHIC, SPECTR | Monitor, Bispectral Index | MONITORBISPECTRALINDEX-Covidien-BIS | MONITORBISPECTRALINDEX | BIS |  |  |  | Covidien | Monitor, Bispectral Index |  | MONITORBISPECTRALINDEX-Covidien-BIS |  | 12/19/20 |  |  | No Coverage Specified | MHHS-Northeast | [7 empty] | Monitor, Bispectral Index | MONITORBISPECTRALINDEX | Monitor, Bispectral Index | Covidien
NO | YES |  |  |  |  | 142-06260 | COVIDIEN | BIS |  | VT32456 | NE-OR | MHHS-Northeast |  | Monitor, Bispectral Index |  |  | 142-06260 | Katy | MHHS-Northeast | NE-OR | Anesthesia Workroom | 1/1/19 | 1/1/20 |  |  | MONITORS, BEDSIDE, ELECTROENCEPHALOGRAPHIC, SPECTR | Monitor, Bispectral Index | MONITORBISPECTRALINDEX-Covidien-BIS | MONITORBISPECTRALINDEX | BIS |  |  |  | Covidien | Monitor, Bispectral Index |  | MONITORBISPECTRALINDEX-Covidien-BIS |  | 12/19/20 |  |  | No Coverage Specified | MHHS-Northeast | [7 empty] | Monitor, Bispectral Index | MONITORBISPECTRALINDEX | Monitor, Bispectral Index | Covidien
NO | YES |  |  |  | 005-11121 | 005-11121 | COVIDIEN | BIS |  | VT32773 | SE-OR | MHHS-Southeast |  | Monitor, Bispectral Index |  | 005-11121 | 005-11121 | Southeast | MHHS-Southeast | SE-OR | SE-OR Corridor | 1/1/19 |  |  |  | MONITORS, BEDSIDE, ELECTROENCEPHALOGRAPHIC, SPECTR | Monitor, Bispectral Index | MONITORBISPECTRALINDEX-Covidien-BIS | MONITORBISPECTRALINDEX | BIS |  |  |  | Covidien | Monitor, Bispectral Index |  | MONITORBISPECTRALINDEX-Covidien-BIS |  | 11/11/20 |  |  | Not Covered Vendor Only - Biomedical | MHHS-Southeast | [7 empty] | Monitor, Bispectral Index | MONITORBISPECTRALINDEX | Monitor, Bispectral Index | Covidien
NO | YES |  |  |  | 005-12218 | 005-12218 | COVIDIEN | BIS |  | VTS2150 | SE-OR | MHHS-Southeast |  | Monitor, Bispectral Index |  | 005-12218 | 005-12218 | Southeast | MHHS-Southeast | SE-OR | Hallway | 4/1/19 |  | 4/1/20 |  | MONITORS, BEDSIDE, ELECTROENCEPHALOGRAPHIC, SPECTR | Monitor, Bispectral Index | MONITORBISPECTRALINDEX-Covidien-BIS | MONITORBISPECTRALINDEX | BIS |  |  |  | Covidien | Monitor, Bispectral Index |  | MONITORBISPECTRALINDEX-Covidien-BIS |  | 11/11/20 |  |  | Not Covered Vendor Only - Biomedical | MHHS-Southeast | [7 empty] | Monitor, Bispectral Index | MONITORBISPECTRALINDEX | Monitor, Bispectral Index | Covidien
NO | YES |  |  |  | 005-12226 | 005-12226 | COVIDIEN | BIS |  | VTS2151 | SE-OR | MHHS-Southeast |  | Monitor, Bispectral Index |  | 005-12226 | 005-12226 | Southeast | MHHS-Southeast | SE-OR | Or 5 | 5/1/19 |  | 4/1/20 |  | MONITORS, BEDSIDE, ELECTROENCEPHALOGRAPHIC, SPECTR | Monitor, Bispectral Index | MONITORBISPECTRALINDEX-Covidien-BIS | MONITORBISPECTRALINDEX | BIS |  |  |  | Covidien | Monitor, Bispectral Index |  | MONITORBISPECTRALINDEX-Covidien-BIS |  | 11/11/20 |  |  | Not Covered Vendor Only - Biomedical | MHHS-Southeast | [7 empty] | Monitor, Bispectral Index | MONITORBISPECTRALINDEX | Monitor, Bispectral Index | Covidien
NO | YES |  |  |  | 005-12132 | 005-12132 | COVIDIEN | BIS |  | VT48653 | SE-OR | MHHS-Southeast |  | Monitor, Bispectral Index |  | 005-12132 | 005-12132 | Southeast | MHHS-Southeast | SE-OR | Cysto | 4/1/19 |  | 4/1/20 |  | MONITORS, BEDSIDE, ELECTROENCEPHALOGRAPHIC, SPECTR | Monitor, Bispectral Index | MONITORBISPECTRALINDEX-Covidien-BIS | MONITORBISPECTRALINDEX | BIS |  |  |  | Covidien | Monitor, Bispectral Index |  | MONITORBISPECTRALINDEX-Covidien-BIS |  | 11/11/20 |  |  | Not Covered Vendor Only - Biomedical | MHHS-Southeast | [7 empty] | Monitor, Bispectral Index | MONITORBISPECTRALINDEX | Monitor, Bispectral Index | Covidien
NO | YES | Asset Tag 1153985 |  |  |  |  | COVIDIEN | BIS |  | VT35125 | TMC-Children's-PICU (9Hp) | MHHS-TMC |  | Monitor, Bispectral Index |  |  |  | TMC | MHHS-TMC | TMC-Children's-PICU (9Hp) |  | 8/26/19 |  |  |  | MONITORS, BEDSIDE, ELECTROENCEPHALOGRAPHIC, SPECTR | Monitor, Bispectral Index | MONITORBISPECTRALINDEX-Covidien-BIS | MONITORBISPECTRALINDEX | BIS |  |  |  | Covidien | Monitor, Bispectral Index |  | MONITORBISPECTRALINDEX-Covidien-BIS |  | 11/11/20 |  |  | Not Covered Vendor Only - Biomedical | MHHS-TMC | [7 empty] | Monitor, Bispectral Index | MONITORBISPECTRALINDEX | Monitor, Bispectral Index | Covidien
NO | YES |  |  |  | 029-12971 | 029-12971 | COVIDIEN | BIS |  | VT55035 | Woodlands-OR | MHHS-Woodlands |  | Monitor, Bispectral Index |  | 029-12971 | 029-12971 | Woodlands | MHHS-Woodlands | Woodlands-OR | Equipment Storage | 11/1/19 |  | 11/1/20 |  | MONITORS, BEDSIDE, ELECTROENCEPHALOGRAPHIC, SPECTR | Monitor, Bispectral Index | MONITORBISPECTRALINDEX-Covidien-BIS | MONITORBISPECTRALINDEX | BIS |  |  |  | Covidien | Monitor, Bispectral Index |  | MONITORBISPECTRALINDEX-Covidien-BIS |  | 11/11/20 |  |  | Not Covered Vendor Only - Biomedical | MHHS-Woodlands | [7 empty] | Monitor, Bispectral Index | MONITORBISPECTRALINDEX | Monitor, Bispectral Index | Covidien
YES | YES |  |  |  | 013-38065 | 013-38065 | COVIDIEN | BIS |  | VT42957 | SW-OR |  |  |  |  | 013-38065 | 013-38065 | Southwest | Memorial Hermann Southwest Hospital | SW-OR | OR19 | 5/1/19 |  | 5/1/20 |  |  | Monitor, Bispectral Index | MONITORBISPECTRALINDEX-Covidien-BIS | [22 empty] | Monitor, Bispectral Index | MONITORBISPECTRALINDEX | Monitor, Bispectral Index | Covidien
YES | YES |  |  |  | 069-40960 | 069-40960 | COVIDIEN | BIS |  | VT34864 | TMC - OR - ANESTHESIA (2HP) |  |  |  |  | 069-40960 | 069-40960 | TMC | Memorial Hermann-Texas Medical Center | TMC - OR - ANESTHESIA (2HP) |  | 4/1/19 |  | 4/1/20 |  |  | Monitor, Bispectral Index | MONITORBISPECTRALINDEX-Covidien-BIS | [22 empty] | Monitor, Bispectral Index | MONITORBISPECTRALINDEX | Monitor, Bispectral Index | Covidien
YES | YES |  |  |  | 069-41305 | 069-41305 | COVIDIEN | BIS |  | VT41245 | TMC - OR - PEDI OR (2R) |  |  |  |  | 069-41305 | 069-41305 | TMC | Memorial Hermann-Texas Medical Center | TMC - OR - PEDI OR (2R) | S2 OR 55 | 9/1/19 |  | 8/1/20 |  |  | Monitor, Bispectral Index | MONITORBISPECTRALINDEX-Covidien-BIS | [22 empty] | Monitor, Bispectral Index | MONITORBISPECTRALINDEX | Monitor, Bispectral Index | Covidien
YES | YES |  |  |  | 069-49247 | 069-49247 | COVIDIEN | BIS |  | VT57171 | TMC - SAROFIM 3 - OR |  |  |  |  | 069-49247 | 069-49247 | TMC | Memorial Hermann-Texas Medical Center | TMC - SAROFIM 3 - OR | S3404 | 1/1/20 |  | 1/1/21 |  |  | Monitor, Bispectral Index | MONITORBISPECTRALINDEX-Covidien-BIS | [22 empty] | Monitor, Bispectral Index | MONITORBISPECTRALINDEX | Monitor, Bispectral Index | Covidien
YES | YES |  |  |  | 069-49210 | 069-49210 | COVIDIEN | BIS |  | VT57172 | OR |  |  |  |  | 069-49210 | 069-49210 | TMC | Memorial Hermann-Texas Medical Center | OR | S 3404 | 1/1/20 |  |  |  |  | Monitor, Bispectral Index | MONITORBISPECTRALINDEX-Covidien-BIS | [22 empty] | Monitor, Bispectral Index | MONITORBISPECTRALINDEX | Monitor, Bispectral Index | Covidien
NO | NO |  |  |  | 041-17088 |  | COVIDIEN | BIS |  | VT34082 | MEMORIAL CITY - MOR | MHHS-Mem City |  | Monitor, Bispectral Index |  | 041-17088 |  | West & Memorial City |  | MEMORIAL CITY - MOR | [5 empty] | MONITORS, BEDSIDE, ELECTROENCEPHALOGRAPHIC, SPECTR |  | MONITORBISPECTRALINDEX-Covidien-BIS | MONITORBISPECTRALINDEX | BIS |  |  |  | Covidien | Monitor, Bispectral Index |  | MONITORBISPECTRALINDEX-Covidien-BIS |  |  |  |  | Not Covered Vendor Only - Biomedical | MHHS-Mem City
NO | NO |  |  |  | 041-17089 |  | COVIDIEN | BIS |  | VT34058 | MEMORIAL CITY - MOR | MHHS-Mem City |  | Monitor, Bispectral Index |  | 041-17089 |  | West & Memorial City |  | MEMORIAL CITY - MOR | [5 empty] | MONITORS, BEDSIDE, ELECTROENCEPHALOGRAPHIC, SPECTR |  | MONITORBISPECTRALINDEX-Covidien-BIS | MONITORBISPECTRALINDEX | BIS |  |  |  | Covidien | Monitor, Bispectral Index |  | MONITORBISPECTRALINDEX-Covidien-BIS |  |  |  |  | Not Covered Vendor Only - Biomedical | MHHS-Mem City
NO | NO |  |  |  | 041-17090 |  | COVIDIEN | BIS |  | VT34070 | MEMORIAL CITY - MOR | MHHS-Mem City |  | Monitor, Bispectral Index |  | 041-17090 |  | West & Memorial City |  | MEMORIAL CITY - MOR | [5 empty] | MONITORS, BEDSIDE, ELECTROENCEPHALOGRAPHIC, SPECTR |  | MONITORBISPECTRALINDEX-Covidien-BIS | MONITORBISPECTRALINDEX | BIS |  |  |  | Covidien | Monitor, Bispectral Index |  | MONITORBISPECTRALINDEX-Covidien-BIS |  |  |  |  | Not Covered Vendor Only - Biomedical | MHHS-Mem City
NO | NO |  |  |  | 005-12222 |  | COVIDIEN | BIS |  | VTS2152 | SE - OR | MHHS-Southeast |  | Monitor, Bispectral Index |  | 005-12222 |  | Southeast & Bay Area |  | SE - OR | [5 empty] | MONITORS, BEDSIDE, ELECTROENCEPHALOGRAPHIC, SPECTR |  | MONITORBISPECTRALINDEX-Covidien-BIS | MONITORBISPECTRALINDEX | BIS |  |  |  | Covidien | Monitor, Bispectral Index |  | MONITORBISPECTRALINDEX-Covidien-BIS |  |  |  |  | Not Covered Vendor Only - Biomedical | MHHS-Southeast
NO | NO |  |  |  | 013-37676 |  | COVIDIEN | BIS |  | B205656 | SW - ICU - NEURO & STROKE | MHHS-Southwest |  | Monitor, Bispectral Index |  | 013-37676 |  | Southwest |  | SW - ICU - NEURO & STROKE | [5 empty] | MONITORS, BEDSIDE, ELECTROENCEPHALOGRAPHIC, SPECTR |  | MONITORBISPECTRALINDEX-Covidien-BIS | MONITORBISPECTRALINDEX | BIS |  |  |  | Covidien | Monitor, Bispectral Index |  | MONITORBISPECTRALINDEX-Covidien-BIS |  |  |  |  | Not Covered Vendor Only - Biomedical | MHHS-Southwest
NO | NO |  |  |  | 013-37677 |  | COVIDIEN | BIS |  | B205791 | SW - ICU - NEURO & STROKE | MHHS-Southwest |  | Monitor, Bispectral Index |  | 013-37677 |  | Southwest |  | SW - ICU - NEURO & STROKE | [5 empty] | MONITORS, BEDSIDE, ELECTROENCEPHALOGRAPHIC, SPECTR |  | MONITORBISPECTRALINDEX-Covidien-BIS | MONITORBISPECTRALINDEX | BIS |  |  |  | Covidien | Monitor, Bispectral Index |  | MONITORBISPECTRALINDEX-Covidien-BIS |  |  |  |  | Not Covered Vendor Only - Biomedical | MHHS-Southwest
NO | NO |  |  |  | 013-37678 |  | COVIDIEN | BIS |  | B203259 | SW - ICU - NEURO & STROKE | MHHS-Southwest |  | Monitor, Bispectral Index |  | 013-37678 |  | Southwest |  | SW - ICU - NEURO & STROKE | [5 empty] | MONITORS, BEDSIDE, ELECTROENCEPHALOGRAPHIC, SPECTR |  | MONITORBISPECTRALINDEX-Covidien-BIS | MONITORBISPECTRALINDEX | BIS |  |  |  | Covidien | Monitor, Bispectral Index |  | MONITORBISPECTRALINDEX-Covidien-BIS |  |  |  |  | Not Covered Vendor Only - Biomedical | MHHS-Southwest
NO | NO |  |  |  | 013-37679 |  | COVIDIEN | BIS |  | B205735 | SW - ICU - NEURO & STROKE | MHHS-Southwest |  | Monitor, Bispectral Index |  | 013-37679 |  | Southwest |  | SW - ICU - NEURO & STROKE | [5 empty] | MONITORS, BEDSIDE, ELECTROENCEPHALOGRAPHIC, SPECTR |  | MONITORBISPECTRALINDEX-Covidien-BIS | MONITORBISPECTRALINDEX | BIS |  |  |  | Covidien | Monitor, Bispectral Index |  | MONITORBISPECTRALINDEX-Covidien-BIS |  |  |  |  | Not Covered Vendor Only - Biomedical | MHHS-Southwest
NO | NO |  |  |  | 074-05754 |  | COVIDIEN | BIS |  | VT41247 | TMC - HVI - HEART FAILURE ICU (5HVI) | MHHS-TMC |  | Monitor, Bispectral Index |  | 074-05754 |  | TMC |  | TMC - HVI - HEART FAILURE ICU (5HVI) | [5 empty] | MONITORS, BEDSIDE, ELECTROENCEPHALOGRAPHIC, SPECTR |  | MONITORBISPECTRALINDEX-Covidien-BIS | MONITORBISPECTRALINDEX | BIS |  |  |  | Covidien | Monitor, Bispectral Index |  | MONITORBISPECTRALINDEX-Covidien-BIS |  |  |  |  | Not Covered Vendor Only - Biomedical | MHHS-TMC
NO | NO |  |  |  | 069-43841 |  | COVIDIEN | BIS |  | VT45551 | TMC - OR - HERMANN (2HP) | MHHS-TMC |  | Monitor, Bispectral Index |  | 069-43841 |  | TMC |  | TMC - OR - HERMANN (2HP) | [5 empty] | MONITORS, BEDSIDE, ELECTROENCEPHALOGRAPHIC, SPECTR |  | MONITORBISPECTRALINDEX-Covidien-BIS | MONITORBISPECTRALINDEX | BIS |  |  |  | Covidien | Monitor, Bispectral Index |  | MONITORBISPECTRALINDEX-Covidien-BIS |  |  |  |  | Not Covered Vendor Only - Biomedical | MHHS-TMC
NO | NO |  |  |  | 069-46174 |  | COVIDIEN | BIS |  | VT50858 | TMC - OR - HERMANN (2HP) | MHHS-TMC |  | Monitor, Bispectral Index |  | 069-46174 |  | TMC |  | TMC - OR - HERMANN (2HP) | [5 empty] | MONITORS, BEDSIDE, ELECTROENCEPHALOGRAPHIC, SPECTR |  | MONITORBISPECTRALINDEX-Covidien-BIS | MONITORBISPECTRALINDEX | BIS |  |  |  | Covidien | Monitor, Bispectral Index |  | MONITORBISPECTRALINDEX-Covidien-BIS |  |  |  |  | Not Covered Vendor Only - Biomedical | MHHS-TMC
YES | YES |  |  |  | 069-49224 | 069-49224 | COVIDIEN | BIS Complete |  | VT57170 | TMC - SAROFIM 2 - OR |  |  |  |  | 069-49224 | 069-49224 | TMC | Memorial Hermann-Texas Medical Center | TMC - SAROFIM 2 - OR | Or 11 | 1/1/20 |  | 1/1/21 |  |  | Monitor, Bispectral Index | MONITORBISPECTRALINDEX-COVIDIEN-BIS Complete | [22 empty] | Monitor, Bispectral Index | MONITORBISPECTRALINDEX | Monitor, Bispectral Index | COVIDIEN
YES | YES |  |  |  | 099-07525 | 099-07525 | COVIDIEN | BIS Complete |  | B431897 | Or Department |  |  |  |  | 099-07525 | 099-07525 | Southeast | Memorial Hermann Southeast | Or Department | Or 5 | 4/1/20 |  |  | No p.m. |  | Monitor, Bispectral Index | MONITORBISPECTRALINDEX-COVIDIEN-BIS Complete | [22 empty] | Monitor, Bispectral Index | MONITORBISPECTRALINDEX | Monitor, Bispectral Index | COVIDIEN
YES | YES |  |  |  | 099-04027 | 099-04027 | COVIDIEN | BIS LoC 2 |  | BX28177 | KATY - OR |  |  |  |  | 099-04027 | 099-04027 | Katy | Memorial Hermann Katy Hospital | KATY - OR | OR 9 | [5 empty] | Module, Bispectral Index | MODULEBISPECTRALINDEX-COVIDIEN-BIS LoC 2 | [22 empty] | Module, Bispectral Index | MODULEBISPECTRALINDEX | Module, Bispectral Index | COVIDIEN
YES | YES |  |  |  | 099-03975 | 099-03975 | COVIDIEN | BIS LoC 2 |  | B238289 | KATY - OR |  |  |  |  | 099-03975 | 099-03975 | Katy | Memorial Hermann Katy Hospital | KATY - OR | OR 8 | [5 empty] | Module, Bispectral Index | MODULEBISPECTRALINDEX-COVIDIEN-BIS LoC 2 | [22 empty] | Module, Bispectral Index | MODULEBISPECTRALINDEX | Module, Bispectral Index | COVIDIEN
YES | YES |  |  |  | 029-13087 | 029-13087 | COVIDIEN | BIS LoC 2 |  | B244159 | Surgery |  |  |  |  | 029-13087 | 029-13087 | Woodlands | Memorial Hermann Hospital Woodlands | Surgery | Surgery room 18 | [5 empty] | Module, Bispectral Index | MODULEBISPECTRALINDEX-COVIDIEN-BIS LoC 2 | [22 empty] | Module, Bispectral Index | MODULEBISPECTRALINDEX | Module, Bispectral Index | COVIDIEN
YES | YES |  |  |  | 029-13162 | 029-13162 | COVIDIEN | BIS LoC 2 |  | BX87893 | WOODLANDS - ANESTHESIA |  |  |  |  | 029-13162 | 029-13162 | Woodlands | Memorial Hermann Hospital Woodlands | WOODLANDS - ANESTHESIA | OR7 | [5 empty] | Module, Bispectral Index | MODULEBISPECTRALINDEX-COVIDIEN-BIS LoC 2 | [22 empty] | Module, Bispectral Index | MODULEBISPECTRALINDEX | Module, Bispectral Index | COVIDIEN
YES | YES |  |  |  | 099-09630 | 099-09630 | COVIDIEN | BIS LoC 2 |  | B421327 | TMC - OR - PEDI OR (2R) |  |  |  |  | 099-09630 | 099-09630 | TMC | Memorial Hermann-Texas Medical Center | TMC - OR - PEDI OR (2R) | S2 OR 55 |  |  |  | No pm found |  | Module, Bispectral Index | MODULEBISPECTRALINDEX-COVIDIEN-BIS LoC 2 | [22 empty] | Module, Bispectral Index | MODULEBISPECTRALINDEX | Module, Bispectral Index | COVIDIEN
YES | YES |  |  |  | 099-07797 | 099-07797 | COVIDIEN | BIS LoC 2 |  | B431896 | SE - OR |  |  |  |  | 099-07797 | 099-07797 | Southeast | Southeast | SE - OR | SE-OR Corridor | [5 empty] | Module, Bispectral Index | MODULEBISPECTRALINDEX-COVIDIEN-BIS LoC 2 | [22 empty] | Module, Bispectral Index | MODULEBISPECTRALINDEX | Module, Bispectral Index | COVIDIEN
YES | YES |  |  |  | 099-04554 | 099-04554 | COVIDIEN | BIS LoC 2 channel |  | BX38306 | KATY - OR |  |  |  |  | 099-04554 | 099-04554 | Katy | Memorial Hermann Katy Hospital | KATY - OR | O.R.6 | 2/1/20
YES | YES |  |  |  | 099-03981 | 099-03981 | COVIDIEN | BIS LoC 2 Channel |  | B227259 | OR |  |  |  |  | 099-03981 | 099-03981 | Katy | Katy Hospital | OR | OR 11
YES | YES |  |  |  | B208012 | B208012 | Covidien | BIS LoC 2 channel |  | B208012 | MEMORIAL CITY - MHT - JHC OR |  |  |  |  | B208012 | B208012 | West | West | MEMORIAL CITY - MHT - JHC OR | MH11:504 OR4
YES | YES |  |  |  | 099-07442 | 099-07442 | COVIDIEN | BIS LoC 4 |  | B434572 | TMC - SAROFIM 3 - OR |  |  |  |  | 099-07442 | 099-07442 | TMC | Memorial Hermann-Texas Medical Center | TMC - SAROFIM 3 - OR | S3404
YES | YES |  |  |  | 099-07195 | 099-07195 | COVIDIEN | Bis LoC 4 |  | B434571 | OR |  |  |  |  | 099-07195 | 099-07195 | TMC | Memorial Hermann-Texas Medical Center | OR | S 3404
YES | YES |  |  |  | 099-07466 | 099-07466 | COVIDIEN | BIS LoC 4 |  | B427414 | Surgery |  |  |  |  | 099-07466 | 099-07466 | Southeast | Memorial Hermann Southeast Hospital | Surgery | Cysto
YES | YES |  |  |  | 099-07462 | 099-07462 | COVIDIEN | BIS LoC 4 |  | B410781 | Surgery |  |  |  |  | 099-07462 | 099-07462 | Southeast | Memorial Hermann Southeast Hospital | Surgery
YES | YES |  |  |  | 099-06318 | 099-06318 | COVIDIEN | BIS LoC 4 |  | B411013 | SE - OR |  |  |  |  | 099-06318 | 099-06318 | Southeast | Memorial Hermann Southeast Hospital | SE - OR | Hallway
YES | YES |  |  |  | 099-06205 | 099-06205 | COVIDIEN | BIS LoC 4 |  | B410917 | Biomedical |  |  |  |  | 099-06205 | 099-06205 | Southeast | Memorial Hermann Southeast Hospital | Biomedical | Biomed shop |  |  |  | No pm
YES | YES |  |  |  | B418311 | B418311 | COVIDIEN | BIS LoC 4 |  | B418311 | Surgery |  |  |  |  | B418311 | B418311 | West | Memorial Hermann Memorial City Medical Center | Surgery | Surgery room 10
YES | YES |  |  |  | 099-01152 | 099-01152 | COVIDIEN | BIS LoC 4 Channel |  | B416434 | NE - CLINICAL ENGINEERING |  |  |  |  | 099-01152 | 099-01152 | Katy | Memorial Hermann Northeast Hospital | NE - CLINICAL ENGINEERING | Biomed Shop
YES | YES |  |  |  | 099-07705 | 099-07705 | COVIDIEN | BIS LoC 4 Channel |  | B431895 | SE - OR - ANESTHESIA |  |  |  |  | 099-07705 | 099-07705 | Southeast | Memorial Hermann Southeast Hospital | SE - OR - ANESTHESIA | OR 1 |  |  |  | No pm found
NO | YES |  |  |  | 005-11869 | 005-11869 | COVIDIEN | BIS VISTA |  | VT44849 | SE-OR | MHHS-Southeast |  | Monitor, Bispectral Index |  | 005-11869 | 005-11869 | Southeast | MHHS-Southeast | SE-OR | Hallway | 7/1/19 |  | 7/1/20 |  | MONITORS, BEDSIDE, ELECTROENCEPHALOGRAPHIC, SPECTR |  | MONITORBISPECTRALINDEX-Aspect Medl-BIS Vista | MONITORBISPECTRALINDEX | BIS Vista |  |  |  | Aspect Med Sys | Monitor, Bispectral Index |  |  | MONITORBISPECTRALINDEX-Aspect Medl-BIS Vista | 11/1/20 |  |  | Not Covered Vendor Only - Biomedical | MHHS-Southeast
NO | YES |  |  |  | 005-11521 | 005-11521 | COVIDIEN | BIS VISTA |  | VT09886 | SE-OR | MHHS-Southeast |  | Monitor, Bispectral Index |  | 005-11521 | 005-11521 | Southeast | MHHS-Southeast | SE-OR |  | 4/1/19 |  | 4/1/20 |  | MONITORS, BEDSIDE, ELECTROENCEPHALOGRAPHIC, SPECTR |  | MONITORBISPECTRALINDEX-Aspect Medl-BIS Vista | MONITORBISPECTRALINDEX | BIS Vista |  |  |  | Aspect Med Sys | Monitor, Bispectral Index |  |  | MONITORBISPECTRALINDEX-Aspect Medl-BIS Vista | 11/1/20 |  |  | Not Covered Vendor Only - Biomedical | MHHS-Southeast
NO | YES |  |  |  | 013-37980 | 013-37980 | COVIDIEN | BIS VISTA |  | VT31233 | SW-HVI-OR | MHHS-Southwest |  | Monitor, Bispectral Index |  | 013-37980 | 013-37980 | Southwest | MHHS-Southwest | SW-HVI-OR | SW - HVI - OR | 8/1/18 |  | 5/1/20 |  | MONITORS, BEDSIDE, ELECTROENCEPHALOGRAPHIC, SPECTR | Monitor, Bispectral Index | MONITORBISPECTRALINDEX-Aspect Medl-BIS Vista | MONITORBISPECTRALINDEX | BIS Vista |  |  |  | Aspect Med Sys | Monitor, Bispectral Index |  |  | MONITORBISPECTRALINDEX-Aspect Medl-BIS Vista | 11/1/20 |  |  | Not Covered Vendor Only - Biomedical | MHHS-Southwest | [8 empty] | MONITORBISPECTRALINDEX | Monitor, Bispectral Index | Aspect Med Sys
NO | YES |  |  |  | 074-05673 | 074-05673 | COVIDIEN | BIS VISTA |  | VT35953 | TMC-HVI-CVICU (8Hvi) | MHHS-TMC |  | Monitor, Bispectral Index |  | 074-05673 | 074-05673 | TMC | MHHS-TMC | TMC-HVI-CVICU (8Hvi) |  | 2/1/20 |  | 2/1/21 |  | MONITORS, BEDSIDE, ELECTROENCEPHALOGRAPHIC, SPECTR | Monitor, Bispectral Index | MONITORBISPECTRALINDEX-Aspect Medl-BIS Vista | MONITORBISPECTRALINDEX | BIS Vista |  |  |  | Aspect Med Sys | Monitor, Bispectral Index |  |  | MONITORBISPECTRALINDEX-Aspect Medl-BIS Vista | 11/1/20 |  |  | Not Covered Vendor Only - Biomedical | MHHS-TMC | [8 empty] | MONITORBISPECTRALINDEX | Monitor, Bispectral Index | Aspect Med Sys
NO | YES |  |  |  | 069-40953 | 069-40953 | COVIDIEN | BIS VISTA |  | VT34862 | Memorial Hermann- Texas Medical Center-OR-PACU nurse station | MHHS-TMC |  | Monitor, Bispectral Index |  | 069-40953 | 069-40953 | TMC | TMC | Memorial Hermann- Texas Medical Center-OR-PACU nurse station | OR 03 | 12/1/19 |  | 12/1/20 |  | MONITORS, BEDSIDE, ELECTROENCEPHALOGRAPHIC, SPECTR |  | MONITORBISPECTRALINDEX-Aspect Medl-BIS Vista | MONITORBISPECTRALINDEX | BIS Vista |  |  |  | Aspect Med Sys | Monitor, Bispectral Index |  |  | MONITORBISPECTRALINDEX-Aspect Medl-BIS Vista | 11/1/20 |  |  | Not Covered Vendor Only - Biomedical | MHHS-TMC
NO | NO |  |  |  | VT29552 |  | COVIDIEN | BIS VISTA |  | VT29552 | TMC - CHILDRENS - PICU (9HP) | MHHS-TMC |  | Monitor, Bispectral Index |  | VT29552 |  | TMC |  | TMC - CHILDRENS - PICU (9HP) | [5 empty] | MONITORS, BEDSIDE, ELECTROENCEPHALOGRAPHIC, SPECTR |  | MONITORBISPECTRALINDEX-Aspect Medl-BIS Vista | MONITORBISPECTRALINDEX | BIS Vista |  |  |  | Aspect Med Sys | Monitor, Bispectral Index |  |  | MONITORBISPECTRALINDEX-Aspect Medl-BIS Vista |  |  |  | Not Covered Vendor Only - Biomedical | MHHS-TMC
NO | NO |  |  |  | 069-44262 |  | COVIDIEN | BIS VISTA |  | VT52732 | TMC - OR - ANESTHESIA (2HP) | MHHS-TMC |  | Monitor, Bispectral Index |  | 069-44262 |  | TMC |  | TMC - OR - ANESTHESIA (2HP) | [5 empty] | MONITORS, BEDSIDE, ELECTROENCEPHALOGRAPHIC, SPECTR |  | MONITORBISPECTRALINDEX-Aspect Medl-BIS Vista | MONITORBISPECTRALINDEX | BIS Vista |  |  |  | Aspect Med Sys | Monitor, Bispectral Index |  |  | MONITORBISPECTRALINDEX-Aspect Medl-BIS Vista |  |  |  | Not Covered Vendor Only - Biomedical | MHHS-TMC
NO | NO |  |  |  | 069-46136 |  | COVIDIEN | BIS VISTA |  | VT40480 | TMC - OR - ANESTHESIA (2HP) | MHHS-TMC |  | Monitor, Bispectral Index |  | 069-46136 |  | TMC |  | TMC - OR - ANESTHESIA (2HP) | [5 empty] | MONITORS, BEDSIDE, ELECTROENCEPHALOGRAPHIC, SPECTR |  | MONITORBISPECTRALINDEX-Aspect Medl-BIS Vista | MONITORBISPECTRALINDEX | BIS Vista |  |  |  | Aspect Med Sys | Monitor, Bispectral Index |  |  | MONITORBISPECTRALINDEX-Aspect Medl-BIS Vista |  |  |  | Not Covered Vendor Only - Biomedical | MHHS-TMC
NO | NO |  |  |  | 069-40954 |  | COVIDIEN | BIS VISTA |  | VT34858 | TMC - OR - ANESTHESIA (OLD) | MHHS-TMC |  | Monitor, Bispectral Index |  | 069-40954 |  | TMC |  | TMC - OR - ANESTHESIA (OLD) | [5 empty] | MONITORS, BEDSIDE, ELECTROENCEPHALOGRAPHIC, SPECTR |  | MONITORBISPECTRALINDEX-Aspect Medl-BIS Vista | MONITORBISPECTRALINDEX | BIS Vista |  |  |  | Aspect Med Sys | Monitor, Bispectral Index |  |  | MONITORBISPECTRALINDEX-Aspect Medl-BIS Vista |  |  |  | Not Covered Vendor Only - Biomedical | MHHS-TMC
NO | NO |  |  |  | 069-43769 |  | COVIDIEN | BIS VISTA |  | VT32738 | TMC - OR - ANESTHESIA (OLD) | MHHS-TMC |  | Monitor, Bispectral Index |  | 069-43769 |  | TMC |  | TMC - OR - ANESTHESIA (OLD) | [5 empty] | MONITORS, BEDSIDE, ELECTROENCEPHALOGRAPHIC, SPECTR |  | MONITORBISPECTRALINDEX-Aspect Medl-BIS Vista | MONITORBISPECTRALINDEX | BIS Vista |  |  |  | Aspect Med Sys | Monitor, Bispectral Index |  |  | MONITORBISPECTRALINDEX-Aspect Medl-BIS Vista |  |  |  | Not Covered Vendor Only - Biomedical | MHHS-TMC
NO | NO | [5 empty] | COVIDIEN | BIS VISTA |  | VT49775 | TMC - OR - CVOR (7HVI) | MHHS-TMC |  | Monitor, Bispectral Index |  |  |  | TMC |  | TMC - OR - CVOR (7HVI) | [5 empty] | MONITORS, BEDSIDE, ELECTROENCEPHALOGRAPHIC, SPECTR |  | MONITORBISPECTRALINDEX-Aspect Medl-BIS Vista | MONITORBISPECTRALINDEX | BIS Vista |  |  |  | Aspect Med Sys | Monitor, Bispectral Index |  |  | MONITORBISPECTRALINDEX-Aspect Medl-BIS Vista |  |  |  | Not Covered Vendor Only - Biomedical | MHHS-TMC
NO | NO |  |  |  | 069-46176 |  | COVIDIEN | BIS VISTA |  | VT52048 | TMC - OR - HERMANN (2HP) | MHHS-TMC |  | Monitor, Bispectral Index |  | 069-46176 |  | TMC |  | TMC - OR - HERMANN (2HP) | [5 empty] | MONITORS, BEDSIDE, ELECTROENCEPHALOGRAPHIC, SPECTR |  | MONITORBISPECTRALINDEX-Aspect Medl-BIS Vista | MONITORBISPECTRALINDEX | BIS Vista |  |  |  | Aspect Med Sys | Monitor, Bispectral Index |  |  | MONITORBISPECTRALINDEX-Aspect Medl-BIS Vista |  |  |  | Not Covered Vendor Only - Biomedical | MHHS-TMC
YES | YES |  |  |  | 013-36739 | 013-36739 | COVIDIEN | ClosureRFG |  | 20153837PX16 | Cardiovascular |  |  |  |  | 013-36739 | 013-36739 | Southwest | Memorial Harmann Hospital - Medical Plaza 2 | Cardiovascular | Cardiovascular |  |  |  | Out of order
NO | NO |  |  |  | 20182454PXOB |  | COVIDIEN | CLOSURERFG |  | 20182454PXOB | MH MG - (MC) - COMPREHENSIVE HEART CARE | MHHS-MG |  | Electrosurgical Unit |  | 20182454PXOB |  | West & Memorial City |  | MH MG - (MC) - COMPREHENSIVE HEART CARE | [5 empty] | RADIOFREQUENCY GENERATOR |  | ELECTROSURGICALUNIT-Medtronic-ClosureRFG | ELECTROSURGICALUNIT | ClosureRFG |  |  |  | Medtronic | Electrosurgical Unit |  |  | ELECTROSURGICALUNIT-Medtronic-ClosureRFG |  |  |  | Covered PM Repair - Biomedical | MHHS-MG
NO | YES | Serial Number C17189607 |  |  | 099-01111 | 099-01111 | COVIDIEN | Cnf |  | C17189607 | NE-4 West Tower |  |  |  |  | 099-01111 | 099-01111 | NorthEast | MHHS-Northeast | NE-4 West Tower |  | 2/1/20 |  |  | No pm |  |  | .needs class
NO | YES | Serial Number 1111134566 |  |  | 142-05225 | 142-05225 | COVIDIEN | Ethicon |  |  | NE-OR |  |  |  |  | 142-05225 | 142-05225 | Katy | MHHS-Northeast | NE-OR | OR 3 | 10/1/19 | 10/1/20
NO | NO |  |  |  | 069-35683 |  | COVIDIEN | EVIDENT |  | X1K1246BX | TMC - RADIOLOGY - JONES PAVILION | MHHS-TMC |  |  |  | 069-35683 |  | TMC |  | TMC - RADIOLOGY - JONES PAVILION | [5 empty] | RADIOFREQUENCY THERAPY SYSTEMS, TISSUE ABLATION |  | .needs class | [5 empty] | Covidien | [7 empty] | Covered PM Repair - Respiratory/Steriliz | MHHS-TMC
NO | NO |  |  |  | 069-35684 |  | COVIDIEN | EVIDENT |  | X1K1242BX | TMC - RADIOLOGY - JONES PAVILION | MHHS-TMC |  |  |  | 069-35684 |  | TMC |  | TMC - RADIOLOGY - JONES PAVILION | [5 empty] | RADIOFREQUENCY THERAPY SYSTEMS, TISSUE ABLATION |  | .needs class | [5 empty] | Covidien | [7 empty] | Covered PM Repair - Respiratory/Steriliz | MHHS-TMC
NO | NO |  |  |  | 069-35685 |  | COVIDIEN | EVIDENT |  | X1K1243BX | TMC - RADIOLOGY - JONES PAVILION | MHHS-TMC |  |  |  | 069-35685 |  | TMC |  | TMC - RADIOLOGY - JONES PAVILION | [5 empty] | RADIOFREQUENCY THERAPY SYSTEMS, TISSUE ABLATION |  | .needs class | [5 empty] | Covidien | [7 empty] | Covered PM Repair - Respiratory/Steriliz | MHHS-TMC
NO | YES |  |  |  | 099-07906 | 099-07906 | COVIDIEN | Evident MWA VTPUMP |  | Xg110005mx | TMC - Biomedical |  |  |  |  | 099-07906 | 099-07906 | TMC | Memorial Hermann-Texas Medical Center | TMC - Biomedical | Biomed shop |  |  |  | No pm |  | Pumps, Irrigation, Catheter | MISCELLANEOUS-Covidien-Evident MWA VTPUMP | [22 empty] | Miscellaneous | MISCELLANEOUS | Pumps, Irrigation, Catheter | Covidien
NO | YES | Serial Number C19262945 |  |  | 099-02431 | 099-02431 | COVIDIEN | Feeding Pump |  | C19262945 | Katy-IMU |  |  |  |  | 099-02431 | 099-02431 | Katy | MHHS-Katy | Katy-IMU | IMU |  |  |  | No pm
NO | YES | Asset Tag 069-45997 |  |  | 069-45997 | 069-45997 | COVIDIEN | Filac |  | A1951517x | TMC - HERMANN - RTA |  |  |  |  | 069-45997 | 069-45997 | TMC | Memorial Hermann-Texas Medical Center | TMC - HERMANN - RTA | Pedi pacu |  |  |  | PM Not Required
YES | YES |  |  |  | 099-12256 | 099-12256 | COVIDIEN | Filac |  | a1356998x | TMC - HVI - CVIMU (8HVI) |  |  |  |  | 099-12256 | 099-12256 | TMC | Memorial Hermann-Texas Medical Center | TMC - HVI - CVIMU (8HVI) |  |  |  |  | No PM Sticker
YES | YES |  |  |  | 099-12250 | 099-12250 | COVIDIEN | Filac |  | A1652421x | TMC - HVI - CVIMU (8HVI) |  |  |  |  | 099-12250 | 099-12250 | TMC | Memorial Hermann-Texas Medical Center | TMC - HVI - CVIMU (8HVI) |  |  |  |  | No PM Sticker
YES | YES |  |  |  | 099-12306 | 099-12306 | COVIDIEN | Filac |  | A1357014x | 8floor heart |  |  |  |  | 099-12306 | 099-12306 | TMC | Memorial Hermann-Texas Medical Center | 8floor heart
YES | YES |  |  |  | 099-12320 | 099-12320 | COVIDIEN | Filac |  | A1260253 | 8floor heart |  |  |  |  | 099-12320 | 099-12320 | TMC | Memorial Hermann-Texas Medical Center | 8floor heart |  |  |  |  | No PM Sticker
YES | YES |  |  |  | 099-12323 | 099-12323 | COVIDIEN | Filac |  | A1259530 | 8floor heart |  |  |  |  | 099-12323 | 099-12323 | TMC | Memorial Hermann-Texas Medical Center | 8floor heart |  |  |  |  | No PM Sticker
YES | YES |  |  |  | 099-12240 | 099-12240 | COVIDIEN | Filac |  | A1854167x | TMC - HVI - CIMU (4HVI) |  |  |  |  | 099-12240 | 099-12240 | TMC | Memorial Hermann-Texas Medical Center | TMC - HVI - CIMU (4HVI) |  | 3/1/20 |  |  | No PM Sticker
YES | YES |  |  |  | 099-12243 | 099-12243 | COVIDIEN | Filac |  | A1259545 | TMC - HVI - CIMU (4HVI) |  |  |  |  | 099-12243 | 099-12243 | TMC | Memorial Hermann-Texas Medical Center | TMC - HVI - CIMU (4HVI) | Hallway |  |  |  | No PM Sticker
YES | YES |  |  |  | 099-12330 | 099-12330 | COVIDIEN | Filac |  | a1552392x | TMC - HVI - CCU (4HVI) |  |  |  |  | 099-12330 | 099-12330 | TMC | Memorial Hermann-Texas Medical Center | TMC - HVI - CCU (4HVI) |  |  |  |  | No PM Sticker
YES | YES |  |  |  | 099-12300 | 099-12300 | COVIDIEN | Filac |  | A1953258x | TMC - HVI - CCU (4HVI) |  |  |  |  | 099-12300 | 099-12300 | TMC | Memorial Hermann-Texas Medical Center | TMC - HVI - CCU (4HVI) |  |  |  |  | No PM Sticker
YES | YES |  |  |  | 099-12497 | 099-12497 | COVIDIEN | Filac |  | A1253075 | TMC - CATH LAB - ADULT (2HVI) |  |  |  |  | 099-12497 | 099-12497 | TMC | Memorial Hermann-Texas Medical Center | TMC - CATH LAB - ADULT (2HVI) | Nurse station |  |  |  | No PM Sticker
YES | YES |  |  |  | 099-12727 | 099-12727 | COVIDIEN | Filac |  |  | TWC |  |  |  |  | 099-12727 | 099-12727 | TMC | Memorial Hermann Heart | TWC | CVIMU Suite 15
YES | YES |  |  |  | 099-14548 | 099-14548 | COVIDIEN | Filac |  | Nsn | TMC - EPILEPSY - PEDI EMU (10HP) |  |  |  |  | 099-14548 | 099-14548 |  | Memorial Hermann-tmc | TMC - EPILEPSY - PEDI EMU (10HP) | H10 71 |  |  |  | Locked to wall
YES | YES |  |  |  | 099-14527 | 099-14527 | COVIDIEN | Filac |  | Nsn | 9 childrens |  |  |  |  | 099-14527 | 099-14527 |  | Memorial Hermann-tmc | 9 childrens | H9 picu 4 |  |  |  | Device Locked on wall
YES | YES |  |  |  | 099-14602 | 099-14602 | COVIDIEN | Filac |  | a1457048x | TMC - CHILDRENS - L |  |  |  |  | 099-14602 | 099-14602 | TMC | Memorial Hermann-Texas Medical Center | TMC - CHILDRENS - L
YES | YES |  |  |  | 099-12230 | 099-12230 | COVIDIEN | Filac 3000 |  |  | TMC |  |  |  |  | 099-12230 | 099-12230 | TMC | Memorial Hermann Heart | TMC | CVIMU Suite 11
YES | YES |  |  |  | 099-12229 | 099-12229 | COVIDIEN | Filac 3000 |  |  | TMC |  |  |  |  | 099-12229 | 099-12229 | TMC | Memorial Hermann Heart | TMC | CVIMU Suite 9
YES | YES |  |  |  | 099-13056 | 099-13056 | COVIDIEN | Filac 3000 |  |  | TMC - HVI - CVIMU (8HVI) |  |  |  |  | 099-13056 | 099-13056 | TMC | Memorial Hermann Heart | TMC - HVI - CVIMU (8HVI) | CVIMU Suite 14
YES | YES |  |  |  | 099-13039 | 099-13039 | COVIDIEN | Filac 3000 |  |  | TMC - HVI - CVIMU (8HVI) |  |  |  |  | 099-13039 | 099-13039 | TMC | Memorial Hermann Heart | TMC - HVI - CVIMU (8HVI) | CVIMU Suite 21
YES | YES |  |  |  | 099-13045 | 099-13045 | COVIDIEN | Filac 3000 | [7 empty] | 099-13045 | 099-13045 | TMC | Memorial Hermann Heart |  | CVIMU 810
YES | YES |  |  |  | 099-13028 | 099-13028 | COVIDIEN | Filac 3000 | [7 empty] | 099-13028 | 099-13028 | TMC | Memorial Hermann Heart |  | CCU-03
YES | YES |  |  |  | 099-13029 | 099-13029 | COVIDIEN | Filac 3000 | [7 empty] | 099-13029 | 099-13029 | TMC | Memorial Hermann Heart |  | Cath Lab crash cart
YES | YES |  |  |  | 099-05176 | 099-05176 | COVIDIEN | Filac 3000 | [7 empty] | 099-05176 | 099-05176 | TMC | Memorial Hermann-Texas Medical Center |  | H10/72 |  |  |  | Device Locked on wall
YES | YES |  |  |  | 099-05183 | 099-05183 | COVIDIEN | Filac 3000 | [7 empty] | 099-05183 | 099-05183 | TMC | Memorial Hermann-Texas Medical Center |  | H10/74 |  |  |  | Device Locked on wall
YES | YES |  |  |  | 099-05173 | 099-05173 | COVIDIEN | Filac 3000 | [7 empty] | 099-05173 | 099-05173 | TMC | Memorial Hermann-Texas Medical Center |  | H10/76 |  |  |  | Device Locked on wall
YES | YES |  |  |  | 099-05227 | 099-05227 | COVIDIEN | Filac 3000 | [7 empty] | 099-05227 | 099-05227 | TMC | TMC |  | H9/25 PEDI
YES | YES |  |  |  | 099-05411 | 099-05411 | COVIDIEN | Filac 3000 |  |  | TMC |  |  |  |  | 099-05411 | 099-05411 | TMC |  | TMC | H9/74 | 3/1/20
YES | YES |  |  |  | 099-05403 | 099-05403 | COVIDIEN | Filac 3000 | [7 empty] | 099-05403 | 099-05403
NO | NO |  |  |  | A0814279 |  | COVIDIEN | FILAC 3000 AD ORAL |  | A0814279 | GH - LABOR & DELIVERY | MHHS-Greater Heights |  |  |  | A0814279 |  | Central & Greater Heights |  | GH - LABOR & DELIVERY | [5 empty] | THERMOMETERS, ELECTRONIC, PATIENT |  | .needs class | [5 empty] | Covidien | [7 empty] | Covered PM Repair - Biomedical | MHHS-Greater Heights
NO | NO |  |  |  | A0814282 |  | COVIDIEN | FILAC 3000 AD ORAL |  | A0814282 | GH - LABOR & DELIVERY | MHHS-Greater Heights |  |  |  | A0814282 |  | Central & Greater Heights |  | GH - LABOR & DELIVERY | [5 empty] | THERMOMETERS, ELECTRONIC, PATIENT |  | .needs class | [5 empty] | Covidien | [7 empty] | Not Covered Vendor Only - Biomedical | MHHS-Greater Heights
NO | NO |  |  |  | 133-07187 |  | COVIDIEN | FILAC 3000 AD ORAL |  | A0927068 | KATY - POSTPARTUM - 2W | MHHS-Katy |  |  |  | 133-07187 |  | Katy |  | KATY - POSTPARTUM - 2W | [5 empty] | THERMOMETERS, ELECTRONIC, PATIENT |  | .needs class | [5 empty] | Covidien | [7 empty] | Covered PM Repair - Biomedical | MHHS-Katy
NO | NO |  |  |  | A0814362 |  | COVIDIEN | FILAC 3000 AD RECTAL |  | A0814362 | GH - LABOR & DELIVERY | MHHS-Greater Heights |  |  |  | A0814362 |  | Central & Greater Heights |  | GH - LABOR & DELIVERY | [5 empty] | THERMOMETERS, ELECTRONIC, PATIENT |  | .needs class | [5 empty] | Covidien | [7 empty] | Not Covered Vendor Only - Biomedical | MHHS-Greater Heights
NO | YES |  |  |  | 069-45994 | 069-45994 | COVIDIEN | FILAC 3000 EZ |  | A1951539X | TMC-Hermann-Pedi ER (1Hp) | MHHS-TMC |  |  |  | 069-45994 | 069-45994 | TMC | MHHS-TMC | TMC-Hermann-Pedi ER (1Hp) | Nurses Station |  |  |  | No PM Required Sticker | THERMOMETERS, ELECTRONIC, PATIENT | Thermometer, Electronic | THERMOMETERELECT-Covidien-3000 EZ |  |  |  |  | THERMOMETERELECT-Covidien-3000 EZ | Covidien |  |  |  |  | 2/10/16 |  |  | Not Covered Vendor Only - Lab Ana/Anes | MHHS-TMC | [8 empty] | THERMOMETERELECT | Thermometer, Electronic | Covidien
NO | YES |  |  |  | 069-45995 | 069-45995 | COVIDIEN | FILAC 3000 EZ |  | A1951536X | TWC | MHHS-TMC |  |  |  | 069-45995 | 069-45995 | TMC | Memorial Hermann-Texas Medical Center | TWC | Trauma ER |  |  |  |  | THERMOMETERS, ELECTRONIC, PATIENT | Thermometer, Electronic | THERMOMETERELECT-Covidien-3000 EZ |  |  |  |  | THERMOMETERELECT-Covidien-3000 EZ | Covidien | [7 empty] | Covered PM Repair - Biomedical | MHHS-TMC | [8 empty] | THERMOMETERELECT | Thermometer, Electronic | Covidien
NO | YES | Asset Tag 069-45997 |  |  | 069-45997 | 069-45997 | COVIDIEN | FILAC 3000 EZ |  | A1951517X | TMC-Sarofim 1-Central Supply | MHHS-TMC |  |  |  | 069-45997 | 069-45997 | TMC | MHHS-TMC | TMC-Sarofim 1-Central Supply | [5 empty] | THERMOMETERS, ELECTRONIC, PATIENT | Thermometer, Electronic | THERMOMETERELECT-Covidien-3000 EZ |  |  |  |  | THERMOMETERELECT-Covidien-3000 EZ | Covidien | [5 empty] | Finished from Script 3/27/2020 12:11:52pm (Central) |  | Covered PM Repair - Biomedical | MHHS-TMC | [8 empty] | THERMOMETERELECT | Thermometer, Electronic | Covidien
NO | YES |  |  |  | 069-48022 | 069-48022 | COVIDIEN | FILAC 3000 EZ |  | A1951513X | TMC-Sarofim 1-Adult ER | MHHS-TMC |  |  |  | 069-48022 | 069-48022 | TMC | MHHS-TMC | TMC-Sarofim 1-Adult ER | Trauma 4 |  |  |  |  | THERMOMETERS, ELECTRONIC, PATIENT | Thermometer, Electronic | THERMOMETERELECT-Covidien-3000 EZ |  |  |  |  | THERMOMETERELECT-Covidien-3000 EZ | Covidien |  |  |  |  | 6/15/17 |  |  | Covered PM Repair - Biomedical | MHHS-TMC | [8 empty] | THERMOMETERELECT | Thermometer, Electronic | Covidien
NO | YES |  |  |  | 069-48054 | 069-48054 | COVIDIEN | FILAC 3000 EZ |  | A1951572X | TMC-Sarofim 1-Central Supply | MHHS-TMC |  |  |  | 069-48054 | 069-48054 | TMC | MHHS-TMC | TMC-Sarofim 1-Central Supply | [5 empty] | THERMOMETERS, ELECTRONIC, PATIENT | Thermometer, Electronic | THERMOMETERELECT-Covidien-3000 EZ |  |  |  |  | THERMOMETERELECT-Covidien-3000 EZ | Covidien | [5 empty] | Finished from Script 3/27/2020 12:11:52pm (Central) |  | Covered PM Repair - Biomedical | MHHS-TMC | [8 empty] | THERMOMETERELECT | Thermometer, Electronic | Covidien
NO | YES |  |  |  | 069-48056 | 069-48056 | COVIDIEN | FILAC 3000 EZ |  | A1951521X | TMC-Sarofim 1-Central Supply | MHHS-TMC |  |  |  | 069-48056 | 069-48056 | TMC | MHHS-TMC | TMC-Sarofim 1-Central Supply | ER Peds Triage |  |  |  |  | THERMOMETERS, ELECTRONIC, PATIENT | Thermometer, Electronic | THERMOMETERELECT-Covidien-3000 EZ |  |  |  |  | THERMOMETERELECT-Covidien-3000 EZ | Covidien |  |  |  |  | 5/24/18 |  |  | Covered PM Repair - Biomedical | MHHS-TMC | [8 empty] | THERMOMETERELECT | Thermometer, Electronic | Covidien
NO | YES |  |  |  | 069-48060 | 069-48060 | COVIDIEN | FILAC 3000 EZ |  | A1951523X | TMC - HVI - ER | MHHS-TMC |  |  |  | 069-48060 | 069-48060 | TMC | Memorial Hermann- Texas Medical Center | TMC - HVI - ER | Suite 20 |  |  |  | No PM Sticker | THERMOMETERS, ELECTRONIC, PATIENT | Thermometer, Electronic | THERMOMETERELECT-Covidien-3000 EZ |  |  |  |  | THERMOMETERELECT-Covidien-3000 EZ | Covidien |  |  |  |  | 1/1/09 |  |  | Covered PM Repair - Biomedical | MHHS-TMC | [8 empty] | THERMOMETERELECT | Thermometer, Electronic | Covidien
NO | YES |  |  |  | 069-48062 | 069-48062 | COVIDIEN | FILAC 3000 EZ |  | A1951518X | TMC - HVI - ER | MHHS-TMC |  |  |  | 069-48062 | 069-48062 | TMC | Memorial Hermann- Texas Medical Center | TMC - HVI - ER | Suite 20 |  |  |  | No PM Sticker | THERMOMETERS, ELECTRONIC, PATIENT | Thermometer, Electronic | THERMOMETERELECT-Covidien-3000 EZ |  |  |  |  | THERMOMETERELECT-Covidien-3000 EZ | Covidien |  |  |  |  | 12/1/16 |  |  | Covered PM Repair - Biomedical | MHHS-TMC | [8 empty] | THERMOMETERELECT | Thermometer, Electronic | Covidien
YES | YES |  |  |  | 099-13053 | 099-13053 | COVIDIEN | Filac 3000 EZ |  |  | TMC - HVI - CVIMU (8HVI) |  |  |  |  | 099-13053 | 099-13053 | TMC | Memorial Hermann Heart | TMC - HVI - CVIMU (8HVI) | CVIMU Suite 811
YES | YES |  |  |  | 099-11451 | 099-11451 | COVIDIEN | FILAC 3000 EZ |  | A1259524 | MICU 09 |  |  |  |  | 099-11451 | 099-11451 |  | Memorial Hermann-Texas Medical Center | MICU 09 | West Cullen TMC | 3/1/20 |  |  | No PM Sticker
YES | YES |  |  |  | 099-11960 | 099-11960 | COVIDIEN | FILAC 3000 EZ |  | Nsn | Epilepsy PEDI HD1012 |  |  |  |  | 099-11960 | 099-11960 |  | Memorial Hermann- Texas Medica Center | Epilepsy PEDI HD1012 | CSC 64 | 3/1/20 |  |  | No PM Sticker
YES | YES |  |  |  | 099-05057 | 099-05057 | COVIDIEN | FILAC 3000 EZ |  | Nsn | H8101 |  |  |  |  | 099-05057 | 099-05057 |  | TMC | H8101 | Memorial Hermann- texas medical center | 3/1/20 |  |  | No PM Sticker
YES | YES |  |  |  | 099-05054 | 099-05054 | COVIDIEN | FILAC 3000 EZ |  | A1954063X | H8107 |  |  |  |  | 099-05054 | 099-05054 |  | TMC | H8107 | Memorial Hermann- texas medical center | 3/1/20 |  |  | No PM Sticker
YES | YES |  |  |  | 099-05074 | 099-05074 | COVIDIEN | FILAC 3000 EZ |  | Nsn | H8 storage |  |  |  |  | 099-05074 | 099-05074 |  | TMC | H8 storage | Memorial Hermann- 8 floor | 3/1/20 |  |  | No PM Sticker
NO | NO |  |  |  | 133-07679 |  | COVIDIEN | FILAC 3000 EZ |  | A1166524 | KATY - NURSERY | MHHS-Katy |  |  |  | 133-07679 |  | Katy |  | KATY - NURSERY | [5 empty] | THERMOMETERS, ELECTRONIC, PATIENT |  | THERMOMETERELECT-Covidien-3000 EZ |  |  |  |  | THERMOMETERELECT-Covidien-3000 EZ | Covidien | [7 empty] | Not Covered Vendor Only - Biomedical | MHHS-Katy
NO | NO |  |  |  | 069-43399 |  | COVIDIEN | FILAC 3000 EZ |  | A1166675 | CAHF - (TMC) - TMC MEDICAL PLAZA [MHMP-STE2500] | MHHS - Heart Failure Clinics |  |  |  | 069-43399 |  | TMC |  | CAHF - (TMC) - TMC MEDICAL PLAZA [MHMP-STE2500] | [5 empty] | THERMOMETERS, ELECTRONIC, PATIENT |  | THERMOMETERELECT-Covidien-3000 EZ |  |  |  |  | THERMOMETERELECT-Covidien-3000 EZ | Covidien | [7 empty] | Not Covered Vendor Only - Biomedical | MHHS - Heart Failure Clinics
NO | NO |  |  |  | 077-08069 |  | COVIDIEN | FILAC 3000 EZ |  | A1558005X | TMC - CHILDRENS - RCW (8HP) | MHHS-TMC |  |  |  | 077-08069 |  | TMC |  | TMC - CHILDRENS - RCW (8HP) | [5 empty] | THERMOMETERS, ELECTRONIC, PATIENT |  | THERMOMETERELECT-Covidien-3000 EZ |  |  |  |  | THERMOMETERELECT-Covidien-3000 EZ | Covidien | [7 empty] | Covered PM Repair - Biomedical | MHHS-TMC
NO | NO |  |  |  | 077-08070 |  | COVIDIEN | FILAC 3000 EZ |  | A1557583X | TMC - CHILDRENS - RCW (8HP) | MHHS-TMC |  |  |  | 077-08070 |  | TMC |  | TMC - CHILDRENS - RCW (8HP) | [5 empty] | THERMOMETERS, ELECTRONIC, PATIENT |  | THERMOMETERELECT-Covidien-3000 EZ |  |  |  |  | THERMOMETERELECT-Covidien-3000 EZ | Covidien | [7 empty] | Covered PM Repair - Biomedical | MHHS-TMC
NO | NO |  |  |  | 077-08071 |  | COVIDIEN | FILAC 3000 EZ |  | A1558006X | TMC - CHILDRENS - RCW (8HP) | MHHS-TMC |  |  |  | 077-08071 |  | TMC |  | TMC - CHILDRENS - RCW (8HP) | [5 empty] | THERMOMETERS, ELECTRONIC, PATIENT |  | THERMOMETERELECT-Covidien-3000 EZ |  |  |  |  | THERMOMETERELECT-Covidien-3000 EZ | Covidien | [7 empty] | Covered PM Repair - Biomedical | MHHS-TMC
NO | NO |  |  |  | 077-08072 |  | COVIDIEN | FILAC 3000 EZ |  | A1557542X | TMC - CHILDRENS - RCW (8HP) | MHHS-TMC |  |  |  | 077-08072 |  | TMC |  | TMC - CHILDRENS - RCW (8HP) | [5 empty] | THERMOMETERS, ELECTRONIC, PATIENT |  | THERMOMETERELECT-Covidien-3000 EZ |  |  |  |  | THERMOMETERELECT-Covidien-3000 EZ | Covidien | [7 empty] | Covered PM Repair - Biomedical | MHHS-TMC
NO | NO |  |  |  | 077-08073 |  | COVIDIEN | FILAC 3000 EZ |  | A1557996X | TMC - CHILDRENS - RCW (8HP) | MHHS-TMC |  |  |  | 077-08073 |  | TMC |  | TMC - CHILDRENS - RCW (8HP) | [5 empty] | THERMOMETERS, ELECTRONIC, PATIENT |  | THERMOMETERELECT-Covidien-3000 EZ |  |  |  |  | THERMOMETERELECT-Covidien-3000 EZ | Covidien | [7 empty] | Covered PM Repair - Biomedical | MHHS-TMC
NO | NO |  |  |  | 077-08074 |  | COVIDIEN | FILAC 3000 EZ |  | A1557532X | TMC - CHILDRENS - RCW (8HP) | MHHS-TMC |  |  |  | 077-08074 |  | TMC |  | TMC - CHILDRENS - RCW (8HP) | [5 empty] | THERMOMETERS, ELECTRONIC, PATIENT |  | THERMOMETERELECT-Covidien-3000 EZ |  |  |  |  | THERMOMETERELECT-Covidien-3000 EZ | Covidien | [7 empty] | Covered PM Repair - Biomedical | MHHS-TMC
NO | NO |  |  |  | 077-08075 |  | COVIDIEN | FILAC 3000 EZ |  | A1557585X | TMC - CHILDRENS - RCW (8HP) | MHHS-TMC |  |  |  | 077-08075 |  | TMC |  | TMC - CHILDRENS - RCW (8HP) | [5 empty] | THERMOMETERS, ELECTRONIC, PATIENT |  | THERMOMETERELECT-Covidien-3000 EZ |  |  |  |  | THERMOMETERELECT-Covidien-3000 EZ | Covidien | [7 empty] | Covered PM Repair - Biomedical | MHHS-TMC
NO | NO |  |  |  | 077-08076 |  | COVIDIEN | FILAC 3000 EZ |  | A1557579X | TMC - CHILDRENS - RCW (8HP) | MHHS-TMC |  |  |  | 077-08076 |  | TMC |  | TMC - CHILDRENS - RCW (8HP) | [5 empty] | THERMOMETERS, ELECTRONIC, PATIENT |  | THERMOMETERELECT-Covidien-3000 EZ |  |  |  |  | THERMOMETERELECT-Covidien-3000 EZ | Covidien | [7 empty] | Covered PM Repair - Biomedical | MHHS-TMC
NO | NO |  |  |  | 077-08077 |  | COVIDIEN | FILAC 3000 EZ |  | A1557994X | TMC - CHILDRENS - RCW (8HP) | MHHS-TMC |  |  |  | 077-08077 |  | TMC |  | TMC - CHILDRENS - RCW (8HP) | [5 empty] | THERMOMETERS, ELECTRONIC, PATIENT |  | THERMOMETERELECT-Covidien-3000 EZ |  |  |  |  | THERMOMETERELECT-Covidien-3000 EZ | Covidien | [7 empty] | Covered PM Repair - Biomedical | MHHS-TMC
NO | NO |  |  |  | 077-08078 |  | COVIDIEN | FILAC 3000 EZ |  | A1558026X | TMC - CHILDRENS - RCW (8HP) | MHHS-TMC |  |  |  | 077-08078 |  | TMC |  | TMC - CHILDRENS - RCW (8HP) | [5 empty] | THERMOMETERS, ELECTRONIC, PATIENT |  | THERMOMETERELECT-Covidien-3000 EZ |  |  |  |  | THERMOMETERELECT-Covidien-3000 EZ | Covidien | [7 empty] | Covered PM Repair - Biomedical | MHHS-TMC
NO | NO |  |  |  | 077-09487 |  | COVIDIEN | FILAC 3000 EZ |  | A1166272X | TMC - CHILDRENS - RCW (8HP) | MHHS-TMC |  |  |  | 077-09487 |  | TMC |  | TMC - CHILDRENS - RCW (8HP) | [5 empty] | THERMOMETERS, ELECTRONIC, PATIENT |  | THERMOMETERELECT-Covidien-3000 EZ |  |  |  |  | THERMOMETERELECT-Covidien-3000 EZ | Covidien | [7 empty] | Covered PM Repair - Biomedical | MHHS-TMC
NO | NO |  |  |  | 077-09488 |  | COVIDIEN | FILAC 3000 EZ |  | A1158816X | TMC - CHILDRENS - RCW (8HP) | MHHS-TMC |  |  |  | 077-09488 |  | TMC |  | TMC - CHILDRENS - RCW (8HP) | [5 empty] | THERMOMETERS, ELECTRONIC, PATIENT |  | THERMOMETERELECT-Covidien-3000 EZ |  |  |  |  | THERMOMETERELECT-Covidien-3000 EZ | Covidien | [7 empty] | Covered PM Repair - Biomedical | MHHS-TMC
NO | NO |  |  |  | 077-09489 |  | COVIDIEN | FILAC 3000 EZ |  | A1362438X | TMC - CHILDRENS - RCW (8HP) | MHHS-TMC |  |  |  | 077-09489 |  | TMC |  | TMC - CHILDRENS - RCW (8HP) | [5 empty] | THERMOMETERS, ELECTRONIC, PATIENT |  | THERMOMETERELECT-Covidien-3000 EZ |  |  |  |  | THERMOMETERELECT-Covidien-3000 EZ | Covidien | [7 empty] | Covered PM Repair - Biomedical | MHHS-TMC
NO | NO |  |  |  | 077-09491 |  | COVIDIEN | FILAC 3000 EZ |  | A1365992X | TMC - CHILDRENS - RCW (8HP) | MHHS-TMC |  |  |  | 077-09491 |  | TMC |  | TMC - CHILDRENS - RCW (8HP) | [5 empty] | THERMOMETERS, ELECTRONIC, PATIENT |  | THERMOMETERELECT-Covidien-3000 EZ |  |  |  |  | THERMOMETERELECT-Covidien-3000 EZ | Covidien | [7 empty] | Covered PM Repair - Biomedical | MHHS-TMC
NO | NO |  |  |  | A1567546 |  | COVIDIEN | FILAC 3000 EZ |  | A1567546 | TMC - CULLEN - SIG SUITES (5C) | MHHS-TMC |  |  |  | A1567546 |  | TMC |  | TMC - CULLEN - SIG SUITES (5C) | [5 empty] | THERMOMETERS, ELECTRONIC, PATIENT |  | THERMOMETERELECT-Covidien-3000 EZ |  |  |  |  | THERMOMETERELECT-Covidien-3000 EZ | Covidien | [7 empty] | Covered PM Repair - Biomedical | MHHS-TMC
NO | NO |  |  |  | CM-A1260801 |  | COVIDIEN | FILAC 3000 EZ |  | A1260801 | TMC - HERMANN - COU (1R) | MHHS-TMC |  |  |  | CM-A1260801 |  | TMC |  | TMC - HERMANN - COU (1R) | [5 empty] | THERMOMETERS, ELECTRONIC, PATIENT |  | THERMOMETERELECT-Covidien-3000 EZ |  |  |  |  | THERMOMETERELECT-Covidien-3000 EZ | Covidien | [7 empty] | Covered PM Repair - Biomedical | MHHS-TMC
NO | NO |  |  |  | CM-A1366459X |  | COVIDIEN | FILAC 3000 EZ |  | A1366459X | TMC - HERMANN - COU (1R) | MHHS-TMC |  |  |  | CM-A1366459X |  | TMC |  | TMC - HERMANN - COU (1R) | [5 empty] | THERMOMETERS, ELECTRONIC, PATIENT |  | THERMOMETERELECT-Covidien-3000 EZ |  |  |  |  | THERMOMETERELECT-Covidien-3000 EZ | Covidien | [7 empty] | Covered PM Repair - Biomedical | MHHS-TMC
NO | NO |  |  |  | 069-45996 |  | COVIDIEN | FILAC 3000 EZ |  | A1951576X | TMC - SAROFIM 1 - CENTRAL SUPPLY | MHHS-TMC |  |  |  | 069-45996 |  | TMC |  | TMC - SAROFIM 1 - CENTRAL SUPPLY | [5 empty] | THERMOMETERS, ELECTRONIC, PATIENT |  | THERMOMETERELECT-Covidien-3000 EZ |  |  |  |  | THERMOMETERELECT-Covidien-3000 EZ | Covidien | [7 empty] | Covered PM Repair - Biomedical | MHHS-TMC
NO | NO |  |  |  | 069-45998 |  | COVIDIEN | FILAC 3000 EZ |  | A1951485X | TMC - SAROFIM 1 - CENTRAL SUPPLY | MHHS-TMC |  |  |  | 069-45998 |  | TMC |  | TMC - SAROFIM 1 - CENTRAL SUPPLY | [5 empty] | THERMOMETERS, ELECTRONIC, PATIENT |  | THERMOMETERELECT-Covidien-3000 EZ |  |  |  |  | THERMOMETERELECT-Covidien-3000 EZ | Covidien | [7 empty] | Covered PM Repair - Biomedical | MHHS-TMC
NO | NO |  |  |  | 069-45999 |  | COVIDIEN | FILAC 3000 EZ |  | A1951531X | TMC - SAROFIM 1 - CENTRAL SUPPLY | MHHS-TMC |  |  |  | 069-45999 |  | TMC |  | TMC - SAROFIM 1 - CENTRAL SUPPLY | [5 empty] | THERMOMETERS, ELECTRONIC, PATIENT |  | THERMOMETERELECT-Covidien-3000 EZ |  |  |  |  | THERMOMETERELECT-Covidien-3000 EZ | Covidien | [7 empty] | Covered PM Repair - Biomedical | MHHS-TMC
NO | NO |  |  |  | 069-48023 |  | COVIDIEN | FILAC 3000 EZ |  | A1951554X | TMC - SAROFIM 1 - CENTRAL SUPPLY | MHHS-TMC |  |  |  | 069-48023 |  | TMC |  | TMC - SAROFIM 1 - CENTRAL SUPPLY | [5 empty] | THERMOMETERS, ELECTRONIC, PATIENT |  | THERMOMETERELECT-Covidien-3000 EZ |  |  |  |  | THERMOMETERELECT-Covidien-3000 EZ | Covidien | [7 empty] | Covered PM Repair - Biomedical | MHHS-TMC
NO | NO |  |  |  | 069-48024 |  | COVIDIEN | FILAC 3000 EZ |  | A1951516X | TMC - SAROFIM 1 - CENTRAL SUPPLY | MHHS-TMC |  |  |  | 069-48024 |  | TMC |  | TMC - SAROFIM 1 - CENTRAL SUPPLY | [5 empty] | THERMOMETERS, ELECTRONIC, PATIENT |  | THERMOMETERELECT-Covidien-3000 EZ |  |  |  |  | THERMOMETERELECT-Covidien-3000 EZ | Covidien | [7 empty] | Covered PM Repair - Biomedical | MHHS-TMC
NO | NO |  |  |  | 069-48025 |  | COVIDIEN | FILAC 3000 EZ |  | A1951556X | TMC - SAROFIM 1 - CENTRAL SUPPLY | MHHS-TMC |  |  |  | 069-48025 |  | TMC |  | TMC - SAROFIM 1 - CENTRAL SUPPLY | [5 empty] | THERMOMETERS, ELECTRONIC, PATIENT |  | THERMOMETERELECT-Covidien-3000 EZ |  |  |  |  | THERMOMETERELECT-Covidien-3000 EZ | Covidien | [7 empty] | Covered PM Repair - Radiology, Low End | MHHS-TMC
NO | NO |  |  |  | 069-48053 |  | COVIDIEN | FILAC 3000 EZ |  | A1951534X | TMC - SAROFIM 1 - CENTRAL SUPPLY | MHHS-TMC |  |  |  | 069-48053 |  | TMC |  | TMC - SAROFIM 1 - CENTRAL SUPPLY | [5 empty] | THERMOMETERS, ELECTRONIC, PATIENT |  | THERMOMETERELECT-Covidien-3000 EZ |  |  |  |  | THERMOMETERELECT-Covidien-3000 EZ | Covidien | [7 empty] | Covered PM Repair - Radiology, Low End | MHHS-TMC
NO | NO |  |  |  | 069-48055 |  | COVIDIEN | FILAC 3000 EZ |  | A1951483X | TMC - SAROFIM 1 - CENTRAL SUPPLY | MHHS-TMC |  |  |  | 069-48055 |  | TMC |  | TMC - SAROFIM 1 - CENTRAL SUPPLY | [5 empty] | THERMOMETERS, ELECTRONIC, PATIENT |  | THERMOMETERELECT-Covidien-3000 EZ |  |  |  |  | THERMOMETERELECT-Covidien-3000 EZ | Covidien | [7 empty] | Covered PM Repair - Biomedical | MHHS-TMC
NO | NO |  |  |  | 069-48057 |  | COVIDIEN | FILAC 3000 EZ |  | A1951533X | TMC - SAROFIM 1 - CENTRAL SUPPLY | MHHS-TMC |  |  |  | 069-48057 |  | TMC |  | TMC - SAROFIM 1 - CENTRAL SUPPLY | [5 empty] | THERMOMETERS, ELECTRONIC, PATIENT |  | THERMOMETERELECT-Covidien-3000 EZ |  |  |  |  | THERMOMETERELECT-Covidien-3000 EZ | Covidien | [7 empty] | Covered PM Repair - Biomedical | MHHS-TMC
NO | NO |  |  |  | 069-48058 |  | COVIDIEN | FILAC 3000 EZ |  | A1951497X | TMC - SAROFIM 1 - CENTRAL SUPPLY | MHHS-TMC |  |  |  | 069-48058 |  | TMC |  | TMC - SAROFIM 1 - CENTRAL SUPPLY | [5 empty] | THERMOMETERS, ELECTRONIC, PATIENT |  | THERMOMETERELECT-Covidien-3000 EZ |  |  |  |  | THERMOMETERELECT-Covidien-3000 EZ | Covidien | [7 empty] | Covered PM Repair - Lab Analyzers/Anesth | MHHS-TMC
NO | NO |  |  |  | 069-48059 |  | COVIDIEN | FILAC 3000 EZ |  | A1951486X | TMC - SAROFIM 1 - CENTRAL SUPPLY | MHHS-TMC |  |  |  | 069-48059 |  | TMC |  | TMC - SAROFIM 1 - CENTRAL SUPPLY | [5 empty] | THERMOMETERS, ELECTRONIC, PATIENT |  | THERMOMETERELECT-Covidien-3000 EZ |  |  |  |  | THERMOMETERELECT-Covidien-3000 EZ | Covidien | [7 empty] | Covered PM Repair - Biomedical | MHHS-TMC
NO | NO |  |  |  | 069-48063 |  | COVIDIEN | FILAC 3000 EZ |  | A1951501X | TMC - SAROFIM 1 - CENTRAL SUPPLY | MHHS-TMC |  |  |  | 069-48063 |  | TMC |  | TMC - SAROFIM 1 - CENTRAL SUPPLY | [5 empty] | THERMOMETERS, ELECTRONIC, PATIENT |  | THERMOMETERELECT-Covidien-3000 EZ |  |  |  |  | THERMOMETERELECT-Covidien-3000 EZ | Covidien | [7 empty] | Clinical Miscellaneous | MHHS-TMC
YES | YES |  |  |  | 099-14949 | 099-14949 | COVIDIEN | Filac 3000 SZ |  | A1652445X | TMC - HVI - CVIMU (8HVI) |  |  |  |  | 099-14949 | 099-14949 | TMC | Memorial Hermann Heart | TMC - HVI - CVIMU (8HVI) | TMC - HVI - CVIMU (8HVI)
YES | YES |  |  |  | 099-14950 | 099-14950 | COVIDIEN | Filac 3000 SZ |  | A1860065X | TMC - HVI - CVIMU (8HVI) |  |  |  |  | 099-14950 | 099-14950 | TMC | Memorial Hermann Heart | TMC - HVI - CVIMU (8HVI) | TMC - HVI - CVIMU (8HVI)
YES | YES |  |  |  | 099-14907 | 099-14907 | COVIDIEN | Filac 3000 SZ |  | A1251427 | TMC - HVI - CVIMU (8HVI) |  |  |  |  | 099-14907 | 099-14907 | TMC | Memorial Hermann Heart | TMC - HVI - CVIMU (8HVI) | TMC - HVI - CVIMU (8HVI)
YES | YES |  |  |  | 099-14916 | 099-14916 | COVIDIEN | Filac 3000 SZ |  | A1552473X | TMC - HVI - CCU (4HVI) |  |  |  |  | 099-14916 | 099-14916 | TMC |  | TMC - HVI - CCU (4HVI) | TMC -HVI - CCU (4HVI)
YES | YES |  |  |  | 133-07012 | 133-07012 | COVIDIEN | Filac 3000AD |  | A0820596 | KATY - POSTPARTUM - 2W |  |  |  |  | 133-07012 | 133-07012 | Katy | Memorial Hermann Katy Hospital | KATY - POSTPARTUM - 2W | Care Team Center
NO | YES |  |  |  | 069-48061 | 069-48061 | COVIDIEN | FILAC EZ |  | A1951545X | ER | MHHS-TMC |  |  |  | 069-48061 | 069-48061 | TMC | Memorial Hermann-Texas Medical Center | ER | Trama 8 |  |  |  |  | THERMOMETERS, ELECTRONIC, PATIENT | Thermometer, Electronic | THERMOMETERELECT-Covidien-3000 EZ |  |  |  |  | THERMOMETERELECT-Covidien-3000 EZ | Covidien |  |  |  |  | 1/1/09 |  |  | Covered PM Repair - Biomedical | MHHS-TMC | [8 empty] | THERMOMETERELECT | Thermometer, Electronic | Covidien
YES | YES |  |  |  | 925-01861 | 925-01861 | COVIDIEN | Filac EZ |  | A1950994X | [5 empty] | 925-01861 | 925-01861 | TMC | Memorial Hermann spine and orthopedic |  | Floor 4
YES | YES |  |  |  | 099-10473 | 099-10473 | COVIDIEN | Filac EZ |  | A1557879X | 5th Floor |  |  |  |  | 099-10473 | 099-10473 | Southwest | University Place Senior Living | 5th Floor | 5th Floor |  |  |  | New Add
YES | YES |  |  |  | 099-10476 | 099-10476 | COVIDIEN | Filac EZ |  | A1565503X | 5th Floor |  |  |  |  | 099-10476 | 099-10476 | Southwest | University Place Senior Living | 5th Floor | 5th Floor |  |  |  | New Add
YES | YES |  |  |  | 099-14669 | 099-14669 | COVIDIEN | Filac EZ |  |  | TMC - HVI - CVIMU (8HVI) |  |  |  |  | 099-14669 | 099-14669 | TMC | Memorial Hermann-Texas Medical Center | TMC - HVI - CVIMU (8HVI) | CVIMU (8HVI)
YES | YES |  |  |  | 099-14668 | 099-14668 | COVIDIEN | Filac EZ |  | A1260301 | TMC - HVI - CVIMU (8HVI) |  |  |  |  | 099-14668 | 099-14668 | TMC | Memorial Hermann-Texas Medical Center | TMC - HVI - CVIMU (8HVI) | CVIMU (8HVI)
YES | YES |  |  |  | 099-14664 | 099-14664 | COVIDIEN | Filac EZ |  |  | TMC - HVI - CVIMU (8HVI) |  |  |  |  | 099-14664 | 099-14664 | TMC | Memorial Hermann-Texas Medical Center | TMC - HVI - CVIMU (8HVI) | CVIMU (8HVI)
YES | YES |  |  |  | 099-14661 | 099-14661 | COVIDIEN | Filac EZ |  |  | TMC - HVI - CVIMU (8HVI) |  |  |  |  | 099-14661 | 099-14661 | TMC | Memorial Hermann-Texas Medical Center | TMC - HVI - CVIMU (8HVI) | CVIMU (8HVI)
YES | YES |  |  |  | 099-14655 | 099-14655 | COVIDIEN | Filac EZ |  |  | TMC - HVI - CVIMU (8HVI) |  |  |  |  | 099-14655 | 099-14655 | TMC | Memorial Hermann-Texas Medical Center | TMC - HVI - CVIMU (8HVI) | CVIMU (8HVI)
YES | YES |  |  |  | 099-14704 | 099-14704 | COVIDIEN | Filac EZ |  | A1259529 | TMC - HVI - CVIMU (8HVI) |  |  |  |  | 099-14704 | 099-14704 | TMC | Memorial Hermann-Texas Medical Center | TMC - HVI - CVIMU (8HVI) | CVIMU (8HVI)
YES | YES |  |  |  | 099-14703 | 099-14703 | COVIDIEN | Filac EZ |  | A1259532 | TMC - HVI - CVIMU (8HVI) |  |  |  |  | 099-14703 | 099-14703 | TMC | Memorial Hermann-Texas Medical Center | TMC - HVI - CVIMU (8HVI) | CVIMU (8HVI)
YES | YES |  |  |  | 099-14695 | 099-14695 | COVIDIEN | Filac EZ |  | A1259557 | TMC - HVI - CVIMU (8HVI) |  |  |  |  | 099-14695 | 099-14695 | TMC | Memorial Hermann-Texas Medical Center | TMC - HVI - CVIMU (8HVI) | CVIMU (8HVI)
YES | YES |  |  |  | 099-14785 | 099-14785 | COVIDIEN | Filac EZ |  |  | TMC - HVI - CVICU (8HVI) |  |  |  |  | 099-14785 | 099-14785 | TMC | Memorial Hermann-Texas Medical Center | TMC - HVI - CVICU (8HVI) | CVIMU (8HVI)
YES | YES |  |  |  | 099-14008 | 099-14008 | COVIDIEN | FILAC EZ |  | A1552494X | ICU |  |  |  |  | 099-14008 | 099-14008 | TMC | Memorial Hermann-Texas Medical Center | ICU
YES | YES |  |  |  | 099-14730 | 099-14730 | COVIDIEN | Filac EZ |  |  | TMC - HVI - CVICU (5HVI) |  |  |  |  | 099-14730 | 099-14730 | TMC | Memorial Hermann-Texas Medical Center | TMC - HVI - CVICU (5HVI) | CVICU (5HVI)
YES | YES |  |  |  | 099-13977 | 099-13977 | COVIDIEN | FILAC EZ |  | A1451610X | IICU |  |  |  |  | 099-13977 | 099-13977 | TMC | Memorial Hermann-Texas Medical Center | IICU
YES | YES |  |  |  | 099-14239 | 099-14239 | COVIDIEN | FILAC EZ |  | A1652386X | Heart and vascular |  |  |  |  | 099-14239 | 099-14239 | TMC | Memorial Hermann-Texas Medical Center | Heart and vascular | CVIMU19
YES | YES |  |  |  | 099-14883 | 099-14883 | COVIDIEN | Filac EZ |  | A1552450X | TMC - HVI - CVICU (8HVI) |  |  |  |  | 099-14883 | 099-14883 | TMC | Memorial Hermann Heart | TMC - HVI - CVICU (8HVI) | TMC HVI CVICU 8
YES | YES |  |  |  | 099-12641 | 099-12641 | COVIDIEN | Filac EZ |  | A1952619X | TMC - SAROFIM 1 - ADULT ER |  |  |  |  | 099-12641 | 099-12641 | TMC | Memorial Hermann-Texas Medical Center | TMC - SAROFIM 1 - ADULT ER | Trauma 12
YES | YES |  |  |  | 099-11055 | 099-11055 | COVIDIEN | FILAC EZ |  | A1751764x | Dialsys |  |  |  |  | 099-11055 | 099-11055 | TMC | Memorial Hermann-Texas Medical Center | Dialsys | Bay 4
YES | YES |  |  |  | 099-05036 | 099-05036 | COVIDIEN | Filac EZ |  | A1953231x | [5 empty] | 099-05036 | 099-05036 | [6 empty] | 3/1/20
YES | YES |  |  |  | 099-09077 | 099-09077 | COVIDIEN | Filac EZ |  | 81565380X | TMC - Children?s L |  |  |  |  | 099-09077 | 099-09077 | TMC | Memorial Hermann | TMC - Children?s L | Triage
NO | YES |  |  |  | 041-18315 | 041-18315 | COVIDIEN | FORCE FX |  | S4F13754AX | MEMORIAL CITY - Outpatient | MHHS-Mem City |  | Electrosurgical Unit |  | 041-18315 | 041-18315 | West | Memorial Hermann Memorial City Medical Center | MEMORIAL CITY - Outpatient | MEMORIAL CITY - OUTPATIENT |  |  |  |  | ELECTROSURGICAL UNITS |  | ELECTROSURGICALUNIT-Covidien-FORCE FX | ELECTROSURGICALUNIT | FORCE FX |  |  |  | Covidien | Electrosurgical Unit |  | ELECTROSURGICALUNIT-Covidien-FORCE FX |  |  |  |  | Covered PM Repair - Biomedical | MHHS-Mem City
NO | YES |  |  |  | 041-18317 | 041-18317 | COVIDIEN | FORCE FX |  | S4F13894AX | Memorial city - out patient surgery | MHHS-Mem City |  | Electrosurgical Unit |  | 041-18317 | 041-18317 | West and memorial city | Memorial city - memorial herman hospital | Memorial city - out patient surgery | W1 hallway preop |  |  |  |  | ELECTROSURGICAL UNITS |  | ELECTROSURGICALUNIT-Covidien-FORCE FX | ELECTROSURGICALUNIT | FORCE FX |  |  |  | Covidien | Electrosurgical Unit |  | ELECTROSURGICALUNIT-Covidien-FORCE FX |  |  |  |  | Covered PM Repair - Biomedical | MHHS-Mem City
NO | YES |  |  |  | 005-11084 | 005-11084 | COVIDIEN | FORCE FX |  | S5J19390AX | SE-OR | MHHS-Southeast |  | Electrosurgical Unit |  | 005-11084 | 005-11084 | Southeast | MHHS-Southeast | SE-OR | Hybrid Ii | 10/1/19 |  | 4/1/20 |  | ELECTROSURGICAL UNITS | Electrosurgical Unit | ELECTROSURGICALUNIT-Covidien-FORCE FX | ELECTROSURGICALUNIT | FORCE FX |  |  |  | Covidien | Electrosurgical Unit |  | ELECTROSURGICALUNIT-Covidien-FORCE FX |  |  |  | ESU-SA | Covered PM Repair - Biomedical | MHHS-Southeast | [7 empty] | Electrosurgical Unit | ELECTROSURGICALUNIT | Electrosurgical Unit | Covidien
NO | YES |  |  |  | 069-37473 | 099?Ai37473 | COVIDIEN | FORCE FX |  | S3B07930AX | TMC-Sarofim 3-OR | MHHS-TMC |  | Electrosurgical Unit |  | 069-37473 | 099?Ai37473 | TMC | MHHS-TMC | TMC-Sarofim 3-OR | OR3 | 10/1/19 |  |  |  | ELECTROSURGICAL UNITS | Electrosurgical Unit | ELECTROSURGICALUNIT-Covidien-FORCE FX | ELECTROSURGICALUNIT | FORCE FX |  |  |  | Covidien | Electrosurgical Unit |  | ELECTROSURGICALUNIT-Covidien-FORCE FX |  | 11/30/18 |  | ESU-SA | Covered PM Repair - Biomedical | MHHS-TMC | [7 empty] | Electrosurgical Unit | ELECTROSURGICALUNIT | Electrosurgical Unit | Covidien
NO | YES |  |  |  | 069-37474 | 069-37474 | COVIDIEN | FORCE FX |  | S3B07931AX | TMC-OR-Pedi OR (2R) | MHHS-TMC |  | Electrosurgical Unit |  | 069-37474 | 069-37474 | TMC | MHHS-TMC | TMC-OR-Pedi OR (2R) |  | 11/1/19 |  | 5/1/20 |  | ELECTROSURGICAL UNITS | Electrosurgical Unit | ELECTROSURGICALUNIT-Covidien-FORCE FX | ELECTROSURGICALUNIT | FORCE FX |  |  |  | Covidien | Electrosurgical Unit |  | ELECTROSURGICALUNIT-Covidien-FORCE FX |  | 11/30/18 |  | ESU-SA | Covered PM Repair - Biomedical | MHHS-TMC | [7 empty] | Electrosurgical Unit | ELECTROSURGICALUNIT | Electrosurgical Unit | Covidien
NO | YES | Asset Tag 069-27352 |  |  | 069-27352 |  | COVIDIEN | FORCE FX |  | S3F09407AX | (null) | MHHS-TMC |  | Electrosurgical Unit |  | 069-27352 |  | (null) | MHHS-TMC | (null) | (null) |  |  |  | (null) | ELECTROSURGICAL UNITS | Electrosurgical Unit | ELECTROSURGICALUNIT-Covidien-FORCE FX | ELECTROSURGICALUNIT | FORCE FX |  |  |  | Covidien | Electrosurgical Unit |  | ELECTROSURGICALUNIT-Covidien-FORCE FX |  | 11/30/18 |  | ESU-SA | Covered PM Repair - Biomedical | MHHS-TMC | [7 empty] | Electrosurgical Unit | ELECTROSURGICALUNIT | Electrosurgical Unit | Covidien
NO | YES |  |  |  | 069-38636 | 069-38636 | COVIDIEN | FORCE FX |  | S3HO9987AX | TMC-OR-Robertson (2R) | MHHS-TMC |  | Electrosurgical Unit |  | 069-38636 | 069-38636 | TMC | MHHS-TMC | TMC-OR-Robertson (2R) | OR 38 | 11/1/19 |  | 11/1/20 |  | ELECTROSURGICAL UNITS | Electrosurgical Unit | ELECTROSURGICALUNIT-Covidien-FORCE FX | ELECTROSURGICALUNIT | FORCE FX |  |  |  | Covidien | Electrosurgical Unit |  | ELECTROSURGICALUNIT-Covidien-FORCE FX |  | 11/30/18 |  | ESU-SA | Covered PM Repair - Biomedical | MHHS-TMC | [7 empty] | Electrosurgical Unit | ELECTROSURGICALUNIT | Electrosurgical Unit | Covidien
NO | YES |  |  |  | 069-38639 | 069-38639 | COVIDIEN | FORCE FX |  | S3HO9991AX | TMC-OR-Anesthesia (Contract Equip) | MHHS-TMC |  | Electrosurgical Unit |  | 069-38639 | 069-38639 | TMC | MHHS-TMC | TMC-OR-Anesthesia (Contract Equip) | OR 9 | 11/1/19 |  | 5/1/20 |  | ELECTROSURGICAL UNITS | Electrosurgical Unit | ELECTROSURGICALUNIT-Covidien-FORCE FX | ELECTROSURGICALUNIT | FORCE FX |  |  |  | Covidien | Electrosurgical Unit |  | ELECTROSURGICALUNIT-Covidien-FORCE FX |  | 11/30/18 |  | ESU-SA | Covered PM Repair - Biomedical | MHHS-TMC | [7 empty] | Electrosurgical Unit | ELECTROSURGICALUNIT | Electrosurgical Unit | Covidien
NO | YES |  |  |  | 069-27418 | 069-27418 | COVIDIEN | FORCE FX |  | S4F13901AX | TMC-OR-Labor/ Delivery (5/6Hp) | MHHS-TMC |  | Electrosurgical Unit |  | 069-27418 | 069-27418 | TMC | MHHS-TMC | TMC-OR-Labor/ Delivery (5/6Hp) |  | 10/24/19 |  |  |  | ELECTROSURGICAL UNITS | Electrosurgical Unit | ELECTROSURGICALUNIT-Covidien-FORCE FX | ELECTROSURGICALUNIT | FORCE FX |  |  |  | Covidien | Electrosurgical Unit |  | ELECTROSURGICALUNIT-Covidien-FORCE FX |  | 11/30/18 | Verified 3/30/2020 4:07pm (Central) | ESU-SA | Covered PM Repair - Biomedical | MHHS-TMC | [7 empty] | Electrosurgical Unit | ELECTROSURGICALUNIT | Electrosurgical Unit | Covidien
NO | YES |  |  |  | 069-38314 |  | COVIDIEN | FORCE FX |  | F2H70536AX | TMC-OR-CVOR (7Hvi) | MHHS-TMC |  | Electrosurgical Unit |  | 069-38314 |  | TMC | MHHS-TMC | TMC-OR-CVOR (7Hvi) | OR 04 | 10/1/19 |  | 4/1/20 |  | ELECTROSURGICAL UNITS | Electrosurgical Unit | ELECTROSURGICALUNIT-Covidien-FORCE FX | ELECTROSURGICALUNIT | FORCE FX |  |  |  | Covidien | Electrosurgical Unit |  | ELECTROSURGICALUNIT-Covidien-FORCE FX |  | 1/20/16 |  | ESU-SA | Covered PM Repair - Biomedical | MHHS-TMC | [7 empty] | Electrosurgical Unit | ELECTROSURGICALUNIT | Electrosurgical Unit | Covidien
NO | YES |  |  |  | 069-38635 | 069-38635 | COVIDIEN | FORCE FX |  | S3HO9989AX | TMC-OR-Robertson (2R) | MHHS-TMC |  | Electrosurgical Unit |  | 069-38635 | 069-38635 | TMC | MHHS-TMC | TMC-OR-Robertson (2R) | Or62 | 11/1/19 |  | 5/1/20 |  | ELECTROSURGICAL UNITS | Electrosurgical Unit | ELECTROSURGICALUNIT-Covidien-FORCE FX | ELECTROSURGICALUNIT | FORCE FX |  |  |  | Covidien | Electrosurgical Unit |  | ELECTROSURGICALUNIT-Covidien-FORCE FX |  |  |  | ESU-SA | Covered PM Repair - Biomedical | MHHS-TMC | [7 empty] | Electrosurgical Unit | ELECTROSURGICALUNIT | Electrosurgical Unit | Covidien
NO | YES |  |  |  | 069-38637 | 069-38637 | COVIDIEN | FORCE FX |  | S3HO9993AX | TMC-OR-Hermann (2Hp) | MHHS-TMC |  | Electrosurgical Unit |  | 069-38637 | 069-38637 | TMC | MHHS-TMC | TMC-OR-Hermann (2Hp) | Or 6 or206 | 10/1/19 |  | 4/1/20 |  | ELECTROSURGICAL UNITS | Electrosurgical Unit | ELECTROSURGICALUNIT-Covidien-FORCE FX | ELECTROSURGICALUNIT | FORCE FX |  |  |  | Covidien | Electrosurgical Unit |  | ELECTROSURGICALUNIT-Covidien-FORCE FX |  | 10/18/16 |  | ESU-SA | Covered PM Repair - Biomedical | MHHS-TMC | [7 empty] | Electrosurgical Unit | ELECTROSURGICALUNIT | Electrosurgical Unit | Covidien
NO | YES |  |  |  | 069-38638 | 069-38638 | COVIDIEN | FORCE FX |  | S3HO9995AX | OR | MHHS-TMC |  | Electrosurgical Unit |  | 069-38638 | 069-38638 | TMC | Memorial Hermann-Texas Medical Center | OR | Room 38 | 10/1/19 |  | 4/1/20 |  | ELECTROSURGICAL UNITS | Electrosurgical Unit | ELECTROSURGICALUNIT-Covidien-FORCE FX | ELECTROSURGICALUNIT | FORCE FX |  |  |  | Covidien | Electrosurgical Unit |  | ELECTROSURGICALUNIT-Covidien-FORCE FX |  | 10/1/16 |  | ESU-SA | Covered PM Repair - Biomedical | MHHS-TMC | [7 empty] | Electrosurgical Unit | ELECTROSURGICALUNIT | Electrosurgical Unit | Covidien
NO | YES |  |  |  | 069-42208 | 069-42208 | COVIDIEN | FORCE FX |  | S3HO9997AX | TMC-Sarofim 3-OR | MHHS-TMC |  | Electrosurgical Unit |  | 069-42208 | 069-42208 | TMC | MHHS-TMC | TMC-Sarofim 3-OR | Anesthesia decontamination S3413 | 11/1/19 |  | 4/1/20 |  | ELECTROSURGICAL UNITS | Electrosurgical Unit | ELECTROSURGICALUNIT-Covidien-FORCE FX | ELECTROSURGICALUNIT | FORCE FX |  |  |  | Covidien | Electrosurgical Unit |  | ELECTROSURGICALUNIT-Covidien-FORCE FX |  | 1/21/16 |  | ESU-SA | Covered PM Repair - Biomedical | MHHS-TMC | [7 empty] | Electrosurgical Unit | ELECTROSURGICALUNIT | Electrosurgical Unit | Covidien
NO | YES |  |  |  | 069-37503 | 069-37503 | COVIDIEN | FORCE FX |  | F8H7285A | TMC-OR-Hermann (2Hp) | MHHS-TMC |  | Electrosurgical Unit |  | 069-37503 | 069-37503 | TMC | MHHS-TMC | TMC-OR-Hermann (2Hp) | OR 54 | 10/1/19 |  | 4/1/20 |  | ELECTROSURGICAL UNITS | Electrosurgical Unit | ELECTROSURGICALUNIT-Covidien-FORCE FX | ELECTROSURGICALUNIT | FORCE FX |  |  |  | Covidien | Electrosurgical Unit |  | ELECTROSURGICALUNIT-Covidien-FORCE FX |  |  |  | ESU-SA | Covered PM Repair - Biomedical | MHHS-TMC | [7 empty] | Electrosurgical Unit | ELECTROSURGICALUNIT | Electrosurgical Unit | Covidien
NO | YES | Serial Number 30170 |  |  |  | 099-09998 | COVIDIEN | FORCE FX |  |  | TMC-Sarofim 3-OR | [5 empty] | 099-09998 | TMC | MHHS-TMC | TMC-Sarofim 3-OR | SAROFIM | 11/1/19 |  | 5/1/20 |  |  | Electrosurgical Unit | ELECTROSURGICALUNIT-Covidien-FORCE FX | [12 empty] | ESU-SA | [9 empty] | Electrosurgical Unit | ELECTROSURGICALUNIT | Electrosurgical Unit | Covidien
NO | NO |  |  |  | 129-05640 |  | COVIDIEN | FORCE FX |  | S4C12387AX | SUGAR LAND - OR | MHHS-Sugarland |  | Electrosurgical Unit |  | 129-05640 |  | Sugar Land |  | SUGAR LAND - OR | [5 empty] | ELECTROSURGICAL UNITS |  | ELECTROSURGICALUNIT-Covidien-FORCE FX | ELECTROSURGICALUNIT | FORCE FX |  |  |  | Covidien | Electrosurgical Unit |  | ELECTROSURGICALUNIT-Covidien-FORCE FX |  |  |  |  | Covered PM Repair - Biomedical | MHHS-Sugarland
NO | NO |  |  |  | 069-27417 |  | COVIDIEN | FORCE FX |  | S4F13900AX | TMC - OR - LABOR/ DELIVERY (5/6HP) | MHHS-TMC |  | Electrosurgical Unit |  | 069-27417 |  | TMC |  | TMC - OR - LABOR/ DELIVERY (5/6HP) | [5 empty] | ELECTROSURGICAL UNITS |  | ELECTROSURGICALUNIT-Covidien-FORCE FX | ELECTROSURGICALUNIT | FORCE FX |  |  |  | Covidien | Electrosurgical Unit |  | ELECTROSURGICALUNIT-Covidien-FORCE FX |  |  |  |  | Covered PM Repair - Biomedical | MHHS-TMC
NO | NO |  |  |  | 069-38313 |  | COVIDIEN | FORCE FX |  | F2H70534AX | TMC - OR - PEDI OR (2R) | MHHS-TMC |  | Electrosurgical Unit |  | 069-38313 |  | TMC |  | TMC - OR - PEDI OR (2R) | [5 empty] | ELECTROSURGICAL UNITS |  | ELECTROSURGICALUNIT-Covidien-FORCE FX | ELECTROSURGICALUNIT | FORCE FX |  |  |  | Covidien | Electrosurgical Unit |  | ELECTROSURGICALUNIT-Covidien-FORCE FX |  |  |  |  | Covered PM Repair - Biomedical | MHHS-TMC
NO | NO |  |  |  | 069-38642 |  | COVIDIEN | FORCE FX |  | S3HO9982AX | TMC - OR - PEDI OR (2R) | MHHS-TMC |  | Electrosurgical Unit |  | 069-38642 |  | TMC |  | TMC - OR - PEDI OR (2R) | [5 empty] | ELECTROSURGICAL UNITS |  | ELECTROSURGICALUNIT-Covidien-FORCE FX | ELECTROSURGICALUNIT | FORCE FX |  |  |  | Covidien | Electrosurgical Unit |  | ELECTROSURGICALUNIT-Covidien-FORCE FX |  |  |  |  | Covered PM Repair Labor Only - Biomedica | MHHS-TMC
NO | NO |  |  |  | 069-19305 |  | COVIDIEN | FORCE FX |  | F4A30136A | TMC - OR - ROBERTSON (2R) | MHHS-TMC |  | Electrosurgical Unit |  | 069-19305 |  | TMC |  | TMC - OR - ROBERTSON (2R) | [5 empty] | ELECTROSURGICAL UNITS |  | ELECTROSURGICALUNIT-Covidien-FORCE FX | ELECTROSURGICALUNIT | FORCE FX |  |  |  | Covidien | Electrosurgical Unit |  | ELECTROSURGICALUNIT-Covidien-FORCE FX |  |  |  |  | Covered PM Repair - Biomedical | MHHS-TMC
NO | YES | Serial Number T4F41394EX |  |  | 142-05983 | 142-05983 | COVIDIEN | Force triad |  | T4F41394EX | NE-OR |  |  |  |  | 142-05983 | 142-05983 | Katy | MHHS-Northeast | NE-OR | OR 2 | 10/1/19 | 10/1/20 |  |  |  | Electrosurgical Unit | ELECTROSURGICALUNIT-Covidien-ForceTriad | [12 empty] | ESU-SA | [10 empty] | ELECTROSURGICALUNIT | Electrosurgical Unit | Covidien
NO | YES |  |  |  | 142-06259 | 142-06259 | COVIDIEN | Force triad |  | T4F41393EX | NE-OR |  |  |  |  | 142-06259 | 142-06259 | Katy | MHHS-Northeast | NE-OR | OR 3 | 10/1/19 | 10/1/20 |  |  |  | Electrosurgical Unit | ELECTROSURGICALUNIT-Covidien-ForceTriad | [12 empty] | ESU-SA | [10 empty] | ELECTROSURGICALUNIT | Electrosurgical Unit | Covidien
NO | YES |  |  |  | 009-06676 | 009-06676 | COVIDIEN | FORCETRIAD |  | T9L14347E | GH-OR | MHHS-Greater Heights |  | Electrosurgical Unit |  | 009-06676 | 009-06676 |  | MHHS-Greater Heights | GH-OR | OR 4 | 12/1/19 |  | 6/1/20 |  | ELECTROSURGICAL UNITS | Electrosurgical Unit | ELECTROSURGICALUNIT-Covidien-ForceTriad | ELECTROSURGICALUNIT | ForceTriad |  |  |  | Covidien | Electrosurgical Unit |  | ELECTROSURGICALUNIT-Covidien-ForceTriad |  | 7/25/19 |  | ESU-SA | Covered PM Repair - Biomedical | MHHS-Greater Heights | [7 empty] | Electrosurgical Unit | ELECTROSURGICALUNIT | Electrosurgical Unit | Covidien
NO | YES | [5 empty] | COVIDIEN | FORCETRIAD |  | T0J18585E | GH-OR | MHHS-Greater Heights |  | Electrosurgical Unit |  |  |  | Central | MHHS-Greater Heights | GH-OR |  | 12/1/19 |  | 6/1/20 |  | ELECTROSURGICAL UNITS | Electrosurgical Unit | ELECTROSURGICALUNIT-Covidien-ForceTriad | ELECTROSURGICALUNIT | ForceTriad |  |  |  | Covidien | Electrosurgical Unit |  | ELECTROSURGICALUNIT-Covidien-ForceTriad |  | 7/25/19 |  | ESU-SA | Covered PM Repair - Biomedical | MHHS-Greater Heights | [7 empty] | Electrosurgical Unit | ELECTROSURGICALUNIT | Electrosurgical Unit | Covidien
NO | YES | [5 empty] | COVIDIEN | FORCETRIAD |  | T0J18565E | GH-OR | MHHS-Greater Heights |  | Electrosurgical Unit |  |  |  | Central & Greater Heights | MHHS-Greater Heights | GH-OR | Room 1 | 6/1/19 |  | 6/1/20 |  | ELECTROSURGICAL UNITS | Electrosurgical Unit | ELECTROSURGICALUNIT-Covidien-ForceTriad | ELECTROSURGICALUNIT | ForceTriad |  |  |  | Covidien | Electrosurgical Unit |  | ELECTROSURGICALUNIT-Covidien-ForceTriad |  | 7/25/19 |  | ESU-SA | Covered PM Repair - Biomedical | MHHS-Greater Heights | [7 empty] | Electrosurgical Unit | ELECTROSURGICALUNIT | Electrosurgical Unit | Covidien
NO | YES |  |  |  | 133-08462 | 133-08462 | COVIDIEN | FORCETRIAD |  | T4E41258EX | Katy-OR | MHHS-Katy |  | Electrosurgical Unit |  | 133-08462 | 133-08462 | Katy | MHHS-Katy | Katy-OR | OR1 | 1/1/20 | 1/1/21 |  |  | ELECTROSURGICAL UNITS | Electrosurgical Unit | ELECTROSURGICALUNIT-Covidien-ForceTriad | ELECTROSURGICALUNIT | ForceTriad |  |  |  | Covidien | Electrosurgical Unit |  | ELECTROSURGICALUNIT-Covidien-ForceTriad |  | 7/25/19 |  | ESU-SA | Covered PM Repair - Biomedical | MHHS-Katy | [7 empty] | Electrosurgical Unit | ELECTROSURGICALUNIT | Electrosurgical Unit | Covidien
NO | YES |  |  |  | 041-18266 | 041-18266 | COVIDIEN | FORCETRIAD |  | T3L38677EX | MEMORIAL CITY - MOR | MHHS-Mem City |  | Electrosurgical Unit |  | 041-18266 | 041-18266 | West | Memorial Hermann Memorial City Medical Center | MEMORIAL CITY - MOR | OR 8 |  |  |  |  | ELECTROSURGICAL UNITS |  | ELECTROSURGICALUNIT-Covidien-ForceTriad | ELECTROSURGICALUNIT | ForceTriad |  |  |  | Covidien | Electrosurgical Unit |  | ELECTROSURGICALUNIT-Covidien-ForceTriad |  |  |  |  | Not Covered Vendor Only - Biomedical | MHHS-Mem City
NO | YES |  |  |  | 041-18267 | 041-18267 | COVIDIEN | FORCETRIAD |  | T3L38678EX | MEMORIAL CITY MOR | MHHS-Mem City |  | Electrosurgical Unit |  | 041-18267 | 041-18267 | West | Memorial Hermann Memorial City Medical Center | MEMORIAL CITY MOR | MEMORIAL CITY MOR |  |  |  |  | ELECTROSURGICAL UNITS |  | ELECTROSURGICALUNIT-Covidien-ForceTriad | ELECTROSURGICALUNIT | ForceTriad |  |  |  | Covidien | Electrosurgical Unit |  | ELECTROSURGICALUNIT-Covidien-ForceTriad |  |  |  |  | Covered PM Repair - Biomedical | MHHS-Mem City
NO | YES |  |  |  | 041-18268 | 041-18268 | COVIDIEN | FORCETRIAD |  | T3L38669EX | Memorial city Operating room | MHHS-Mem City |  | Electrosurgical Unit |  | 041-18268 | 041-18268 | West Memorial city | Memorial city - memorial herman hospital | Memorial city Operating room | Procedure room 2 |  |  |  |  | ELECTROSURGICAL UNITS |  | ELECTROSURGICALUNIT-Covidien-ForceTriad | ELECTROSURGICALUNIT | ForceTriad |  |  |  | Covidien | Electrosurgical Unit |  | ELECTROSURGICALUNIT-Covidien-ForceTriad |  |  |  |  | Covered PM Repair - Biomedical | MHHS-Mem City
NO | YES |  |  |  |  | 142-05245 | COVIDIEN | FORCETRIAD |  | T1H24421EX | NE-OR | MHHS-Northeast |  | Electrosurgical Unit |  |  | 142-05245 | Katy | MHHS-Northeast | NE-OR | 5th floor storage | 1/1/19 | 5/1/18 |  |  | ELECTROSURGICAL UNITS | Electrosurgical Unit | ELECTROSURGICALUNIT-Covidien-ForceTriad | ELECTROSURGICALUNIT | ForceTriad |  |  |  | Covidien | Electrosurgical Unit |  | ELECTROSURGICALUNIT-Covidien-ForceTriad |  | 7/25/19 |  | ESU-SA | Covered PM Repair - Biomedical | MHHS-Northeast | [7 empty] | Electrosurgical Unit | ELECTROSURGICALUNIT | Electrosurgical Unit | Covidien
NO | YES | Asset Tag 1109944 |  |  |  |  | COVIDIEN | FORCETRIAD |  | T1H24427EX | NE-OR | MHHS-Northeast |  | Electrosurgical Unit |  |  |  | Katy | MHHS-Northeast | NE-OR |  | 11/9/18 |  |  |  | ELECTROSURGICAL UNITS | Electrosurgical Unit | ELECTROSURGICALUNIT-Covidien-ForceTriad | ELECTROSURGICALUNIT | ForceTriad |  |  |  | Covidien | Electrosurgical Unit |  | ELECTROSURGICALUNIT-Covidien-ForceTriad |  | 7/25/19 | Finished from Script 3/27/2020 12:11:52pm (Central) | ESU-SA | Covered PM Repair - Biomedical | MHHS-Northeast | [7 empty] | Electrosurgical Unit | ELECTROSURGICALUNIT | Electrosurgical Unit | Covidien
NO | YES | Serial Number T4F41394EX |  |  |  | 142-05983 | COVIDIEN | FORCETRIAD |  | T4F41394EX | NE - OR | MHHS-Northeast |  | Electrosurgical Unit |  |  | 142-05983 | Katy | NE - OR | NE - OR | NE - OR |  |  |  |  | ELECTROSURGICAL UNITS |  | ELECTROSURGICALUNIT-Covidien-ForceTriad | ELECTROSURGICALUNIT | ForceTriad |  |  |  | Covidien | Electrosurgical Unit |  | ELECTROSURGICALUNIT-Covidien-ForceTriad |  |  |  |  | Covered PM Repair - Biomedical | MHHS-Northeast
NO | YES |  |  |  | 005-08417 | 005-08417 | COVIDIEN | FORCETRIAD |  | T2D28767EX | SE - OR - PACU | MHHS-Southeast |  | Electrosurgical Unit |  | 005-08417 | 005-08417 | Southeast & Bay Area | Memorial Hermann- South East | SE - OR - PACU | OR 3 | 8/1/19 |  | 8/1/20 |  | ELECTROSURGICAL UNITS | Electrosurgical Unit | ELECTROSURGICALUNIT-Covidien-ForceTriad | ELECTROSURGICALUNIT | ForceTriad |  |  |  | Covidien | Electrosurgical Unit |  | ELECTROSURGICALUNIT-Covidien-ForceTriad |  | 7/25/19 |  | ESU-SA | Covered PM Repair - Biomedical | MHHS-Southeast | [7 empty] | Electrosurgical Unit | ELECTROSURGICALUNIT | Electrosurgical Unit | Covidien
NO | YES |  |  |  | 005-08418 | 005-08418 | COVIDIEN | FORCETRIAD |  | T2D28805EX | SE-OR | MHHS-Southeast |  | Electrosurgical Unit |  | 005-08418 | 005-08418 | Southeast | MHHS-Southeast | SE-OR | Hall | 4/1/19 |  | 4/1/20 |  | ELECTROSURGICAL UNITS | Electrosurgical Unit | ELECTROSURGICALUNIT-Covidien-ForceTriad | ELECTROSURGICALUNIT | ForceTriad |  |  |  | Covidien | Electrosurgical Unit |  | ELECTROSURGICALUNIT-Covidien-ForceTriad |  | 7/25/19 |  | ESU-SA | Covered PM Repair - Biomedical | MHHS-Southeast | [7 empty] | Electrosurgical Unit | ELECTROSURGICALUNIT | Electrosurgical Unit | Covidien
NO | YES |  |  |  | 005-08419 | 005-08419 | COVIDIEN | FORCETRIAD |  | T2D28808EX | SE-Cath Lab | MHHS-Southeast |  | Electrosurgical Unit |  | 005-08419 | 005-08419 | Southeast & Bay Area | MHHS-Southeast | SE-Cath Lab | OR8 | 3/1/19 |  |  | No PM Sticker | ELECTROSURGICAL UNITS | Electrosurgical Unit | ELECTROSURGICALUNIT-Covidien-ForceTriad | ELECTROSURGICALUNIT | ForceTriad |  |  |  | Covidien | Electrosurgical Unit |  | ELECTROSURGICALUNIT-Covidien-ForceTriad |  | 7/25/19 |  | ESU-SA | Covered PM Repair - Biomedical | MHHS-Southeast | [7 empty] | Electrosurgical Unit | ELECTROSURGICALUNIT | Electrosurgical Unit | Covidien
NO | YES |  |  |  | 005-08421 | 005-08421 | COVIDIEN | FORCETRIAD |  | T2D28794EX | SE-OR | MHHS-Southeast |  | Electrosurgical Unit |  | 005-08421 | 005-08421 | Southeast | MHHS-Southeast | SE-OR | SE - OR | 4/1/19 |  | 4/1/20 |  | ELECTROSURGICAL UNITS | Electrosurgical Unit | ELECTROSURGICALUNIT-Covidien-ForceTriad | ELECTROSURGICALUNIT | ForceTriad |  |  |  | Covidien | Electrosurgical Unit |  | ELECTROSURGICALUNIT-Covidien-ForceTriad |  | 7/25/19 |  | ESU-SA | Covered PM Repair - Biomedical | MHHS-Southeast | [7 empty] | Electrosurgical Unit | ELECTROSURGICALUNIT | Electrosurgical Unit | Covidien
NO | YES |  |  |  | 005-08501 | 005-08501 | COVIDIEN | FORCETRIAD |  | T0H17950E | SE-OR | MHHS-Southeast |  | Electrosurgical Unit |  | 005-08501 | 005-08501 | Southeast | MHHS-Southeast | SE-OR | OR 1 | 4/1/19 |  | 4/1/20 |  | ELECTROSURGICAL UNITS | Electrosurgical Unit | ELECTROSURGICALUNIT-Covidien-ForceTriad | ELECTROSURGICALUNIT | ForceTriad |  |  |  | Covidien | Electrosurgical Unit |  | ELECTROSURGICALUNIT-Covidien-ForceTriad |  | 7/25/19 |  | ESU-SA | Covered PM Repair - Biomedical | MHHS-Southeast | [7 empty] | Electrosurgical Unit | ELECTROSURGICALUNIT | Electrosurgical Unit | Covidien
NO | YES |  |  |  | 005-08502 | 005-08502 | COVIDIEN | FORCETRIAD |  | T0H17997E | SE-OR | MHHS-Southeast |  | Electrosurgical Unit |  | 005-08502 | 005-08502 | Southeast | MHHS-Southeast | SE-OR | Biomed | 4/1/19 |  | 4/1/20 |  | ELECTROSURGICAL UNITS | Electrosurgical Unit | ELECTROSURGICALUNIT-Covidien-ForceTriad | ELECTROSURGICALUNIT | ForceTriad |  |  |  | Covidien | Electrosurgical Unit |  | ELECTROSURGICALUNIT-Covidien-ForceTriad |  | 7/25/19 |  | ESU-SA | Covered PM Repair - Biomedical | MHHS-Southeast | [7 empty] | Electrosurgical Unit | ELECTROSURGICALUNIT | Electrosurgical Unit | Covidien
NO | YES |  |  |  | 005-08503 | 005-08503 | COVIDIEN | FORCETRIAD |  | T0H18002E | SE-OR | MHHS-Southeast |  | Electrosurgical Unit |  | 005-08503 | 005-08503 | Southeast | MHHS-Southeast | SE-OR | OR4 | 4/1/19 |  | 4/1/20 |  | ELECTROSURGICAL UNITS | Electrosurgical Unit | ELECTROSURGICALUNIT-Covidien-ForceTriad | ELECTROSURGICALUNIT | ForceTriad |  |  |  | Covidien | Electrosurgical Unit |  | ELECTROSURGICALUNIT-Covidien-ForceTriad |  | 7/25/19 |  | ESU-SA | Covered PM Repair - Biomedical | MHHS-Southeast | [7 empty] | Electrosurgical Unit | ELECTROSURGICALUNIT | Electrosurgical Unit | Covidien
NO | YES |  |  |  | 005-08504 | 005-08504 | COVIDIEN | FORCETRIAD |  | T0H17988E | SE-OR | MHHS-Southeast |  | Electrosurgical Unit |  | 005-08504 | 005-08504 | Southeast | MHHS-Southeast | SE-OR | Or 11 | 4/1/19 |  | 4/1/20 |  | ELECTROSURGICAL UNITS | Electrosurgical Unit | ELECTROSURGICALUNIT-Covidien-ForceTriad | ELECTROSURGICALUNIT | ForceTriad |  |  |  | Covidien | Electrosurgical Unit |  | ELECTROSURGICALUNIT-Covidien-ForceTriad |  | 7/25/19 |  | ESU-SA | Covered PM Repair - Biomedical | MHHS-Southeast | [7 empty] | Electrosurgical Unit | ELECTROSURGICALUNIT | Electrosurgical Unit | Covidien
NO | YES |  |  |  | 005-34220 | 005-34220 | COVIDIEN | FORCETRIAD |  | T2D28793EX | SE-OR | MHHS-Southeast |  | Electrosurgical Unit |  | 005-34220 | 005-34220 | Southeast | MHHS-Southeast | SE-OR | OR 7 | 4/1/19 |  | 4/1/20 |  | ELECTROSURGICAL UNITS | Electrosurgical Unit | ELECTROSURGICALUNIT-Covidien-ForceTriad | ELECTROSURGICALUNIT | ForceTriad |  |  |  | Covidien | Electrosurgical Unit |  | ELECTROSURGICALUNIT-Covidien-ForceTriad |  | 7/25/19 |  | ESU-SA | Covered PM Repair - Biomedical | MHHS-Southeast | [7 empty] | Electrosurgical Unit | ELECTROSURGICALUNIT | Electrosurgical Unit | Covidien
NO | YES |  |  |  | 013-17572 | 013-17572 | COVIDIEN | FORCETRIAD |  | T9F12592E | SW-OR | MHHS-Southwest |  | Electrosurgical Unit |  | 013-17572 | 013-17572 | Southwest | MHHS-Southwest | SW-OR | Or core 21 | 3/1/20 |  | 3/1/21 |  | ELECTROSURGICAL UNITS | Electrosurgical Unit | ELECTROSURGICALUNIT-Covidien-ForceTriad | ELECTROSURGICALUNIT | ForceTriad |  |  |  | Covidien | Electrosurgical Unit |  | ELECTROSURGICALUNIT-Covidien-ForceTriad |  | 7/25/19 |  | ESU-SA | Covered PM Repair - Biomedical | MHHS-Southwest | [7 empty] | Electrosurgical Unit | ELECTROSURGICALUNIT | Electrosurgical Unit | Covidien
NO | YES |  |  |  | 013-17570 | 013-17570 | COVIDIEN | FORCETRIAD |  | T9F12594E | SW-OR | MHHS-Southwest |  | Electrosurgical Unit |  | 013-17570 | 013-17570 | Southwest | MHHS-Southwest | SW-OR | Or core 22 | 3/1/20 |  | 3/1/21 |  | ELECTROSURGICAL UNITS | Electrosurgical Unit | ELECTROSURGICALUNIT-Covidien-ForceTriad | ELECTROSURGICALUNIT | ForceTriad |  |  |  | Covidien | Electrosurgical Unit |  | ELECTROSURGICALUNIT-Covidien-ForceTriad |  | 7/25/19 |  | ESU-SA | Covered PM Repair - Biomedical | MHHS-Southwest | [7 empty] | Electrosurgical Unit | ELECTROSURGICALUNIT | Electrosurgical Unit | Covidien
NO | YES |  |  |  | 013-17571 | 013-17571 | COVIDIEN | FORCETRIAD |  | T9F12598E | SW-OR | MHHS-Southwest |  | Electrosurgical Unit |  | 013-17571 | 013-17571 | Southwest | MHHS-Southwest | SW-OR | Or core 22 | 3/1/20 |  | 3/1/21 |  | ELECTROSURGICAL UNITS | Electrosurgical Unit | ELECTROSURGICALUNIT-Covidien-ForceTriad | ELECTROSURGICALUNIT | ForceTriad |  |  |  | Covidien | Electrosurgical Unit |  | ELECTROSURGICALUNIT-Covidien-ForceTriad |  | 7/25/19 |  | ESU-SA | Covered PM Repair - Biomedical | MHHS-Southwest | [7 empty] | Electrosurgical Unit | ELECTROSURGICALUNIT | Electrosurgical Unit | Covidien
NO | YES |  |  |  | 069-27472 | 069-27472 | COVIDIEN | FORCETRIAD |  | T8J9149E | TMC-OR-Hermann (2Hp) | MHHS-TMC |  | Electrosurgical Unit |  | 069-27472 | 069-27472 | TMC | MHHS-TMC | TMC-OR-Hermann (2Hp) | OR 54 | 4/1/19 |  | 4/1/20 |  | ELECTROSURGICAL UNITS | Electrosurgical Unit | ELECTROSURGICALUNIT-Covidien-ForceTriad | ELECTROSURGICALUNIT | ForceTriad |  |  |  | Covidien | Electrosurgical Unit |  | ELECTROSURGICALUNIT-Covidien-ForceTriad |  | 7/3/20 |  | ESU-SA | Not Covered Vendor Only - Biomedical | MHHS-TMC | [7 empty] | Electrosurgical Unit | ELECTROSURGICALUNIT | Electrosurgical Unit | Covidien
NO | YES |  |  |  | 069-35885 | 069-35885 | COVIDIEN | FORCETRIAD |  | T2A26923EX | Memorial Hermann- Texas Medcal Center- OR | MHHS-TMC |  | Electrosurgical Unit |  | 069-35885 | 069-35885 | TMC | TMC | Memorial Hermann- Texas Medcal Center- OR | OR34 | 11/1/19 |  | 11/1/20 |  | ELECTROSURGICAL UNITS | Electrosurgical Unit | ELECTROSURGICALUNIT-Covidien-ForceTriad | ELECTROSURGICALUNIT | ForceTriad |  |  |  | Covidien | Electrosurgical Unit |  | ELECTROSURGICALUNIT-Covidien-ForceTriad |  | 7/6/20 |  | ESU-SA | Not Covered Vendor Only - Biomedical | MHHS-TMC | [7 empty] | Electrosurgical Unit | ELECTROSURGICALUNIT | Electrosurgical Unit | Covidien
NO | YES |  |  |  | 069-35886 | 069-35886 | COVIDIEN | FORCETRIAD |  | T2A26921EX | TMC-OR-Hermann (2Hp) | MHHS-TMC |  | Electrosurgical Unit |  | 069-35886 | 069-35886 | TMC | MHHS-TMC | TMC-OR-Hermann (2Hp) | Or 35 | 10/1/19 |  | 10/1/20 |  | ELECTROSURGICAL UNITS | Electrosurgical Unit | ELECTROSURGICALUNIT-Covidien-ForceTriad | ELECTROSURGICALUNIT | ForceTriad |  |  |  | Covidien | Electrosurgical Unit |  | ELECTROSURGICALUNIT-Covidien-ForceTriad |  | 7/6/20 |  | ESU-SA | Not Covered Vendor Only - Biomedical | MHHS-TMC | [7 empty] | Electrosurgical Unit | ELECTROSURGICALUNIT | Electrosurgical Unit | Covidien
NO | YES |  |  |  | 069-35888 | 069-35888 | COVIDIEN | FORCETRIAD |  | T2A26930EX | TMC-OR-Hermann (2Hp) | MHHS-TMC |  | Electrosurgical Unit |  | 069-35888 | 069-35888 | TMC | MHHS-TMC | TMC-OR-Hermann (2Hp) | OR 36 | 10/1/19 |  | 10/1/20 |  | ELECTROSURGICAL UNITS | Electrosurgical Unit | ELECTROSURGICALUNIT-Covidien-ForceTriad | ELECTROSURGICALUNIT | ForceTriad |  |  |  | Covidien | Electrosurgical Unit |  | ELECTROSURGICALUNIT-Covidien-ForceTriad |  | 7/6/20 |  | ESU-SA | Not Covered Vendor Only - Biomedical | MHHS-TMC | [7 empty] | Electrosurgical Unit | ELECTROSURGICALUNIT | Electrosurgical Unit | Covidien
NO | YES |  |  |  | 069-38312 | 069-38312 | COVIDIEN | FORCETRIAD |  | T2131766EX | TMC-Sarofim 2-OR | MHHS-TMC |  | Electrosurgical Unit |  | 069-38312 | 069-38312 | TMC | MHHS-TMC | TMC-Sarofim 2-OR | OR 40 | 4/1/19 |  | 4/1/20 |  | ELECTROSURGICAL UNITS | Electrosurgical Unit | ELECTROSURGICALUNIT-Covidien-ForceTriad | ELECTROSURGICALUNIT | ForceTriad |  |  |  | Covidien | Electrosurgical Unit |  | ELECTROSURGICALUNIT-Covidien-ForceTriad |  | 9/1/25 |  | ESU-SA | Not Covered Vendor Only - Biomedical | MHHS-TMC | [7 empty] | Electrosurgical Unit | ELECTROSURGICALUNIT | Electrosurgical Unit | Covidien
NO | YES |  |  |  | 069-38645 | 069-38645 | COVIDIEN | FORCETRIAD |  | T3137291EX | TMC-OR-Hermann (2Hp) | MHHS-TMC |  | Electrosurgical Unit |  | 069-38645 | 069-38645 | TMC | MHHS-TMC | TMC-OR-Hermann (2Hp) | OR 60 | 4/1/19 |  | 4/1/20 | Broken Ac cord | ELECTROSURGICAL UNITS | Electrosurgical Unit | ELECTROSURGICALUNIT-Covidien-ForceTriad | ELECTROSURGICALUNIT | ForceTriad |  |  |  | Covidien | Electrosurgical Unit |  | ELECTROSURGICALUNIT-Covidien-ForceTriad |  | 4/15/16 |  | ESU-SA | Covered PM Repair - Biomedical | MHHS-TMC | [7 empty] | Electrosurgical Unit | ELECTROSURGICALUNIT | Electrosurgical Unit | Covidien
NO | YES |  |  |  | 069-38646 | 069-38646 | COVIDIEN | FORCETRIAD |  | T3137278EX | TMC-OR-Pedi OR (2R) | MHHS-TMC |  | Electrosurgical Unit |  | 069-38646 | 069-38646 | TMC | MHHS-TMC | TMC-OR-Pedi OR (2R) | PEDI OR (2R) | 11/1/19 |  | 11/1/20 |  | ELECTROSURGICAL UNITS | Electrosurgical Unit | ELECTROSURGICALUNIT-Covidien-ForceTriad | ELECTROSURGICALUNIT | ForceTriad |  |  |  | Covidien | Electrosurgical Unit |  | ELECTROSURGICALUNIT-Covidien-ForceTriad |  | 4/15/16 |  | ESU-SA | Covered PM Repair - Biomedical | MHHS-TMC | [7 empty] | Electrosurgical Unit | ELECTROSURGICALUNIT | Electrosurgical Unit | Covidien
NO | YES | Asset Tag 1154464 |  |  |  | 069-36165 | COVIDIEN | FORCETRIAD |  | T3I37284EX | (null) | MHHS-TMC |  | Electrosurgical Unit |  |  | 069-36165 | (null) | MHHS-TMC | (null) | (null) |  |  |  | (null) | ELECTROSURGICAL UNITS | Electrosurgical Unit | ELECTROSURGICALUNIT-Covidien-ForceTriad | ELECTROSURGICALUNIT | ForceTriad |  |  |  | Covidien | Electrosurgical Unit |  | ELECTROSURGICALUNIT-Covidien-ForceTriad |  | 4/15/16 |  | ESU-SA | Covered PM Repair - Biomedical | MHHS-TMC | [7 empty] | Electrosurgical Unit | ELECTROSURGICALUNIT | Electrosurgical Unit | Covidien
NO | YES |  |  |  | 069-27471 | 069-27471 | COVIDIEN | FORCETRIAD |  | T8J9131E | TMC-OR-CVOR (7Hvi) | MHHS-TMC |  | Electrosurgical Unit |  | 069-27471 | 069-27471 | TMC | MHHS-TMC | TMC-OR-CVOR (7Hvi) | Equipment storage | 11/1/19 |  | 11/1/20 |  | ELECTROSURGICAL UNITS | Electrosurgical Unit | ELECTROSURGICALUNIT-Covidien-ForceTriad | ELECTROSURGICALUNIT | ForceTriad |  |  |  | Covidien | Electrosurgical Unit |  | ELECTROSURGICALUNIT-Covidien-ForceTriad |  | 4/15/16 |  | ESU-SA | Covered PM Repair - Biomedical | MHHS-TMC | [7 empty] | Electrosurgical Unit | ELECTROSURGICALUNIT | Electrosurgical Unit | Covidien
NO | YES |  |  |  | 069-35884 | 069-35884 | COVIDIEN | FORCETRIAD |  | T2A26927EX | TMC-Sarofim 3-OR | MHHS-TMC |  | Electrosurgical Unit |  | 069-35884 | 069-35884 | TMC | MHHS-TMC | TMC-Sarofim 3-OR | OR3 | 4/1/19 |  |  |  | ELECTROSURGICAL UNITS | Electrosurgical Unit | ELECTROSURGICALUNIT-Covidien-ForceTriad | ELECTROSURGICALUNIT | ForceTriad |  |  |  | Covidien | Electrosurgical Unit |  | ELECTROSURGICALUNIT-Covidien-ForceTriad |  | 5/31/20 |  | ESU-SA | Covered PM Repair Labor Only - Biomedica | MHHS-TMC | [7 empty] | Electrosurgical Unit | ELECTROSURGICALUNIT | Electrosurgical Unit | Covidien
NO | YES |  |  |  | 069-35887 | 069-35887 | COVIDIEN | FORCETRIAD |  | T2A26909EX | 3rd floor OR | MHHS-TMC |  | Electrosurgical Unit |  | 069-35887 | 069-35887 | TMC | Memorial Hermann-Texas Medical Center | 3rd floor OR | S3 415 | 10/1/19 |  | 10/1/20 |  | ELECTROSURGICAL UNITS | Electrosurgical Unit | ELECTROSURGICALUNIT-Covidien-ForceTriad | ELECTROSURGICALUNIT | ForceTriad |  |  |  | Covidien | Electrosurgical Unit |  | ELECTROSURGICALUNIT-Covidien-ForceTriad |  | 1/1/18 |  | ESU-SA | Clinical Miscellaneous | MHHS-TMC | [7 empty] | Electrosurgical Unit | ELECTROSURGICALUNIT | Electrosurgical Unit | Covidien
NO | YES |  |  |  | 069-35889 | 069-35889 | COVIDIEN | FORCETRIAD |  | T2A26919EX | TMC-OR-Robertson (2R) | MHHS-TMC |  | Electrosurgical Unit |  | 069-35889 | 069-35889 | TMC | MHHS-TMC | TMC-OR-Robertson (2R) | Surgical Speciman Station | 1/1/20 |  | 1/1/21 |  | ELECTROSURGICAL UNITS | Electrosurgical Unit | ELECTROSURGICALUNIT-Covidien-ForceTriad | ELECTROSURGICALUNIT | ForceTriad |  |  |  | Covidien | Electrosurgical Unit |  | ELECTROSURGICALUNIT-Covidien-ForceTriad |  | 7/1/23 |  | ESU-SA | Not Covered Vendor Only - Biomedical | MHHS-TMC | [7 empty] | Electrosurgical Unit | ELECTROSURGICALUNIT | Electrosurgical Unit | Covidien
NO | YES |  |  |  | 069-38311 | 069-38311 | COVIDIEN | FORCETRIAD |  | T2I31763EX | TMC-Sarofim 3-OR | MHHS-TMC |  | Electrosurgical Unit |  | 069-38311 | 069-38311 | TMC | MHHS-TMC | TMC-Sarofim 3-OR | TMC - SAROFIM 3 - OR | 11/1/19 |  | 11/1/20 |  | ELECTROSURGICAL UNITS | Electrosurgical Unit | ELECTROSURGICALUNIT-Covidien-ForceTriad | ELECTROSURGICALUNIT | ForceTriad |  |  |  | Covidien | Electrosurgical Unit |  | ELECTROSURGICALUNIT-Covidien-ForceTriad |  | 7/2/20 |  | ESU-SA | Not Covered Vendor Only - Biomedical | MHHS-TMC | [7 empty] | Electrosurgical Unit | ELECTROSURGICALUNIT | Electrosurgical Unit | Covidien
NO | YES |  |  |  | 069-38647 | 069-38647 | COVIDIEN | FORCETRIAD |  | T3I37294EX | Childrens or robertson building | MHHS-TMC |  | Electrosurgical Unit |  | 069-38647 | 069-38647 | TMC | Memorial Hermann-Texas Medical Center | Childrens or robertson building | Or 59 | 4/1/19 |  | 4/1/20 |  | ELECTROSURGICAL UNITS | Electrosurgical Unit | ELECTROSURGICALUNIT-Covidien-ForceTriad | ELECTROSURGICALUNIT | ForceTriad |  |  |  | Covidien | Electrosurgical Unit |  | ELECTROSURGICALUNIT-Covidien-ForceTriad |  | 7/25/19 |  | ESU-SA | Covered PM Repair - Biomedical | MHHS-TMC | [7 empty] | Electrosurgical Unit | ELECTROSURGICALUNIT | Electrosurgical Unit | Covidien
NO | YES |  |  |  | 029-07496 | 029-07496 | COVIDIEN | FORCETRIAD |  | t2c28224ex | Woodlands-OR | MHHS-Woodlands |  | Electrosurgical Unit |  | 029-07496 | 029-07496 | Woodlands | MHHS-Woodlands | Woodlands-OR | Or 14 | 11/1/19 |  | 11/1/20 |  | ELECTROSURGICAL UNITS | Electrosurgical Unit | ELECTROSURGICALUNIT-Covidien-ForceTriad | ELECTROSURGICALUNIT | ForceTriad |  |  |  | Covidien | Electrosurgical Unit |  | ELECTROSURGICALUNIT-Covidien-ForceTriad |  | 7/25/19 |  | ESU-SA | Covered PM Repair - Biomedical | MHHS-Woodlands | [7 empty] | Electrosurgical Unit | ELECTROSURGICALUNIT | Electrosurgical Unit | Covidien
NO | YES |  |  |  |  | 029-07499 | COVIDIEN | FORCETRIAD |  | T2C28225EX | Woodlands-OR | MHHS-Woodlands |  | Electrosurgical Unit |  |  | 029-07499 | Woodlands | MHHS-Woodlands | Woodlands-OR | Surgery Storage | 2/1/20 |  | 2/1/21 |  | ELECTROSURGICAL UNITS | Electrosurgical Unit | ELECTROSURGICALUNIT-Covidien-ForceTriad | ELECTROSURGICALUNIT | ForceTriad |  |  |  | Covidien | Electrosurgical Unit |  | ELECTROSURGICALUNIT-Covidien-ForceTriad |  | 7/25/19 |  | ESU-SA | Covered PM Repair - Biomedical | MHHS-Woodlands | [7 empty] | Electrosurgical Unit | ELECTROSURGICALUNIT | Electrosurgical Unit | Covidien
NO | YES |  |  |  |  | 029-07495 | COVIDIEN | FORCETRIAD |  | T2C28218EX | Woodlands-OR | MHHS-Woodlands |  | Electrosurgical Unit |  |  | 029-07495 | Woodlands | MHHS-Woodlands | Woodlands-OR | OR | 10/1/19 |  | 9/1/20 |  | ELECTROSURGICAL UNITS | Electrosurgical Unit | ELECTROSURGICALUNIT-Covidien-ForceTriad | ELECTROSURGICALUNIT | ForceTriad |  |  |  | Covidien | Electrosurgical Unit |  | ELECTROSURGICALUNIT-Covidien-ForceTriad |  | 7/25/19 |  | ESU-SA | Covered PM Repair - Biomedical | MHHS-Woodlands | [7 empty] | Electrosurgical Unit | ELECTROSURGICALUNIT | Electrosurgical Unit | Covidien
NO | YES | Asset Tag 1109944 |  |  |  |  | COVIDIEN | ForceTriad |  | T1H24427EX | SW-Prof Bldg 1-Same Day Surgery | [6 empty] | Southwest | MHHS-Southwest | SW-Prof Bldg 1-Same Day Surgery | Daysurgery |  |  |  | No pm |  | Electrosurgical Unit | ELECTROSURGICALUNIT-Covidien-ForceTriad | [12 empty] | ESU-SA | [9 empty] | Electrosurgical Unit | ELECTROSURGICALUNIT | Electrosurgical Unit | Covidien
YES | YES |  |  |  | 142-05243 | 142-05243 | COVIDIEN | ForceTriad |  | T1h244244e | NE - OR |  |  |  |  | 142-05243 | 142-05243 | Katy | Memorial Hermann Northeast Hospital | NE - OR | OR | 2/1/20 | 2/1/21 |  |  |  | Electrosurgical Unit | ELECTROSURGICALUNIT-Covidien-ForceTriad | [12 empty] | ESU-SA | [9 empty] | Electrosurgical Unit | ELECTROSURGICALUNIT | Electrosurgical Unit | Covidien
NO | YES | Serial Number T3I37284EX |  |  | 069-38644 | 069-38644 | COVIDIEN | ForceTriad |  | T3I37284EX | TMC-OR-Pedi OR (2R) |  |  |  |  | 069-38644 | 069-38644 | TMC | MHHS-TMC | TMC-OR-Pedi OR (2R) | OR - PEDI OR (2R) | 4/1/19 |  | 4/1/20 |  |  | Electrosurgical Unit | ELECTROSURGICALUNIT-Covidien-ForceTriad | [12 empty] | ESU-SA | [9 empty] | Electrosurgical Unit | ELECTROSURGICALUNIT | Electrosurgical Unit | Covidien
NO | YES |  |  |  | 069-35890 | 069-35890 | COVIDIEN | ForceTriad |  | T2A26915EX | TMC-OR-Robertson (2R) |  |  |  |  | 069-35890 | 069-35890 | TMC | MHHS-TMC | TMC-OR-Robertson (2R) | Pedi Storage Room | 8/1/19 |  |  |  |  | Electrosurgical Unit | ELECTROSURGICALUNIT-Covidien-ForceTriad | [12 empty] | ESU-SA | [9 empty] | Electrosurgical Unit | ELECTROSURGICALUNIT | Electrosurgical Unit | Covidien
NO | YES |  |  |  | 041-17018 | 041-17018 | COVIDIEN | ForceTriad |  | T1L26705EX | MEMORIAL CITY - MOR |  |  |  |  | 041-17018 | 041-17018 | West | Memorial Hermann Memorial City Medical Center | MEMORIAL CITY - MOR | MEMORIAL CITY - MOR
NO | NO |  |  |  | 041-18269 |  | COVIDIEN | FORCETRIAD |  | T3L38703EX | MEMORIAL CITY - MOR | MHHS-Mem City |  | Electrosurgical Unit |  | 041-18269 |  | West & Memorial City |  | MEMORIAL CITY - MOR | [5 empty] | ELECTROSURGICAL UNITS |  | ELECTROSURGICALUNIT-Covidien-ForceTriad | ELECTROSURGICALUNIT | ForceTriad |  |  |  | Covidien | Electrosurgical Unit |  | ELECTROSURGICALUNIT-Covidien-ForceTriad |  |  |  |  | Covered PM Repair - Biomedical | MHHS-Mem City
NO | NO | [5 empty] | COVIDIEN | FORCETRIAD |  | T1H24424EX | NE - OR | MHHS-Northeast |  | Electrosurgical Unit |  |  |  | Katy |  | NE - OR | [5 empty] | ELECTROSURGICAL UNITS |  | ELECTROSURGICALUNIT-Covidien-ForceTriad | ELECTROSURGICALUNIT | ForceTriad |  |  |  | Covidien | Electrosurgical Unit |  | ELECTROSURGICALUNIT-Covidien-ForceTriad |  |  |  |  | Covered PM Repair - Biomedical | MHHS-Northeast
NO | NO |  |  |  | 069-38643 |  | COVIDIEN | FORCETRIAD |  | T3137280EX | TMC - OR - PEDI OR (2R) | MHHS-TMC |  | Electrosurgical Unit |  | 069-38643 |  | TMC |  | TMC - OR - PEDI OR (2R) | [5 empty] | ELECTROSURGICAL UNITS |  | ELECTROSURGICALUNIT-Covidien-ForceTriad | ELECTROSURGICALUNIT | ForceTriad |  |  |  | Covidien | Electrosurgical Unit |  | ELECTROSURGICALUNIT-Covidien-ForceTriad |  |  |  |  | Covered PM Repair - Biomedical | MHHS-TMC
YES | YES |  |  |  | 069-48501 | 069-48501 | COVIDIEN | FT 10 |  | T9L38479DX | TMC - OR - SEROFIM 2 |  |  |  |  | 069-48501 | 069-48501 | TMC | Memorial Hermann-Texas Medical Center | TMC - OR - SEROFIM 2 | S2 OR 67 | 2/1/20 |  | 2/1/21
YES | YES |  |  |  | 029-12799 | 029-12799 | COVIDIEN | FT10 |  | T5K01669DX | WOODLANDS - CENTRAL SUPPLY |  |  |  |  | 029-12799 | 029-12799 | Woodlands | Memorial Hermann The Woodlands Medical Center | WOODLANDS - CENTRAL SUPPLY | PACU L | 8/1/19 |  | 2/1/20
YES | YES |  |  |  | 069-48914 | 069-48914 | COVIDIEN | FT10 |  | T9G34592DX | Surgery |  |  |  |  | 069-48914 | 069-48914 | TMC | Memorial Hermann-Texas Medical Center | Surgery | Or 6 or206 | 1/1/20 |  | 1/1/21
NO | YES |  |  |  | 005-11119 | 005-11119 | COVIDIEN | FT10 |  | T7A11660DX | SE-Clinical Engineering |  |  |  |  | 005-11119 | 005-11119 | Southeast | MHHS-Southeast | SE-Clinical Engineering | Bio med shop |  |  | 4/1/20 | No pm label
YES | YES |  |  |  | 074-06172 | 074-06172 | COVIDIEN | Genesis 2 |  | N14531002 | West Tower 6 Floor |  |  |  |  | 074-06172 | 074-06172 | Woodlands | Memorial Hermann Hospital Woodlands | West Tower 6 Floor | Nurse Station |  |  |  | No p.m.
YES | YES |  |  |  | 074-06175 | 074-06175 | COVIDIEN | Genesis 2 |  | N14531155 | West Tower 6 Floor |  |  |  |  | 074-06175 | 074-06175 | Woodlands | Memorial Hermann Hospital Woodlands | West Tower 6 Floor | Nurse Station
YES | YES |  |  |  | 099-04873 | 099-04873 | COVIDIEN | Genius 2 |  |  | PEARLAND - CARDIAC CATH LAB |  |  |  |  | 099-04873 | 099-04873 | Pearland | Memorial Hermann Pearland Hospital | PEARLAND - CARDIAC CATH LAB | Prep
YES | YES |  |  |  | 099-11583 | 099-11583 | Covidien | Genius 2 |  | N12582087 | TMC - DIALYSIS - ADULT (9J) |  |  |  |  | 099-11583 | 099-11583 | TMC | Memorial Hermann TMC | TMC - DIALYSIS - ADULT (9J) | Nurse station
YES | YES |  |  |  | 099-07159 | 099-07159 | COVIDIEN | Genius 2 |  | N07044557 | TMC - SAROFIM 3 - PRE OP |  |  |  |  | 099-07159 | 099-07159 |  | Memorial Hermann-tmc | TMC - SAROFIM 3 - PRE OP | Nurse station |  |  |  | No PM Sticker
NO | YES |  |  |  | 074-06607 | 074-06607 | COVIDIEN | GENIUS 3 |  | N19829131 | TMC-Cath Lab-Adult (2Hvi) | MHHS-TMC |  | Thermometer, Tympanic |  | 074-06607 | 074-06607 | TMC | MHHS-TMC | TMC-Cath Lab-Adult (2Hvi) | TMC - CATH LAB - ADULT (2HVI) | 12/1/19 |  |  |  | THERMOMETERS, ELECTRONIC, PATIENT | Thermometer, Tympanic | THERMOMETERTYMP-COVIDIEN-Genius 3 | THERMOMETERTYMP | Genius 3 |  |  |  | COVIDIEN | Thermometer, Tympanic |  | THERMOMETERTYMP-COVIDIEN-Genius 3 |  | 1/1/09 |  |  | Covered PM Repair - Biomedical | MHHS-TMC | [7 empty] | Thermometer, Tympanic | THERMOMETERTYMP | Thermometer, Tympanic | COVIDIEN
NO | YES |  |  |  | 074-06608 | 074-06608 | COVIDIEN | GENIUS 3 |  | N19829270 | TMC-OR-CVOR (7Hvi) | MHHS-TMC |  | Thermometer, Tympanic |  | 074-06608 | 074-06608 | TMC | MHHS-TMC | TMC-OR-CVOR (7Hvi) | Cath 03 | 3/1/20 |  |  | No PM Sticker | THERMOMETERS, ELECTRONIC, PATIENT | Thermometer, Tympanic | THERMOMETERTYMP-COVIDIEN-Genius 3 | THERMOMETERTYMP | Genius 3 |  |  |  | COVIDIEN | Thermometer, Tympanic |  | THERMOMETERTYMP-COVIDIEN-Genius 3 |  | 11/18/19 |  |  | Covered PM Repair - Biomedical | MHHS-TMC | [7 empty] | Thermometer, Tympanic | THERMOMETERTYMP | Thermometer, Tympanic | COVIDIEN
NO | YES |  |  |  | 074-06609 | 074-06609 | COVIDIEN | GENIUS 3 |  | N19829132 | TMC-Cath Lab-Adult (2Hvi) | MHHS-TMC |  | Thermometer, Tympanic |  | 074-06609 | 074-06609 | TMC | MHHS-TMC | TMC-Cath Lab-Adult (2Hvi) | TMC - CATH LAB - ADULT (2HVI)q | 12/1/19 |  |  |  | THERMOMETERS, ELECTRONIC, PATIENT | Thermometer, Tympanic | THERMOMETERTYMP-COVIDIEN-Genius 3 | THERMOMETERTYMP | Genius 3 |  |  |  | COVIDIEN | Thermometer, Tympanic |  | THERMOMETERTYMP-COVIDIEN-Genius 3 |  |  |  |  | Not Covered Vendor Only - Biomedical | MHHS-TMC | [7 empty] | Thermometer, Tympanic | THERMOMETERTYMP | Thermometer, Tympanic | COVIDIEN
NO | YES |  |  |  | 074-06610 | 074-06610 | COVIDIEN | GENIUS 3 |  | N19829255 | TMC-Cath Lab-Adult (2Hvi) | MHHS-TMC |  | Thermometer, Tympanic |  | 074-06610 | 074-06610 | TMC | MHHS-TMC | TMC-Cath Lab-Adult (2Hvi) | OR6 |  |  |  |  | THERMOMETERS, ELECTRONIC, PATIENT | Thermometer, Tympanic | THERMOMETERTYMP-COVIDIEN-Genius 3 | THERMOMETERTYMP | Genius 3 |  |  |  | COVIDIEN | Thermometer, Tympanic |  | THERMOMETERTYMP-COVIDIEN-Genius 3 |  |  |  |  | Covered PM Repair - Radiology, Low End | MHHS-TMC | [7 empty] | Thermometer, Tympanic | THERMOMETERTYMP | Thermometer, Tympanic | COVIDIEN
NO | YES |  |  |  | 074-06611 | 074-06611 | COVIDIEN | GENIUS 3 |  | N19828993 | TMC-Cath Lab-Adult (2Hvi) | MHHS-TMC |  | Thermometer, Tympanic |  | 074-06611 | 074-06611 | TMC | MHHS-TMC | TMC-Cath Lab-Adult (2Hvi) | Cath lab 4 | 12/1/19 |  |  | PM Not Required | THERMOMETERS, ELECTRONIC, PATIENT | Thermometer, Tympanic | THERMOMETERTYMP-COVIDIEN-Genius 3 | THERMOMETERTYMP | Genius 3 |  |  |  | COVIDIEN | Thermometer, Tympanic |  | THERMOMETERTYMP-COVIDIEN-Genius 3 |  | 5/31/21 |  |  | Not Covered Vendor Only - Rad, Low End | MHHS-TMC | [7 empty] | Thermometer, Tympanic | THERMOMETERTYMP | Thermometer, Tympanic | COVIDIEN
YES | YES |  |  |  | 099-13537 | 099-13537 | COVIDIEN | Genius 3 |  | N18771021 | MH MG - (TMC) - PEDIATRICS (STE 2445) |  |  |  |  | 099-13537 | 099-13537 | TMC | Memorial Hermann-Texas Medical Center | MH MG - (TMC) - PEDIATRICS (STE 2445) | Peds nurse station |  |  |  | No PM Sticker |  | Thermometer, Tympanic | THERMOMETERTYMP-COVIDIEN-Genius 3 | [22 empty] | Thermometer, Tympanic | THERMOMETERTYMP | Thermometer, Tympanic | COVIDIEN
YES | YES |  |  |  | 099-13536 | 099-13536 | COVIDIEN | Genius 3 |  |  | MH MG - (TMC) - PEDIATRICS (STE 2445) |  |  |  |  | 099-13536 | 099-13536 | TMC | Memorial Hermann-Texas Medical Center | MH MG - (TMC) - PEDIATRICS (STE 2445) | Peds nurse station |  |  |  | No PM Sticker |  | Thermometer, Tympanic | THERMOMETERTYMP-COVIDIEN-Genius 3 | [22 empty] | Thermometer, Tympanic | THERMOMETERTYMP | Thermometer, Tympanic | COVIDIEN
YES | YES |  |  |  | 099-14496 | 099-14496 | COVIDIEN | Genius 3 |  | N18771110 | MH MG- (TMC) PEDIACTRICS |  |  |  |  | 099-14496 | 099-14496 | TMC | Memorial Hermann-Texas Medical Center | MH MG- (TMC) PEDIACTRICS | Exam Rm 11 | [5 empty] | Thermometer, Tympanic | THERMOMETERTYMP-COVIDIEN-Genius 3 | [22 empty] | Thermometer, Tympanic | THERMOMETERTYMP | Thermometer, Tympanic | COVIDIEN
YES | YES |  |  |  | 099-13894 | 099-13894 | COVIDIEN | Genius 3 |  | N18771547 | MH MG - (SE) - UROLOGY ASSOCIATES - SOUTHEAST |  |  |  |  | 099-13894 | 099-13894 | TMC | Memorial Hermann-Texas Medical Center | MH MG - (SE) - UROLOGY ASSOCIATES - SOUTHEAST | Nurse station | 3/1/20 |  |  | No PM Sticker |  | Thermometer, Tympanic | THERMOMETERTYMP-COVIDIEN-Genius 3 | [22 empty] | Thermometer, Tympanic | THERMOMETERTYMP | Thermometer, Tympanic | COVIDIEN
NO | NO |  |  |  | 074-06612 |  | COVIDIEN | GENIUS 3 |  | N19829062 | TMC - CATH LAB - ADULT (2HVI) | MHHS-TMC |  | Thermometer, Tympanic |  | 074-06612 |  | TMC |  | TMC - CATH LAB - ADULT (2HVI) | [5 empty] | THERMOMETERS, ELECTRONIC, PATIENT |  | THERMOMETERTYMP-COVIDIEN-Genius 3 | THERMOMETERTYMP | Genius 3 |  |  |  | COVIDIEN | Thermometer, Tympanic |  | THERMOMETERTYMP-COVIDIEN-Genius 3 |  |  |  |  | Covered PM Repair - Biomedical | MHHS-TMC
NO | NO |  |  |  | 151-03591 |  | COVIDIEN | HET |  | HETMT2479 | CY - ENDOSCOPY | MHHS-Cypress |  | Coagulator, Bi-Polar |  | 151-03591 |  | Northwest & Cypress |  | CY - ENDOSCOPY | [5 empty] | THERMOMETERS, ELECTRONIC, PATIENT |  | COAGULATORBIPOLAR-Covidien-HET | COAGULATORBIPOLAR | HET |  |  |  | COVIDIEN | Coagulator, Bi-Polar |  | COAGULATORBIPOLAR-Covidien-HET |  |  |  |  | Covered PM Repair - Biomedical | MHHS-Cypress
NO | YES |  |  |  | 005-12202 | 005-12202 | COVIDIEN | HYSTEROLUX 72205000 |  | 1806CE0013 | SE-OR | MHHS-Southeast |  |  |  | 005-12202 | 005-12202 | Southeast | MHHS-Southeast | SE-OR |  | 10/1/19 |  |  |  | IRRIGATION/DISTENTION SYSTEMS |  | .needs class | [5 empty] | Covidien |  |  |  |  | 4/1/20 |  |  | Not Covered Vendor Only - Biomedical | MHHS-Southeast
NO | YES |  |  |  | 029-12605 | 029-12605 | COVIDIEN | HYSTEROLUX 72205000 |  | 1808CE0864 | Woodlands-OR | MHHS-Woodlands |  |  |  | 029-12605 | 029-12605 | Woodlands | MHHS-Woodlands | Woodlands-OR | OR 16 | 7/1/19 |  | 1/1/20 |  | IRRIGATION/DISTENTION SYSTEMS |  | .needs class | [5 empty] | Covidien | [7 empty] | Covered PM Repair - Biomedical | MHHS-Woodlands
NO | YES |  |  |  | 029-12606 | 029-12606 | COVIDIEN | HYSTEROLUX 72205000 |  | 1808CE0863 | Woodlands-Anesthesia | MHHS-Woodlands |  |  |  | 029-12606 | 029-12606 | Woodlands | MHHS-Woodlands | Woodlands-Anesthesia | OR | 7/1/19 |  | 1/1/20 |  | IRRIGATION/DISTENTION SYSTEMS |  | .needs class | [5 empty] | Covidien |  |  |  |  | 1/1/10 |  |  | Covered PM Repair - Biomedical | MHHS-Woodlands
YES | YES |  |  |  | 069-49211 | 069-49211 | COVIDIEN | Invos |  | 19g10577x | TMC - SAROFIM 2 - OR |  |  |  |  | 069-49211 | 069-49211 | TMC | Memorial Hermann-Texas Medical Center | TMC - SAROFIM 2 - OR | Or 10 | 1/1/20 |  | 1/1/21
NO | YES |  |  |  | PSD2646 | PSD2646 | COVIDIEN | Ip23 |  | V1919655SX | MEMORIAL CITY - MOR |  |  |  |  | PSD2646 | PSD2646 | West | Memorial city -memorial herman hospital center | MEMORIAL CITY - MOR | Procedure room 2
YES | YES |  |  |  | 074-06332 | 074-06332 | COVIDIEN | Kangaroo 924 |  |  | WOODLANDS - PACU |  |  |  |  | 074-06332 | 074-06332 |  |  | WOODLANDS - PACU | Room 100 |  |  | 8/1/20 |  |  | Pump, Food, Enteral | PUMPFOODENTERAL-COVIDIEN-Kangaroo 924 | [12 empty] | PFE-A | [9 empty] | Pump, Food, Enteral | PUMPFOODENTERAL | Pump, Food, Enteral | COVIDIEN
YES | YES |  |  |  | FCZ 2624 | 099-01654 | COVIDIEN | Kangaroo ePump |  | N/A | [5 empty] | FCZ 2624 | 099-01654 | Katy | Memorial Hermann Northeast Hospital |  | 2 West | 4/1/19 | 4/1/20 |  |  |  | Pump, Food, Enteral | PUMPFOODENTERAL-Covidien-Kangaroo ePump | [12 empty] | PFE-A | [9 empty] | Pump, Food, Enteral | PUMPFOODENTERAL | Pump, Food, Enteral | Covidien
YES | YES |  |  |  | C13068459 | 099-01657 | COVIDIEN | Kangaroo ePump |  | C13068459 | [5 empty] | C13068459 | 099-01657 | Katy | Memorial Hermann Northeast Hospital |  | 2 South | 12/1/19 | 12/1/20 |  |  |  | Pump, Food, Enteral | PUMPFOODENTERAL-Covidien-Kangaroo ePump | [12 empty] | PFE-A | [9 empty] | Pump, Food, Enteral | PUMPFOODENTERAL | Pump, Food, Enteral | Covidien
NO | NO |  |  |  | FOD5012 |  | COVIDIEN | KANGAROO EPUMP |  | F1273262 | TMC - MHTMC - CENTRAL SUPPLY (OLD) | MHHS-TMC |  | Pump, Food, Enteral |  | FOD5012 |  | TMC |  | TMC - MHTMC - CENTRAL SUPPLY (OLD) | [5 empty] | PUMPS, ENTERAL FEEDING |  | PUMPFOODENTERAL-Covidien-Kangaroo ePump | PUMPFOODENTERAL | Kangaroo ePump |  |  |  | Covidien | Pump, Food, Enteral |  | PUMPFOODENTERAL-Covidien-Kangaroo ePump |  |  |  |  | Covered PM Repair - Biomedical | MHHS-TMC
NO | NO |  |  |  | FOD5066 |  | COVIDIEN | KANGAROO EPUMP |  | F1269790 | TMC - MHTMC - CENTRAL SUPPLY (OLD) | MHHS-TMC |  | Pump, Food, Enteral |  | FOD5066 |  | TMC |  | TMC - MHTMC - CENTRAL SUPPLY (OLD) | [5 empty] | PUMPS, ENTERAL FEEDING |  | PUMPFOODENTERAL-Covidien-Kangaroo ePump | PUMPFOODENTERAL | Kangaroo ePump |  |  |  | Covidien | Pump, Food, Enteral |  | PUMPFOODENTERAL-Covidien-Kangaroo ePump |  |  |  |  | Covered PM Repair - Biomedical | MHHS-TMC
NO | YES | Asset Tag FOD1297 |  |  | FOD1297 |  | COVIDIEN | KANGAROO JOEY |  | F1161489 | NE-Central Supply | MHHS-Northeast |  | Pump, Food, Enteral |  | FOD1297 |  | Katy | MHHS-Northeast | NE-Central Supply |  | 10/10/18 |  |  |  | PUMPS, ENTERAL FEEDING | Pump, Food, Enteral | PUMPFOODENTERAL-Covidien-Kangaroo Joey | PUMPFOODENTERAL | Kangaroo Joey |  |  |  | Covidien | Pump, Food, Enteral |  | PUMPFOODENTERAL-Covidien-Kangaroo Joey |  |  | Verified 3/29/2020 11:26:am (Central) | PFE-A | Covered PM Repair - Biomedical | MHHS-Northeast | [7 empty] | Pump, Food, Enteral | PUMPFOODENTERAL | Pump, Food, Enteral | Covidien
NO | YES |  |  |  | FOD5076 | 099-12261 | COVIDIEN | KANGAROO JOEY |  | F1050948 | TMC-HVI-CVIMU (8Hvi) | MHHS-TMC |  | Pump, Food, Enteral |  | FOD5076 | 099-12261 | TCM | MHHS-TMC | TMC-HVI-CVIMU (8Hvi) | Room 818 | 6/1/19 |  | 6/1/20 |  | PUMPS, ENTERAL FEEDING | Pump, Food, Enteral | PUMPFOODENTERAL-Covidien-Kangaroo Joey | PUMPFOODENTERAL | Kangaroo Joey |  |  |  | Covidien | Pump, Food, Enteral |  | PUMPFOODENTERAL-Covidien-Kangaroo Joey |  |  |  | PFE-A | Covered PM Repair - Biomedical | MHHS-TMC | [7 empty] | Pump, Food, Enteral | PUMPFOODENTERAL | Pump, Food, Enteral | Covidien
YES | YES |  |  |  | 099-14073 | 099-14073 | COVIDIEN | Kangaroo Joey |  | SMF0211-068 | SW |  |  |  |  | 099-14073 | 099-14073 | Southwest | Memorial Hermann Southwest Hospital | SW | Biomed Shop | [5 empty] | Pump, Food, Enteral | PUMPFOODENTERAL-Covidien-Kangaroo Joey | [12 empty] | PFE-A | [9 empty] | Pump, Food, Enteral | PUMPFOODENTERAL | Pump, Food, Enteral | Covidien
NO | YES | Asset Tag FOD1297 |  |  | FOD1297 | 099-11405 | COVIDIEN | Kangaroo Joey |  | F1161489 | General Medicine |  |  |  |  | FOD1297 | 099-11405 | TMC | Memorial Hermann- Texas Medical Center | General Medicine | C364 | 2/1/20 |  | 2/1/22 |  |  | Pump, Food, Enteral | PUMPFOODENTERAL-Covidien-Kangaroo Joey | [12 empty] | PFE-A | [9 empty] | Pump, Food, Enteral | PUMPFOODENTERAL | Pump, Food, Enteral | Covidien
YES | YES |  |  |  | 099-11601 | 099-11601 | Covidien | Kangaroo Joey |  | F1302-6748 | Neuroscience acute care |  |  |  |  | 099-11601 | 099-11601 | TMC | Memorial Hermann Texas | Neuroscience acute care | Rm J524 | [5 empty] | Pump, Food, Enteral | PUMPFOODENTERAL-Covidien-Kangaroo Joey | [12 empty] | PFE-A | [9 empty] | Pump, Food, Enteral | PUMPFOODENTERAL | Pump, Food, Enteral | Covidien
NO | YES |  |  |  | 099-06665 | FOD5071 | COVIDIEN | Kangaroo Joey |  | F1013660 | Memorial Hermann- SE |  |  |  |  | 099-06665 | FOD5071 |  | Memorial Hermann- SE | Memorial Hermann- SE | Biomed shop | 8/1/19 |  | 8/1/20 |  |  | Pump, Food, Enteral | PUMPFOODENTERAL-Covidien-Kangaroo Joey | [12 empty] | PFE-A | [9 empty] | Pump, Food, Enteral | PUMPFOODENTERAL | Pump, Food, Enteral | Covidien
NO | NO |  |  |  | F0912435 |  | COVIDIEN | KANGAROO JOEY |  | F0912435 | GH - CENTRAL SUPPLY | MHHS-Greater Heights |  | Pump, Food, Enteral |  | F0912435 |  | Central & Greater Heights |  | GH - CENTRAL SUPPLY | [5 empty] | PUMPS, ENTERAL FEEDING |  | PUMPFOODENTERAL-Covidien-Kangaroo Joey | PUMPFOODENTERAL | Kangaroo Joey |  |  |  | Covidien | Pump, Food, Enteral |  | PUMPFOODENTERAL-Covidien-Kangaroo Joey |  |  |  |  | Covered PM Repair - Radiology, Low End | MHHS-Greater Heights
NO | NO |  |  |  | F1003908 |  | COVIDIEN | KANGAROO JOEY |  | F1003908 | GH - CENTRAL SUPPLY | MHHS-Greater Heights |  | Pump, Food, Enteral |  | F1003908 |  | Central & Greater Heights |  | GH - CENTRAL SUPPLY | [5 empty] | PUMPS, ENTERAL FEEDING |  | PUMPFOODENTERAL-Covidien-Kangaroo Joey | PUMPFOODENTERAL | Kangaroo Joey |  |  |  | Covidien | Pump, Food, Enteral |  | PUMPFOODENTERAL-Covidien-Kangaroo Joey |  |  |  |  | Covered PM Repair - Radiology, Low End | MHHS-Greater Heights
NO | NO |  |  |  | F1162845 |  | COVIDIEN | KANGAROO JOEY |  | F1162845 | GH - CENTRAL SUPPLY | MHHS-Greater Heights |  | Pump, Food, Enteral |  | F1162845 |  | Central & Greater Heights |  | GH - CENTRAL SUPPLY | [5 empty] | PUMPS, ENTERAL FEEDING |  | PUMPFOODENTERAL-Covidien-Kangaroo Joey | PUMPFOODENTERAL | Kangaroo Joey |  |  |  | Covidien | Pump, Food, Enteral |  | PUMPFOODENTERAL-Covidien-Kangaroo Joey |  |  |  |  | Covered PM Repair - Radiology, Low End | MHHS-Greater Heights
NO | NO |  |  |  | F12002683 |  | COVIDIEN | KANGAROO JOEY |  | F12002683 | GH - CENTRAL SUPPLY | MHHS-Greater Heights |  | Pump, Food, Enteral |  | F12002683 |  | Central & Greater Heights |  | GH - CENTRAL SUPPLY | [5 empty] | PUMPS, ENTERAL FEEDING |  | PUMPFOODENTERAL-Covidien-Kangaroo Joey | PUMPFOODENTERAL | Kangaroo Joey |  |  |  | Covidien | Pump, Food, Enteral |  | PUMPFOODENTERAL-Covidien-Kangaroo Joey |  |  |  |  | Covered PM Repair - Radiology, Low End | MHHS-Greater Heights
NO | NO |  |  |  | F1254151 |  | COVIDIEN | KANGAROO JOEY |  | F1254151 | GH - CENTRAL SUPPLY | MHHS-Greater Heights |  | Pump, Food, Enteral |  | F1254151 |  | Central & Greater Heights |  | GH - CENTRAL SUPPLY | [5 empty] | PUMPS, ENTERAL FEEDING |  | PUMPFOODENTERAL-Covidien-Kangaroo Joey | PUMPFOODENTERAL | Kangaroo Joey |  |  |  | Covidien | Pump, Food, Enteral |  | PUMPFOODENTERAL-Covidien-Kangaroo Joey |  |  |  |  | Covered PM Repair - Radiology, Low End | MHHS-Greater Heights
NO | NO |  |  |  | F13021520 |  | COVIDIEN | KANGAROO JOEY |  | F13021520 | GH - CENTRAL SUPPLY | MHHS-Greater Heights |  | Pump, Food, Enteral |  | F13021520 |  | Central & Greater Heights |  | GH - CENTRAL SUPPLY | [5 empty] | PUMPS, ENTERAL FEEDING |  | PUMPFOODENTERAL-Covidien-Kangaroo Joey | PUMPFOODENTERAL | Kangaroo Joey |  |  |  | Covidien | Pump, Food, Enteral |  | PUMPFOODENTERAL-Covidien-Kangaroo Joey |  |  |  |  | Covered PM Repair - Radiology, Low End | MHHS-Greater Heights
NO | NO |  |  |  | F13034690 |  | COVIDIEN | KANGAROO JOEY |  | F13034690 | GH - CENTRAL SUPPLY | MHHS-Greater Heights |  | Pump, Food, Enteral |  | F13034690 |  | Central & Greater Heights |  | GH - CENTRAL SUPPLY | [5 empty] | PUMPS, ENTERAL FEEDING |  | PUMPFOODENTERAL-Covidien-Kangaroo Joey | PUMPFOODENTERAL | Kangaroo Joey |  |  |  | Covidien | Pump, Food, Enteral |  | PUMPFOODENTERAL-Covidien-Kangaroo Joey |  |  |  |  | Covered PM Repair - Radiology, Low End | MHHS-Greater Heights
NO | NO |  |  |  | F1351854 |  | COVIDIEN | KANGAROO JOEY |  | F1351854 | GH - CENTRAL SUPPLY | MHHS-Greater Heights |  | Pump, Food, Enteral |  | F1351854 |  | Central & Greater Heights |  | GH - CENTRAL SUPPLY | [5 empty] | PUMPS, ENTERAL FEEDING |  | PUMPFOODENTERAL-Covidien-Kangaroo Joey | PUMPFOODENTERAL | Kangaroo Joey |  |  |  | Covidien | Pump, Food, Enteral |  | PUMPFOODENTERAL-Covidien-Kangaroo Joey |  |  |  |  | Covered PM Repair - Radiology, Low End | MHHS-Greater Heights
NO | NO |  |  |  | F1354624 |  | COVIDIEN | KANGAROO JOEY |  | F1354624 | GH - CENTRAL SUPPLY | MHHS-Greater Heights |  | Pump, Food, Enteral |  | F1354624 |  | Central & Greater Heights |  | GH - CENTRAL SUPPLY | [5 empty] | PUMPS, ENTERAL FEEDING |  | PUMPFOODENTERAL-Covidien-Kangaroo Joey | PUMPFOODENTERAL | Kangaroo Joey |  |  |  | Covidien | Pump, Food, Enteral |  | PUMPFOODENTERAL-Covidien-Kangaroo Joey |  |  |  |  | Not Covered Vendor Only - Rad, Low End | MHHS-Greater Heights
NO | NO |  |  |  | F933794 |  | COVIDIEN | KANGAROO JOEY |  | F933794 | GH - CENTRAL SUPPLY | MHHS-Greater Heights |  | Pump, Food, Enteral |  | F933794 |  | Central & Greater Heights |  | GH - CENTRAL SUPPLY | [5 empty] | PUMPS, ENTERAL FEEDING |  | PUMPFOODENTERAL-Covidien-Kangaroo Joey | PUMPFOODENTERAL | Kangaroo Joey |  |  |  | Covidien | Pump, Food, Enteral |  | PUMPFOODENTERAL-Covidien-Kangaroo Joey |  |  |  |  | Covered PM Repair - Radiology, Low End | MHHS-Greater Heights
NO | NO | [5 empty] | COVIDIEN | KANGAROO JOEY |  | F1161679 | NE - CENTRAL SUPPLY | MHHS-Northeast |  | Pump, Food, Enteral |  |  |  | Katy |  | NE - CENTRAL SUPPLY | [5 empty] | PUMPS, ENTERAL FEEDING |  | PUMPFOODENTERAL-Covidien-Kangaroo Joey | PUMPFOODENTERAL | Kangaroo Joey |  |  |  | Covidien | Pump, Food, Enteral |  | PUMPFOODENTERAL-Covidien-Kangaroo Joey |  |  |  |  | Covered PM Repair - Biomedical | MHHS-Northeast
NO | NO | [5 empty] | COVIDIEN | KANGAROO JOEY |  | F1161728 | NE - CENTRAL SUPPLY | MHHS-Northeast |  | Pump, Food, Enteral |  |  |  | Katy |  | NE - CENTRAL SUPPLY | [5 empty] | PUMPS, ENTERAL FEEDING |  | PUMPFOODENTERAL-Covidien-Kangaroo Joey | PUMPFOODENTERAL | Kangaroo Joey |  |  |  | Covidien | Pump, Food, Enteral |  | PUMPFOODENTERAL-Covidien-Kangaroo Joey |  |  |  |  | Covered PM Repair - Biomedical | MHHS-Northeast
NO | NO |  |  |  | 142-06415 |  | COVIDIEN | KANGAROO JOEY |  | F1001337 | NE - CENTRAL SUPPLY | MHHS-Northeast |  | Pump, Food, Enteral |  | 142-06415 |  | Katy |  | NE - CENTRAL SUPPLY | [5 empty] | PUMPS, ENTERAL FEEDING |  | PUMPFOODENTERAL-Covidien-Kangaroo Joey | PUMPFOODENTERAL | Kangaroo Joey |  |  |  | Covidien | Pump, Food, Enteral |  | PUMPFOODENTERAL-Covidien-Kangaroo Joey |  |  |  |  | Covered PM Repair - Biomedical | MHHS-Northeast
NO | NO |  |  |  | F1161797 |  | COVIDIEN | KANGAROO JOEY |  | F1161797 | SE - CENTRAL SUPPLY | MHHS-Southeast |  | Pump, Food, Enteral |  | F1161797 |  | Southeast & Bay Area |  | SE - CENTRAL SUPPLY | [5 empty] | PUMPS, ENTERAL FEEDING |  | PUMPFOODENTERAL-Covidien-Kangaroo Joey | PUMPFOODENTERAL | Kangaroo Joey |  |  |  | Covidien | Pump, Food, Enteral |  | PUMPFOODENTERAL-Covidien-Kangaroo Joey |  |  |  |  | Covered PM Repair - Biomedical | MHHS-Southeast
NO | NO |  |  |  | F1270641 |  | COVIDIEN | KANGAROO JOEY |  | F1270641 | SE - CENTRAL SUPPLY | MHHS-Southeast |  | Pump, Food, Enteral |  | F1270641 |  | Southeast & Bay Area |  | SE - CENTRAL SUPPLY | [5 empty] | PUMPS, ENTERAL FEEDING |  | PUMPFOODENTERAL-Covidien-Kangaroo Joey | PUMPFOODENTERAL | Kangaroo Joey |  |  |  | Covidien | Pump, Food, Enteral |  | PUMPFOODENTERAL-Covidien-Kangaroo Joey |  |  |  |  | Covered PM Repair - Biomedical | MHHS-Southeast
NO | NO |  |  |  | F15075822 |  | COVIDIEN | KANGAROO JOEY |  | F15075822 | SE - CENTRAL SUPPLY | MHHS-Southeast |  | Pump, Food, Enteral |  | F15075822 |  | Southeast & Bay Area |  | SE - CENTRAL SUPPLY | [5 empty] | PUMPS, ENTERAL FEEDING |  | PUMPFOODENTERAL-Covidien-Kangaroo Joey | PUMPFOODENTERAL | Kangaroo Joey |  |  |  | Covidien | Pump, Food, Enteral |  | PUMPFOODENTERAL-Covidien-Kangaroo Joey |  |  |  |  | Covered PM Repair - Biomedical | MHHS-Southeast
NO | NO |  |  |  | F1901846 |  | COVIDIEN | KANGAROO JOEY |  | F1901846 | SE - CENTRAL SUPPLY | MHHS-Southeast |  | Pump, Food, Enteral |  | F1901846 |  | Southeast & Bay Area |  | SE - CENTRAL SUPPLY | [5 empty] | PUMPS, ENTERAL FEEDING |  | PUMPFOODENTERAL-Covidien-Kangaroo Joey | PUMPFOODENTERAL | Kangaroo Joey |  |  |  | Covidien | Pump, Food, Enteral |  | PUMPFOODENTERAL-Covidien-Kangaroo Joey |  |  |  |  | Covered PM Repair - Biomedical | MHHS-Southeast
NO | NO | [5 empty] | COVIDIEN | KANGAROO JOEY |  | F1163074 | SW - CENTRAL SUPPLY | MHHS-Southwest |  | Pump, Food, Enteral |  |  |  | Southwest |  | SW - CENTRAL SUPPLY | [5 empty] | PUMPS, ENTERAL FEEDING |  | PUMPFOODENTERAL-Covidien-Kangaroo Joey | PUMPFOODENTERAL | Kangaroo Joey |  |  |  | Covidien | Pump, Food, Enteral |  | PUMPFOODENTERAL-Covidien-Kangaroo Joey |  |  |  |  | Covered PM Repair - Radiology, Low End | MHHS-Southwest
NO | NO |  |  |  | F0913704 |  | COVIDIEN | KANGAROO JOEY |  | F0913704 | SW - CENTRAL SUPPLY | MHHS-Southwest |  | Pump, Food, Enteral |  | F0913704 |  | Southwest |  | SW - CENTRAL SUPPLY | [5 empty] | PUMPS, ENTERAL FEEDING |  | PUMPFOODENTERAL-Covidien-Kangaroo Joey | PUMPFOODENTERAL | Kangaroo Joey |  |  |  | Covidien | Pump, Food, Enteral |  | PUMPFOODENTERAL-Covidien-Kangaroo Joey |  |  |  |  | Covered PM Repair - Biomedical | MHHS-Southwest
NO | NO |  |  |  | F1161669 |  | COVIDIEN | KANGAROO JOEY |  | F1161669 | SW - CENTRAL SUPPLY | MHHS-Southwest |  | Pump, Food, Enteral |  | F1161669 |  | Southwest |  | SW - CENTRAL SUPPLY | [5 empty] | PUMPS, ENTERAL FEEDING |  | PUMPFOODENTERAL-Covidien-Kangaroo Joey | PUMPFOODENTERAL | Kangaroo Joey |  |  |  | Covidien | Pump, Food, Enteral |  | PUMPFOODENTERAL-Covidien-Kangaroo Joey |  |  |  |  | Covered PM Repair - Biomedical | MHHS-Southwest
NO | NO |  |  |  | F1163030 |  | COVIDIEN | KANGAROO JOEY |  | F1163030 | SW - CENTRAL SUPPLY | MHHS-Southwest |  | Pump, Food, Enteral |  | F1163030 |  | Southwest |  | SW - CENTRAL SUPPLY | [5 empty] | PUMPS, ENTERAL FEEDING |  | PUMPFOODENTERAL-Covidien-Kangaroo Joey | PUMPFOODENTERAL | Kangaroo Joey |  |  |  | Covidien | Pump, Food, Enteral |  | PUMPFOODENTERAL-Covidien-Kangaroo Joey |  |  |  |  | Covered PM Repair - Biomedical | MHHS-Southwest
NO | NO |  |  |  | FOD1007 |  | COVIDIEN | KANGAROO JOEY |  | F1162970 | SW - CENTRAL SUPPLY | MHHS-Southwest |  | Pump, Food, Enteral |  | FOD1007 |  | Southwest |  | SW - CENTRAL SUPPLY | [5 empty] | PUMPS, ENTERAL FEEDING |  | PUMPFOODENTERAL-Covidien-Kangaroo Joey | PUMPFOODENTERAL | Kangaroo Joey |  |  |  | Covidien | Pump, Food, Enteral |  | PUMPFOODENTERAL-Covidien-Kangaroo Joey |  |  |  |  | Covered PM Repair - Radiology, Low End | MHHS-Southwest
NO | NO |  |  |  | FOD1172 |  | COVIDIEN | KANGAROO JOEY |  | F1161548 | SW - CENTRAL SUPPLY | MHHS-Southwest |  | Pump, Food, Enteral |  | FOD1172 |  | Southwest |  | SW - CENTRAL SUPPLY | [5 empty] | PUMPS, ENTERAL FEEDING |  | PUMPFOODENTERAL-Covidien-Kangaroo Joey | PUMPFOODENTERAL | Kangaroo Joey |  |  |  | Covidien | Pump, Food, Enteral |  | PUMPFOODENTERAL-Covidien-Kangaroo Joey |  |  |  |  | Covered PM Repair - Biomedical | MHHS-Southwest
NO | NO |  |  |  | FOD2004 |  | COVIDIEN | KANGAROO JOEY |  | F1278374 | SW - CENTRAL SUPPLY | MHHS-Southwest |  | Pump, Food, Enteral |  | FOD2004 |  | Southwest |  | SW - CENTRAL SUPPLY | [5 empty] | PUMPS, ENTERAL FEEDING |  | PUMPFOODENTERAL-Covidien-Kangaroo Joey | PUMPFOODENTERAL | Kangaroo Joey |  |  |  | Covidien | Pump, Food, Enteral |  | PUMPFOODENTERAL-Covidien-Kangaroo Joey |  |  |  |  | Covered PM Repair - Biomedical | MHHS-Southwest
NO | NO |  |  |  | FOD2005 |  | COVIDIEN | KANGAROO JOEY |  | F1161605 | SW - CENTRAL SUPPLY | MHHS-Southwest |  | Pump, Food, Enteral |  | FOD2005 |  | Southwest |  | SW - CENTRAL SUPPLY | [5 empty] | PUMPS, ENTERAL FEEDING |  | PUMPFOODENTERAL-Covidien-Kangaroo Joey | PUMPFOODENTERAL | Kangaroo Joey |  |  |  | Covidien | Pump, Food, Enteral |  | PUMPFOODENTERAL-Covidien-Kangaroo Joey |  |  |  |  | Covered PM Repair - Biomedical | MHHS-Southwest
NO | NO |  |  |  | FOD5090 |  | COVIDIEN | KANGAROO JOEY |  | F1270659 | SW - CENTRAL SUPPLY | MHHS-Southwest |  | Pump, Food, Enteral |  | FOD5090 |  | Southwest |  | SW - CENTRAL SUPPLY | [5 empty] | PUMPS, ENTERAL FEEDING |  | PUMPFOODENTERAL-Covidien-Kangaroo Joey | PUMPFOODENTERAL | Kangaroo Joey |  |  |  | Covidien | Pump, Food, Enteral |  | PUMPFOODENTERAL-Covidien-Kangaroo Joey |  |  |  |  | Covered PM Repair - Biomedical | MHHS-Southwest
NO | NO |  |  |  | FOD5015 |  | COVIDIEN | KANGAROO JOEY |  | F0928888 | TMC - CHILDRENS - CSC (9HP) | MHHS-TMC |  | Pump, Food, Enteral |  | FOD5015 |  | TMC |  | TMC - CHILDRENS - CSC (9HP) | [5 empty] | PUMPS, ENTERAL FEEDING |  | PUMPFOODENTERAL-Covidien-Kangaroo Joey | PUMPFOODENTERAL | Kangaroo Joey |  |  |  | Covidien | Pump, Food, Enteral |  | PUMPFOODENTERAL-Covidien-Kangaroo Joey |  |  |  |  | Covered PM Repair - Biomedical | MHHS-TMC
NO | NO |  |  |  | FOD5027 |  | COVIDIEN | KANGAROO JOEY |  | F12008634 | TMC - CHILDRENS - CSC (9HP) | MHHS-TMC |  | Pump, Food, Enteral |  | FOD5027 |  | TMC |  | TMC - CHILDRENS - CSC (9HP) | [5 empty] | PUMPS, ENTERAL FEEDING |  | PUMPFOODENTERAL-Covidien-Kangaroo Joey | PUMPFOODENTERAL | Kangaroo Joey |  |  |  | Covidien | Pump, Food, Enteral |  | PUMPFOODENTERAL-Covidien-Kangaroo Joey |  |  |  |  | Covered PM Repair - Biomedical | MHHS-TMC
NO | NO |  |  |  | FOD5028 |  | COVIDIEN | KANGAROO JOEY |  | F0819625 | TMC - CHILDRENS - CSC (9HP) | MHHS-TMC |  | Pump, Food, Enteral |  | FOD5028 |  | TMC |  | TMC - CHILDRENS - CSC (9HP) | [5 empty] | PUMPS, ENTERAL FEEDING |  | PUMPFOODENTERAL-Covidien-Kangaroo Joey | PUMPFOODENTERAL | Kangaroo Joey |  |  |  | Covidien | Pump, Food, Enteral |  | PUMPFOODENTERAL-Covidien-Kangaroo Joey |  |  |  |  | Covered PM Repair - Biomedical | MHHS-TMC
NO | NO |  |  |  | FOD5079 |  | COVIDIEN | KANGAROO JOEY |  | F0824924 | TMC - CHILDRENS - CSC (9HP) | MHHS-TMC |  | Pump, Food, Enteral |  | FOD5079 |  | TMC |  | TMC - CHILDRENS - CSC (9HP) | [5 empty] | PUMPS, ENTERAL FEEDING |  | PUMPFOODENTERAL-Covidien-Kangaroo Joey | PUMPFOODENTERAL | Kangaroo Joey |  |  |  | Covidien | Pump, Food, Enteral |  | PUMPFOODENTERAL-Covidien-Kangaroo Joey |  |  |  |  | Covered PM Repair - Biomedical | MHHS-TMC
NO | NO |  |  |  | FOD1059 |  | COVIDIEN | KANGAROO JOEY |  | F1162927 | TMC - MHTMC - CENTRAL SUPPLY | MHHS-TMC |  | Pump, Food, Enteral |  | FOD1059 |  | TMC |  | TMC - MHTMC - CENTRAL SUPPLY | [5 empty] | PUMPS, ENTERAL FEEDING |  | PUMPFOODENTERAL-Covidien-Kangaroo Joey | PUMPFOODENTERAL | Kangaroo Joey |  |  |  | Covidien | Pump, Food, Enteral |  | PUMPFOODENTERAL-Covidien-Kangaroo Joey |  |  |  |  | Covered PM Repair - Biomedical | MHHS-TMC
NO | NO |  |  |  | FOD1200 |  | COVIDIEN | KANGAROO JOEY |  | F1162966 | TMC - MHTMC - CENTRAL SUPPLY | MHHS-TMC |  | Pump, Food, Enteral |  | FOD1200 |  | TMC |  | TMC - MHTMC - CENTRAL SUPPLY | [5 empty] | PUMPS, ENTERAL FEEDING |  | PUMPFOODENTERAL-Covidien-Kangaroo Joey | PUMPFOODENTERAL | Kangaroo Joey |  |  |  | Covidien | Pump, Food, Enteral |  | PUMPFOODENTERAL-Covidien-Kangaroo Joey |  |  |  |  | Covered PM Repair - Biomedical | MHHS-TMC
NO | NO |  |  |  | FOD1340 |  | COVIDIEN | KANGAROO JOEY |  | F1162378 | TMC - MHTMC - CENTRAL SUPPLY | MHHS-TMC |  | Pump, Food, Enteral |  | FOD1340 |  | TMC |  | TMC - MHTMC - CENTRAL SUPPLY | [5 empty] | PUMPS, ENTERAL FEEDING |  | PUMPFOODENTERAL-Covidien-Kangaroo Joey | PUMPFOODENTERAL | Kangaroo Joey |  |  |  | Covidien | Pump, Food, Enteral |  | PUMPFOODENTERAL-Covidien-Kangaroo Joey |  |  |  |  | Covered PM Repair - Biomedical | MHHS-TMC
NO | NO |  |  |  | FOD2001 |  | COVIDIEN | KANGAROO JOEY |  | F14050274 | TMC - MHTMC - CENTRAL SUPPLY | MHHS-TMC |  | Pump, Food, Enteral |  | FOD2001 |  | TMC |  | TMC - MHTMC - CENTRAL SUPPLY | [5 empty] | PUMPS, ENTERAL FEEDING |  | PUMPFOODENTERAL-Covidien-Kangaroo Joey | PUMPFOODENTERAL | Kangaroo Joey |  |  |  | Covidien | Pump, Food, Enteral |  | PUMPFOODENTERAL-Covidien-Kangaroo Joey |  |  |  |  | Covered PM Repair - Biomedical | MHHS-TMC
NO | NO |  |  |  | FOD5094 |  | COVIDIEN | KANGAROO JOEY |  | F15061375 | TMC - MHTMC - CENTRAL SUPPLY | MHHS-TMC |  | Pump, Food, Enteral |  | FOD5094 |  | TMC |  | TMC - MHTMC - CENTRAL SUPPLY | [5 empty] | PUMPS, ENTERAL FEEDING |  | PUMPFOODENTERAL-Covidien-Kangaroo Joey | PUMPFOODENTERAL | Kangaroo Joey |  |  |  | Covidien | Pump, Food, Enteral |  | PUMPFOODENTERAL-Covidien-Kangaroo Joey |  |  |  |  | Covered PM Repair - Biomedical | MHHS-TMC
NO | NO |  |  |  | FOD5095 |  | COVIDIEN | KANGAROO JOEY |  | F0933960 | TMC - MHTMC - CENTRAL SUPPLY | MHHS-TMC |  | Pump, Food, Enteral |  | FOD5095 |  | TMC |  | TMC - MHTMC - CENTRAL SUPPLY | [5 empty] | PUMPS, ENTERAL FEEDING |  | PUMPFOODENTERAL-Covidien-Kangaroo Joey | PUMPFOODENTERAL | Kangaroo Joey |  |  |  | Covidien | Pump, Food, Enteral |  | PUMPFOODENTERAL-Covidien-Kangaroo Joey |  |  |  |  | Covered PM Repair - Biomedical | MHHS-TMC
NO | NO |  |  |  | FOD5096 |  | COVIDIEN | KANGAROO JOEY |  | F13026748 | TMC - MHTMC - CENTRAL SUPPLY | MHHS-TMC |  | Pump, Food, Enteral |  | FOD5096 |  | TMC |  | TMC - MHTMC - CENTRAL SUPPLY | [5 empty] | PUMPS, ENTERAL FEEDING |  | PUMPFOODENTERAL-Covidien-Kangaroo Joey | PUMPFOODENTERAL | Kangaroo Joey |  |  |  | Covidien | Pump, Food, Enteral |  | PUMPFOODENTERAL-Covidien-Kangaroo Joey |  |  |  |  | Covered PM Repair - Biomedical | MHHS-TMC
NO | NO |  |  |  | F0936046 |  | COVIDIEN | KANGAROO JOEY |  | F0936046 | TMC - MHTMC - CENTRAL SUPPLY (OLD) | MHHS-TMC |  | Pump, Food, Enteral |  | F0936046 |  | TMC |  | TMC - MHTMC - CENTRAL SUPPLY (OLD) | [5 empty] | PUMPS, ENTERAL FEEDING |  | PUMPFOODENTERAL-Covidien-Kangaroo Joey | PUMPFOODENTERAL | Kangaroo Joey |  |  |  | Covidien | Pump, Food, Enteral |  | PUMPFOODENTERAL-Covidien-Kangaroo Joey |  |  |  |  | Covered PM Repair - Biomedical | MHHS-TMC
NO | NO |  |  |  | F1050392 |  | COVIDIEN | KANGAROO JOEY |  | F1050392 | TMC - MHTMC - CENTRAL SUPPLY (OLD) | MHHS-TMC |  | Pump, Food, Enteral |  | F1050392 |  | TMC |  | TMC - MHTMC - CENTRAL SUPPLY (OLD) | [5 empty] | PUMPS, ENTERAL FEEDING |  | PUMPFOODENTERAL-Covidien-Kangaroo Joey | PUMPFOODENTERAL | Kangaroo Joey |  |  |  | Covidien | Pump, Food, Enteral |  | PUMPFOODENTERAL-Covidien-Kangaroo Joey |  |  |  |  | Covered PM Repair - Biomedical | MHHS-TMC
NO | NO |  |  |  | F1161384 |  | COVIDIEN | KANGAROO JOEY |  | F1161384 | TMC - MHTMC - CENTRAL SUPPLY (OLD) | MHHS-TMC |  | Pump, Food, Enteral |  | F1161384 |  | TMC |  | TMC - MHTMC - CENTRAL SUPPLY (OLD) | [5 empty] | PUMPS, ENTERAL FEEDING |  | PUMPFOODENTERAL-Covidien-Kangaroo Joey | PUMPFOODENTERAL | Kangaroo Joey |  |  |  | Covidien | Pump, Food, Enteral |  | PUMPFOODENTERAL-Covidien-Kangaroo Joey |  |  |  |  | Covered PM Repair - Biomedical | MHHS-TMC
NO | NO |  |  |  | F1161403 |  | COVIDIEN | KANGAROO JOEY |  | F1161403 | TMC - MHTMC - CENTRAL SUPPLY (OLD) | MHHS-TMC |  | Pump, Food, Enteral |  | F1161403 |  | TMC |  | TMC - MHTMC - CENTRAL SUPPLY (OLD) | [5 empty] | PUMPS, ENTERAL FEEDING |  | PUMPFOODENTERAL-Covidien-Kangaroo Joey | PUMPFOODENTERAL | Kangaroo Joey |  |  |  | Covidien | Pump, Food, Enteral |  | PUMPFOODENTERAL-Covidien-Kangaroo Joey |  |  |  |  | Covered PM Repair - Biomedical | MHHS-TMC
NO | NO |  |  |  | F1161406 |  | COVIDIEN | KANGAROO JOEY |  | F1161406 | TMC - MHTMC - CENTRAL SUPPLY (OLD) | MHHS-TMC |  | Pump, Food, Enteral |  | F1161406 |  | TMC |  | TMC - MHTMC - CENTRAL SUPPLY (OLD) | [5 empty] | PUMPS, ENTERAL FEEDING |  | PUMPFOODENTERAL-Covidien-Kangaroo Joey | PUMPFOODENTERAL | Kangaroo Joey |  |  |  | Covidien | Pump, Food, Enteral |  | PUMPFOODENTERAL-Covidien-Kangaroo Joey |  |  |  |  | Covered PM Repair - Biomedical | MHHS-TMC
NO | NO |  |  |  | F1161484 |  | COVIDIEN | KANGAROO JOEY |  | F1161484 | TMC - MHTMC - CENTRAL SUPPLY (OLD) | MHHS-TMC |  | Pump, Food, Enteral |  | F1161484 |  | TMC |  | TMC - MHTMC - CENTRAL SUPPLY (OLD) | [5 empty] | PUMPS, ENTERAL FEEDING |  | PUMPFOODENTERAL-Covidien-Kangaroo Joey | PUMPFOODENTERAL | Kangaroo Joey |  |  |  | Covidien | Pump, Food, Enteral |  | PUMPFOODENTERAL-Covidien-Kangaroo Joey |  |  |  |  | Covered PM Repair - Biomedical | MHHS-TMC
NO | NO |  |  |  | F1161657 |  | COVIDIEN | KANGAROO JOEY |  | F1161657 | TMC - MHTMC - CENTRAL SUPPLY (OLD) | MHHS-TMC |  | Pump, Food, Enteral |  | F1161657 |  | TMC |  | TMC - MHTMC - CENTRAL SUPPLY (OLD) | [5 empty] | PUMPS, ENTERAL FEEDING |  | PUMPFOODENTERAL-Covidien-Kangaroo Joey | PUMPFOODENTERAL | Kangaroo Joey |  |  |  | Covidien | Pump, Food, Enteral |  | PUMPFOODENTERAL-Covidien-Kangaroo Joey |  |  |  |  | Covered PM Repair - Biomedical | MHHS-TMC
NO | NO |  |  |  | F1161658 |  | COVIDIEN | KANGAROO JOEY |  | F1161658 | TMC - MHTMC - CENTRAL SUPPLY (OLD) | MHHS-TMC |  | Pump, Food, Enteral |  | F1161658 |  | TMC |  | TMC - MHTMC - CENTRAL SUPPLY (OLD) | [5 empty] | PUMPS, ENTERAL FEEDING |  | PUMPFOODENTERAL-Covidien-Kangaroo Joey | PUMPFOODENTERAL | Kangaroo Joey |  |  |  | Covidien | Pump, Food, Enteral |  | PUMPFOODENTERAL-Covidien-Kangaroo Joey |  |  |  |  | Covered PM Repair - Biomedical | MHHS-TMC
NO | NO |  |  |  | F1161672 |  | COVIDIEN | KANGAROO JOEY |  | F1161672 | TMC - MHTMC - CENTRAL SUPPLY (OLD) | MHHS-TMC |  | Pump, Food, Enteral |  | F1161672 |  | TMC |  | TMC - MHTMC - CENTRAL SUPPLY (OLD) | [5 empty] | PUMPS, ENTERAL FEEDING |  | PUMPFOODENTERAL-Covidien-Kangaroo Joey | PUMPFOODENTERAL | Kangaroo Joey |  |  |  | Covidien | Pump, Food, Enteral |  | PUMPFOODENTERAL-Covidien-Kangaroo Joey |  |  |  |  | Covered PM Repair - Biomedical | MHHS-TMC
NO | NO |  |  |  | F1161673 |  | COVIDIEN | KANGAROO JOEY |  | F1161673 | TMC - MHTMC - CENTRAL SUPPLY (OLD) | MHHS-TMC |  | Pump, Food, Enteral |  | F1161673 |  | TMC |  | TMC - MHTMC - CENTRAL SUPPLY (OLD) | [5 empty] | PUMPS, ENTERAL FEEDING |  | PUMPFOODENTERAL-Covidien-Kangaroo Joey | PUMPFOODENTERAL | Kangaroo Joey |  |  |  | Covidien | Pump, Food, Enteral |  | PUMPFOODENTERAL-Covidien-Kangaroo Joey |  |  |  |  | Covered PM Repair - Biomedical | MHHS-TMC
NO | NO |  |  |  | F1161687 |  | COVIDIEN | KANGAROO JOEY |  | F1161687 | TMC - MHTMC - CENTRAL SUPPLY (OLD) | MHHS-TMC |  | Pump, Food, Enteral |  | F1161687 |  | TMC |  | TMC - MHTMC - CENTRAL SUPPLY (OLD) | [5 empty] | PUMPS, ENTERAL FEEDING |  | PUMPFOODENTERAL-Covidien-Kangaroo Joey | PUMPFOODENTERAL | Kangaroo Joey |  |  |  | Covidien | Pump, Food, Enteral |  | PUMPFOODENTERAL-Covidien-Kangaroo Joey |  |  |  |  | Covered PM Repair - Biomedical | MHHS-TMC
NO | NO |  |  |  | F1161708 |  | COVIDIEN | KANGAROO JOEY |  | F1161708 | TMC - MHTMC - CENTRAL SUPPLY (OLD) | MHHS-TMC |  | Pump, Food, Enteral |  | F1161708 |  | TMC |  | TMC - MHTMC - CENTRAL SUPPLY (OLD) | [5 empty] | PUMPS, ENTERAL FEEDING |  | PUMPFOODENTERAL-Covidien-Kangaroo Joey | PUMPFOODENTERAL | Kangaroo Joey |  |  |  | Covidien | Pump, Food, Enteral |  | PUMPFOODENTERAL-Covidien-Kangaroo Joey |  |  |  |  | Covered PM Repair - Biomedical | MHHS-TMC
NO | NO |  |  |  | F1161756 |  | COVIDIEN | KANGAROO JOEY |  | F1161756 | TMC - MHTMC - CENTRAL SUPPLY (OLD) | MHHS-TMC |  | Pump, Food, Enteral |  | F1161756 |  | TMC |  | TMC - MHTMC - CENTRAL SUPPLY (OLD) | [5 empty] | PUMPS, ENTERAL FEEDING |  | PUMPFOODENTERAL-Covidien-Kangaroo Joey | PUMPFOODENTERAL | Kangaroo Joey |  |  |  | Covidien | Pump, Food, Enteral |  | PUMPFOODENTERAL-Covidien-Kangaroo Joey |  |  |  |  | Covered PM Repair - Biomedical | MHHS-TMC
NO | NO |  |  |  | F1161763 |  | COVIDIEN | KANGAROO JOEY |  | F1161763 | TMC - MHTMC - CENTRAL SUPPLY (OLD) | MHHS-TMC |  | Pump, Food, Enteral |  | F1161763 |  | TMC |  | TMC - MHTMC - CENTRAL SUPPLY (OLD) | [5 empty] | PUMPS, ENTERAL FEEDING |  | PUMPFOODENTERAL-Covidien-Kangaroo Joey | PUMPFOODENTERAL | Kangaroo Joey |  |  |  | Covidien | Pump, Food, Enteral |  | PUMPFOODENTERAL-Covidien-Kangaroo Joey |  |  |  |  | Covered PM Repair - Biomedical | MHHS-TMC
NO | NO |  |  |  | F1162834 |  | COVIDIEN | KANGAROO JOEY |  | F1162834 | TMC - MHTMC - CENTRAL SUPPLY (OLD) | MHHS-TMC |  | Pump, Food, Enteral |  | F1162834 |  | TMC |  | TMC - MHTMC - CENTRAL SUPPLY (OLD) | [5 empty] | PUMPS, ENTERAL FEEDING |  | PUMPFOODENTERAL-Covidien-Kangaroo Joey | PUMPFOODENTERAL | Kangaroo Joey |  |  |  | Covidien | Pump, Food, Enteral |  | PUMPFOODENTERAL-Covidien-Kangaroo Joey |  |  |  |  | Covered PM Repair - Biomedical | MHHS-TMC
NO | NO |  |  |  | F1162854 |  | COVIDIEN | KANGAROO JOEY |  | F1162854 | TMC - MHTMC - CENTRAL SUPPLY (OLD) | MHHS-TMC |  | Pump, Food, Enteral |  | F1162854 |  | TMC |  | TMC - MHTMC - CENTRAL SUPPLY (OLD) | [5 empty] | PUMPS, ENTERAL FEEDING |  | PUMPFOODENTERAL-Covidien-Kangaroo Joey | PUMPFOODENTERAL | Kangaroo Joey |  |  |  | Covidien | Pump, Food, Enteral |  | PUMPFOODENTERAL-Covidien-Kangaroo Joey |  |  |  |  | Covered PM Repair - Biomedical | MHHS-TMC
NO | NO |  |  |  | F1162858 |  | COVIDIEN | KANGAROO JOEY |  | F1162858 | TMC - MHTMC - CENTRAL SUPPLY (OLD) | MHHS-TMC |  | Pump, Food, Enteral |  | F1162858 |  | TMC |  | TMC - MHTMC - CENTRAL SUPPLY (OLD) | [5 empty] | PUMPS, ENTERAL FEEDING |  | PUMPFOODENTERAL-Covidien-Kangaroo Joey | PUMPFOODENTERAL | Kangaroo Joey |  |  |  | Covidien | Pump, Food, Enteral |  | PUMPFOODENTERAL-Covidien-Kangaroo Joey |  |  |  |  | Covered PM Repair - Biomedical | MHHS-TMC
NO | NO |  |  |  | F1162865 |  | COVIDIEN | KANGAROO JOEY |  | F1162865 | TMC - MHTMC - CENTRAL SUPPLY (OLD) | MHHS-TMC |  | Pump, Food, Enteral |  | F1162865 |  | TMC |  | TMC - MHTMC - CENTRAL SUPPLY (OLD) | [5 empty] | PUMPS, ENTERAL FEEDING |  | PUMPFOODENTERAL-Covidien-Kangaroo Joey | PUMPFOODENTERAL | Kangaroo Joey |  |  |  | Covidien | Pump, Food, Enteral |  | PUMPFOODENTERAL-Covidien-Kangaroo Joey |  |  |  |  | Covered PM Repair - Biomedical | MHHS-TMC
NO | NO |  |  |  | F1162866 |  | COVIDIEN | KANGAROO JOEY |  | F1162866 | TMC - MHTMC - CENTRAL SUPPLY (OLD) | MHHS-TMC |  | Pump, Food, Enteral |  | F1162866 |  | TMC |  | TMC - MHTMC - CENTRAL SUPPLY (OLD) | [5 empty] | PUMPS, ENTERAL FEEDING |  | PUMPFOODENTERAL-Covidien-Kangaroo Joey | PUMPFOODENTERAL | Kangaroo Joey |  |  |  | Covidien | Pump, Food, Enteral |  | PUMPFOODENTERAL-Covidien-Kangaroo Joey |  |  |  |  | Covered PM Repair - Biomedical | MHHS-TMC
NO | NO |  |  |  | F1162871 |  | COVIDIEN | KANGAROO JOEY |  | F1162871 | TMC - MHTMC - CENTRAL SUPPLY (OLD) | MHHS-TMC |  | Pump, Food, Enteral |  | F1162871 |  | TMC |  | TMC - MHTMC - CENTRAL SUPPLY (OLD) | [5 empty] | PUMPS, ENTERAL FEEDING |  | PUMPFOODENTERAL-Covidien-Kangaroo Joey | PUMPFOODENTERAL | Kangaroo Joey |  |  |  | Covidien | Pump, Food, Enteral |  | PUMPFOODENTERAL-Covidien-Kangaroo Joey |  |  |  |  | Covered PM Repair - Biomedical | MHHS-TMC
NO | NO |  |  |  | F1162873 |  | COVIDIEN | KANGAROO JOEY |  | F1162873 | TMC - MHTMC - CENTRAL SUPPLY (OLD) | MHHS-TMC |  | Pump, Food, Enteral |  | F1162873 |  | TMC |  | TMC - MHTMC - CENTRAL SUPPLY (OLD) | [5 empty] | PUMPS, ENTERAL FEEDING |  | PUMPFOODENTERAL-Covidien-Kangaroo Joey | PUMPFOODENTERAL | Kangaroo Joey |  |  |  | Covidien | Pump, Food, Enteral |  | PUMPFOODENTERAL-Covidien-Kangaroo Joey |  |  |  |  | Covered PM Repair - Biomedical | MHHS-TMC
NO | NO |  |  |  | F1162875 |  | COVIDIEN | KANGAROO JOEY |  | F1162875 | TMC - MHTMC - CENTRAL SUPPLY (OLD) | MHHS-TMC |  | Pump, Food, Enteral |  | F1162875 |  | TMC |  | TMC - MHTMC - CENTRAL SUPPLY (OLD) | [5 empty] | PUMPS, ENTERAL FEEDING |  | PUMPFOODENTERAL-Covidien-Kangaroo Joey | PUMPFOODENTERAL | Kangaroo Joey |  |  |  | Covidien | Pump, Food, Enteral |  | PUMPFOODENTERAL-Covidien-Kangaroo Joey |  |  |  |  | Covered PM Repair - Biomedical | MHHS-TMC
NO | NO |  |  |  | F1162877 |  | COVIDIEN | KANGAROO JOEY |  | F1162877 | TMC - MHTMC - CENTRAL SUPPLY (OLD) | MHHS-TMC |  | Pump, Food, Enteral |  | F1162877 |  | TMC |  | TMC - MHTMC - CENTRAL SUPPLY (OLD) | [5 empty] | PUMPS, ENTERAL FEEDING |  | PUMPFOODENTERAL-Covidien-Kangaroo Joey | PUMPFOODENTERAL | Kangaroo Joey |  |  |  | Covidien | Pump, Food, Enteral |  | PUMPFOODENTERAL-Covidien-Kangaroo Joey |  |  |  |  | Covered PM Repair - Biomedical | MHHS-TMC
NO | NO |  |  |  | F1162878 |  | COVIDIEN | KANGAROO JOEY |  | F1162878 | TMC - MHTMC - CENTRAL SUPPLY (OLD) | MHHS-TMC |  | Pump, Food, Enteral |  | F1162878 |  | TMC |  | TMC - MHTMC - CENTRAL SUPPLY (OLD) | [5 empty] | PUMPS, ENTERAL FEEDING |  | PUMPFOODENTERAL-Covidien-Kangaroo Joey | PUMPFOODENTERAL | Kangaroo Joey |  |  |  | Covidien | Pump, Food, Enteral |  | PUMPFOODENTERAL-Covidien-Kangaroo Joey |  |  |  |  | Covered PM Repair - Biomedical | MHHS-TMC
NO | NO |  |  |  | F1162880 |  | COVIDIEN | KANGAROO JOEY |  | F1162880 | TMC - MHTMC - CENTRAL SUPPLY (OLD) | MHHS-TMC |  | Pump, Food, Enteral |  | F1162880 |  | TMC |  | TMC - MHTMC - CENTRAL SUPPLY (OLD) | [5 empty] | PUMPS, ENTERAL FEEDING |  | PUMPFOODENTERAL-Covidien-Kangaroo Joey | PUMPFOODENTERAL | Kangaroo Joey |  |  |  | Covidien | Pump, Food, Enteral |  | PUMPFOODENTERAL-Covidien-Kangaroo Joey |  |  |  |  | Covered PM Repair - Biomedical | MHHS-TMC
NO | NO |  |  |  | F1162881 |  | COVIDIEN | KANGAROO JOEY |  | F1162881 | TMC - MHTMC - CENTRAL SUPPLY (OLD) | MHHS-TMC |  | Pump, Food, Enteral |  | F1162881 |  | TMC |  | TMC - MHTMC - CENTRAL SUPPLY (OLD) | [5 empty] | PUMPS, ENTERAL FEEDING |  | PUMPFOODENTERAL-Covidien-Kangaroo Joey | PUMPFOODENTERAL | Kangaroo Joey |  |  |  | Covidien | Pump, Food, Enteral |  | PUMPFOODENTERAL-Covidien-Kangaroo Joey |  |  |  |  | Covered PM Repair - Biomedical | MHHS-TMC
NO | NO |  |  |  | F1162884 |  | COVIDIEN | KANGAROO JOEY |  | F1162884 | TMC - MHTMC - CENTRAL SUPPLY (OLD) | MHHS-TMC |  | Pump, Food, Enteral |  | F1162884 |  | TMC |  | TMC - MHTMC - CENTRAL SUPPLY (OLD) | [5 empty] | PUMPS, ENTERAL FEEDING |  | PUMPFOODENTERAL-Covidien-Kangaroo Joey | PUMPFOODENTERAL | Kangaroo Joey |  |  |  | Covidien | Pump, Food, Enteral |  | PUMPFOODENTERAL-Covidien-Kangaroo Joey |  |  |  |  | Covered PM Repair - Biomedical | MHHS-TMC
NO | NO |  |  |  | F1162885 |  | COVIDIEN | KANGAROO JOEY |  | F1162885 | TMC - MHTMC - CENTRAL SUPPLY (OLD) | MHHS-TMC |  | Pump, Food, Enteral |  | F1162885 |  | TMC |  | TMC - MHTMC - CENTRAL SUPPLY (OLD) | [5 empty] | PUMPS, ENTERAL FEEDING |  | PUMPFOODENTERAL-Covidien-Kangaroo Joey | PUMPFOODENTERAL | Kangaroo Joey |  |  |  | Covidien | Pump, Food, Enteral |  | PUMPFOODENTERAL-Covidien-Kangaroo Joey |  |  |  |  | Covered PM Repair - Biomedical | MHHS-TMC
NO | NO |  |  |  | F1162889 |  | COVIDIEN | KANGAROO JOEY |  | F1162889 | TMC - MHTMC - CENTRAL SUPPLY (OLD) | MHHS-TMC |  | Pump, Food, Enteral |  | F1162889 |  | TMC |  | TMC - MHTMC - CENTRAL SUPPLY (OLD) | [5 empty] | PUMPS, ENTERAL FEEDING |  | PUMPFOODENTERAL-Covidien-Kangaroo Joey | PUMPFOODENTERAL | Kangaroo Joey |  |  |  | Covidien | Pump, Food, Enteral |  | PUMPFOODENTERAL-Covidien-Kangaroo Joey |  |  |  |  | Covered PM Repair - Biomedical | MHHS-TMC
NO | NO |  |  |  | F1162892 |  | COVIDIEN | KANGAROO JOEY |  | F1162892 | TMC - MHTMC - CENTRAL SUPPLY (OLD) | MHHS-TMC |  | Pump, Food, Enteral |  | F1162892 |  | TMC |  | TMC - MHTMC - CENTRAL SUPPLY (OLD) | [5 empty] | PUMPS, ENTERAL FEEDING |  | PUMPFOODENTERAL-Covidien-Kangaroo Joey | PUMPFOODENTERAL | Kangaroo Joey |  |  |  | Covidien | Pump, Food, Enteral |  | PUMPFOODENTERAL-Covidien-Kangaroo Joey |  |  |  |  | Covered PM Repair - Biomedical | MHHS-TMC
NO | NO |  |  |  | F1162902 |  | COVIDIEN | KANGAROO JOEY |  | F1162902 | TMC - MHTMC - CENTRAL SUPPLY (OLD) | MHHS-TMC |  | Pump, Food, Enteral |  | F1162902 |  | TMC |  | TMC - MHTMC - CENTRAL SUPPLY (OLD) | [5 empty] | PUMPS, ENTERAL FEEDING |  | PUMPFOODENTERAL-Covidien-Kangaroo Joey | PUMPFOODENTERAL | Kangaroo Joey |  |  |  | Covidien | Pump, Food, Enteral |  | PUMPFOODENTERAL-Covidien-Kangaroo Joey |  |  |  |  | Covered PM Repair - Biomedical | MHHS-TMC
NO | NO |  |  |  | F1162903 |  | COVIDIEN | KANGAROO JOEY |  | F1162903 | TMC - MHTMC - CENTRAL SUPPLY (OLD) | MHHS-TMC |  | Pump, Food, Enteral |  | F1162903 |  | TMC |  | TMC - MHTMC - CENTRAL SUPPLY (OLD) | [5 empty] | PUMPS, ENTERAL FEEDING |  | PUMPFOODENTERAL-Covidien-Kangaroo Joey | PUMPFOODENTERAL | Kangaroo Joey |  |  |  | Covidien | Pump, Food, Enteral |  | PUMPFOODENTERAL-Covidien-Kangaroo Joey |  |  |  |  | Covered PM Repair - Biomedical | MHHS-TMC
NO | NO |  |  |  | F1162961 |  | COVIDIEN | KANGAROO JOEY |  | F1162961 | TMC - MHTMC - CENTRAL SUPPLY (OLD) | MHHS-TMC |  | Pump, Food, Enteral |  | F1162961 |  | TMC |  | TMC - MHTMC - CENTRAL SUPPLY (OLD) | [5 empty] | PUMPS, ENTERAL FEEDING |  | PUMPFOODENTERAL-Covidien-Kangaroo Joey | PUMPFOODENTERAL | Kangaroo Joey |  |  |  | Covidien | Pump, Food, Enteral |  | PUMPFOODENTERAL-Covidien-Kangaroo Joey |  |  |  |  | Covered PM Repair - Biomedical | MHHS-TMC
NO | NO |  |  |  | F1162968 |  | COVIDIEN | KANGAROO JOEY |  | F1162968 | TMC - MHTMC - CENTRAL SUPPLY (OLD) | MHHS-TMC |  | Pump, Food, Enteral |  | F1162968 |  | TMC |  | TMC - MHTMC - CENTRAL SUPPLY (OLD) | [5 empty] | PUMPS, ENTERAL FEEDING |  | PUMPFOODENTERAL-Covidien-Kangaroo Joey | PUMPFOODENTERAL | Kangaroo Joey |  |  |  | Covidien | Pump, Food, Enteral |  | PUMPFOODENTERAL-Covidien-Kangaroo Joey |  |  |  |  | Covered PM Repair - Biomedical | MHHS-TMC
NO | NO |  |  |  | F1162974 |  | COVIDIEN | KANGAROO JOEY |  | F1162974 | TMC - MHTMC - CENTRAL SUPPLY (OLD) | MHHS-TMC |  | Pump, Food, Enteral |  | F1162974 |  | TMC |  | TMC - MHTMC - CENTRAL SUPPLY (OLD) | [5 empty] | PUMPS, ENTERAL FEEDING |  | PUMPFOODENTERAL-Covidien-Kangaroo Joey | PUMPFOODENTERAL | Kangaroo Joey |  |  |  | Covidien | Pump, Food, Enteral |  | PUMPFOODENTERAL-Covidien-Kangaroo Joey |  |  |  |  | Covered PM Repair - Biomedical | MHHS-TMC
NO | NO |  |  |  | F1162984 |  | COVIDIEN | KANGAROO JOEY |  | F1162984 | TMC - MHTMC - CENTRAL SUPPLY (OLD) | MHHS-TMC |  | Pump, Food, Enteral |  | F1162984 |  | TMC |  | TMC - MHTMC - CENTRAL SUPPLY (OLD) | [5 empty] | PUMPS, ENTERAL FEEDING |  | PUMPFOODENTERAL-Covidien-Kangaroo Joey | PUMPFOODENTERAL | Kangaroo Joey |  |  |  | Covidien | Pump, Food, Enteral |  | PUMPFOODENTERAL-Covidien-Kangaroo Joey |  |  |  |  | Covered PM Repair - Biomedical | MHHS-TMC
NO | NO |  |  |  | F1162994 |  | COVIDIEN | KANGAROO JOEY |  | F1162994 | TMC - MHTMC - CENTRAL SUPPLY (OLD) | MHHS-TMC |  | Pump, Food, Enteral |  | F1162994 |  | TMC |  | TMC - MHTMC - CENTRAL SUPPLY (OLD) | [5 empty] | PUMPS, ENTERAL FEEDING |  | PUMPFOODENTERAL-Covidien-Kangaroo Joey | PUMPFOODENTERAL | Kangaroo Joey |  |  |  | Covidien | Pump, Food, Enteral |  | PUMPFOODENTERAL-Covidien-Kangaroo Joey |  |  |  |  | Covered PM Repair - Biomedical | MHHS-TMC
NO | NO |  |  |  | F1163001 |  | COVIDIEN | KANGAROO JOEY |  | F1163001 | TMC - MHTMC - CENTRAL SUPPLY (OLD) | MHHS-TMC |  | Pump, Food, Enteral |  | F1163001 |  | TMC |  | TMC - MHTMC - CENTRAL SUPPLY (OLD) | [5 empty] | PUMPS, ENTERAL FEEDING |  | PUMPFOODENTERAL-Covidien-Kangaroo Joey | PUMPFOODENTERAL | Kangaroo Joey |  |  |  | Covidien | Pump, Food, Enteral |  | PUMPFOODENTERAL-Covidien-Kangaroo Joey |  |  |  |  | Covered PM Repair - Biomedical | MHHS-TMC
NO | NO |  |  |  | F1163009 |  | COVIDIEN | KANGAROO JOEY |  | F1163009 | TMC - MHTMC - CENTRAL SUPPLY (OLD) | MHHS-TMC |  | Pump, Food, Enteral |  | F1163009 |  | TMC |  | TMC - MHTMC - CENTRAL SUPPLY (OLD) | [5 empty] | PUMPS, ENTERAL FEEDING |  | PUMPFOODENTERAL-Covidien-Kangaroo Joey | PUMPFOODENTERAL | Kangaroo Joey |  |  |  | Covidien | Pump, Food, Enteral |  | PUMPFOODENTERAL-Covidien-Kangaroo Joey |  |  |  |  | Covered PM Repair - Biomedical | MHHS-TMC
NO | NO |  |  |  | F1163016 |  | COVIDIEN | KANGAROO JOEY |  | F1163016 | TMC - MHTMC - CENTRAL SUPPLY (OLD) | MHHS-TMC |  | Pump, Food, Enteral |  | F1163016 |  | TMC |  | TMC - MHTMC - CENTRAL SUPPLY (OLD) | [5 empty] | PUMPS, ENTERAL FEEDING |  | PUMPFOODENTERAL-Covidien-Kangaroo Joey | PUMPFOODENTERAL | Kangaroo Joey |  |  |  | Covidien | Pump, Food, Enteral |  | PUMPFOODENTERAL-Covidien-Kangaroo Joey |  |  |  |  | Covered PM Repair - Biomedical | MHHS-TMC
NO | NO |  |  |  | F1163017 |  | COVIDIEN | KANGAROO JOEY |  | F1163017 | TMC - MHTMC - CENTRAL SUPPLY (OLD) | MHHS-TMC |  | Pump, Food, Enteral |  | F1163017 |  | TMC |  | TMC - MHTMC - CENTRAL SUPPLY (OLD) | [5 empty] | PUMPS, ENTERAL FEEDING |  | PUMPFOODENTERAL-Covidien-Kangaroo Joey | PUMPFOODENTERAL | Kangaroo Joey |  |  |  | Covidien | Pump, Food, Enteral |  | PUMPFOODENTERAL-Covidien-Kangaroo Joey |  |  |  |  | Covered PM Repair - Biomedical | MHHS-TMC
NO | NO |  |  |  | F1163019 |  | COVIDIEN | KANGAROO JOEY |  | F1163019 | TMC - MHTMC - CENTRAL SUPPLY (OLD) | MHHS-TMC |  | Pump, Food, Enteral |  | F1163019 |  | TMC |  | TMC - MHTMC - CENTRAL SUPPLY (OLD) | [5 empty] | PUMPS, ENTERAL FEEDING |  | PUMPFOODENTERAL-Covidien-Kangaroo Joey | PUMPFOODENTERAL | Kangaroo Joey |  |  |  | Covidien | Pump, Food, Enteral |  | PUMPFOODENTERAL-Covidien-Kangaroo Joey |  |  |  |  | Covered PM Repair - Biomedical | MHHS-TMC
NO | NO |  |  |  | F1163024 |  | COVIDIEN | KANGAROO JOEY |  | F1163024 | TMC - MHTMC - CENTRAL SUPPLY (OLD) | MHHS-TMC |  | Pump, Food, Enteral |  | F1163024 |  | TMC |  | TMC - MHTMC - CENTRAL SUPPLY (OLD) | [5 empty] | PUMPS, ENTERAL FEEDING |  | PUMPFOODENTERAL-Covidien-Kangaroo Joey | PUMPFOODENTERAL | Kangaroo Joey |  |  |  | Covidien | Pump, Food, Enteral |  | PUMPFOODENTERAL-Covidien-Kangaroo Joey |  |  |  |  | Covered PM Repair - Biomedical | MHHS-TMC
NO | NO |  |  |  | F1163025 |  | COVIDIEN | KANGAROO JOEY |  | F1163025 | TMC - MHTMC - CENTRAL SUPPLY (OLD) | MHHS-TMC |  | Pump, Food, Enteral |  | F1163025 |  | TMC |  | TMC - MHTMC - CENTRAL SUPPLY (OLD) | [5 empty] | PUMPS, ENTERAL FEEDING |  | PUMPFOODENTERAL-Covidien-Kangaroo Joey | PUMPFOODENTERAL | Kangaroo Joey |  |  |  | Covidien | Pump, Food, Enteral |  | PUMPFOODENTERAL-Covidien-Kangaroo Joey |  |  |  |  | Covered PM Repair - Biomedical | MHHS-TMC
NO | NO |  |  |  | F1163026 |  | COVIDIEN | KANGAROO JOEY |  | F1163026 | TMC - MHTMC - CENTRAL SUPPLY (OLD) | MHHS-TMC |  | Pump, Food, Enteral |  | F1163026 |  | TMC |  | TMC - MHTMC - CENTRAL SUPPLY (OLD) | [5 empty] | PUMPS, ENTERAL FEEDING |  | PUMPFOODENTERAL-Covidien-Kangaroo Joey | PUMPFOODENTERAL | Kangaroo Joey |  |  |  | Covidien | Pump, Food, Enteral |  | PUMPFOODENTERAL-Covidien-Kangaroo Joey |  |  |  |  | Covered PM Repair - Biomedical | MHHS-TMC
NO | NO |  |  |  | F1163029 |  | COVIDIEN | KANGAROO JOEY |  | F1163029 | TMC - MHTMC - CENTRAL SUPPLY (OLD) | MHHS-TMC |  | Pump, Food, Enteral |  | F1163029 |  | TMC |  | TMC - MHTMC - CENTRAL SUPPLY (OLD) | [5 empty] | PUMPS, ENTERAL FEEDING |  | PUMPFOODENTERAL-Covidien-Kangaroo Joey | PUMPFOODENTERAL | Kangaroo Joey |  |  |  | Covidien | Pump, Food, Enteral |  | PUMPFOODENTERAL-Covidien-Kangaroo Joey |  |  |  |  | Covered PM Repair - Biomedical | MHHS-TMC
NO | NO |  |  |  | F1163036 |  | COVIDIEN | KANGAROO JOEY |  | F1163036 | TMC - MHTMC - CENTRAL SUPPLY (OLD) | MHHS-TMC |  | Pump, Food, Enteral |  | F1163036 |  | TMC |  | TMC - MHTMC - CENTRAL SUPPLY (OLD) | [5 empty] | PUMPS, ENTERAL FEEDING |  | PUMPFOODENTERAL-Covidien-Kangaroo Joey | PUMPFOODENTERAL | Kangaroo Joey |  |  |  | Covidien | Pump, Food, Enteral |  | PUMPFOODENTERAL-Covidien-Kangaroo Joey |  |  |  |  | Covered PM Repair - Biomedical | MHHS-TMC
NO | NO |  |  |  | F1163042 |  | COVIDIEN | KANGAROO JOEY |  | F1163042 | TMC - MHTMC - CENTRAL SUPPLY (OLD) | MHHS-TMC |  | Pump, Food, Enteral |  | F1163042 |  | TMC |  | TMC - MHTMC - CENTRAL SUPPLY (OLD) | [5 empty] | PUMPS, ENTERAL FEEDING |  | PUMPFOODENTERAL-Covidien-Kangaroo Joey | PUMPFOODENTERAL | Kangaroo Joey |  |  |  | Covidien | Pump, Food, Enteral |  | PUMPFOODENTERAL-Covidien-Kangaroo Joey |  |  |  |  | Covered PM Repair - Biomedical | MHHS-TMC
NO | NO |  |  |  | F1163058 |  | COVIDIEN | KANGAROO JOEY |  | F1163058 | TMC - MHTMC - CENTRAL SUPPLY (OLD) | MHHS-TMC |  | Pump, Food, Enteral |  | F1163058 |  | TMC |  | TMC - MHTMC - CENTRAL SUPPLY (OLD) | [5 empty] | PUMPS, ENTERAL FEEDING |  | PUMPFOODENTERAL-Covidien-Kangaroo Joey | PUMPFOODENTERAL | Kangaroo Joey |  |  |  | Covidien | Pump, Food, Enteral |  | PUMPFOODENTERAL-Covidien-Kangaroo Joey |  |  |  |  | Covered PM Repair - Biomedical | MHHS-TMC
NO | NO |  |  |  | F1163060 |  | COVIDIEN | KANGAROO JOEY |  | F1163060 | TMC - MHTMC - CENTRAL SUPPLY (OLD) | MHHS-TMC |  | Pump, Food, Enteral |  | F1163060 |  | TMC |  | TMC - MHTMC - CENTRAL SUPPLY (OLD) | [5 empty] | PUMPS, ENTERAL FEEDING |  | PUMPFOODENTERAL-Covidien-Kangaroo Joey | PUMPFOODENTERAL | Kangaroo Joey |  |  |  | Covidien | Pump, Food, Enteral |  | PUMPFOODENTERAL-Covidien-Kangaroo Joey |  |  |  |  | Covered PM Repair - Biomedical | MHHS-TMC
NO | NO |  |  |  | F1163061 |  | COVIDIEN | KANGAROO JOEY |  | F1163061 | TMC - MHTMC - CENTRAL SUPPLY (OLD) | MHHS-TMC |  | Pump, Food, Enteral |  | F1163061 |  | TMC |  | TMC - MHTMC - CENTRAL SUPPLY (OLD) | [5 empty] | PUMPS, ENTERAL FEEDING |  | PUMPFOODENTERAL-Covidien-Kangaroo Joey | PUMPFOODENTERAL | Kangaroo Joey |  |  |  | Covidien | Pump, Food, Enteral |  | PUMPFOODENTERAL-Covidien-Kangaroo Joey |  |  |  |  | Covered PM Repair - Biomedical | MHHS-TMC
NO | NO |  |  |  | F1163063 |  | COVIDIEN | KANGAROO JOEY |  | F1163063 | TMC - MHTMC - CENTRAL SUPPLY (OLD) | MHHS-TMC |  | Pump, Food, Enteral |  | F1163063 |  | TMC |  | TMC - MHTMC - CENTRAL SUPPLY (OLD) | [5 empty] | PUMPS, ENTERAL FEEDING |  | PUMPFOODENTERAL-Covidien-Kangaroo Joey | PUMPFOODENTERAL | Kangaroo Joey |  |  |  | Covidien | Pump, Food, Enteral |  | PUMPFOODENTERAL-Covidien-Kangaroo Joey |  |  |  |  | Covered PM Repair - Biomedical | MHHS-TMC
NO | NO |  |  |  | F12005827 |  | COVIDIEN | KANGAROO JOEY |  | F12005827 | TMC - MHTMC - CENTRAL SUPPLY (OLD) | MHHS-TMC |  | Pump, Food, Enteral |  | F12005827 |  | TMC |  | TMC - MHTMC - CENTRAL SUPPLY (OLD) | [5 empty] | PUMPS, ENTERAL FEEDING |  | PUMPFOODENTERAL-Covidien-Kangaroo Joey | PUMPFOODENTERAL | Kangaroo Joey |  |  |  | Covidien | Pump, Food, Enteral |  | PUMPFOODENTERAL-Covidien-Kangaroo Joey |  |  |  |  | Covered PM Repair - Biomedical | MHHS-TMC
NO | NO |  |  |  | F12006175 |  | COVIDIEN | KANGAROO JOEY |  | F12006175 | TMC - MHTMC - CENTRAL SUPPLY (OLD) | MHHS-TMC |  | Pump, Food, Enteral |  | F12006175 |  | TMC |  | TMC - MHTMC - CENTRAL SUPPLY (OLD) | [5 empty] | PUMPS, ENTERAL FEEDING |  | PUMPFOODENTERAL-Covidien-Kangaroo Joey | PUMPFOODENTERAL | Kangaroo Joey |  |  |  | Covidien | Pump, Food, Enteral |  | PUMPFOODENTERAL-Covidien-Kangaroo Joey |  |  |  |  | Covered PM Repair - Biomedical | MHHS-TMC
NO | NO |  |  |  | F1255468 |  | COVIDIEN | KANGAROO JOEY |  | F1255468 | TMC - MHTMC - CENTRAL SUPPLY (OLD) | MHHS-TMC |  | Pump, Food, Enteral |  | F1255468 |  | TMC |  | TMC - MHTMC - CENTRAL SUPPLY (OLD) | [5 empty] | PUMPS, ENTERAL FEEDING |  | PUMPFOODENTERAL-Covidien-Kangaroo Joey | PUMPFOODENTERAL | Kangaroo Joey |  |  |  | Covidien | Pump, Food, Enteral |  | PUMPFOODENTERAL-Covidien-Kangaroo Joey |  |  |  |  | Covered PM Repair - Biomedical | MHHS-TMC
NO | NO |  |  |  | F1256805 |  | COVIDIEN | KANGAROO JOEY |  | F1256805 | TMC - MHTMC - CENTRAL SUPPLY (OLD) | MHHS-TMC |  | Pump, Food, Enteral |  | F1256805 |  | TMC |  | TMC - MHTMC - CENTRAL SUPPLY (OLD) | [5 empty] | PUMPS, ENTERAL FEEDING |  | PUMPFOODENTERAL-Covidien-Kangaroo Joey | PUMPFOODENTERAL | Kangaroo Joey |  |  |  | Covidien | Pump, Food, Enteral |  | PUMPFOODENTERAL-Covidien-Kangaroo Joey |  |  |  |  | Covered PM Repair - Biomedical | MHHS-TMC
NO | NO |  |  |  | F1258117 |  | COVIDIEN | KANGAROO JOEY |  | F1258117 | TMC - MHTMC - CENTRAL SUPPLY (OLD) | MHHS-TMC |  | Pump, Food, Enteral |  | F1258117 |  | TMC |  | TMC - MHTMC - CENTRAL SUPPLY (OLD) | [5 empty] | PUMPS, ENTERAL FEEDING |  | PUMPFOODENTERAL-Covidien-Kangaroo Joey | PUMPFOODENTERAL | Kangaroo Joey |  |  |  | Covidien | Pump, Food, Enteral |  | PUMPFOODENTERAL-Covidien-Kangaroo Joey |  |  |  |  | Covered PM Repair - Biomedical | MHHS-TMC
NO | NO |  |  |  | F1268556 |  | COVIDIEN | KANGAROO JOEY |  | F1268556 | TMC - MHTMC - CENTRAL SUPPLY (OLD) | MHHS-TMC |  | Pump, Food, Enteral |  | F1268556 |  | TMC |  | TMC - MHTMC - CENTRAL SUPPLY (OLD) | [5 empty] | PUMPS, ENTERAL FEEDING |  | PUMPFOODENTERAL-Covidien-Kangaroo Joey | PUMPFOODENTERAL | Kangaroo Joey |  |  |  | Covidien | Pump, Food, Enteral |  | PUMPFOODENTERAL-Covidien-Kangaroo Joey |  |  |  |  | Covered PM Repair - Biomedical | MHHS-TMC
NO | NO |  |  |  | F1275666 |  | COVIDIEN | KANGAROO JOEY |  | F1275666 | TMC - MHTMC - CENTRAL SUPPLY (OLD) | MHHS-TMC |  | Pump, Food, Enteral |  | F1275666 |  | TMC |  | TMC - MHTMC - CENTRAL SUPPLY (OLD) | [5 empty] | PUMPS, ENTERAL FEEDING |  | PUMPFOODENTERAL-Covidien-Kangaroo Joey | PUMPFOODENTERAL | Kangaroo Joey |  |  |  | Covidien | Pump, Food, Enteral |  | PUMPFOODENTERAL-Covidien-Kangaroo Joey |  |  |  |  | Covered PM Repair - Biomedical | MHHS-TMC
NO | NO |  |  |  | F1275670 |  | COVIDIEN | KANGAROO JOEY |  | F1275670 | TMC - MHTMC - CENTRAL SUPPLY (OLD) | MHHS-TMC |  | Pump, Food, Enteral |  | F1275670 |  | TMC |  | TMC - MHTMC - CENTRAL SUPPLY (OLD) | [5 empty] | PUMPS, ENTERAL FEEDING |  | PUMPFOODENTERAL-Covidien-Kangaroo Joey | PUMPFOODENTERAL | Kangaroo Joey |  |  |  | Covidien | Pump, Food, Enteral |  | PUMPFOODENTERAL-Covidien-Kangaroo Joey |  |  |  |  | Covered PM Repair - Biomedical | MHHS-TMC
NO | NO |  |  |  | F13018353 |  | COVIDIEN | KANGAROO JOEY |  | F13018353 | TMC - MHTMC - CENTRAL SUPPLY (OLD) | MHHS-TMC |  | Pump, Food, Enteral |  | F13018353 |  | TMC |  | TMC - MHTMC - CENTRAL SUPPLY (OLD) | [5 empty] | PUMPS, ENTERAL FEEDING |  | PUMPFOODENTERAL-Covidien-Kangaroo Joey | PUMPFOODENTERAL | Kangaroo Joey |  |  |  | Covidien | Pump, Food, Enteral |  | PUMPFOODENTERAL-Covidien-Kangaroo Joey |  |  |  |  | Covered PM Repair - Biomedical | MHHS-TMC
NO | NO |  |  |  | F13018881 |  | COVIDIEN | KANGAROO JOEY |  | F13018881 | TMC - MHTMC - CENTRAL SUPPLY (OLD) | MHHS-TMC |  | Pump, Food, Enteral |  | F13018881 |  | TMC |  | TMC - MHTMC - CENTRAL SUPPLY (OLD) | [5 empty] | PUMPS, ENTERAL FEEDING |  | PUMPFOODENTERAL-Covidien-Kangaroo Joey | PUMPFOODENTERAL | Kangaroo Joey |  |  |  | Covidien | Pump, Food, Enteral |  | PUMPFOODENTERAL-Covidien-Kangaroo Joey |  |  |  |  | Covered PM Repair Labor Only - Biomedica | MHHS-TMC
NO | NO |  |  |  | F13021301 |  | COVIDIEN | KANGAROO JOEY |  | F13021301 | TMC - MHTMC - CENTRAL SUPPLY (OLD) | MHHS-TMC |  | Pump, Food, Enteral |  | F13021301 |  | TMC |  | TMC - MHTMC - CENTRAL SUPPLY (OLD) | [5 empty] | PUMPS, ENTERAL FEEDING |  | PUMPFOODENTERAL-Covidien-Kangaroo Joey | PUMPFOODENTERAL | Kangaroo Joey |  |  |  | Covidien | Pump, Food, Enteral |  | PUMPFOODENTERAL-Covidien-Kangaroo Joey |  |  |  |  | Covered PM Repair Labor Only - Biomedica | MHHS-TMC
NO | NO |  |  |  | F13021304 |  | COVIDIEN | KANGAROO JOEY |  | F13021304 | TMC - MHTMC - CENTRAL SUPPLY (OLD) | MHHS-TMC |  | Pump, Food, Enteral |  | F13021304 |  | TMC |  | TMC - MHTMC - CENTRAL SUPPLY (OLD) | [5 empty] | PUMPS, ENTERAL FEEDING |  | PUMPFOODENTERAL-Covidien-Kangaroo Joey | PUMPFOODENTERAL | Kangaroo Joey |  |  |  | Covidien | Pump, Food, Enteral |  | PUMPFOODENTERAL-Covidien-Kangaroo Joey |  |  |  |  | Covered PM Repair Labor Only - Biomedica | MHHS-TMC
NO | NO |  |  |  | F13021315 |  | COVIDIEN | KANGAROO JOEY |  | F13021315 | TMC - MHTMC - CENTRAL SUPPLY (OLD) | MHHS-TMC |  | Pump, Food, Enteral |  | F13021315 |  | TMC |  | TMC - MHTMC - CENTRAL SUPPLY (OLD) | [5 empty] | PUMPS, ENTERAL FEEDING |  | PUMPFOODENTERAL-Covidien-Kangaroo Joey | PUMPFOODENTERAL | Kangaroo Joey |  |  |  | Covidien | Pump, Food, Enteral |  | PUMPFOODENTERAL-Covidien-Kangaroo Joey |  |  |  |  | Covered PM Repair Labor Only - Biomedica | MHHS-TMC
NO | NO |  |  |  | F13021343 |  | COVIDIEN | KANGAROO JOEY |  | F13021343 | TMC - MHTMC - CENTRAL SUPPLY (OLD) | MHHS-TMC |  | Pump, Food, Enteral |  | F13021343 |  | TMC |  | TMC - MHTMC - CENTRAL SUPPLY (OLD) | [5 empty] | PUMPS, ENTERAL FEEDING |  | PUMPFOODENTERAL-Covidien-Kangaroo Joey | PUMPFOODENTERAL | Kangaroo Joey |  |  |  | Covidien | Pump, Food, Enteral |  | PUMPFOODENTERAL-Covidien-Kangaroo Joey |  |  |  |  | Covered PM Repair Labor Only - Biomedica | MHHS-TMC
NO | NO |  |  |  | F13021357 |  | COVIDIEN | KANGAROO JOEY |  | F13021357 | TMC - MHTMC - CENTRAL SUPPLY (OLD) | MHHS-TMC |  | Pump, Food, Enteral |  | F13021357 |  | TMC |  | TMC - MHTMC - CENTRAL SUPPLY (OLD) | [5 empty] | PUMPS, ENTERAL FEEDING |  | PUMPFOODENTERAL-Covidien-Kangaroo Joey | PUMPFOODENTERAL | Kangaroo Joey |  |  |  | Covidien | Pump, Food, Enteral |  | PUMPFOODENTERAL-Covidien-Kangaroo Joey |  |  |  |  | Covered PM Repair Labor Only - Biomedica | MHHS-TMC
NO | NO |  |  |  | FOD1015 |  | COVIDIEN | KANGAROO JOEY |  | F1000381 | TMC - MHTMC - CENTRAL SUPPLY (OLD) | MHHS-TMC |  | Pump, Food, Enteral |  | FOD1015 |  | TMC |  | TMC - MHTMC - CENTRAL SUPPLY (OLD) | [5 empty] | PUMPS, ENTERAL FEEDING |  | PUMPFOODENTERAL-Covidien-Kangaroo Joey | PUMPFOODENTERAL | Kangaroo Joey |  |  |  | Covidien | Pump, Food, Enteral |  | PUMPFOODENTERAL-Covidien-Kangaroo Joey |  |  |  |  | Covered PM Repair Labor Only - Biomedica | MHHS-TMC
NO | NO |  |  |  | FOD1075 |  | COVIDIEN | KANGAROO JOEY |  | F1162868 | TMC - MHTMC - CENTRAL SUPPLY (OLD) | MHHS-TMC |  | Pump, Food, Enteral |  | FOD1075 |  | TMC |  | TMC - MHTMC - CENTRAL SUPPLY (OLD) | [5 empty] | PUMPS, ENTERAL FEEDING |  | PUMPFOODENTERAL-Covidien-Kangaroo Joey | PUMPFOODENTERAL | Kangaroo Joey |  |  |  | Covidien | Pump, Food, Enteral |  | PUMPFOODENTERAL-Covidien-Kangaroo Joey |  |  |  |  | Covered PM Repair Labor Only - Biomedica | MHHS-TMC
NO | NO |  |  |  | FOD1089 |  | COVIDIEN | KANGAROO JOEY |  | F1162872 | TMC - MHTMC - CENTRAL SUPPLY (OLD) | MHHS-TMC |  | Pump, Food, Enteral |  | FOD1089 |  | TMC |  | TMC - MHTMC - CENTRAL SUPPLY (OLD) | [5 empty] | PUMPS, ENTERAL FEEDING |  | PUMPFOODENTERAL-Covidien-Kangaroo Joey | PUMPFOODENTERAL | Kangaroo Joey |  |  |  | Covidien | Pump, Food, Enteral |  | PUMPFOODENTERAL-Covidien-Kangaroo Joey |  |  |  |  | Covered PM Repair Labor Only - Biomedica | MHHS-TMC
NO | NO |  |  |  | FOD1187 |  | COVIDIEN | KANGAROO JOEY |  | F1268237 | TMC - MHTMC - CENTRAL SUPPLY (OLD) | MHHS-TMC |  | Pump, Food, Enteral |  | FOD1187 |  | TMC |  | TMC - MHTMC - CENTRAL SUPPLY (OLD) | [5 empty] | PUMPS, ENTERAL FEEDING |  | PUMPFOODENTERAL-Covidien-Kangaroo Joey | PUMPFOODENTERAL | Kangaroo Joey |  |  |  | Covidien | Pump, Food, Enteral |  | PUMPFOODENTERAL-Covidien-Kangaroo Joey |  |  |  |  | Covered PM Repair Labor Only - Biomedica | MHHS-TMC
NO | NO |  |  |  | FOD1188 |  | COVIDIEN | KANGAROO JOEY |  | F1160698 | TMC - MHTMC - CENTRAL SUPPLY (OLD) | MHHS-TMC |  | Pump, Food, Enteral |  | FOD1188 |  | TMC |  | TMC - MHTMC - CENTRAL SUPPLY (OLD) | [5 empty] | PUMPS, ENTERAL FEEDING |  | PUMPFOODENTERAL-Covidien-Kangaroo Joey | PUMPFOODENTERAL | Kangaroo Joey |  |  |  | Covidien | Pump, Food, Enteral |  | PUMPFOODENTERAL-Covidien-Kangaroo Joey |  |  |  |  | Covered PM Repair Labor Only - Biomedica | MHHS-TMC
NO | NO |  |  |  | FOD1365 |  | COVIDIEN | KANGAROO JOEY |  | F1161385 | TMC - MHTMC - CENTRAL SUPPLY (OLD) | MHHS-TMC |  | Pump, Food, Enteral |  | FOD1365 |  | TMC |  | TMC - MHTMC - CENTRAL SUPPLY (OLD) | [5 empty] | PUMPS, ENTERAL FEEDING |  | PUMPFOODENTERAL-Covidien-Kangaroo Joey | PUMPFOODENTERAL | Kangaroo Joey |  |  |  | Covidien | Pump, Food, Enteral |  | PUMPFOODENTERAL-Covidien-Kangaroo Joey |  |  |  |  | Covered PM Repair Labor Only - Biomedica | MHHS-TMC
NO | NO |  |  |  | FOD1374 |  | COVIDIEN | KANGAROO JOEY |  | F1161438 | TMC - MHTMC - CENTRAL SUPPLY (OLD) | MHHS-TMC |  | Pump, Food, Enteral |  | FOD1374 |  | TMC |  | TMC - MHTMC - CENTRAL SUPPLY (OLD) | [5 empty] | PUMPS, ENTERAL FEEDING |  | PUMPFOODENTERAL-Covidien-Kangaroo Joey | PUMPFOODENTERAL | Kangaroo Joey |  |  |  | Covidien | Pump, Food, Enteral |  | PUMPFOODENTERAL-Covidien-Kangaroo Joey |  |  |  |  | Covered PM Repair Labor Only - Biomedica | MHHS-TMC
NO | NO |  |  |  | FOD1418 |  | COVIDIEN | KANGAROO JOEY |  | F1161701 | TMC - MHTMC - CENTRAL SUPPLY (OLD) | MHHS-TMC |  | Pump, Food, Enteral |  | FOD1418 |  | TMC |  | TMC - MHTMC - CENTRAL SUPPLY (OLD) | [5 empty] | PUMPS, ENTERAL FEEDING |  | PUMPFOODENTERAL-Covidien-Kangaroo Joey | PUMPFOODENTERAL | Kangaroo Joey |  |  |  | Covidien | Pump, Food, Enteral |  | PUMPFOODENTERAL-Covidien-Kangaroo Joey |  |  |  |  | Covered PM Repair Labor Only - Biomedica | MHHS-TMC
NO | NO |  |  |  | FOD1469 |  | COVIDIEN | KANGAROO JOEY |  | F13017439 | TMC - MHTMC - CENTRAL SUPPLY (OLD) | MHHS-TMC |  | Pump, Food, Enteral |  | FOD1469 |  | TMC |  | TMC - MHTMC - CENTRAL SUPPLY (OLD) | [5 empty] | PUMPS, ENTERAL FEEDING |  | PUMPFOODENTERAL-Covidien-Kangaroo Joey | PUMPFOODENTERAL | Kangaroo Joey |  |  |  | Covidien | Pump, Food, Enteral |  | PUMPFOODENTERAL-Covidien-Kangaroo Joey |  |  |  |  | Covered PM Repair Labor Only - Biomedica | MHHS-TMC
NO | NO |  |  |  | FOD1484 |  | COVIDIEN | KANGAROO JOEY |  | F13017946 | TMC - MHTMC - CENTRAL SUPPLY (OLD) | MHHS-TMC |  | Pump, Food, Enteral |  | FOD1484 |  | TMC |  | TMC - MHTMC - CENTRAL SUPPLY (OLD) | [5 empty] | PUMPS, ENTERAL FEEDING |  | PUMPFOODENTERAL-Covidien-Kangaroo Joey | PUMPFOODENTERAL | Kangaroo Joey |  |  |  | Covidien | Pump, Food, Enteral |  | PUMPFOODENTERAL-Covidien-Kangaroo Joey |  |  |  |  | Covered PM Repair Labor Only - Biomedica | MHHS-TMC
NO | NO |  |  |  | FOD1488 |  | COVIDIEN | KANGAROO JOEY |  | F13021300 | TMC - MHTMC - CENTRAL SUPPLY (OLD) | MHHS-TMC |  | Pump, Food, Enteral |  | FOD1488 |  | TMC |  | TMC - MHTMC - CENTRAL SUPPLY (OLD) | [5 empty] | PUMPS, ENTERAL FEEDING |  | PUMPFOODENTERAL-Covidien-Kangaroo Joey | PUMPFOODENTERAL | Kangaroo Joey |  |  |  | Covidien | Pump, Food, Enteral |  | PUMPFOODENTERAL-Covidien-Kangaroo Joey |  |  |  |  | Covered PM Repair Labor Only - Biomedica | MHHS-TMC
NO | NO |  |  |  | FOD1490 |  | COVIDIEN | KANGAROO JOEY |  | F13021312 | TMC - MHTMC - CENTRAL SUPPLY (OLD) | MHHS-TMC |  | Pump, Food, Enteral |  | FOD1490 |  | TMC |  | TMC - MHTMC - CENTRAL SUPPLY (OLD) | [5 empty] | PUMPS, ENTERAL FEEDING |  | PUMPFOODENTERAL-Covidien-Kangaroo Joey | PUMPFOODENTERAL | Kangaroo Joey |  |  |  | Covidien | Pump, Food, Enteral |  | PUMPFOODENTERAL-Covidien-Kangaroo Joey |  |  |  |  | Covered PM Repair Labor Only - Biomedica | MHHS-TMC
NO | NO |  |  |  | FOD5005 |  | COVIDIEN | KANGAROO JOEY |  | F1157562 | TMC - MHTMC - CENTRAL SUPPLY (OLD) | MHHS-TMC |  | Pump, Food, Enteral |  | FOD5005 |  | TMC |  | TMC - MHTMC - CENTRAL SUPPLY (OLD) | [5 empty] | PUMPS, ENTERAL FEEDING |  | PUMPFOODENTERAL-Covidien-Kangaroo Joey | PUMPFOODENTERAL | Kangaroo Joey |  |  |  | Covidien | Pump, Food, Enteral |  | PUMPFOODENTERAL-Covidien-Kangaroo Joey |  |  |  |  | Covered PM Repair Labor Only - Biomedica | MHHS-TMC
NO | NO |  |  |  | FOD5007 |  | COVIDIEN | KANGAROO JOEY |  | F13021322 | TMC - MHTMC - CENTRAL SUPPLY (OLD) | MHHS-TMC |  | Pump, Food, Enteral |  | FOD5007 |  | TMC |  | TMC - MHTMC - CENTRAL SUPPLY (OLD) | [5 empty] | PUMPS, ENTERAL FEEDING |  | PUMPFOODENTERAL-Covidien-Kangaroo Joey | PUMPFOODENTERAL | Kangaroo Joey |  |  |  | Covidien | Pump, Food, Enteral |  | PUMPFOODENTERAL-Covidien-Kangaroo Joey |  |  |  |  | Covered PM Repair Labor Only - Biomedica | MHHS-TMC
NO | NO |  |  |  | FOD5013 |  | COVIDIEN | KANGAROO JOEY |  | F0815859 | TMC - MHTMC - CENTRAL SUPPLY (OLD) | MHHS-TMC |  | Pump, Food, Enteral |  | FOD5013 |  | TMC |  | TMC - MHTMC - CENTRAL SUPPLY (OLD) | [5 empty] | PUMPS, ENTERAL FEEDING |  | PUMPFOODENTERAL-Covidien-Kangaroo Joey | PUMPFOODENTERAL | Kangaroo Joey |  |  |  | Covidien | Pump, Food, Enteral |  | PUMPFOODENTERAL-Covidien-Kangaroo Joey |  |  |  |  | Covered PM Repair - Biomedical | MHHS-TMC
NO | NO |  |  |  | FOD5014 |  | COVIDIEN | KANGAROO JOEY |  | F1269983 | TMC - MHTMC - CENTRAL SUPPLY (OLD) | MHHS-TMC |  | Pump, Food, Enteral |  | FOD5014 |  | TMC |  | TMC - MHTMC - CENTRAL SUPPLY (OLD) | [5 empty] | PUMPS, ENTERAL FEEDING |  | PUMPFOODENTERAL-Covidien-Kangaroo Joey | PUMPFOODENTERAL | Kangaroo Joey |  |  |  | Covidien | Pump, Food, Enteral |  | PUMPFOODENTERAL-Covidien-Kangaroo Joey |  |  |  |  | Covered PM Repair - Biomedical | MHHS-TMC
NO | NO |  |  |  | FOD5016 |  | COVIDIEN | KANGAROO JOEY |  | F1256735 | TMC - MHTMC - CENTRAL SUPPLY (OLD) | MHHS-TMC |  | Pump, Food, Enteral |  | FOD5016 |  | TMC |  | TMC - MHTMC - CENTRAL SUPPLY (OLD) | [5 empty] | PUMPS, ENTERAL FEEDING |  | PUMPFOODENTERAL-Covidien-Kangaroo Joey | PUMPFOODENTERAL | Kangaroo Joey |  |  |  | Covidien | Pump, Food, Enteral |  | PUMPFOODENTERAL-Covidien-Kangaroo Joey |  |  |  |  | Covered PM Repair - Biomedical | MHHS-TMC
NO | NO |  |  |  | FOD5017 |  | COVIDIEN | KANGAROO JOEY |  | F0829645 | TMC - MHTMC - CENTRAL SUPPLY (OLD) | MHHS-TMC |  | Pump, Food, Enteral |  | FOD5017 |  | TMC |  | TMC - MHTMC - CENTRAL SUPPLY (OLD) | [5 empty] | PUMPS, ENTERAL FEEDING |  | PUMPFOODENTERAL-Covidien-Kangaroo Joey | PUMPFOODENTERAL | Kangaroo Joey |  |  |  | Covidien | Pump, Food, Enteral |  | PUMPFOODENTERAL-Covidien-Kangaroo Joey |  |  |  |  | Covered PM Repair - Biomedical | MHHS-TMC
NO | NO |  |  |  | FOD5018 |  | COVIDIEN | KANGAROO JOEY |  | F0922965 | TMC - MHTMC - CENTRAL SUPPLY (OLD) | MHHS-TMC |  | Pump, Food, Enteral |  | FOD5018 |  | TMC |  | TMC - MHTMC - CENTRAL SUPPLY (OLD) | [5 empty] | PUMPS, ENTERAL FEEDING |  | PUMPFOODENTERAL-Covidien-Kangaroo Joey | PUMPFOODENTERAL | Kangaroo Joey |  |  |  | Covidien | Pump, Food, Enteral |  | PUMPFOODENTERAL-Covidien-Kangaroo Joey |  |  |  |  | Covered PM Repair - Biomedical | MHHS-TMC
NO | NO |  |  |  | FOD5021 |  | COVIDIEN | KANGAROO JOEY |  | F13018096 | TMC - MHTMC - CENTRAL SUPPLY (OLD) | MHHS-TMC |  | Pump, Food, Enteral |  | FOD5021 |  | TMC |  | TMC - MHTMC - CENTRAL SUPPLY (OLD) | [5 empty] | PUMPS, ENTERAL FEEDING |  | PUMPFOODENTERAL-Covidien-Kangaroo Joey | PUMPFOODENTERAL | Kangaroo Joey |  |  |  | Covidien | Pump, Food, Enteral |  | PUMPFOODENTERAL-Covidien-Kangaroo Joey |  |  |  |  | Covered PM Repair - Biomedical | MHHS-TMC
NO | NO |  |  |  | FOD5025 |  | COVIDIEN | KANGAROO JOEY |  | F1900980 | TMC - MHTMC - CENTRAL SUPPLY (OLD) | MHHS-TMC |  | Pump, Food, Enteral |  | FOD5025 |  | TMC |  | TMC - MHTMC - CENTRAL SUPPLY (OLD) | [5 empty] | PUMPS, ENTERAL FEEDING |  | PUMPFOODENTERAL-Covidien-Kangaroo Joey | PUMPFOODENTERAL | Kangaroo Joey |  |  |  | Covidien | Pump, Food, Enteral |  | PUMPFOODENTERAL-Covidien-Kangaroo Joey |  |  |  |  | Covered PM Repair - Biomedical | MHHS-TMC
NO | NO |  |  |  | FOD5026 |  | COVIDIEN | KANGAROO JOEY |  | F1901028 | TMC - MHTMC - CENTRAL SUPPLY (OLD) | MHHS-TMC |  | Pump, Food, Enteral |  | FOD5026 |  | TMC |  | TMC - MHTMC - CENTRAL SUPPLY (OLD) | [5 empty] | PUMPS, ENTERAL FEEDING |  | PUMPFOODENTERAL-Covidien-Kangaroo Joey | PUMPFOODENTERAL | Kangaroo Joey |  |  |  | Covidien | Pump, Food, Enteral |  | PUMPFOODENTERAL-Covidien-Kangaroo Joey |  |  |  |  | Covered PM Repair - Biomedical | MHHS-TMC
NO | NO |  |  |  | FOD5029 |  | COVIDIEN | KANGAROO JOEY |  | F1355457 | TMC - MHTMC - CENTRAL SUPPLY (OLD) | MHHS-TMC |  | Pump, Food, Enteral |  | FOD5029 |  | TMC |  | TMC - MHTMC - CENTRAL SUPPLY (OLD) | [5 empty] | PUMPS, ENTERAL FEEDING |  | PUMPFOODENTERAL-Covidien-Kangaroo Joey | PUMPFOODENTERAL | Kangaroo Joey |  |  |  | Covidien | Pump, Food, Enteral |  | PUMPFOODENTERAL-Covidien-Kangaroo Joey |  |  |  |  | Covered PM Repair - Biomedical | MHHS-TMC
NO | NO |  |  |  | FOD5030 |  | COVIDIEN | KANGAROO JOEY |  | F1270926 | TMC - MHTMC - CENTRAL SUPPLY (OLD) | MHHS-TMC |  | Pump, Food, Enteral |  | FOD5030 |  | TMC |  | TMC - MHTMC - CENTRAL SUPPLY (OLD) | [5 empty] | PUMPS, ENTERAL FEEDING |  | PUMPFOODENTERAL-Covidien-Kangaroo Joey | PUMPFOODENTERAL | Kangaroo Joey |  |  |  | Covidien | Pump, Food, Enteral |  | PUMPFOODENTERAL-Covidien-Kangaroo Joey |  |  |  |  | Covered PM Repair - Biomedical | MHHS-TMC
NO | NO |  |  |  | FOD5031 |  | COVIDIEN | KANGAROO JOEY |  | F14048072 | TMC - MHTMC - CENTRAL SUPPLY (OLD) | MHHS-TMC |  | Pump, Food, Enteral |  | FOD5031 |  | TMC |  | TMC - MHTMC - CENTRAL SUPPLY (OLD) | [5 empty] | PUMPS, ENTERAL FEEDING |  | PUMPFOODENTERAL-Covidien-Kangaroo Joey | PUMPFOODENTERAL | Kangaroo Joey |  |  |  | Covidien | Pump, Food, Enteral |  | PUMPFOODENTERAL-Covidien-Kangaroo Joey |  |  |  |  | Covered PM Repair - Biomedical | MHHS-TMC
NO | NO |  |  |  | FOD5032 |  | COVIDIEN | KANGAROO JOEY |  | F0914751 | TMC - MHTMC - CENTRAL SUPPLY (OLD) | MHHS-TMC |  | Pump, Food, Enteral |  | FOD5032 |  | TMC |  | TMC - MHTMC - CENTRAL SUPPLY (OLD) | [5 empty] | PUMPS, ENTERAL FEEDING |  | PUMPFOODENTERAL-Covidien-Kangaroo Joey | PUMPFOODENTERAL | Kangaroo Joey |  |  |  | Covidien | Pump, Food, Enteral |  | PUMPFOODENTERAL-Covidien-Kangaroo Joey |  |  |  |  | Covered PM Repair - Biomedical | MHHS-TMC
NO | NO |  |  |  | FOD5034 |  | COVIDIEN | KANGAROO JOEY |  | F14047144 | TMC - MHTMC - CENTRAL SUPPLY (OLD) | MHHS-TMC |  | Pump, Food, Enteral |  | FOD5034 |  | TMC |  | TMC - MHTMC - CENTRAL SUPPLY (OLD) | [5 empty] | PUMPS, ENTERAL FEEDING |  | PUMPFOODENTERAL-Covidien-Kangaroo Joey | PUMPFOODENTERAL | Kangaroo Joey |  |  |  | Covidien | Pump, Food, Enteral |  | PUMPFOODENTERAL-Covidien-Kangaroo Joey |  |  |  |  | Covered PM Repair - Biomedical | MHHS-TMC
NO | NO |  |  |  | FOD5035 |  | COVIDIEN | KANGAROO JOEY |  | F1254937 | TMC - MHTMC - CENTRAL SUPPLY (OLD) | MHHS-TMC |  | Pump, Food, Enteral |  | FOD5035 |  | TMC |  | TMC - MHTMC - CENTRAL SUPPLY (OLD) | [5 empty] | PUMPS, ENTERAL FEEDING |  | PUMPFOODENTERAL-Covidien-Kangaroo Joey | PUMPFOODENTERAL | Kangaroo Joey |  |  |  | Covidien | Pump, Food, Enteral |  | PUMPFOODENTERAL-Covidien-Kangaroo Joey |  |  |  |  | Covered PM Repair - Biomedical | MHHS-TMC
NO | NO |  |  |  | FOD5036 |  | COVIDIEN | KANGAROO JOEY |  | F0920444 | TMC - MHTMC - CENTRAL SUPPLY (OLD) | MHHS-TMC |  | Pump, Food, Enteral |  | FOD5036 |  | TMC |  | TMC - MHTMC - CENTRAL SUPPLY (OLD) | [5 empty] | PUMPS, ENTERAL FEEDING |  | PUMPFOODENTERAL-Covidien-Kangaroo Joey | PUMPFOODENTERAL | Kangaroo Joey |  |  |  | Covidien | Pump, Food, Enteral |  | PUMPFOODENTERAL-Covidien-Kangaroo Joey |  |  |  |  | Covered PM Repair - Biomedical | MHHS-TMC
NO | NO |  |  |  | FOD5038 |  | COVIDIEN | KANGAROO JOEY |  | F13021271 | TMC - MHTMC - CENTRAL SUPPLY (OLD) | MHHS-TMC |  | Pump, Food, Enteral |  | FOD5038 |  | TMC |  | TMC - MHTMC - CENTRAL SUPPLY (OLD) | [5 empty] | PUMPS, ENTERAL FEEDING |  | PUMPFOODENTERAL-Covidien-Kangaroo Joey | PUMPFOODENTERAL | Kangaroo Joey |  |  |  | Covidien | Pump, Food, Enteral |  | PUMPFOODENTERAL-Covidien-Kangaroo Joey |  |  |  |  | Covered PM Repair - Biomedical | MHHS-TMC
NO | NO |  |  |  | FOD5039 |  | COVIDIEN | KANGAROO JOEY |  | F15072646 | TMC - MHTMC - CENTRAL SUPPLY (OLD) | MHHS-TMC |  | Pump, Food, Enteral |  | FOD5039 |  | TMC |  | TMC - MHTMC - CENTRAL SUPPLY (OLD) | [5 empty] | PUMPS, ENTERAL FEEDING |  | PUMPFOODENTERAL-Covidien-Kangaroo Joey | PUMPFOODENTERAL | Kangaroo Joey |  |  |  | Covidien | Pump, Food, Enteral |  | PUMPFOODENTERAL-Covidien-Kangaroo Joey |  |  |  |  | Covered PM Repair - Biomedical | MHHS-TMC
NO | NO |  |  |  | FOD5040 |  | COVIDIEN | KANGAROO JOEY |  | F0721687 | TMC - MHTMC - CENTRAL SUPPLY (OLD) | MHHS-TMC |  | Pump, Food, Enteral |  | FOD5040 |  | TMC |  | TMC - MHTMC - CENTRAL SUPPLY (OLD) | [5 empty] | PUMPS, ENTERAL FEEDING |  | PUMPFOODENTERAL-Covidien-Kangaroo Joey | PUMPFOODENTERAL | Kangaroo Joey |  |  |  | Covidien | Pump, Food, Enteral |  | PUMPFOODENTERAL-Covidien-Kangaroo Joey |  |  |  |  | Covered PM Repair - Biomedical | MHHS-TMC
NO | NO |  |  |  | FOD5041 |  | COVIDIEN | KANGAROO JOEY |  | F0921515 | TMC - MHTMC - CENTRAL SUPPLY (OLD) | MHHS-TMC |  | Pump, Food, Enteral |  | FOD5041 |  | TMC |  | TMC - MHTMC - CENTRAL SUPPLY (OLD) | [5 empty] | PUMPS, ENTERAL FEEDING |  | PUMPFOODENTERAL-Covidien-Kangaroo Joey | PUMPFOODENTERAL | Kangaroo Joey |  |  |  | Covidien | Pump, Food, Enteral |  | PUMPFOODENTERAL-Covidien-Kangaroo Joey |  |  |  |  | Covered PM Repair - Biomedical | MHHS-TMC
NO | NO |  |  |  | FOD5042 |  | COVIDIEN | KANGAROO JOEY |  | F1004684 | TMC - MHTMC - CENTRAL SUPPLY (OLD) | MHHS-TMC |  | Pump, Food, Enteral |  | FOD5042 |  | TMC |  | TMC - MHTMC - CENTRAL SUPPLY (OLD) | [5 empty] | PUMPS, ENTERAL FEEDING |  | PUMPFOODENTERAL-Covidien-Kangaroo Joey | PUMPFOODENTERAL | Kangaroo Joey |  |  |  | Covidien | Pump, Food, Enteral |  | PUMPFOODENTERAL-Covidien-Kangaroo Joey |  |  |  |  | Covered PM Repair - Biomedical | MHHS-TMC
NO | NO |  |  |  | FOD5046 |  | COVIDIEN | KANGAROO JOEY |  | F1159704 | TMC - MHTMC - CENTRAL SUPPLY (OLD) | MHHS-TMC |  | Pump, Food, Enteral |  | FOD5046 |  | TMC |  | TMC - MHTMC - CENTRAL SUPPLY (OLD) | [5 empty] | PUMPS, ENTERAL FEEDING |  | PUMPFOODENTERAL-Covidien-Kangaroo Joey | PUMPFOODENTERAL | Kangaroo Joey |  |  |  | Covidien | Pump, Food, Enteral |  | PUMPFOODENTERAL-Covidien-Kangaroo Joey |  |  |  |  | Covered PM Repair - Respiratory/Steriliz | MHHS-TMC
NO | NO |  |  |  | FOD5047 |  | COVIDIEN | KANGAROO JOEY |  | F15089092 | TMC - MHTMC - CENTRAL SUPPLY (OLD) | MHHS-TMC |  | Pump, Food, Enteral |  | FOD5047 |  | TMC |  | TMC - MHTMC - CENTRAL SUPPLY (OLD) | [5 empty] | PUMPS, ENTERAL FEEDING |  | PUMPFOODENTERAL-Covidien-Kangaroo Joey | PUMPFOODENTERAL | Kangaroo Joey |  |  |  | Covidien | Pump, Food, Enteral |  | PUMPFOODENTERAL-Covidien-Kangaroo Joey |  |  |  |  | Covered PM Repair - Biomedical | MHHS-TMC
NO | NO |  |  |  | FOD5048 |  | COVIDIEN | KANGAROO JOEY |  | F15090104 | TMC - MHTMC - CENTRAL SUPPLY (OLD) | MHHS-TMC |  | Pump, Food, Enteral |  | FOD5048 |  | TMC |  | TMC - MHTMC - CENTRAL SUPPLY (OLD) | [5 empty] | PUMPS, ENTERAL FEEDING |  | PUMPFOODENTERAL-Covidien-Kangaroo Joey | PUMPFOODENTERAL | Kangaroo Joey |  |  |  | Covidien | Pump, Food, Enteral |  | PUMPFOODENTERAL-Covidien-Kangaroo Joey |  |  |  |  | Covered PM Repair - Biomedical | MHHS-TMC
NO | NO |  |  |  | FOD5049 |  | COVIDIEN | KANGAROO JOEY |  | F15088717 | TMC - MHTMC - CENTRAL SUPPLY (OLD) | MHHS-TMC |  | Pump, Food, Enteral |  | FOD5049 |  | TMC |  | TMC - MHTMC - CENTRAL SUPPLY (OLD) | [5 empty] | PUMPS, ENTERAL FEEDING |  | PUMPFOODENTERAL-Covidien-Kangaroo Joey | PUMPFOODENTERAL | Kangaroo Joey |  |  |  | Covidien | Pump, Food, Enteral |  | PUMPFOODENTERAL-Covidien-Kangaroo Joey |  |  |  |  | Covered PM Repair - Biomedical | MHHS-TMC
NO | NO |  |  |  | FOD5050 |  | COVIDIEN | KANGAROO JOEY |  | F15086419 | TMC - MHTMC - CENTRAL SUPPLY (OLD) | MHHS-TMC |  | Pump, Food, Enteral |  | FOD5050 |  | TMC |  | TMC - MHTMC - CENTRAL SUPPLY (OLD) | [5 empty] | PUMPS, ENTERAL FEEDING |  | PUMPFOODENTERAL-Covidien-Kangaroo Joey | PUMPFOODENTERAL | Kangaroo Joey |  |  |  | Covidien | Pump, Food, Enteral |  | PUMPFOODENTERAL-Covidien-Kangaroo Joey |  |  |  |  | Covered PM Repair - Biomedical | MHHS-TMC
NO | NO |  |  |  | FOD5051 |  | COVIDIEN | KANGAROO JOEY |  | F13021320 | TMC - MHTMC - CENTRAL SUPPLY (OLD) | MHHS-TMC |  | Pump, Food, Enteral |  | FOD5051 |  | TMC |  | TMC - MHTMC - CENTRAL SUPPLY (OLD) | [5 empty] | PUMPS, ENTERAL FEEDING |  | PUMPFOODENTERAL-Covidien-Kangaroo Joey | PUMPFOODENTERAL | Kangaroo Joey |  |  |  | Covidien | Pump, Food, Enteral |  | PUMPFOODENTERAL-Covidien-Kangaroo Joey |  |  |  |  | Covered PM Repair - Biomedical | MHHS-TMC
NO | NO |  |  |  | FOD5052 |  | COVIDIEN | KANGAROO JOEY |  | F1268334 | TMC - MHTMC - CENTRAL SUPPLY (OLD) | MHHS-TMC |  | Pump, Food, Enteral |  | FOD5052 |  | TMC |  | TMC - MHTMC - CENTRAL SUPPLY (OLD) | [5 empty] | PUMPS, ENTERAL FEEDING |  | PUMPFOODENTERAL-Covidien-Kangaroo Joey | PUMPFOODENTERAL | Kangaroo Joey |  |  |  | Covidien | Pump, Food, Enteral |  | PUMPFOODENTERAL-Covidien-Kangaroo Joey |  |  |  |  | Covered PM Repair - Biomedical | MHHS-TMC
NO | NO |  |  |  | FOD5053 |  | COVIDIEN | KANGAROO JOEY |  | F13040129 | TMC - MHTMC - CENTRAL SUPPLY (OLD) | MHHS-TMC |  | Pump, Food, Enteral |  | FOD5053 |  | TMC |  | TMC - MHTMC - CENTRAL SUPPLY (OLD) | [5 empty] | PUMPS, ENTERAL FEEDING |  | PUMPFOODENTERAL-Covidien-Kangaroo Joey | PUMPFOODENTERAL | Kangaroo Joey |  |  |  | Covidien | Pump, Food, Enteral |  | PUMPFOODENTERAL-Covidien-Kangaroo Joey |  |  |  |  | Covered PM Repair - Biomedical | MHHS-TMC
NO | NO |  |  |  | FOD5054 |  | COVIDIEN | KANGAROO JOEY |  | F0716806 | TMC - MHTMC - CENTRAL SUPPLY (OLD) | MHHS-TMC |  | Pump, Food, Enteral |  | FOD5054 |  | TMC |  | TMC - MHTMC - CENTRAL SUPPLY (OLD) | [5 empty] | PUMPS, ENTERAL FEEDING |  | PUMPFOODENTERAL-Covidien-Kangaroo Joey | PUMPFOODENTERAL | Kangaroo Joey |  |  |  | Covidien | Pump, Food, Enteral |  | PUMPFOODENTERAL-Covidien-Kangaroo Joey |  |  |  |  | Covered PM Repair - Biomedical | MHHS-TMC
NO | NO |  |  |  | FOD5055 |  | COVIDIEN | KANGAROO JOEY |  | F1014139 | TMC - MHTMC - CENTRAL SUPPLY (OLD) | MHHS-TMC |  | Pump, Food, Enteral |  | FOD5055 |  | TMC |  | TMC - MHTMC - CENTRAL SUPPLY (OLD) | [5 empty] | PUMPS, ENTERAL FEEDING |  | PUMPFOODENTERAL-Covidien-Kangaroo Joey | PUMPFOODENTERAL | Kangaroo Joey |  |  |  | Covidien | Pump, Food, Enteral |  | PUMPFOODENTERAL-Covidien-Kangaroo Joey |  |  |  |  | Not Covered Vendor Only - Rad, Low End | MHHS-TMC
NO | NO |  |  |  | FOD5058 |  | COVIDIEN | KANGAROO JOEY |  | F13016672 | TMC - MHTMC - CENTRAL SUPPLY (OLD) | MHHS-TMC |  | Pump, Food, Enteral |  | FOD5058 |  | TMC |  | TMC - MHTMC - CENTRAL SUPPLY (OLD) | [5 empty] | PUMPS, ENTERAL FEEDING |  | PUMPFOODENTERAL-Covidien-Kangaroo Joey | PUMPFOODENTERAL | Kangaroo Joey |  |  |  | Covidien | Pump, Food, Enteral |  | PUMPFOODENTERAL-Covidien-Kangaroo Joey |  |  |  |  | Covered PM Repair - Biomedical | MHHS-TMC
NO | NO |  |  |  | FOD5060 |  | COVIDIEN | KANGAROO JOEY |  | F15060470 | TMC - MHTMC - CENTRAL SUPPLY (OLD) | MHHS-TMC |  | Pump, Food, Enteral |  | FOD5060 |  | TMC |  | TMC - MHTMC - CENTRAL SUPPLY (OLD) | [5 empty] | PUMPS, ENTERAL FEEDING |  | PUMPFOODENTERAL-Covidien-Kangaroo Joey | PUMPFOODENTERAL | Kangaroo Joey |  |  |  | Covidien | Pump, Food, Enteral |  | PUMPFOODENTERAL-Covidien-Kangaroo Joey |  |  |  |  | Covered PM Repair - Radiology, High End | MHHS-TMC
NO | NO |  |  |  | FOD5061 |  | COVIDIEN | KANGAROO JOEY |  | F13016327 | TMC - MHTMC - CENTRAL SUPPLY (OLD) | MHHS-TMC |  | Pump, Food, Enteral |  | FOD5061 |  | TMC |  | TMC - MHTMC - CENTRAL SUPPLY (OLD) | [5 empty] | PUMPS, ENTERAL FEEDING |  | PUMPFOODENTERAL-Covidien-Kangaroo Joey | PUMPFOODENTERAL | Kangaroo Joey |  |  |  | Covidien | Pump, Food, Enteral |  | PUMPFOODENTERAL-Covidien-Kangaroo Joey |  |  |  |  | Covered PM Repair - Biomedical | MHHS-TMC
NO | NO |  |  |  | FOD5062 |  | COVIDIEN | KANGAROO JOEY |  | F1161951 | TMC - MHTMC - CENTRAL SUPPLY (OLD) | MHHS-TMC |  | Pump, Food, Enteral |  | FOD5062 |  | TMC |  | TMC - MHTMC - CENTRAL SUPPLY (OLD) | [5 empty] | PUMPS, ENTERAL FEEDING |  | PUMPFOODENTERAL-Covidien-Kangaroo Joey | PUMPFOODENTERAL | Kangaroo Joey |  |  |  | Covidien | Pump, Food, Enteral |  | PUMPFOODENTERAL-Covidien-Kangaroo Joey |  |  |  |  | Covered PM Repair - Biomedical | MHHS-TMC
NO | NO |  |  |  | FOD5065 |  | COVIDIEN | KANGAROO JOEY |  | F1270171 | TMC - MHTMC - CENTRAL SUPPLY (OLD) | MHHS-TMC |  | Pump, Food, Enteral |  | FOD5065 |  | TMC |  | TMC - MHTMC - CENTRAL SUPPLY (OLD) | [5 empty] | PUMPS, ENTERAL FEEDING |  | PUMPFOODENTERAL-Covidien-Kangaroo Joey | PUMPFOODENTERAL | Kangaroo Joey |  |  |  | Covidien | Pump, Food, Enteral |  | PUMPFOODENTERAL-Covidien-Kangaroo Joey |  |  |  |  | Covered PM Repair - Biomedical | MHHS-TMC
NO | NO |  |  |  | FOD5067 |  | COVIDIEN | KANGAROO JOEY |  | F1356587 | TMC - MHTMC - CENTRAL SUPPLY (OLD) | MHHS-TMC |  | Pump, Food, Enteral |  | FOD5067 |  | TMC |  | TMC - MHTMC - CENTRAL SUPPLY (OLD) | [5 empty] | PUMPS, ENTERAL FEEDING |  | PUMPFOODENTERAL-Covidien-Kangaroo Joey | PUMPFOODENTERAL | Kangaroo Joey |  |  |  | Covidien | Pump, Food, Enteral |  | PUMPFOODENTERAL-Covidien-Kangaroo Joey |  |  |  |  | Covered PM Repair - Biomedical | MHHS-TMC
NO | NO |  |  |  | FOD5072 |  | COVIDIEN | KANGAROO JOEY |  | F15088790 | TMC - MHTMC - CENTRAL SUPPLY (OLD) | MHHS-TMC |  | Pump, Food, Enteral |  | FOD5072 |  | TMC |  | TMC - MHTMC - CENTRAL SUPPLY (OLD) | [5 empty] | PUMPS, ENTERAL FEEDING |  | PUMPFOODENTERAL-Covidien-Kangaroo Joey | PUMPFOODENTERAL | Kangaroo Joey |  |  |  | Covidien | Pump, Food, Enteral |  | PUMPFOODENTERAL-Covidien-Kangaroo Joey |  |  |  |  | Covered PM Repair - Biomedical | MHHS-TMC
NO | NO |  |  |  | FOD5073 |  | COVIDIEN | KANGAROO JOEY |  | F15088751 | TMC - MHTMC - CENTRAL SUPPLY (OLD) | MHHS-TMC |  | Pump, Food, Enteral |  | FOD5073 |  | TMC |  | TMC - MHTMC - CENTRAL SUPPLY (OLD) | [5 empty] | PUMPS, ENTERAL FEEDING |  | PUMPFOODENTERAL-Covidien-Kangaroo Joey | PUMPFOODENTERAL | Kangaroo Joey |  |  |  | Covidien | Pump, Food, Enteral |  | PUMPFOODENTERAL-Covidien-Kangaroo Joey |  |  |  |  | Covered PM Repair - Biomedical | MHHS-TMC
NO | NO |  |  |  | FOD5075 |  | COVIDIEN | KANGAROO JOEY |  | F15089190 | TMC - MHTMC - CENTRAL SUPPLY (OLD) | MHHS-TMC |  | Pump, Food, Enteral |  | FOD5075 |  | TMC |  | TMC - MHTMC - CENTRAL SUPPLY (OLD) | [5 empty] | PUMPS, ENTERAL FEEDING |  | PUMPFOODENTERAL-Covidien-Kangaroo Joey | PUMPFOODENTERAL | Kangaroo Joey |  |  |  | Covidien | Pump, Food, Enteral |  | PUMPFOODENTERAL-Covidien-Kangaroo Joey |  |  |  |  | Covered PM Repair - Biomedical | MHHS-TMC
NO | NO |  |  |  | FOD5077 |  | COVIDIEN | KANGAROO JOEY |  | F15068353 | TMC - MHTMC - CENTRAL SUPPLY (OLD) | MHHS-TMC |  | Pump, Food, Enteral |  | FOD5077 |  | TMC |  | TMC - MHTMC - CENTRAL SUPPLY (OLD) | [5 empty] | PUMPS, ENTERAL FEEDING |  | PUMPFOODENTERAL-Covidien-Kangaroo Joey | PUMPFOODENTERAL | Kangaroo Joey |  |  |  | Covidien | Pump, Food, Enteral |  | PUMPFOODENTERAL-Covidien-Kangaroo Joey |  |  |  |  | Covered PM Repair - Biomedical | MHHS-TMC
NO | NO |  |  |  | FOD5078 |  | COVIDIEN | KANGAROO JOEY |  | F13037955 | TMC - MHTMC - CENTRAL SUPPLY (OLD) | MHHS-TMC |  | Pump, Food, Enteral |  | FOD5078 |  | TMC |  | TMC - MHTMC - CENTRAL SUPPLY (OLD) | [5 empty] | PUMPS, ENTERAL FEEDING |  | PUMPFOODENTERAL-Covidien-Kangaroo Joey | PUMPFOODENTERAL | Kangaroo Joey |  |  |  | Covidien | Pump, Food, Enteral |  | PUMPFOODENTERAL-Covidien-Kangaroo Joey |  |  |  |  | Covered PM Repair - Biomedical | MHHS-TMC
NO | NO |  |  |  | FOD5082 |  | COVIDIEN | KANGAROO JOEY |  | F1264552 | TMC - MHTMC - CENTRAL SUPPLY (OLD) | MHHS-TMC |  | Pump, Food, Enteral |  | FOD5082 |  | TMC |  | TMC - MHTMC - CENTRAL SUPPLY (OLD) | [5 empty] | PUMPS, ENTERAL FEEDING |  | PUMPFOODENTERAL-Covidien-Kangaroo Joey | PUMPFOODENTERAL | Kangaroo Joey |  |  |  | Covidien | Pump, Food, Enteral |  | PUMPFOODENTERAL-Covidien-Kangaroo Joey |  |  |  |  | Covered PM Repair - Biomedical | MHHS-TMC
NO | NO |  |  |  | FOD5083 |  | COVIDIEN | KANGAROO JOEY |  | F13016535 | TMC - MHTMC - CENTRAL SUPPLY (OLD) | MHHS-TMC |  | Pump, Food, Enteral |  | FOD5083 |  | TMC |  | TMC - MHTMC - CENTRAL SUPPLY (OLD) | [5 empty] | PUMPS, ENTERAL FEEDING |  | PUMPFOODENTERAL-Covidien-Kangaroo Joey | PUMPFOODENTERAL | Kangaroo Joey |  |  |  | Covidien | Pump, Food, Enteral |  | PUMPFOODENTERAL-Covidien-Kangaroo Joey |  |  |  |  | Covered PM Repair - Biomedical | MHHS-TMC
NO | NO |  |  |  | FOD5084 |  | COVIDIEN | KANGAROO JOEY |  | F0826142 | TMC - MHTMC - CENTRAL SUPPLY (OLD) | MHHS-TMC |  | Pump, Food, Enteral |  | FOD5084 |  | TMC |  | TMC - MHTMC - CENTRAL SUPPLY (OLD) | [5 empty] | PUMPS, ENTERAL FEEDING |  | PUMPFOODENTERAL-Covidien-Kangaroo Joey | PUMPFOODENTERAL | Kangaroo Joey |  |  |  | Covidien | Pump, Food, Enteral |  | PUMPFOODENTERAL-Covidien-Kangaroo Joey |  |  |  |  | Covered PM Repair - Respiratory/Steriliz | MHHS-TMC
NO | NO |  |  |  | FOD5087 |  | COVIDIEN | KANGAROO JOEY |  | F1055956 | TMC - MHTMC - CENTRAL SUPPLY (OLD) | MHHS-TMC |  | Pump, Food, Enteral |  | FOD5087 |  | TMC |  | TMC - MHTMC - CENTRAL SUPPLY (OLD) | [5 empty] | PUMPS, ENTERAL FEEDING |  | PUMPFOODENTERAL-Covidien-Kangaroo Joey | PUMPFOODENTERAL | Kangaroo Joey |  |  |  | Covidien | Pump, Food, Enteral |  | PUMPFOODENTERAL-Covidien-Kangaroo Joey |  |  |  |  | Covered PM Repair - Biomedical | MHHS-TMC
NO | NO |  |  |  | FOD5088 |  | COVIDIEN | KANGAROO JOEY |  | F13027044 | TMC - MHTMC - CENTRAL SUPPLY (OLD) | MHHS-TMC |  | Pump, Food, Enteral |  | FOD5088 |  | TMC |  | TMC - MHTMC - CENTRAL SUPPLY (OLD) | [5 empty] | PUMPS, ENTERAL FEEDING |  | PUMPFOODENTERAL-Covidien-Kangaroo Joey | PUMPFOODENTERAL | Kangaroo Joey |  |  |  | Covidien | Pump, Food, Enteral |  | PUMPFOODENTERAL-Covidien-Kangaroo Joey |  |  |  |  | Covered PM Repair - Biomedical | MHHS-TMC
NO | NO |  |  |  | FOD5089 |  | COVIDIEN | KANGAROO JOEY |  | F1161543 | TMC - MHTMC - CENTRAL SUPPLY (OLD) | MHHS-TMC |  | Pump, Food, Enteral |  | FOD5089 |  | TMC |  | TMC - MHTMC - CENTRAL SUPPLY (OLD) | [5 empty] | PUMPS, ENTERAL FEEDING |  | PUMPFOODENTERAL-Covidien-Kangaroo Joey | PUMPFOODENTERAL | Kangaroo Joey |  |  |  | Covidien | Pump, Food, Enteral |  | PUMPFOODENTERAL-Covidien-Kangaroo Joey |  |  |  |  | Covered PM Repair - Biomedical | MHHS-TMC
NO | NO |  |  |  | FOD5091 |  | COVIDIEN | KANGAROO JOEY |  | F14050000 | TMC - MHTMC - CENTRAL SUPPLY (OLD) | MHHS-TMC |  | Pump, Food, Enteral |  | FOD5091 |  | TMC |  | TMC - MHTMC - CENTRAL SUPPLY (OLD) | [5 empty] | PUMPS, ENTERAL FEEDING |  | PUMPFOODENTERAL-Covidien-Kangaroo Joey | PUMPFOODENTERAL | Kangaroo Joey |  |  |  | Covidien | Pump, Food, Enteral |  | PUMPFOODENTERAL-Covidien-Kangaroo Joey |  |  |  |  | Covered PM Repair - Biomedical | MHHS-TMC
NO | NO |  |  |  | FOD5092 |  | COVIDIEN | KANGAROO JOEY |  | F0830464 | TMC - MHTMC - CENTRAL SUPPLY (OLD) | MHHS-TMC |  | Pump, Food, Enteral |  | FOD5092 |  | TMC |  | TMC - MHTMC - CENTRAL SUPPLY (OLD) | [5 empty] | PUMPS, ENTERAL FEEDING |  | PUMPFOODENTERAL-Covidien-Kangaroo Joey | PUMPFOODENTERAL | Kangaroo Joey |  |  |  | Covidien | Pump, Food, Enteral |  | PUMPFOODENTERAL-Covidien-Kangaroo Joey |  |  |  |  | Covered PM Repair Labor Only - Biomedica | MHHS-TMC
NO | NO |  |  |  | FOD5100 |  | COVIDIEN | KANGAROO JOEY |  | F0826790 | TMC - MHTMC - CENTRAL SUPPLY (OLD) | MHHS-TMC |  | Pump, Food, Enteral |  | FOD5100 |  | TMC |  | TMC - MHTMC - CENTRAL SUPPLY (OLD) | [5 empty] | PUMPS, ENTERAL FEEDING |  | PUMPFOODENTERAL-Covidien-Kangaroo Joey | PUMPFOODENTERAL | Kangaroo Joey |  |  |  | Covidien | Pump, Food, Enteral |  | PUMPFOODENTERAL-Covidien-Kangaroo Joey |  |  |  |  | Covered PM Repair - Biomedical | MHHS-TMC
NO | NO | [5 empty] | COVIDIEN | KANGAROO JOEY |  | F1162852 | WOODLANDS - CENTRAL SUPPLY | MHHS-Woodlands |  | Pump, Food, Enteral |  |  |  | Woodlands |  | WOODLANDS - CENTRAL SUPPLY | [5 empty] | PUMPS, ENTERAL FEEDING |  | PUMPFOODENTERAL-Covidien-Kangaroo Joey | PUMPFOODENTERAL | Kangaroo Joey |  |  |  | Covidien | Pump, Food, Enteral |  | PUMPFOODENTERAL-Covidien-Kangaroo Joey |  |  |  |  | Covered PM Repair - Radiology, Low End | MHHS-Woodlands
NO | NO |  |  |  | F1161433 |  | COVIDIEN | KANGAROO JOEY |  | F1161433 | WOODLANDS - CENTRAL SUPPLY | MHHS-Woodlands |  | Pump, Food, Enteral |  | F1161433 |  | Woodlands |  | WOODLANDS - CENTRAL SUPPLY | [5 empty] | PUMPS, ENTERAL FEEDING |  | PUMPFOODENTERAL-Covidien-Kangaroo Joey | PUMPFOODENTERAL | Kangaroo Joey |  |  |  | Covidien | Pump, Food, Enteral |  | PUMPFOODENTERAL-Covidien-Kangaroo Joey |  |  |  |  | Covered PM Repair - Radiology, Low End | MHHS-Woodlands
NO | NO |  |  |  | F1161680 |  | COVIDIEN | KANGAROO JOEY |  | F1161680 | WOODLANDS - CENTRAL SUPPLY | MHHS-Woodlands |  | Pump, Food, Enteral |  | F1161680 |  | Woodlands |  | WOODLANDS - CENTRAL SUPPLY | [5 empty] | PUMPS, ENTERAL FEEDING |  | PUMPFOODENTERAL-Covidien-Kangaroo Joey | PUMPFOODENTERAL | Kangaroo Joey |  |  |  | Covidien | Pump, Food, Enteral |  | PUMPFOODENTERAL-Covidien-Kangaroo Joey |  |  |  |  | Covered PM Repair - Biomedical | MHHS-Woodlands
NO | NO |  |  |  | F1161693 |  | COVIDIEN | KANGAROO JOEY |  | F1161693 | WOODLANDS - CENTRAL SUPPLY | MHHS-Woodlands |  | Pump, Food, Enteral |  | F1161693 |  | Woodlands |  | WOODLANDS - CENTRAL SUPPLY | [5 empty] | PUMPS, ENTERAL FEEDING |  | PUMPFOODENTERAL-Covidien-Kangaroo Joey | PUMPFOODENTERAL | Kangaroo Joey |  |  |  | Covidien | Pump, Food, Enteral |  | PUMPFOODENTERAL-Covidien-Kangaroo Joey |  |  |  |  | Covered PM Repair - Biomedical | MHHS-Woodlands
NO | NO |  |  |  | F1161754 |  | COVIDIEN | KANGAROO JOEY |  | F1161754 | WOODLANDS - CENTRAL SUPPLY | MHHS-Woodlands |  | Pump, Food, Enteral |  | F1161754 |  | Woodlands |  | WOODLANDS - CENTRAL SUPPLY | [5 empty] | PUMPS, ENTERAL FEEDING |  | PUMPFOODENTERAL-Covidien-Kangaroo Joey | PUMPFOODENTERAL | Kangaroo Joey |  |  |  | Covidien | Pump, Food, Enteral |  | PUMPFOODENTERAL-Covidien-Kangaroo Joey |  |  |  |  | Covered PM Repair - Biomedical | MHHS-Woodlands
NO | NO |  |  |  | F1161778 |  | COVIDIEN | KANGAROO JOEY |  | F1161778 | WOODLANDS - CENTRAL SUPPLY | MHHS-Woodlands |  | Pump, Food, Enteral |  | F1161778 |  | Woodlands |  | WOODLANDS - CENTRAL SUPPLY | [5 empty] | PUMPS, ENTERAL FEEDING |  | PUMPFOODENTERAL-Covidien-Kangaroo Joey | PUMPFOODENTERAL | Kangaroo Joey |  |  |  | Covidien | Pump, Food, Enteral |  | PUMPFOODENTERAL-Covidien-Kangaroo Joey |  |  |  |  | Covered PM Repair - Biomedical | MHHS-Woodlands
NO | NO |  |  |  | F1161873 |  | COVIDIEN | KANGAROO JOEY |  | F1161873 | WOODLANDS - CENTRAL SUPPLY | MHHS-Woodlands |  | Pump, Food, Enteral |  | F1161873 |  | Woodlands |  | WOODLANDS - CENTRAL SUPPLY | [5 empty] | PUMPS, ENTERAL FEEDING |  | PUMPFOODENTERAL-Covidien-Kangaroo Joey | PUMPFOODENTERAL | Kangaroo Joey |  |  |  | Covidien | Pump, Food, Enteral |  | PUMPFOODENTERAL-Covidien-Kangaroo Joey |  |  |  |  | Covered PM Repair - Biomedical | MHHS-Woodlands
NO | NO |  |  |  | F1162855 |  | COVIDIEN | KANGAROO JOEY |  | F1162855 | WOODLANDS - CENTRAL SUPPLY | MHHS-Woodlands |  | Pump, Food, Enteral |  | F1162855 |  | Woodlands |  | WOODLANDS - CENTRAL SUPPLY | [5 empty] | PUMPS, ENTERAL FEEDING |  | PUMPFOODENTERAL-Covidien-Kangaroo Joey | PUMPFOODENTERAL | Kangaroo Joey |  |  |  | Covidien | Pump, Food, Enteral |  | PUMPFOODENTERAL-Covidien-Kangaroo Joey |  |  |  |  | Covered PM Repair - Biomedical | MHHS-Woodlands
NO | NO |  |  |  | FOD1416 |  | COVIDIEN | KANGAROO JOEY |  | F1161723 | WOODLANDS - CENTRAL SUPPLY | MHHS-Woodlands |  | Pump, Food, Enteral |  | FOD1416 |  | Woodlands |  | WOODLANDS - CENTRAL SUPPLY | [5 empty] | PUMPS, ENTERAL FEEDING |  | PUMPFOODENTERAL-Covidien-Kangaroo Joey | PUMPFOODENTERAL | Kangaroo Joey |  |  |  | Covidien | Pump, Food, Enteral |  | PUMPFOODENTERAL-Covidien-Kangaroo Joey |  |  |  |  | Covered PM Repair - Biomedical | MHHS-Woodlands
YES | YES |  |  |  | 151-03619 | 151-03619 | COVIDIEN | Kendal SCD 700 series |  | V1938323SX | Central supply |  |  |  |  | 151-03619 | 151-03619 | Northwest | Memorial Hermann Cypress Hospital | Central supply | Central supply |  | 2/1/20 |  |  |  | Sequential Compression Device | SEQUENTIALCOMPRESSIONDEV-Kendall-700 Series | [23 empty] | SEQUENTIALCOMPRESSIONDEV | Sequential Compression Device | Kendall
YES | YES |  |  |  | 151-03618 | 151-03618 | COVIDIEN | Kendal SCD 700 series |  | V1938388SX | Central supply |  |  |  |  | 151-03618 | 151-03618 | Northwest | Memorial Hermann Cypress Hospital | Central supply | Central supply | [5 empty] | Sequential Compression Device | SEQUENTIALCOMPRESSIONDEV-Kendall-700 Series | [23 empty] | SEQUENTIALCOMPRESSIONDEV | Sequential Compression Device | Kendall
YES | YES |  |  |  | 151-03620 | 151-03620 | COVIDIEN | Kendal SCD 700 series |  | V1937659SX | Central supply |  |  |  |  | 151-03620 | 151-03620 | Northwest | Memorial Hermann Cypress Hospital | Central supply | Central supply | [5 empty] | Sequential Compression Device | SEQUENTIALCOMPRESSIONDEV-Kendall-700 Series | [23 empty] | SEQUENTIALCOMPRESSIONDEV | Sequential Compression Device | Kendall
YES | YES |  |  |  | 151-03625 | 151-03625 | COVIDIEN | Kendal SCD 700 series |  | V1938337SX | Central supply |  |  |  |  | 151-03625 | 151-03625 | Northwest | Memorial Hermann Cypress Hospital | Central supply | Central supply | [5 empty] | Sequential Compression Device | SEQUENTIALCOMPRESSIONDEV-Kendall-700 Series | [23 empty] | SEQUENTIALCOMPRESSIONDEV | Sequential Compression Device | Kendall
YES | YES |  |  |  | 151-03622 | 151-03622 | COVIDIEN | Kendal SCD 700 series |  | V1937680SX | Central supply |  |  |  |  | 151-03622 | 151-03622 | Northwest | Memorial Hermann Cypress Hospital | Central supply | Central supply | [5 empty] | Sequential Compression Device | SEQUENTIALCOMPRESSIONDEV-Kendall-700 Series | [23 empty] | SEQUENTIALCOMPRESSIONDEV | Sequential Compression Device | Kendall
YES | YES |  |  |  | 151-03623 | 151-03623 | COVIDIEN | Kendal SCD 700 series |  | V1938317SX | Central supply |  |  |  |  | 151-03623 | 151-03623 | Northwest | Memorial Hermann Cypress Hospital | Central supply | Central supply | [5 empty] | Sequential Compression Device | SEQUENTIALCOMPRESSIONDEV-Kendall-700 Series | [23 empty] | SEQUENTIALCOMPRESSIONDEV | Sequential Compression Device | Kendall
YES | YES |  |  |  | 151-03626 | 151-03626 | COVIDIEN | Kendal SCD 700 series |  | V1937679SX | Central supply |  |  |  |  | 151-03626 | 151-03626 | Northwest | Memorial Hermann Cypress Hospital | Central supply | Central supply | [5 empty] | Sequential Compression Device | SEQUENTIALCOMPRESSIONDEV-Kendall-700 Series | [23 empty] | SEQUENTIALCOMPRESSIONDEV | Sequential Compression Device | Kendall
YES | YES |  |  |  | 151-03627 | 151-03627 | COVIDIEN | Kendal SCD 700 series |  | V1937688SX | Central supply |  |  |  |  | 151-03627 | 151-03627 | Northwest | Memorial Hermann Cypress Hospital | Central supply | Central supply | [5 empty] | Sequential Compression Device | SEQUENTIALCOMPRESSIONDEV-Kendall-700 Series | [23 empty] | SEQUENTIALCOMPRESSIONDEV | Sequential Compression Device | Kendall
YES | YES |  |  |  | 029-13634 | 029-13634 | COVIDIEN | Kendall 700 Series |  | V1928159SX | Labor / Delivery OR |  |  |  |  | 029-13634 | 029-13634 | Woodlands | Memorial Hermann Hospital Woodlands | Labor / Delivery OR | OR 1 | 1/1/20 |  | 1/1/21 |  |  |  | SEQUENTIALCOMPRESSIONDEV-Kendall-700 Series
NO | YES | Serial Number V1914541SX |  |  | 129-31449 | PSD2749 | COVIDIEN | Kendall 700 Series |  | V1914541SX | Obs |  |  |  |  | 129-31449 | PSD2749 | Sugar Land | Memorial Herman - Sugar Land Hospital | Obs | Storage
YES | YES |  |  |  | 129-31388 | PSD2688 | COVIDIEN | Kendall 700 Series |  | V19118881SX | Obs |  |  |  |  | 129-31388 | PSD2688 | Sugar Land | Memorial Herman - Sugar Land Hospital | Obs | Storage room | [6 empty] | SEQUENTIALCOMPRESSIONDEV-Kendall-700 Series
YES | YES |  |  |  | 099-02250 |  | COVIDIEN | Kendall SCD |  | V19093505x | PACU |  |  |  |  | 099-02250 |  | Katy | Memorial Hermann Northeast Hospital | PACU | Bay 8
YES | YES |  |  |  | 151-03621 | 151-03621 | Covidien | Kendall SCD 700 Series |  | V193876SX | Central Supply |  |  |  |  | 151-03621 | 151-03621 | Nothwest and Cypress | Memorial Hermann Cypress Hospital | Central Supply | Central Supply | [5 empty] | Sequential Compression Device | SEQUENTIALCOMPRESSIONDEV-Kendall-700 Series | [23 empty] | SEQUENTIALCOMPRESSIONDEV | Sequential Compression Device | Kendall
YES | YES |  |  |  | 151-03624 | 151-03624 | Covidien | Kendall SCD 700 Series |  | V1937694SX | Central Supply |  |  |  |  | 151-03624 | 151-03624 | Northwest and Cypress | Memorial Hermann Cypress Hospital | Central Supply | Central Supply | [5 empty] | Sequential Compression Device | SEQUENTIALCOMPRESSIONDEV-Kendall-700 Series | [23 empty] | SEQUENTIALCOMPRESSIONDEV | Sequential Compression Device | Kendall
NO | YES | Asset Tag PSD2149 |  |  | PSD2149 | 151-05045 | COVIDIEN | Kendall scd 700 series |  | V1909216SX | CY-PACU |  |  |  |  | PSD2149 | 151-05045 | Northwest | MHHS-Cypress | CY-PACU | Bed 6 | 11/1/19 | 11/1/20 |  |  |  | Sequential Compression Device | SEQUENTIALCOMPRESSIONDEV-Kendall-700 Series | [23 empty] | SEQUENTIALCOMPRESSIONDEV | Sequential Compression Device | Kendall
NO | YES | Asset Tag PSD2150 |  |  | PSD2150 | 151-04707 | COVIDIEN | Kendall scd 700 series |  | V1909615SX | CY-PACU |  |  |  |  | PSD2150 | 151-04707 | Northwest | MHHS-Cypress | CY-PACU | Bed 8 | 11/1/19 | 11/1/20 |  |  |  | Sequential Compression Device | SEQUENTIALCOMPRESSIONDEV-Kendall-700 Series | [23 empty] | SEQUENTIALCOMPRESSIONDEV | Sequential Compression Device | Kendall
NO | YES | Asset Tag PSD2160 |  |  | PSD2160 | 151-04706 | COVIDIEN | Kendall scd 700 series |  |  | CY-Central Supply |  |  |  |  | PSD2160 | 151-04706 | Northwest | MHHS-Cypress | CY-Central Supply | Pacu | 11/1/20 | 11/1/20 |  |  |  | Sequential Compression Device | SEQUENTIALCOMPRESSIONDEV-Kendall-700 Series | [23 empty] | SEQUENTIALCOMPRESSIONDEV | Sequential Compression Device | Kendall
NO | YES | Asset Tag PSD2143 |  |  | PSD2143 | 151-04990 | COVIDIEN | Kendall scd 700 series |  | V1910917SX | CY-Labor & Delivery |  |  |  |  | PSD2143 | 151-04990 | Northwest | MHHS-Cypress | CY-Labor & Delivery | C section 2 | 11/1/19 | 11/1/20 |  |  |  | Sequential Compression Device | SEQUENTIALCOMPRESSIONDEV-Kendall-700 Series | [23 empty] | SEQUENTIALCOMPRESSIONDEV | Sequential Compression Device | Kendall
YES | YES |  |  |  | 151-05209 | 151-05209 | COVIDIEN | Kendall SCD 700 series |  |  | CY - OR |  |  |  |  | 151-05209 | 151-05209 | Northwest | Memorial Hermann Cypress Hospital | CY - OR | Or 7 | 11/1/19 | 11/1/20 |  |  |  | Sequential Compression Device | SEQUENTIALCOMPRESSIONDEV-Kendall-700 Series | [23 empty] | SEQUENTIALCOMPRESSIONDEV | Sequential Compression Device | Kendall
NO | YES | Asset Tag PSD2148 |  |  | PSD2148 | 151-03696 | COVIDIEN | Kendall scd 700 series |  | V190909370sx | CY-Medsurg |  |  |  |  | PSD2148 | 151-03696 | Northwest | MHHS-Cypress | CY-Medsurg | S417 | 11/1/19 | 11/1/20 |  |  |  | Sequential Compression Device | SEQUENTIALCOMPRESSIONDEV-Kendall-700 Series | [23 empty] | SEQUENTIALCOMPRESSIONDEV | Sequential Compression Device | Kendall
NO | YES | Asset Tag PSD2136 |  |  | PSD2136 | 151-03775 | COVIDIEN | Kendall scd 700 series |  | V1909705sx | CY-Medsurg |  |  |  |  | PSD2136 | 151-03775 | Northwest | MHHS-Cypress | CY-Medsurg | S306 | 11/1/19 | 11/1/20 |  |  |  | Sequential Compression Device | SEQUENTIALCOMPRESSIONDEV-Kendall-700 Series | [23 empty] | SEQUENTIALCOMPRESSIONDEV | Sequential Compression Device | Kendall
NO | YES | Asset Tag PSD2137 |  |  | PSD2137 | 151-03937 | COVIDIEN | Kendall scd 700 series |  | V1909957sx | CY-COU |  |  |  |  | PSD2137 | 151-03937 | Northwest | MHHS-Cypress | CY-COU | Clean | 11/1/19 | 11/1/20 |  |  |  | Sequential Compression Device | SEQUENTIALCOMPRESSIONDEV-Kendall-700 Series | [23 empty] | SEQUENTIALCOMPRESSIONDEV | Sequential Compression Device | Kendall
NO | YES | Asset Tag PSD1392 |  |  | PSD1392 | 099-04312 | COVIDIEN | Kendall scd 700 series |  | V1920151SX | Pearland-4N-Med/Surg |  |  |  |  | PSD1392 | 099-04312 | Pearland | MHHS-Pearland Hospital | Pearland-4N-Med/Surg | 4 north | [5 empty] | Sequential Compression Device | SEQUENTIALCOMPRESSIONDEV-Kendall-700 Series | [23 empty] | SEQUENTIALCOMPRESSIONDEV | Sequential Compression Device | Kendall
NO | YES | Asset Tag PSD1403 |  |  | PSD1403 | 099-04311 | COVIDIEN | Kendall scd 700 series |  | V1920152S | Pearland-4N-Med/Surg |  |  |  |  | PSD1403 | 099-04311 | Pearland | MHHS-Pearland Hospital | Pearland-4N-Med/Surg | 4 north | 9/1/19 | 11/1/20 |  |  |  | Sequential Compression Device | SEQUENTIALCOMPRESSIONDEV-Kendall-700 Series | [23 empty] | SEQUENTIALCOMPRESSIONDEV | Sequential Compression Device | Kendall
NO | YES | Asset Tag PSD1390 |  |  | PSD1390 | 099-04310 | COVIDIEN | Kendall scd 700 series |  | V1901284SX | Pearland-4N-Med/Surg |  |  |  |  | PSD1390 | 099-04310 | Pearland | MHHS-Pearland Hospital | Pearland-4N-Med/Surg | 4 north | 9/1/19 | 9/1/20 |  |  |  | Sequential Compression Device | SEQUENTIALCOMPRESSIONDEV-Kendall-700 Series | [23 empty] | SEQUENTIALCOMPRESSIONDEV | Sequential Compression Device | Kendall
NO | YES | Serial Number V1205936SX |  |  | 099-14081 | 099-14081 | COVIDIEN | Kendall SCD 700 Series |  | V1205936SX | SW |  |  |  |  | 099-14081 | 099-14081 | Southwest | Memorial Hermann Southwest Hospital | SW | 9th Floor | 11/1/19 |  | 11/1/20
YES | YES |  |  |  | 099-13021 | 099-13021 | COVIDIEN | Kendall SCD 700 Series | [7 empty] | 099-13021 | 099-13021 | TMC | Memorial Hermann Heart |  | IMU-2 | [6 empty] | SEQUENTIALCOMPRESSIONDEV-Kendall-700 Series
YES | YES |  |  |  | 099-12507 | 099-12507 | COVIDIEN | Kendall SCD 700 Series | [7 empty] | 099-12507 | 099-12507 | TMC | Memorial Hermann-Texas Medical Center |  | C3/30 | [6 empty] | SEQUENTIALCOMPRESSIONDEV-Kendall-700 Series
YES | YES |  |  |  | 099-11093 | 099-11093 | COVIDIEN | Kendall SCD 700 Series |  |  | J9 |  |  |  |  | 099-11093 | 099-11093 | TMC | Memorial Hermann-Texas Medical Center | J9 | Nurses Station | [6 empty] | SEQUENTIALCOMPRESSIONDEV-Kendall-700 Series
YES | YES |  |  |  | 099-11089 | 099-11089 | COVIDIEN | Kendall SCD 700 Series |  |  | J9 |  |  |  |  | 099-11089 | 099-11089 | TMC | Memorial Hermann-Texas Medical Center | J9 | Nurses Station | [6 empty] | SEQUENTIALCOMPRESSIONDEV-Kendall-700 Series
YES | YES |  |  |  | 099-05814 | 099-05814 | COVIDIEN | Kendall SCD 700 Series |  |  | Recovery |  |  |  |  | 099-05814 | 099-05814 |  | Memorial Hermann- TMC | Recovery | HP7/40.2 | [6 empty] | SEQUENTIALCOMPRESSIONDEV-Kendall-700 Series
YES | YES |  |  |  | 099-05802 | 099-05802 | COVIDIEN | Kendall SCD 700 Series |  |  | Recovery |  |  |  |  | 099-05802 | 099-05802 |  | Memorial Hermann- TMC | Recovery | HP7/40.2 | [6 empty] | SEQUENTIALCOMPRESSIONDEV-Kendall-700 Series
YES | YES |  |  |  | 099-05801 | 099-05801 | COVIDIEN | Kendall SCD 700 Series |  |  | Recovery |  |  |  |  | 099-05801 | 099-05801 |  | Memorial Hermann- TMC | Recovery | HP7/40.2 | [6 empty] | SEQUENTIALCOMPRESSIONDEV-Kendall-700 Series
YES | YES |  |  |  | 099-09457 | 099-09457 | COVIDIEN | Kendall SCD 700 Series |  |  | TMC - HERMANN - COU (1R) |  |  |  |  | 099-09457 | 099-09457 |  | Memorial Hermann-TMC | TMC - HERMANN - COU (1R) | COU-12 |  |  |  | In use on patient |  |  | SEQUENTIALCOMPRESSIONDEV-Kendall-700 Series
YES | YES |  |  |  | 069-44974 | 069-44974 | COVIDIEN | Kendall SCD 700 Series | [7 empty] | 069-44974 | 069-44974 | TMC | [9 empty] | SEQUENTIALCOMPRESSIONDEV-Kendall-700 Series
NO | YES |  |  |  | 069-44983 | 069-44983 | COVIDIEN | Kendall SCD 700 Series |  | V1904295SX | [5 empty] | 069-44983 | 069-44983 | TMC |  |  | Central Supply
YES | YES |  |  |  | 069-44984 | 069-44984 | COVIDIEN | Kendall SCD 700 Series | [7 empty] | 069-44984 | 069-44984 | TMC | Memorial Hermann-TMC |  | Central Supply | [6 empty] | SEQUENTIALCOMPRESSIONDEV-Kendall-700 Series
NO | YES |  |  |  | 069-44982 | 069-44982 | COVIDIEN | Kendall SCD 700 Series |  | V1905147SX | [5 empty] | 069-44982 | 069-44982 | TMC | Memorial Hermann-TMC |  | Central Supply
YES | YES |  |  |  | 069-44981 | 069-44981 | COVIDIEN | Kendall SCD 700 Series | [7 empty] | 069-44981 | 069-44981 | TMC | Memorial Hermann-TMC |  | Central Supply | [6 empty] | SEQUENTIALCOMPRESSIONDEV-Kendall-700 Series
YES | YES |  |  |  | 069-44980 | 069-44980 | COVIDIEN | Kendall SCD 700 Series | [7 empty] | 069-44980 | 069-44980 | TMC | Memorial Hermann-TMC |  | Central Supply | [6 empty] | SEQUENTIALCOMPRESSIONDEV-Kendall-700 Series
YES | YES |  |  |  | 069-44985 | 069-44985 | COVIDIEN | Kendall SCD 700 Series | [7 empty] | 069-44985 | 069-44985 | TMC | Memorial Hermann-TMC |  | Central Supply | [6 empty] | SEQUENTIALCOMPRESSIONDEV-Kendall-700 Series
NO | YES |  |  |  | 069-44986 | 069-44986 | COVIDIEN | Kendall SCD 700 Series |  | V1905019SX | [5 empty] | 069-44986 | 069-44986 | TMC | Memorial Hermann-TMC |  | Central Supply
NO | YES |  |  |  | 069-44987 | 069-44987 | COVIDIEN | Kendall SCD 700 Series |  | V1905018SX | [5 empty] | 069-44987 | 069-44987 | TMC | Memorial Hermann-TMC |  | Central Supply
NO | YES |  |  |  | 069-44977 | 069-44977 | COVIDIEN | Kendall SCD 700 Series |  | V1905053SX | TMC-Respiratory-Adult |  |  |  |  | 069-44977 | 069-44977 | TMC | MHHS-TMC | TMC-Respiratory-Adult | CS
YES | YES |  |  |  | 099-07860 | 099-07860 | COVIDIEN | Kendall SCD 700 Series |  |  | TMC - OR - HERMANN (2HP) |  |  |  |  | 099-07860 | 099-07860 | TMC | Memorial Hermann-Texas Medical Center | TMC - OR - HERMANN (2HP) | OR-69 | [6 empty] | SEQUENTIALCOMPRESSIONDEV-Kendall-700 Series
NO | YES |  |  |  | 151-04380 | 151-04380 | COVIDIEN | Kendall SCD 700 Series |  | V1919398SX | MEMORIAL CITY - OUTPATIENT SURGERY |  |  |  |  | 151-04380 | 151-04380 | West | Memorial Hermann - Memorial City | MEMORIAL CITY - OUTPATIENT SURGERY | OPS West Tower 1st Floor W1 300.44 Storage Room
NO | YES |  |  |  | PSD2524 | 151-04159 | Covidien | Kendall SCD 700 Series |  | V1919599SX | MEMORIAL CITY - OUTPATIENT SURGERY |  |  |  |  | PSD2524 | 151-04159 | West | Memorial City- Memorial Hermann Hospital | MEMORIAL CITY - OUTPATIENT SURGERY | Hallway
NO | YES |  |  |  | PSD2587 | 041-33237 | Covidien | Kendall SCD 700 Series |  | V1919841SX | MEMORIAL CITY - OUTPATIENT SURGERY RECOVERY |  |  |  |  | PSD2587 | 041-33237 | West | Memorial City - Memorial Hermann Hospital | MEMORIAL CITY - OUTPATIENT SURGERY RECOVERY | Recovery 24
NO | YES |  |  |  | PSD3307 | PSD3307 | Covidien | Kendall SCD 700 Series |  | V1919483SX | Neurascience |  |  |  |  | PSD3307 | PSD3307 | West | Memorial City- Memorial Hermann Hospital East Tower | Neurascience | E6 428 |  |  |  | PROPERTY OF MHHS TAG
NO | YES | Serial Number US01442327 |  |  | 099-00019 | 099-00019 | COVIDIEN | MX40-1B4 |  | US01442327 | Katy-ER |  |  |  |  | 099-00019 | 099-00019 | Katy | MHHS-Katy | Katy-ER | Nurses Station | 2/1/20
NO | YES |  |  |  | 099-00018 | 099-00018 | COVIDIEN | MX40-1B4 |  | US01442294 | Katy-ER |  |  |  |  | 099-00018 | 099-00018 | Katy | MHHS-Katy | Katy-ER | Nurses Station | 2/1/20 | 2/1/20
NO | YES |  |  |  | 099-03835 | 099-03835 | COVIDIEN | MX40-1C4 |  | US01442334 | Katy-ER |  |  |  |  | 099-03835 | 099-03835 | Katy | MHHS-Katy | Katy-ER | Nurses station | 2/1/20
NO | YES |  |  |  | 099-03836 | 099-03836 | COVIDIEN | MX40-1C4 |  | US01442290 | Katy-ER |  |  |  |  | 099-03836 | 099-03836 | Katy | MHHS-Katy | Katy-ER | Nurses Station | 2/1/20 | 2/1/20
NO | YES |  |  |  | 099-03837 | 099-03837 | COVIDIEN | MX40-1C4 |  | US01443672 | Katy-ER |  |  |  |  | 099-03837 | 099-03837 | Katy | MHHS-Katy | Katy-ER | Nutses Station | 2/1/20
NO | YES |  |  |  | 099-03838 | 099-03838 | COVIDIEN | MX40-1C4 |  | US01440747 | Katy-ER |  |  |  |  | 099-03838 | 099-03838 | Katy | MHHS-Katy | Katy-ER | Nurses Station | 2/1/20
NO | YES |  |  |  | 099-00017 | 099-00017 | COVIDIEN | MX40-1C4 |  | US01443678 | Katy-ER |  |  |  |  | 099-00017 | 099-00017 | Katy | MHHS-Katy | Katy-ER | Nurses Station | 2/1/20
YES | YES |  |  |  | 099-00016 | 099-00016 | COVIDIEN | MX40-1C4 |  | US01015654 | [5 empty] | 099-00016 | 099-00016 | Katy | Memorial Hermann Katy Hospital Emergency Center |  | Nurses Station | 2/1/20
NO | YES |  |  |  | 099-00004 | 099-00004 | COVIDIEN | MX40-1C4 |  | US01442319 | Katy-ER |  |  |  |  | 099-00004 | 099-00004 | Katy | MHHS-Katy | Katy-ER | Nurses Station | 2/1/20
NO | YES |  |  |  | 099-00005 | 099-00005 | COVIDIEN | MX40-1C4 |  | US01442312 | Katy-ER |  |  |  |  | 099-00005 | 099-00005 | Katy | MHHS-Katy | Katy-ER | Nurses Station | 2/1/20
NO | YES |  |  |  | 099-00006 | 099-00006 | COVIDIEN | MX40-1C4 |  | US01442285 | Katy-ER |  |  |  |  | 099-00006 | 099-00006 | Katy | MHHS-Katy | Katy-ER | Nurses Station | 2/1/20
NO | YES |  |  |  | 099-00007 | 099-00007 | COVIDIEN | MX40-1C4 |  | US01002982 | Katy-ER |  |  |  |  | 099-00007 | 099-00007 | Katy | MHHS-Katy | Katy-ER | Nurses Station | 2/1/20
NO | YES |  |  |  | 099-00008 | 099-00008 | COVIDIEN | MX40-1C4 |  | US01319581 | Katy-ER |  |  |  |  | 099-00008 | 099-00008 | Katy | MHHS-Katy | Katy-ER | Nurses Station | 2/1/20
NO | YES |  |  |  | 099-03833 | 099-03833 | COVIDIEN | MX40-IC4 |  | US01016458 | ER |  |  |  |  | 099-03833 | 099-03833 | Katy | Memorial Herman Katy | ER | Charge Nurse desk | 2/1/20
NO | YES |  |  |  | 099-03834 | 099-03834 | COVIDIEN | MX40-IC4 |  | US01443681 | [5 empty] | 099-03834 | 099-03834 | Katy | Memorial Herman- ER |  | ER Nurse station
NO | NO |  |  |  | 561247A824 |  | COVIDIEN | NELLCOR BEDSIDE SP02 PATIENT MONITORING SYSTEM |  | 561247A824 | CY - Pacific Medical Temporary Philips Loaners | MHHS-Cypress |  |  |  | 561247A824 |  | Northwest & Cypress |  | CY - Pacific Medical Temporary Philips Loaners | [5 empty] | OXIMETERS, PULSE |  | .needs class | [5 empty] | Covidien | [7 empty] | Not Covered Vendor Only - Biomedical | MHHS-Cypress
NO | NO |  |  |  | 561250A597 |  | COVIDIEN | NELLCOR BEDSIDE SP02 PATIENT MONITORING SYSTEM |  | 561250A597 | CY - Pacific Medical Temporary Philips Loaners | MHHS-Cypress |  |  |  | 561250A597 |  | Northwest & Cypress |  | CY - Pacific Medical Temporary Philips Loaners | [5 empty] | OXIMETERS, PULSE |  | .needs class | [5 empty] | Covidien | [7 empty] | Not Covered Vendor Only - Biomedical | MHHS-Cypress
NO | NO |  |  |  | 561250A598 |  | COVIDIEN | NELLCOR BEDSIDE SP02 PATIENT MONITORING SYSTEM |  | 561250A598 | CY - Pacific Medical Temporary Philips Loaners | MHHS-Cypress |  |  |  | 561250A598 |  | Northwest & Cypress |  | CY - Pacific Medical Temporary Philips Loaners | [5 empty] | OXIMETERS, PULSE |  | .needs class | [5 empty] | Covidien | [7 empty] | Not Covered Vendor Only - Biomedical | MHHS-Cypress
NO | NO |  |  |  | 561250A613 |  | COVIDIEN | NELLCOR BEDSIDE SP02 PATIENT MONITORING SYSTEM |  | 561250A613 | CY - Pacific Medical Temporary Philips Loaners | MHHS-Cypress |  |  |  | 561250A613 |  | Northwest & Cypress |  | CY - Pacific Medical Temporary Philips Loaners | [5 empty] | OXIMETERS, PULSE |  | .needs class | [5 empty] | Covidien | [7 empty] | Not Covered Vendor Only - Biomedical | MHHS-Cypress
NO | NO |  |  |  | 561304A028 |  | COVIDIEN | NELLCOR BEDSIDE SP02 PATIENT MONITORING SYSTEM |  | 561304A028 | CY - Pacific Medical Temporary Philips Loaners | MHHS-Cypress |  |  |  | 561304A028 |  | Northwest & Cypress |  | CY - Pacific Medical Temporary Philips Loaners | [5 empty] | OXIMETERS, PULSE |  | .needs class | [5 empty] | Covidien | [7 empty] | Not Covered Vendor Only - Biomedical | MHHS-Cypress
NO | YES |  |  |  | 005-11216 | 005-11216 | COVIDIEN | NELLCOR PM10N |  | MBP1518191 | CBC - (SE) - MATTHYS ELEMENTARY SCHOOL | MHHS-Neighborhood Clinics |  |  |  | 005-11216 | 005-11216 | Southeast & Bay Area |  | CBC - (SE) - MATTHYS ELEMENTARY SCHOOL |  | 07/17/2018 |  |  |  | OXIMETERS, PULSE |  | OXIMETERPULSE-Covidien-PM10N |  |  |  |  | OXIMETERPULSE-Covidien-PM10N | Covidien |  |  |  |  | 11/11/2020 |  |  | Not Covered Vendor Only - Biomedical | MHHS-Neighborhood Clinics
NO | NO |  |  |  | 151-02553 |  | COVIDIEN | NELLCOR PM10N |  | MBP1808124 | CY - RESPIRATORY CARE SERVICES | MHHS-Cypress |  |  |  | 151-02553 |  | Northwest & Cypress |  | CY - RESPIRATORY CARE SERVICES | [5 empty] | OXIMETERS, PULSE |  | OXIMETERPULSE-Covidien-PM10N |  |  |  |  | OXIMETERPULSE-Covidien-PM10N | Covidien | [7 empty] | Not Covered Vendor Only - Biomedical | MHHS-Cypress
NO | NO |  |  |  | MBP1620267 |  | COVIDIEN | NELLCOR PM10N |  | MBP1620267 | CY - RESPIRATORY CARE SERVICES | MHHS-Cypress |  |  |  | MBP1620267 |  | Northwest & Cypress |  | CY - RESPIRATORY CARE SERVICES | [5 empty] | OXIMETERS, PULSE |  | OXIMETERPULSE-Covidien-PM10N |  |  |  |  | OXIMETERPULSE-Covidien-PM10N | Covidien | [7 empty] | Not Covered Vendor Only - Biomedical | MHHS-Cypress
NO | NO |  |  |  | MBP1620270 |  | COVIDIEN | NELLCOR PM10N |  | MBP1620270 | CY - RESPIRATORY CARE SERVICES | MHHS-Cypress |  |  |  | MBP1620270 |  | Northwest & Cypress |  | CY - RESPIRATORY CARE SERVICES | [5 empty] | OXIMETERS, PULSE |  | OXIMETERPULSE-Covidien-PM10N |  |  |  |  | OXIMETERPULSE-Covidien-PM10N | Covidien | [7 empty] | Not Covered Vendor Only - Biomedical | MHHS-Cypress
NO | NO |  |  |  | MBP1620272 |  | COVIDIEN | NELLCOR PM10N |  | MBP1620272 | CY - RESPIRATORY CARE SERVICES | MHHS-Cypress |  |  |  | MBP1620272 |  | Northwest & Cypress |  | CY - RESPIRATORY CARE SERVICES | [5 empty] | OXIMETERS, PULSE |  | OXIMETERPULSE-Covidien-PM10N |  |  |  |  | OXIMETERPULSE-Covidien-PM10N | Covidien | [7 empty] | Not Covered Vendor Only - Biomedical | MHHS-Cypress
NO | NO |  |  |  | MBP1620276 |  | COVIDIEN | NELLCOR PM10N |  | MBP1620276 | CY - RESPIRATORY CARE SERVICES | MHHS-Cypress |  |  |  | MBP1620276 |  | Northwest & Cypress |  | CY - RESPIRATORY CARE SERVICES | [5 empty] | OXIMETERS, PULSE |  | OXIMETERPULSE-Covidien-PM10N |  |  |  |  | OXIMETERPULSE-Covidien-PM10N | Covidien | [7 empty] | Not Covered Vendor Only - Biomedical | MHHS-Cypress
NO | NO |  |  |  | 009-10324 |  | COVIDIEN | NELLCOR PM10N |  | MBP1629158 | GH - CARDIAC REHAB | MHHS-Greater Heights |  |  |  | 009-10324 |  | Central & Greater Heights |  | GH - CARDIAC REHAB | [5 empty] | OXIMETERS, PULSE |  | OXIMETERPULSE-Covidien-PM10N |  |  |  |  | OXIMETERPULSE-Covidien-PM10N | Covidien | [7 empty] | Not Covered Vendor Only - Biomedical | MHHS-Greater Heights
NO | NO |  |  |  | 009-34342 |  | COVIDIEN | NELLCOR PM10N |  | MBP1832306 | GH - LABOR & DELIVERY | MHHS-Greater Heights |  |  |  | 009-34342 |  | Central & Greater Heights |  | GH - LABOR & DELIVERY | [5 empty] | OXIMETERS, PULSE |  | OXIMETERPULSE-Covidien-PM10N |  |  |  |  | OXIMETERPULSE-Covidien-PM10N | Covidien | [7 empty] | Not Covered Vendor Only - Biomedical | MHHS-Greater Heights
NO | NO |  |  |  | 143-01697 |  | COVIDIEN | NELLCOR PM10N |  | MBP1825057 | MH MG - (SL) - SUGAR LAND PEDIATRICS | MHHS-MG |  |  |  | 143-01697 |  | Sugar Land |  | MH MG - (SL) - SUGAR LAND PEDIATRICS | [5 empty] | OXIMETERS, PULSE |  | OXIMETERPULSE-Covidien-PM10N |  |  |  |  | OXIMETERPULSE-Covidien-PM10N | Covidien | [7 empty] | Not Covered Vendor Only - Biomedical | MHHS-MG
NO | NO |  |  |  | 143-01698 |  | COVIDIEN | NELLCOR PM10N |  | MBP1825059 | MH MG - (SL) - SUGAR LAND PEDIATRICS | MHHS-MG |  |  |  | 143-01698 |  | Sugar Land |  | MH MG - (SL) - SUGAR LAND PEDIATRICS | [5 empty] | OXIMETERS, PULSE |  | OXIMETERPULSE-Covidien-PM10N |  |  |  |  | OXIMETERPULSE-Covidien-PM10N | Covidien | [7 empty] | Not Covered Vendor Only - Biomedical | MHHS-MG
NO | NO |  |  |  | 143-01699 |  | COVIDIEN | NELLCOR PM10N |  | MBP1825058 | MH MG - (SL) - SUGAR LAND PEDIATRICS | MHHS-MG |  |  |  | 143-01699 |  | Sugar Land |  | MH MG - (SL) - SUGAR LAND PEDIATRICS | [5 empty] | OXIMETERS, PULSE |  | OXIMETERPULSE-Covidien-PM10N |  |  |  |  | OXIMETERPULSE-Covidien-PM10N | Covidien | [7 empty] | Not Covered Vendor Only - Biomedical | MHHS-MG
NO | NO |  |  |  | 129-06819 |  | COVIDIEN | NELLCOR PM10N |  | MBP1516433 | MH MG - (SL) - SUGAR LAND PRIMARY CARE (MP1) | MHHS-MG |  |  |  | 129-06819 |  | Sugar Land |  | MH MG - (SL) - SUGAR LAND PRIMARY CARE (MP1) | [5 empty] | OXIMETERS, PULSE |  | OXIMETERPULSE-Covidien-PM10N |  |  |  |  | OXIMETERPULSE-Covidien-PM10N | Covidien | [7 empty] | Not Covered Vendor Only - Biomedical | MHHS-MG
NO | NO | [5 empty] | COVIDIEN | OXIMAX N-65 |  | G09803845 | GH - THERAPY SERVICES | MHHS-Greater Heights |  | Oximeter, Pulse |  |  |  | Central & Greater Heights |  | GH - THERAPY SERVICES | [5 empty] | OXIMETERS, PULSE |  | OXIMETERPULSE-Covidien-OxiMax N-65 | OXIMETERPULSE | OxiMax N-65 |  |  |  | Covidien | Oximeter, Pulse |  | OXIMETERPULSE-Covidien-OxiMax N-65 |  |  |  |  | Covered PM Repair - Biomedical | MHHS-Greater Heights
NO | NO |  |  |  | P10802686 |  | COVIDIEN | OXIMAX N-65 |  | P10802686 | MH MG - (TMC) - PEDIATRICS (STE 2445) | MHHS-MG |  | Oximeter, Pulse |  | P10802686 |  | TMC |  | MH MG - (TMC) - PEDIATRICS (STE 2445) | [5 empty] | OXIMETERS, PULSE |  | OXIMETERPULSE-Covidien-OxiMax N-65 | OXIMETERPULSE | OxiMax N-65 |  |  |  | Covidien | Oximeter, Pulse |  | OXIMETERPULSE-Covidien-OxiMax N-65 |  |  |  |  | Covered PM Repair - Biomedical | MHHS-MG
NO | NO |  |  |  | P10802688 |  | COVIDIEN | OXIMAX N-65 |  | P10802688 | MH MG - (TMC) - PEDIATRICS (STE 2445) | MHHS-MG |  | Oximeter, Pulse |  | P10802688 |  | TMC |  | MH MG - (TMC) - PEDIATRICS (STE 2445) | [5 empty] | OXIMETERS, PULSE |  | OXIMETERPULSE-Covidien-OxiMax N-65 | OXIMETERPULSE | OxiMax N-65 |  |  |  | Covidien | Oximeter, Pulse |  | OXIMETERPULSE-Covidien-OxiMax N-65 |  |  |  |  | Covered PM Repair - Biomedical | MHHS-MG
NO | NO |  |  |  | 005-11975 |  | COVIDIEN | OXIMAX N-65 |  | G08825305 | SMR - (SE) - SOUTHEAST (MP1) | MHHS-SMR |  | Oximeter, Pulse |  | 005-11975 |  | Southeast & Bay Area |  | SMR - (SE) - SOUTHEAST (MP1) | [5 empty] | OXIMETERS, PULSE |  | OXIMETERPULSE-Covidien-OxiMax N-65 | OXIMETERPULSE | OxiMax N-65 |  |  |  | Covidien | Oximeter, Pulse |  | OXIMETERPULSE-Covidien-OxiMax N-65 |  |  |  |  | Covered PM Repair - Biomedical | MHHS-SMR
NO | YES |  |  |  |  | 099-01072 | COVIDIEN | OXIMAX NPB-75 |  |  | NE-OR | MHHS-Northeast |  |  |  |  | 099-01072 | Katy | MHHS-Northeast | NE-OR | Anesthesis work room | 1/1/19 |  |  |  | OXIMETERS, PULSE |  | .needs class | [5 empty] | Covidien |  |  |  |  | 2/13/18 |  |  | Covered PM Repair - Biomedical | MHHS-Northeast
NO | YES |  |  |  |  | 142-01216 | COVIDIEN | OXIMAX NPB-75 |  |  | NE-OR | MHHS-Northeast |  |  |  |  | 142-01216 | Katy | MHHS-Northeast | NE-OR | Anesthesis work room | 1/1/19 | 1/1/20 |  |  | OXIMETERS, PULSE |  | .needs class | [5 empty] | Covidien |  |  |  |  | 2/13/18 |  |  | Covered PM Repair - Biomedical | MHHS-Northeast
NO | NO | [5 empty] | COVIDIEN | OXIMAX NPB-75 |  |  | NE - RESPIRATORY | MHHS-Northeast | [5 empty] | Katy |  | NE - RESPIRATORY | [5 empty] | OXIMETERS, PULSE |  | .needs class | [5 empty] | Covidien | [7 empty] | Covered PM Repair - Biomedical | MHHS-Northeast
NO | YES |  |  |  | 009-09987 | 009-09987 | COVIDIEN | PB 980 |  | 35B1500722 | GH-Respiratory | MHHS-Greater Heights |  | Ventilator |  | 009-09987 | 009-09987 | Central & Greater Heights | MHHS-Greater Heights | GH-Respiratory | Storage room | 10/1/19 |  | 5/1/20 |  | VENTILATORS | Ventilator | VENTILATOR-Covidien-980 | VENTILATOR |  |  |  |  | Covidien | Ventilator |  | VENTILATOR-Covidien-980 |  | 4/1/20 |  | VENT-SA | Not Covered Vendor Only - Biomedical | MHHS-Greater Heights | [8 empty] | VENTILATOR | Ventilator | Covidien
NO | YES |  |  |  | 009-09990 | 009-09990 | COVIDIEN | PB 980 |  | 35B1500724 | GH - RESPIRATORY | MHHS-Greater Heights |  | Ventilator |  | 009-09990 | 009-09990 | Central | Memorial Hermann Greater Heights Hospital | GH - RESPIRATORY | GH - NICU |  |  |  |  | VENTILATORS |  | VENTILATOR-Covidien-980 | VENTILATOR |  |  |  |  | Covidien | Ventilator |  | VENTILATOR-Covidien-980 |  |  |  |  | Covered PM Repair - Biomedical | MHHS-Greater Heights
NO | YES |  |  |  | 009-09991 | 009-09991 | COVIDIEN | PB 980 |  | 35B1500676 | GH-Respiratory | MHHS-Greater Heights |  | Ventilator |  | 009-09991 | 009-09991 | Central & Greater Heights | MHHS-Greater Heights | GH-Respiratory | Storage room | 7/1/19 |  | 7/1/20 |  | VENTILATORS | Ventilator | VENTILATOR-Covidien-980 | VENTILATOR |  |  |  |  | Covidien | Ventilator |  | VENTILATOR-Covidien-980 |  |  |  | VENT-SA | Covered PM Repair - Biomedical | MHHS-Greater Heights | [8 empty] | VENTILATOR | Ventilator | Covidien
NO | YES |  |  |  | 009-10002 | 009-10002 | COVIDIEN | PB 980 |  | 35B1501767 | Nicu | MHHS-Greater Heights |  | Ventilator |  | 009-10002 | 009-10002 | Central | Memorial Hermann Greater Heights Hospital | Nicu | Nicu |  |  |  |  | VENTILATORS |  | VENTILATOR-Covidien-980 | VENTILATOR |  |  |  |  | Covidien | Ventilator |  | VENTILATOR-Covidien-980 |  |  |  |  | Covered PM Repair - Biomedical | MHHS-Greater Heights
NO | YES |  |  |  | 009-10005 | 009-10005 | COVIDIEN | PB 980 |  | 35B1501731 | GH - RESPIRATORY | MHHS-Greater Heights |  | Ventilator |  | 009-10005 | 009-10005 | Central | Greater heights | GH - RESPIRATORY | GH - RESPIRATORY |  |  |  |  | VENTILATORS |  | VENTILATOR-Covidien-980 | VENTILATOR |  |  |  |  | Covidien | Ventilator |  | VENTILATOR-Covidien-980 |  |  |  |  | Covered PM Repair - Biomedical | MHHS-Greater Heights
NO | YES |  |  |  | 009-10082 | 009-10082 | COVIDIEN | PB 980 |  | 35B1500341 | NE - RESPIRATORY | MHHS-Greater Heights |  | Ventilator |  | 009-10082 | 009-10082 | Katy | Memorial Herman Greater Heights Hospital | NE - RESPIRATORY | Respiratory Storage |  |  |  |  | VENTILATORS |  | VENTILATOR-Covidien-980 | VENTILATOR |  |  |  |  | Covidien | Ventilator |  | VENTILATOR-Covidien-980 |  |  |  |  | Covered PM Repair - Biomedical | MHHS-Greater Heights
NO | YES |  |  |  | 009-33620 | 009-33620 | COVIDIEN | PB 980 |  | (21)35B1802109 | GH-Respiratory | MHHS-Greater Heights |  | Ventilator |  | 009-33620 | 009-33620 | Central & Greater Heights | MHHS-Greater Heights | GH-Respiratory | Storage room | 8/1/19 |  | 3/1/20 |  | VENTILATORS | Ventilator | VENTILATOR-Covidien-980 | VENTILATOR |  |  |  |  | Covidien | Ventilator |  | VENTILATOR-Covidien-980 |  |  |  | VENT-SA | Covered PM Repair - Biomedical | MHHS-Greater Heights | [8 empty] | VENTILATOR | Ventilator | Covidien
NO | YES |  |  |  | 009-33694 | 009-33694 | COVIDIEN | PB 980 |  | 35B1801688 | GH - RESPIRATORY | MHHS-Greater Heights |  | Ventilator |  | 009-33694 | 009-33694 | Central | Central | GH - RESPIRATORY | [5 empty] | VENTILATORS |  | VENTILATOR-Covidien-980 | VENTILATOR |  |  |  |  | Covidien | Ventilator |  | VENTILATOR-Covidien-980 |  |  |  |  | Covered PM Repair - Biomedical | MHHS-Greater Heights
NO | YES |  |  |  | 009-34310 | 009-34310 | COVIDIEN | PB 980 |  | (21)35B1802230 | Gh-Respiratory therapy | MHHS-Greater Heights |  | Ventilator |  | 009-34310 | 009-34310 | Central | Memorial Hermann Greater Heights Hospital | Gh-Respiratory therapy | Respiratory therapy |  |  |  |  | VENTILATORS |  | VENTILATOR-Covidien-980 | VENTILATOR |  |  |  |  | Covidien | Ventilator |  | VENTILATOR-Covidien-980 |  |  |  |  | Covered PM Repair - Biomedical | MHHS-Greater Heights
NO | YES |  |  |  | 009-34311 | 009-34311 | COVIDIEN | PB 980 |  | (21)35B1801901 | GH-Respiratory | MHHS-Greater Heights |  | Ventilator |  | 009-34311 | 009-34311 | Central & Greater Heights | MHHS-Greater Heights | GH-Respiratory | Storage room | 8/1/19 |  | 8/1/20 |  | VENTILATORS | Ventilator | VENTILATOR-Covidien-980 | VENTILATOR |  |  |  |  | Covidien | Ventilator |  | VENTILATOR-Covidien-980 |  |  |  | VENT-SA | Covered PM Repair - Biomedical | MHHS-Greater Heights | [8 empty] | VENTILATOR | Ventilator | Covidien
NO | YES | Asset Tag 133-09489 |  |  | 133-09489 | 133-09489 | COVIDIEN | PB 980 |  | 35B1501830 | Katy-Respiratory | MHHS-Katy |  | Ventilator |  | 133-09489 | 133-09489 | Katy | MHHS-Katy | Katy-Respiratory |  | 10/14/19 |  |  |  | VENTILATORS | Ventilator | VENTILATOR-Covidien-980 | VENTILATOR |  |  |  |  | Covidien | Ventilator |  | VENTILATOR-Covidien-980 |  | 8/15/20 | Finished from Script 3/27/2020 12:11:52pm (Central) | VENT-SA | Not Covered Vendor Only - Biomedical | MHHS-Katy | [8 empty] | VENTILATOR | Ventilator | Covidien
NO | YES |  |  |  | 133-09849 | 133-09849 | COVIDIEN | PB 980 |  | 35B1600924 | Katy-Respiratory | MHHS-Katy |  | Ventilator |  | 133-09849 | 133-09849 | Katy | MHHS-Katy | Katy-Respiratory | ICU equipment storage | 11/1/19 | 5/1/20 |  |  | VENTILATORS | Ventilator | VENTILATOR-Covidien-980 | VENTILATOR |  |  |  |  | Covidien | Ventilator |  | VENTILATOR-Covidien-980 |  | 8/15/20 |  | VENT-SA | Not Covered Vendor Only - Biomedical | MHHS-Katy | [8 empty] | VENTILATOR | Ventilator | Covidien
NO | YES |  |  |  | 133-09859 | 133-09859 | COVIDIEN | PB 980 |  | 35B1502159 | Katy-Respiratory | MHHS-Katy |  | Ventilator |  | 133-09859 | 133-09859 | Katy | MHHS-Katy | Katy-Respiratory | ICU 14 | 10/1/19 | 4/1/20 |  |  | VENTILATORS | Ventilator | VENTILATOR-Covidien-980 | VENTILATOR |  |  |  |  | Covidien | Ventilator |  | VENTILATOR-Covidien-980 |  | 8/15/20 |  | VENT-SA | Not Covered Vendor Only - Biomedical | MHHS-Katy | [8 empty] | VENTILATOR | Ventilator | Covidien
NO | YES |  |  |  | 133-10305 | 133-10305 | COVIDIEN | PB 980 |  | 35B1800617 | Katy-Respiratory | MHHS-Katy |  | Ventilator |  | 133-10305 | 133-10305 | Katy | MHHS-Katy | Katy-Respiratory | Respiratory equipment room in Imu | 8/1/19 | 8/1/20 |  |  | VENTILATORS | Ventilator | VENTILATOR-Covidien-980 | VENTILATOR |  |  |  |  | Covidien | Ventilator |  | VENTILATOR-Covidien-980 |  | 8/15/20 |  | VENT-SA | Not Covered Vendor Only - Biomedical | MHHS-Katy | [8 empty] | VENTILATOR | Ventilator | Covidien
NO | YES |  |  |  | 133-10461 | 133-10461 | COVIDIEN | PB 980 |  | 35B1801506 | Katy-ICU | MHHS-Katy |  | Ventilator |  | 133-10461 | 133-10461 | Katy | MHHS-Katy | Katy-ICU | Icu -19 | 9/1/19 |  |  |  | VENTILATORS | Ventilator | VENTILATOR-Covidien-980 | VENTILATOR |  |  |  |  | Covidien | Ventilator |  | VENTILATOR-Covidien-980 |  | 8/15/20 |  | VENT-SA | Not Covered Vendor Only - Biomedical | MHHS-Katy | [8 empty] | VENTILATOR | Ventilator | Covidien
NO | YES |  |  |  | 133-10463 | 133-10463 | COVIDIEN | PB 980 |  | 35B1802010 | Katy-ICU | MHHS-Katy |  | Ventilator |  | 133-10463 | 133-10463 | Katy | MHHS-Katy | Katy-ICU | ICU | 9/1/19 | 9/1/20 |  |  | VENTILATORS | Ventilator | VENTILATOR-Covidien-980 | VENTILATOR |  |  |  |  | Covidien | Ventilator |  | VENTILATOR-Covidien-980 |  | 8/15/20 |  | VENT-SA | Not Covered Vendor Only - Biomedical | MHHS-Katy | [8 empty] | VENTILATOR | Ventilator | Covidien
NO | YES | Asset Tag 133-10465 |  |  | 133-10465 | 133-10465 | COVIDIEN | PB 980 |  | 35B1801641 | Katy-Respiratory | MHHS-Katy |  | Ventilator |  | 133-10465 | 133-10465 | Katy | MHHS-Katy | Katy-Respiratory |  | 9/30/19 |  |  |  | VENTILATORS | Ventilator | VENTILATOR-Covidien-980 | VENTILATOR |  |  |  |  | Covidien | Ventilator |  | VENTILATOR-Covidien-980 |  | 8/15/20 | Finished from Script 3/27/2020 12:11:52pm (Central) | VENT-SA | Not Covered Vendor Only - Biomedical | MHHS-Katy | [8 empty] | VENTILATOR | Ventilator | Covidien
NO | YES |  |  |  | 133-10466 | 133-10466 | COVIDIEN | PB 980 |  | 35B1801842 | Katy-ICU | MHHS-Katy |  | Ventilator |  | 133-10466 | 133-10466 | Katy | MHHS-Katy | Katy-ICU | ICU Storage |  |  |  |  | VENTILATORS | Ventilator | VENTILATOR-Covidien-980 | VENTILATOR |  |  |  |  | Covidien | Ventilator |  | VENTILATOR-Covidien-980 |  | 8/15/20 |  | VENT-SA | Not Covered Vendor Only - Biomedical | MHHS-Katy | [8 empty] | VENTILATOR | Ventilator | Covidien
NO | YES | Asset Tag 041-19304 |  |  | 041-19304 | 041-19304 | COVIDIEN | PB 980 |  | 35B1501358 | Biomed | MHHS-Mem City |  | Ventilator |  | 041-19304 | 041-19304 | West | Memorial Hermann Memorial City Medical Center | Biomed | Biomed lab |  |  |  | (null) | VENTILATORS |  | VENTILATOR-Covidien-980 | VENTILATOR |  |  |  |  | Covidien | Ventilator |  | VENTILATOR-Covidien-980 |  |  |  |  | Covered PM Repair - Biomedical | MHHS-Mem City
NO | YES |  |  |  | POV0121 | 041-19305 | COVIDIEN | PB 980 |  | 35B1501540 | MEMORIAL CITY - MHT - NICU | MHHS-Mem City |  | Ventilator |  | POV0121 | 041-19305 | West | Memorial City-Memorial Hermann Hospital | MEMORIAL CITY - MHT - NICU | Biomed Shop |  |  |  |  | VENTILATORS |  | VENTILATOR-Covidien-980 | VENTILATOR |  |  |  |  | Covidien | Ventilator |  | VENTILATOR-Covidien-980 |  |  |  |  | Covered PM Repair - Biomedical | MHHS-Mem City
NO | YES |  |  |  | 041-19311 | 041-19311 | COVIDIEN | PB 980 |  | 35B1501811 | MEMORIAL CITY - RESPIRATORY | MHHS-Mem City |  | Ventilator |  | 041-19311 | 041-19311 | West | Memorial Hermann Memorial City Medical Center | MEMORIAL CITY - RESPIRATORY | Biomed Shop |  |  |  |  | VENTILATORS |  | VENTILATOR-Covidien-980 | VENTILATOR |  |  |  |  | Covidien | Ventilator |  | VENTILATOR-Covidien-980 |  |  |  |  | Covered PM Repair - Biomedical | MHHS-Mem City
NO | YES |  |  |  | 142-06419 | 142-06419 | COVIDIEN | PB 980 |  | 35B1501823 | NE - RESPIRATORY | MHHS-Northeast |  | Ventilator |  | 142-06419 | 142-06419 | Katy | Memorial Hermann - Northeast | NE - RESPIRATORY | Respiratory |  |  |  |  | VENTILATORS |  | VENTILATOR-Covidien-980 | VENTILATOR |  |  |  |  | Covidien | Ventilator |  | VENTILATOR-Covidien-980 |  |  |  |  | Not Covered Vendor Only - Biomedical | MHHS-Northeast
NO | YES |  |  |  | 142-06421 | 142-06421 | COVIDIEN | PB 980 |  | 35B1501822 | NE-Respiratory | MHHS-Northeast |  | Ventilator |  | 142-06421 | 142-06421 | Katy | MHHS-Northeast | NE-Respiratory | HEMODIALYSIS storage | 1/1/20 | 6/1/20 |  |  | VENTILATORS | Ventilator | VENTILATOR-Covidien-980 | VENTILATOR |  |  |  |  | Covidien | Ventilator |  | VENTILATOR-Covidien-980 |  | 8/15/20 |  | VENT-SA | Not Covered Vendor Only - Biomedical | MHHS-Northeast | [8 empty] | VENTILATOR | Ventilator | Covidien
NO | YES |  |  |  | 142-06422 | 142-06422 | COVIDIEN | PB 980 |  | 35B1501785 | NE-Respiratory | MHHS-Northeast |  | Ventilator |  | 142-06422 | 142-06422 | Katy | MHHS-Northeast | NE-Respiratory | Respiratory | 1/1/20 | 7/1/20 |  |  | VENTILATORS | Ventilator | VENTILATOR-Covidien-980 | VENTILATOR |  |  |  |  | Covidien | Ventilator |  | VENTILATOR-Covidien-980 |  | 8/15/20 |  | VENT-SA | Not Covered Vendor Only - Biomedical | MHHS-Northeast | [8 empty] | VENTILATOR | Ventilator | Covidien
NO | YES |  |  |  | 142-06424 | 142-06424 | COVIDIEN | PB 980 |  | 35B1501710 | NE-Respiratory | MHHS-Northeast |  | Ventilator |  | 142-06424 | 142-06424 | Katy | MHHS-Northeast | NE-Respiratory |  | 6/1/19 | 7/1/20 |  |  | VENTILATORS | Ventilator | VENTILATOR-Covidien-980 | VENTILATOR |  |  |  |  | Covidien | Ventilator |  | VENTILATOR-Covidien-980 |  | 8/15/20 |  | VENT-SA | Not Covered Vendor Only - Biomedical | MHHS-Northeast | [8 empty] | VENTILATOR | Ventilator | Covidien
NO | YES |  |  |  | 142-06425 | 142-06425 | COVIDIEN | PB 980 |  | 35B1501415 | NE-Respiratory | MHHS-Northeast |  | Ventilator |  | 142-06425 | 142-06425 | Katy | MHHS-Northeast | NE-Respiratory | Biomed Shop | 6/1/19 | 6/1/20 |  |  | VENTILATORS | Ventilator | VENTILATOR-Covidien-980 | VENTILATOR |  |  |  |  | Covidien | Ventilator |  | VENTILATOR-Covidien-980 |  | 8/15/20 |  | VENT-SA | Not Covered Vendor Only - Biomedical | MHHS-Northeast | [8 empty] | VENTILATOR | Ventilator | Covidien
NO | YES |  |  |  | 142-06426 | 142-06426 | COVIDIEN | PB 980 |  | 35B1501803 | NE - RESPIRATORY | MHHS-Northeast |  | Ventilator |  | 142-06426 | 142-06426 | Katy |  | NE - RESPIRATORY | GH-respiratory Room |  |  |  |  | VENTILATORS |  | VENTILATOR-Covidien-980 | VENTILATOR |  |  |  |  | Covidien | Ventilator |  | VENTILATOR-Covidien-980 |  |  |  |  | Not Covered Vendor Only - Biomedical | MHHS-Northeast
NO | YES |  |  |  | 142-06427 | 142-06427 | COVIDIEN | PB 980 |  | 35B1501814 | NE-Respiratory | MHHS-Northeast |  | Ventilator |  | 142-06427 | 142-06427 | Katy | MHHS-Northeast | NE-Respiratory |  | 7/1/19 | 7/1/20 |  |  | VENTILATORS | Ventilator | VENTILATOR-Covidien-980 | VENTILATOR |  |  |  |  | Covidien | Ventilator |  | VENTILATOR-Covidien-980 |  | 8/15/20 |  | VENT-SA | Not Covered Vendor Only - Biomedical | MHHS-Northeast | [8 empty] | VENTILATOR | Ventilator | Covidien
NO | YES |  |  |  | 142-06428 | 142-06428 | COVIDIEN | PB 980 |  | 35B1501834 | NE-Respiratory | MHHS-Northeast |  | Ventilator |  | 142-06428 | 142-06428 | Katy | MHHS-Northeast | NE-Respiratory | ER Outside Room 33 | 1/1/20 | 7/1/20 |  |  | VENTILATORS | Ventilator | VENTILATOR-Covidien-980 | VENTILATOR |  |  |  |  | Covidien | Ventilator |  | VENTILATOR-Covidien-980 |  | 8/15/20 |  | VENT-SA | Not Covered Vendor Only - Biomedical | MHHS-Northeast | [8 empty] | VENTILATOR | Ventilator | Covidien
NO | YES |  |  |  | 142-06429 | 142-06429 | COVIDIEN | PB 980 |  | 35B1501770 | NE-Respiratory | MHHS-Northeast |  | Ventilator |  | 142-06429 | 142-06429 | Katy | MHHS-Northeast | NE-Respiratory |  | 1/1/20 | 7/1/20 |  |  | VENTILATORS | Ventilator | VENTILATOR-Covidien-980 | VENTILATOR |  |  |  |  | Covidien | Ventilator |  | VENTILATOR-Covidien-980 |  | 8/15/20 |  | VENT-SA | Not Covered Vendor Only - Biomedical | MHHS-Northeast | [8 empty] | VENTILATOR | Ventilator | Covidien
NO | YES |  |  |  | 142-06480 | 142-06480 | COVIDIEN | PB 980 |  | 35B1500672 | NE-Respiratory | MHHS-Northeast |  | Ventilator |  | 142-06480 | 142-06480 | Katy | MHHS-Northeast | NE-Respiratory | Blood gas lab | 6/1/19 | 8/1/20 |  |  | VENTILATORS | Ventilator | VENTILATOR-Covidien-980 | VENTILATOR |  |  |  |  | Covidien | Ventilator |  | VENTILATOR-Covidien-980 |  | 8/15/20 |  | VENT-SA | Not Covered Vendor Only - Biomedical | MHHS-Northeast | [8 empty] | VENTILATOR | Ventilator | Covidien
NO | YES |  |  |  | 142-06481 | 142-06481 | COVIDIEN | PB 980 |  | 35B1500692 | NE-Respiratory | MHHS-Northeast |  | Ventilator |  | 142-06481 | 142-06481 | Katy | MHHS-Northeast | NE-Respiratory |  | 2/1/20 | 8/1/20 |  |  | VENTILATORS | Ventilator | VENTILATOR-Covidien-980 | VENTILATOR |  |  |  |  | Covidien | Ventilator |  | VENTILATOR-Covidien-980 |  | 8/15/20 |  | VENT-SA | Not Covered Vendor Only - Biomedical | MHHS-Northeast | [8 empty] | VENTILATOR | Ventilator | Covidien
NO | YES |  |  |  | 142-06482 | 142-06482 | COVIDIEN | PB 980 |  | 35B1500716 | NE-ICU | MHHS-Northeast |  | Ventilator |  | 142-06482 | 142-06482 | Katy | MHHS-Northeast | NE-ICU | Room 4026 | 1/1/20 | 7/1/20 |  |  | VENTILATORS | Ventilator | VENTILATOR-Covidien-980 | VENTILATOR |  |  |  |  | Covidien | Ventilator |  | VENTILATOR-Covidien-980 |  | 8/15/20 |  | VENT-SA | Not Covered Vendor Only - Biomedical | MHHS-Northeast | [8 empty] | VENTILATOR | Ventilator | Covidien
NO | YES |  |  |  | 142-07996 | 142-07996 | COVIDIEN | PB 980 |  | 35B1802090 | NE - RESPIRATORY | MHHS-Northeast |  | Ventilator |  | 142-07996 | 142-07996 | Katy | Memorial Herman Greater Heights Hospital | NE - RESPIRATORY | Respiratory Storage |  |  |  |  | VENTILATORS |  | VENTILATOR-Covidien-980 | VENTILATOR |  |  |  |  | Covidien | Ventilator |  | VENTILATOR-Covidien-980 |  |  |  |  | Not Covered Vendor Only - Biomedical | MHHS-Northeast
NO | YES |  |  |  | 145-01343 | 145-01343 | COVIDIEN | PB 980 |  | 35B1801828 | Pearland-Respiratory Therapy | MHHS-Pearland Hospital |  | Ventilator |  | 145-01343 | 145-01343 | Pearland | MHHS-Pearland Hospital | Pearland-Respiratory Therapy | RT CLEAN S1 115 | 2/1/19 | 8/1/19 |  |  | VENTILATORS | Ventilator | VENTILATOR-Covidien-980 | VENTILATOR |  |  |  |  | Covidien | Ventilator |  | VENTILATOR-Covidien-980 |  | 8/15/20 |  | VENT-SA | Not Covered Vendor Only - Biomedical | MHHS-Pearland Hospital | [8 empty] | VENTILATOR | Ventilator | Covidien
NO | YES |  |  |  | 145-01344 | 145-01344 | COVIDIEN | PB 980 |  | 35B1802074 | Pearland-Respiratory Therapy | MHHS-Pearland Hospital |  | Ventilator |  | 145-01344 | 145-01344 | Pearland | MHHS-Pearland Hospital | Pearland-Respiratory Therapy | Icu hallway | 9/1/19 | 2/1/20 |  |  | VENTILATORS | Ventilator | VENTILATOR-Covidien-980 | VENTILATOR |  |  |  |  | Covidien | Ventilator |  | VENTILATOR-Covidien-980 |  | 8/15/20 |  | VENT-SA | Not Covered Vendor Only - Biomedical | MHHS-Pearland Hospital | [8 empty] | VENTILATOR | Ventilator | Covidien
NO | YES |  |  |  | POV6100 | 145-01345 | COVIDIEN | PB 980 |  | 35B1801618 | Pearland-Respiratory Therapy | MHHS-Pearland Hospital |  | Ventilator |  | POV6100 | 145-01345 | Pearland | MHHS-Pearland Hospital | Pearland-Respiratory Therapy | Res store room | 2/1/19 | 8/1/19 |  |  | VENTILATORS | Ventilator | VENTILATOR-Covidien-980 | VENTILATOR |  |  |  |  | Covidien | Ventilator |  | VENTILATOR-Covidien-980 |  | 8/15/20 |  | VENT-SA | Not Covered Vendor Only - Biomedical | MHHS-Pearland Hospital | [8 empty] | VENTILATOR | Ventilator | Covidien
NO | YES |  |  |  | 005-10491 | 005-10491 | COVIDIEN | PB 980 |  | 35B1500060 | SE-Respiratory | MHHS-Southeast |  | Ventilator |  | 005-10491 | 005-10491 | Southeast | MHHS-Southeast | SE-Respiratory | Storage room | 3/1/20 |  | 9/1/20 |  | VENTILATORS |  | VENTILATOR-Covidien-980 | VENTILATOR |  |  |  |  | Covidien | Ventilator |  | VENTILATOR-Covidien-980 |  | 4/1/16 |  |  | Covered PM Repair - Biomedical | MHHS-Southeast
NO | YES |  |  |  | 005-10494 | 005-10494 | COVIDIEN | PB 980 |  | 35B1500031 | SE-Respiratory | MHHS-Southeast |  | Ventilator |  | 005-10494 | 005-10494 | Southeast | MHHS-Southeast | SE-Respiratory | Storage | 8/1/19 |  | 2/1/20 |  | VENTILATORS |  | VENTILATOR-Covidien-980 | VENTILATOR |  |  |  |  | Covidien | Ventilator |  | VENTILATOR-Covidien-980 |  | 4/1/16 |  |  | Covered PM Repair - Biomedical | MHHS-Southeast
NO | YES |  |  |  | 005-10498 | 005-10498 | COVIDIEN | PB 980 |  | 35B1500123 | SE-Emergency Center | MHHS-Southeast |  | Ventilator |  | 005-10498 | 005-10498 | Southeast | MHHS-Southeast | SE-Emergency Center | Hallway | 12/1/19 |  | 6/1/20 |  | VENTILATORS |  | VENTILATOR-Covidien-980 | VENTILATOR |  |  |  |  | Covidien | Ventilator |  | VENTILATOR-Covidien-980 |  | 4/1/16 |  |  | Covered PM Repair - Biomedical | MHHS-Southeast
NO | YES |  |  |  | 005-10503 | 005-10503 | COVIDIEN | PB 980 |  | 35B1500067 | SE-Respiratory | MHHS-Southeast |  | Ventilator |  | 005-10503 | 005-10503 | Southeast | MHHS-Southeast | SE-Respiratory | Storage | 2/1/20 |  | 8/1/20 |  | VENTILATORS |  | VENTILATOR-Covidien-980 | VENTILATOR |  |  |  |  | Covidien | Ventilator |  | VENTILATOR-Covidien-980 |  | 4/1/16 |  |  | Covered PM Repair - Biomedical | MHHS-Southeast
NO | YES |  |  |  | 005-10707 | 005-10707 | COVIDIEN | PB 980 |  | 35B1501715 | SE-Respiratory | MHHS-Southeast |  | Ventilator |  | 005-10707 | 005-10707 | Southeast | MHHS-Southeast | SE-Respiratory | Storage room | 11/1/19 |  | 5/1/20 |  | VENTILATORS |  | VENTILATOR-Covidien-980 | VENTILATOR |  |  |  |  | Covidien | Ventilator |  | VENTILATOR-Covidien-980 |  | 4/1/16 |  |  | Covered PM Repair - Biomedical | MHHS-Southeast
NO | YES |  |  |  | 005-10717 | 005-10717 | COVIDIEN | PB 980 |  | 35B1500652 | SE-Respiratory | MHHS-Southeast |  | Ventilator |  | 005-10717 | 005-10717 | Southeast | MHHS-Southeast | SE-Respiratory | Storage room | 12/1/19 |  | 6/1/20 |  | VENTILATORS |  | VENTILATOR-Covidien-980 | VENTILATOR |  |  |  |  | Covidien | Ventilator |  | VENTILATOR-Covidien-980 |  | 4/17/16 |  |  | Covered PM Repair - Biomedical | MHHS-Southeast
NO | YES |  |  |  | 005-10718 | 005-10718 | COVIDIEN | PB 980 |  | 35B1500671 | SE-Respiratory | MHHS-Southeast |  | Ventilator |  | 005-10718 | 005-10718 | Southeast & Bay Area | MHHS-Southeast | SE-Respiratory | Storage | 10/1/19 |  | 10/1/20 |  | VENTILATORS |  | VENTILATOR-Covidien-980 | VENTILATOR |  |  |  |  | Covidien | Ventilator |  | VENTILATOR-Covidien-980 |  | 4/17/16 |  |  | Covered PM Repair - Biomedical | MHHS-Southeast
NO | YES |  |  |  | 005-11648 | 005-11648 | COVIDIEN | PB 980 |  | 35B1500053 | SE-Respiratory | MHHS-Southeast |  | Ventilator |  | 005-11648 | 005-11648 | Southeast | MHHS-Southeast | SE-Respiratory | Storage | 8/1/19 |  | 8/1/20 |  | VENTILATORS |  | VENTILATOR-Covidien-980 | VENTILATOR |  |  |  |  | Covidien | Ventilator |  | VENTILATOR-Covidien-980 |  | 3/1/17 |  |  | Covered PM Repair - Biomedical | MHHS-Southeast
NO | YES |  |  |  | 005-34260 | 005-34260 | COVIDIEN | PB 980 |  | 35B1802006 | SE-Emergency Center | MHHS-Southeast |  | Ventilator |  | 005-34260 | 005-34260 | Southeast | MHHS-Southeast | SE-Emergency Center | Hallway | 3/1/20 |  | 9/1/20 |  | VENTILATORS |  | VENTILATOR-Covidien-980 | VENTILATOR |  |  |  |  | Covidien | Ventilator |  | VENTILATOR-Covidien-980 |  | 4/15/16 |  |  | Covered PM Repair - Biomedical | MHHS-Southeast
NO | YES |  |  |  | 005-34262 | 005-34262 | COVIDIEN | PB 980 |  | 35B1802202 | SE-Respiratory | MHHS-Southeast |  | Ventilator |  | 005-34262 | 005-34262 | Southeast | MHHS-Southeast | SE-Respiratory | Storage | 3/1/20 |  | 9/1/20 |  | VENTILATORS |  | VENTILATOR-Covidien-980 | VENTILATOR |  |  |  |  | Covidien | Ventilator |  | VENTILATOR-Covidien-980 |  |  |  |  | Covered PM Repair - Biomedical | MHHS-Southeast
NO | YES |  |  |  | 005-34263 | 005-34263 | COVIDIEN | PB 980 |  | 35B1802196 | SE-Respiratory | MHHS-Southeast |  | Ventilator |  | 005-34263 | 005-34263 | Southeast | MHHS-Southeast | SE-Respiratory | Storage | 9/1/19 |  | 9/1/20 |  | VENTILATORS |  | VENTILATOR-Covidien-980 | VENTILATOR |  |  |  |  | Covidien | Ventilator |  | VENTILATOR-Covidien-980 |  |  |  |  | Covered PM Repair - Biomedical | MHHS-Southeast
NO | YES |  |  |  | 013-37002 | 013-37002 | COVIDIEN | PB 980 |  | 35B1501606 | SW-Rehab | MHHS-Southwest |  | Ventilator |  | 013-37002 | 013-37002 | Southwest | MHHS-Southwest | SW-Rehab | Floor 8 | 6/1/19 |  |  |  | VENTILATORS | Ventilator | VENTILATOR-Covidien-980 | VENTILATOR |  |  |  |  | Covidien | Ventilator |  | VENTILATOR-Covidien-980 |  | 9/4/19 |  | VENT-SA | Covered PM Repair - Biomedical | MHHS-Southwest | [8 empty] | VENTILATOR | Ventilator | Covidien
NO | YES |  |  |  | 013-37003 | 013-37003 | COVIDIEN | PB 980 |  | 35B1501562 | Floor 2 | MHHS-Southwest |  | Ventilator |  | 013-37003 | 013-37003 | Southwest | Memorial Hermann Southwest Hospital | Floor 2 | Floor 2 | 1/1/19 |  |  |  | VENTILATORS | Ventilator | VENTILATOR-Covidien-980 | VENTILATOR |  |  |  |  | Covidien | Ventilator |  | VENTILATOR-Covidien-980 |  |  |  | VENT-SA | Covered PM Repair - Biomedical | MHHS-Southwest | [8 empty] | VENTILATOR | Ventilator | Covidien
NO | YES |  |  |  | 013-37004 | 013-37004 | COVIDIEN | PB 980 |  | 35B1501603 | SW-Respiratory | MHHS-Southwest |  | Ventilator |  | 013-37004 | 013-37004 | Southwest | MHHS-Southwest | SW-Respiratory | Room 828 | 8/1/19 |  |  |  | VENTILATORS | Ventilator | VENTILATOR-Covidien-980 | VENTILATOR |  |  |  |  | Covidien | Ventilator |  | VENTILATOR-Covidien-980 |  |  |  | VENT-SA | Covered PM Repair - Biomedical | MHHS-Southwest | [8 empty] | VENTILATOR | Ventilator | Covidien
NO | YES |  |  |  | 013-37629 | 013-37629 | COVIDIEN | PB 980 |  | 35B1500703 | SW-Respiratory | MHHS-Southwest |  | Ventilator |  | 013-37629 | 013-37629 | Southwest | MHHS-Southwest | SW-Respiratory | Clean Equipment storage | 1/1/19 |  |  |  | VENTILATORS | Ventilator | VENTILATOR-Covidien-980 | VENTILATOR |  |  |  |  | Covidien | Ventilator |  | VENTILATOR-Covidien-980 |  |  |  | VENT-SA | Covered PM Repair - Biomedical | MHHS-Southwest | [8 empty] | VENTILATOR | Ventilator | Covidien
NO | YES |  |  |  | 013-37630 | 013-37630 | COVIDIEN | PB 980 |  | 35B1500751 | SW-Respiratory | MHHS-Southwest |  | Ventilator |  | 013-37630 | 013-37630 | Southwest | MHHS-Southwest | SW-Respiratory | NICU CLEAN EQUIP STORAGE | 8/1/16 |  | 2/1/17 |  | VENTILATORS | Ventilator | VENTILATOR-Covidien-980 | VENTILATOR |  |  |  |  | Covidien | Ventilator |  | VENTILATOR-Covidien-980 |  |  |  | VENT-SA | Covered PM Repair - Biomedical | MHHS-Southwest | [8 empty] | VENTILATOR | Ventilator | Covidien
NO | YES |  |  |  | 013-37631 | 013-37631 | COVIDIEN | PB 980 |  | 35B1500636 | SW-Respiratory | MHHS-Southwest |  | Ventilator |  | 013-37631 | 013-37631 | Southwest | MHHS-Southwest | SW-Respiratory | Trauma Pedi |  |  |  |  | VENTILATORS | Ventilator | VENTILATOR-Covidien-980 | VENTILATOR |  |  |  |  | Covidien | Ventilator |  | VENTILATOR-Covidien-980 |  |  |  | VENT-SA | Covered PM Repair - Biomedical | MHHS-Southwest | [8 empty] | VENTILATOR | Ventilator | Covidien
NO | YES |  |  |  | 013-37632 | 013-37632 | COVIDIEN | PB 980 |  | 35B1500705 | SW-Respiratory | MHHS-Southwest |  | Ventilator |  | 013-37632 | 013-37632 | Southwest | MHHS-Southwest | SW-Respiratory | Nicu level 3 | 1/1/19 |  |  |  | VENTILATORS | Ventilator | VENTILATOR-Covidien-980 | VENTILATOR |  |  |  |  | Covidien | Ventilator |  | VENTILATOR-Covidien-980 |  | 2/6/16 |  | VENT-SA | Covered PM Repair - Biomedical | MHHS-Southwest | [8 empty] | VENTILATOR | Ventilator | Covidien
NO | YES |  |  |  | 013-37633 | 013-37633 | COVIDIEN | PB 980 |  | 35B1500645 | ICU 7th floor | MHHS-Southwest |  | Ventilator |  | 013-37633 | 013-37633 | Southwest | Memorial Hermann Southwest Hospital | ICU 7th floor | Rm 52 |  |  |  |  | VENTILATORS | Ventilator | VENTILATOR-Covidien-980 | VENTILATOR |  |  |  |  | Covidien | Ventilator |  | VENTILATOR-Covidien-980 |  | 5/20/17 |  | VENT-SA | Covered PM Repair - Biomedical | MHHS-Southwest | [8 empty] | VENTILATOR | Ventilator | Covidien
NO | YES |  |  |  | 013-37636 | 013-37636 | COVIDIEN | PB 980 |  | 35B1500665 | SW-Respiratory | MHHS-Southwest |  | Ventilator |  | 013-37636 | 013-37636 | Southwest | MHHS-Southwest | SW-Respiratory | Clean Equipment storage in NICU | 1/1/19 |  |  |  | VENTILATORS | Ventilator | VENTILATOR-Covidien-980 | VENTILATOR |  |  |  |  | Covidien | Ventilator |  | VENTILATOR-Covidien-980 |  | 5/20/17 |  | VENT-SA | Covered PM Repair - Biomedical | MHHS-Southwest | [8 empty] | VENTILATOR | Ventilator | Covidien
NO | YES |  |  |  | 013-37637 | 013-37637 | COVIDIEN | PB 980 |  | 35B1500729 | SW-Respiratory | MHHS-Southwest |  | Ventilator |  | 013-37637 | 013-37637 | Southwest | MHHS-Southwest | SW-Respiratory | Clean Equipment storage in NICU | 1/1/19 |  |  |  | VENTILATORS | Ventilator | VENTILATOR-Covidien-980 | VENTILATOR |  |  |  |  | Covidien | Ventilator |  | VENTILATOR-Covidien-980 |  | 9/8/17 |  | VENT-SA | Covered PM Repair - Biomedical | MHHS-Southwest | [8 empty] | VENTILATOR | Ventilator | Covidien
NO | YES |  |  |  | 013-39103 | 013-39103 | COVIDIEN | PB 980 |  | 35B1802015 | SW-Rehab | MHHS-Southwest |  | Ventilator |  | 013-39103 | 013-39103 | Southwest | MHHS-Southwest | SW-Rehab | Floor 8 | 11/1/19 |  |  |  | VENTILATORS | Ventilator | VENTILATOR-Covidien-980 | VENTILATOR |  |  |  |  | Covidien | Ventilator |  | VENTILATOR-Covidien-980 |  |  |  | VENT-SA | Covered PM Repair - Biomedical | MHHS-Southwest | [8 empty] | VENTILATOR | Ventilator | Covidien
NO | YES |  |  |  | 013-39129 | 013-39129 | COVIDIEN | PB 980 |  | (21)35B1801514 | SW-Respiratory | MHHS-Southwest |  | Ventilator |  | 013-39129 | 013-39129 | Southwest | MHHS-Southwest | SW-Respiratory | 2nd Floor Respiratory | 6/1/19 |  |  |  | VENTILATORS | Ventilator | VENTILATOR-Covidien-980 | VENTILATOR |  |  |  |  | Covidien | Ventilator |  | VENTILATOR-Covidien-980 |  |  |  | VENT-SA | Covered PM Repair - Biomedical | MHHS-Southwest | [8 empty] | VENTILATOR | Ventilator | Covidien
NO | YES |  |  |  | POV6013 | 013-39114 | COVIDIEN | PB 980 |  | 35B1801679 | SW-Respiratory | MHHS-Southwest |  | Ventilator |  | POV6013 | 013-39114 | Southwest | MHHS-Southwest | SW-Respiratory | 2nd Floor Respiratory | 9/1/19 |  |  |  | VENTILATORS | Ventilator | VENTILATOR-Covidien-980 | VENTILATOR |  |  |  |  | Covidien | Ventilator |  | VENTILATOR-Covidien-980 |  |  |  | VENT-SA | Covered PM Repair - Biomedical | MHHS-Southwest | [8 empty] | VENTILATOR | Ventilator | Covidien
NO | YES |  |  |  | POV6023 | 013-39105 | COVIDIEN | PB 980 |  | 35B1801731 | SW-Respiratory | MHHS-Southwest |  | Ventilator |  | POV6023 | 013-39105 | Southwest | MHHS-Southwest | SW-Respiratory | 2nd Floor Respiratory |  |  |  |  | VENTILATORS | Ventilator | VENTILATOR-Covidien-980 | VENTILATOR |  |  |  |  | Covidien | Ventilator |  | VENTILATOR-Covidien-980 |  | 1/10/18 |  | VENT-SA | Covered PM Repair - Biomedical | MHHS-Southwest | [8 empty] | VENTILATOR | Ventilator | Covidien
NO | YES | Asset Tag POV6026 |  |  | POV6026 |  | COVIDIEN | PB 980 |  | 35B1801657 | SW-Respiratory | MHHS-Southwest |  | Ventilator |  | POV6026 |  | Southwest | MHHS-Southwest | SW-Respiratory |  | 10/7/19 |  |  |  | VENTILATORS | Ventilator | VENTILATOR-Covidien-980 | VENTILATOR |  |  |  |  | Covidien | Ventilator |  | VENTILATOR-Covidien-980 |  | 8/15/20 | Finished from Script 3/27/2020 12:11:52pm (Central) | VENT-SA | Not Covered Vendor Only - Biomedical | MHHS-Southwest | [8 empty] | VENTILATOR | Ventilator | Covidien
NO | YES |  |  |  | POV6028 | POV6028 | COVIDIEN | PB 980 |  | 35B1801505 | SW-Rehab | MHHS-Southwest |  | Ventilator |  | POV6028 | POV6028 | Southwest | MHHS-Southwest | SW-Rehab | Floor 8 | 10/1/19 |  |  |  | VENTILATORS | Ventilator | VENTILATOR-Covidien-980 | VENTILATOR |  |  |  |  | Covidien | Ventilator |  | VENTILATOR-Covidien-980 |  | 8/15/20 |  | VENT-SA | Not Covered Vendor Only - Biomedical | MHHS-Southwest | [8 empty] | VENTILATOR | Ventilator | Covidien
NO | YES |  |  |  | 129-06351 | 129-06351 | COVIDIEN | PB 980 |  | 35B1501851 | Sugar Land-Nursery | MHHS-Sugarland |  | Ventilator |  | 129-06351 | 129-06351 | Sugar Land | MHHS-Sugarland | Sugar Land-Nursery | NICU | 11/1/19 |  |  |  | VENTILATORS | Ventilator | VENTILATOR-Covidien-980 | VENTILATOR |  |  |  |  | Covidien | Ventilator |  | VENTILATOR-Covidien-980 |  | 8/15/20 |  | VENT-SA | Not Covered Vendor Only - Biomedical | MHHS-Sugarland | [8 empty] | VENTILATOR | Ventilator | Covidien
NO | YES |  |  |  | 129-06352 | 129-06352 | COVIDIEN | PB 980 |  | 35B1501782 | Sugar Land-PACU | MHHS-Sugarland |  | Ventilator |  | 129-06352 | 129-06352 | Sugar Land | MHHS-Sugarland | Sugar Land-PACU | Clean storage | 11/1/19 |  | 6/1/20 |  | VENTILATORS | Ventilator | VENTILATOR-Covidien-980 | VENTILATOR |  |  |  |  | Covidien | Ventilator |  | VENTILATOR-Covidien-980 |  | 8/15/20 |  | VENT-SA | Not Covered Vendor Only - Biomedical | MHHS-Sugarland | [8 empty] | VENTILATOR | Ventilator | Covidien
NO | YES |  |  |  | 129-06784 | 129-06784 | COVIDIEN | PB 980 |  | 35B1500675 | Sugar Land-Respiratory | MHHS-Sugarland |  | Ventilator |  | 129-06784 | 129-06784 | Sugar Land | MHHS-Sugarland | Sugar Land-Respiratory |  | 10/1/19 | 10/1/20 |  |  | VENTILATORS | Ventilator | VENTILATOR-Covidien-980 | VENTILATOR |  |  |  |  | Covidien | Ventilator |  | VENTILATOR-Covidien-980 |  | 8/15/20 |  | VENT-SA | Not Covered Vendor Only - Biomedical | MHHS-Sugarland | [8 empty] | VENTILATOR | Ventilator | Covidien
NO | YES |  |  |  | 129-07282 | 129-07282 | COVIDIEN | PB 980 |  | 35B1502205 | Sugar Land-Respiratory | MHHS-Sugarland |  | Ventilator |  | 129-07282 | 129-07282 | Sugar Land | MHHS-Sugarland | Sugar Land-Respiratory | EQ Storage | 10/1/19 |  |  |  | VENTILATORS | Ventilator | VENTILATOR-Covidien-980 | VENTILATOR |  |  |  |  | Covidien | Ventilator |  | VENTILATOR-Covidien-980 |  | 8/15/20 |  | VENT-SA | Not Covered Vendor Only - Biomedical | MHHS-Sugarland | [8 empty] | VENTILATOR | Ventilator | Covidien
NO | YES |  |  |  | 129-07283 | 129-07283 | COVIDIEN | PB 980 |  | 35B1600080 | Sugar Land-Respiratory | MHHS-Sugarland |  | Ventilator |  | 129-07283 | 129-07283 | Sugar Land | MHHS-Sugarland | Sugar Land-Respiratory | EQ Storage | 10/1/19 |  |  |  | VENTILATORS | Ventilator | VENTILATOR-Covidien-980 | VENTILATOR |  |  |  |  | Covidien | Ventilator |  | VENTILATOR-Covidien-980 |  | 8/15/20 |  | VENT-SA | Not Covered Vendor Only - Biomedical | MHHS-Sugarland | [8 empty] | VENTILATOR | Ventilator | Covidien
NO | YES |  |  |  | 129-07284 | 129-07284 | COVIDIEN | PB 980 |  | 35B1501937 | Sugar Land-Respiratory | MHHS-Sugarland |  | Ventilator |  | 129-07284 | 129-07284 | Sugar Land | MHHS-Sugarland | Sugar Land-Respiratory | E316 | 10/1/19 |  | 4/1/20 |  | VENTILATORS | Ventilator | VENTILATOR-Covidien-980 | VENTILATOR |  |  |  |  | Covidien | Ventilator |  | VENTILATOR-Covidien-980 |  | 8/15/20 |  | VENT-SA | Not Covered Vendor Only - Biomedical | MHHS-Sugarland | [8 empty] | VENTILATOR | Ventilator | Covidien
NO | YES |  |  |  | 129-07285 | 129-07285 | COVIDIEN | PB 980 |  | 35B1600070 | Sugar Land-Respiratory | MHHS-Sugarland |  | Ventilator |  | 129-07285 | 129-07285 | Sugar Land | MHHS-Sugarland | Sugar Land-Respiratory |  | 10/1/19 |  |  |  | VENTILATORS | Ventilator | VENTILATOR-Covidien-980 | VENTILATOR |  |  |  |  | Covidien | Ventilator |  | VENTILATOR-Covidien-980 |  | 8/15/20 |  | VENT-SA | Not Covered Vendor Only - Biomedical | MHHS-Sugarland | [8 empty] | VENTILATOR | Ventilator | Covidien
NO | YES |  |  |  | 129-31183 | 129-31183 | COVIDIEN | PB 980 |  | 35B1801910 | Sugar Land-Respiratory | MHHS-Sugarland |  | Ventilator |  | 129-31183 | 129-31183 | Sugar Land | MHHS-Sugarland | Sugar Land-Respiratory | Respiratory | 10/1/19 |  | 4/1/20 |  | VENTILATORS | Ventilator | VENTILATOR-Covidien-980 | VENTILATOR |  |  |  |  | Covidien | Ventilator |  | VENTILATOR-Covidien-980 |  | 8/15/20 |  | VENT-SA | Not Covered Vendor Only - Biomedical | MHHS-Sugarland | [8 empty] | VENTILATOR | Ventilator | Covidien
NO | YES |  |  |  | 129-31184 | 129-31184 | COVIDIEN | PB 980 |  | 35B1801908 | Sugar Land-Respiratory | MHHS-Sugarland |  | Ventilator |  | 129-31184 | 129-31184 | Sugar Land | MHHS-Sugarland | Sugar Land-Respiratory |  | 10/1/19 | 10/1/20 |  |  | VENTILATORS | Ventilator | VENTILATOR-Covidien-980 | VENTILATOR |  |  |  |  | Covidien | Ventilator |  | VENTILATOR-Covidien-980 |  | 8/15/20 |  | VENT-SA | Not Covered Vendor Only - Biomedical | MHHS-Sugarland | [8 empty] | VENTILATOR | Ventilator | Covidien
NO | YES |  |  |  | 129-31185 | 129-31185 | COVIDIEN | PB 980 |  | 35B1802008 | Sugar Land-Respiratory | MHHS-Sugarland |  | Ventilator |  | 129-31185 | 129-31185 | Sugar Land | MHHS-Sugarland | Sugar Land-Respiratory | Respiratory | 10/1/19 |  | 4/1/20 |  | VENTILATORS | Ventilator | VENTILATOR-Covidien-980 | VENTILATOR |  |  |  |  | Covidien | Ventilator |  | VENTILATOR-Covidien-980 |  | 8/15/20 |  | VENT-SA | Not Covered Vendor Only - Biomedical | MHHS-Sugarland | [8 empty] | VENTILATOR | Ventilator | Covidien
NO | YES |  |  |  | 129-31186 | 129-31186 | COVIDIEN | PB 980 |  | 35B1801454 | Sugar Land-Respiratory | MHHS-Sugarland |  | Ventilator |  | 129-31186 | 129-31186 | Sugar Land | MHHS-Sugarland | Sugar Land-Respiratory | Respiratory | 10/1/19 |  | 4/1/20 |  | VENTILATORS | Ventilator | VENTILATOR-Covidien-980 | VENTILATOR |  |  |  |  | Covidien | Ventilator |  | VENTILATOR-Covidien-980 |  | 8/15/20 |  | VENT-SA | Not Covered Vendor Only - Biomedical | MHHS-Sugarland | [8 empty] | VENTILATOR | Ventilator | Covidien
NO | YES |  |  |  | 129-31187 | 129-31187 | COVIDIEN | PB 980 |  | 35B1801496 | Sugar Land-Respiratory | MHHS-Sugarland |  | Ventilator |  | 129-31187 | 129-31187 | Sugar Land | MHHS-Sugarland | Sugar Land-Respiratory | Respiratory | 10/1/19 |  | 4/1/20 | Note says do not use, will not turn on | VENTILATORS | Ventilator | VENTILATOR-Covidien-980 | VENTILATOR |  |  |  |  | Covidien | Ventilator |  | VENTILATOR-Covidien-980 |  | 8/15/20 |  | VENT-SA | Not Covered Vendor Only - Biomedical | MHHS-Sugarland | [8 empty] | VENTILATOR | Ventilator | Covidien
NO | YES |  |  |  | 069-42508 | 069-42508 | COVIDIEN | PB 980 |  | 35B1501925 | TMC-Respiratory-Adult | MHHS-TMC |  | Ventilator |  | 069-42508 | 069-42508 | TMC | MHHS-TMC | TMC-Respiratory-Adult | Respiratory |  |  |  |  | VENTILATORS |  | VENTILATOR-Covidien-980 | VENTILATOR |  |  |  |  | Covidien | Ventilator |  | VENTILATOR-Covidien-980 |  |  |  |  | Covered PM Repair - Biomedical | MHHS-TMC
NO | YES |  |  |  | 069-42509 | 069-42509 | COVIDIEN | PB 980 |  | 35B1501988 | TMC-Sarofim 4-Pulmonary | MHHS-TMC |  | Ventilator |  | 069-42509 | 069-42509 | TMC | MHHS-TMC | TMC-Sarofim 4-Pulmonary | S4 315 Resp clean room | 8/1/19 |  |  |  | VENTILATORS |  | VENTILATOR-Covidien-980 | VENTILATOR |  |  |  |  | Covidien | Ventilator |  | VENTILATOR-Covidien-980 |  |  |  |  | Covered PM Repair - Biomedical | MHHS-TMC
NO | YES |  |  |  | 069-42510 | 069-42510 | COVIDIEN | PB 980 |  | 35B1502027 | TMC-Gi/Endo-Adult (1J) | MHHS-TMC |  | Ventilator |  | 069-42510 | 069-42510 | TMC | MHHS-TMC | TMC-Gi/Endo-Adult (1J) |  | 8/1/19 |  |  |  | VENTILATORS |  | VENTILATOR-Covidien-980 | VENTILATOR |  |  |  |  | Covidien | Ventilator |  | VENTILATOR-Covidien-980 |  |  |  |  | Covered PM Repair - Biomedical | MHHS-TMC
NO | YES |  |  |  | 069-42514 | 069-42514 | COVIDIEN | PB 980 |  | 35B1502100 | TMC-Respiratory-Adult | MHHS-TMC |  | Ventilator |  | 069-42514 | 069-42514 | TMC | MHHS-TMC | TMC-Respiratory-Adult | Respiratory | 5/1/19 |  | 5/1/20 |  | VENTILATORS |  | VENTILATOR-Covidien-980 | VENTILATOR |  |  |  |  | Covidien | Ventilator |  | VENTILATOR-Covidien-980 |  |  |  |  | Covered PM Repair - Biomedical | MHHS-TMC
NO | YES |  |  |  | 069-42526 | 069-42526 | COVIDIEN | PB 980 |  | 35B1502185 | TMC-Respiratory-Adult | MHHS-TMC |  | Ventilator |  | 069-42526 | 069-42526 | TMC | MHHS-TMC | TMC-Respiratory-Adult | ICU 510 | 4/1/19 |  |  |  | VENTILATORS | Ventilator | VENTILATOR-Covidien-980 | VENTILATOR |  |  |  |  | Covidien | Ventilator |  | VENTILATOR-Covidien-980 |  | 5/12/20 |  | VENT-SA | Not Covered Vendor Only - Biomedical | MHHS-TMC | [8 empty] | VENTILATOR | Ventilator | Covidien
NO | YES |  |  |  | 069-42534 | 069-42534 | COVIDIEN | PB 980 |  | 35B1502200 | TMC-Respiratory-Adult | MHHS-TMC |  | Ventilator |  | 069-42534 | 069-42534 | TMC | MHHS-TMC | TMC-Respiratory-Adult |  | 1/5/19 |  |  |  | VENTILATORS | Ventilator | VENTILATOR-Covidien-980 | VENTILATOR |  |  |  |  | Covidien | Ventilator |  | VENTILATOR-Covidien-980 |  |  | Finished from Script 3/27/2020 12:11:52pm (Central) | VENT-SA | Covered PM Repair - Biomedical | MHHS-TMC | [8 empty] | VENTILATOR | Ventilator | Covidien
NO | YES |  |  |  | 069-42535 | 069-42535 | COVIDIEN | PB 980 |  | 35B1600003 | Memorial Hermann- Texas Medical - Robertson Pavilion - RT | MHHS-TMC |  | Ventilator |  | 069-42535 | 069-42535 | TMC | TMC | Memorial Hermann- Texas Medical - Robertson Pavilion - RT | Simulation lab | 8/1/18 |  |  | No PM Sticker | VENTILATORS |  | VENTILATOR-Covidien-980 | VENTILATOR |  |  |  |  | Covidien | Ventilator |  | VENTILATOR-Covidien-980 |  |  |  |  | Covered PM Repair - Biomedical | MHHS-TMC
NO | YES |  |  |  | 069-42538 | 069-42538 | COVIDIEN | PB 980 |  | 35B1600028 | TMC-Respiratory-Adult | MHHS-TMC |  | Ventilator |  | 069-42538 | 069-42538 | TMC | MHHS-TMC | TMC-Respiratory-Adult | Biomed Shop | 4/1/19 |  |  |  | VENTILATORS | Ventilator | VENTILATOR-Covidien-980 | VENTILATOR |  |  |  |  | Covidien | Ventilator |  | VENTILATOR-Covidien-980 |  | 9/8/17 |  | VENT-SA | Covered PM Repair - Biomedical | MHHS-TMC | [8 empty] | VENTILATOR | Ventilator | Covidien
NO | YES |  |  |  | 069-42545 | 069-42545 | COVIDIEN | PB 980 |  | 35B1600074 | TMC-HVI-CIMU (4Hvi) | MHHS-TMC |  | Ventilator |  | 069-42545 | 069-42545 | TMC | MHHS-TMC | TMC-HVI-CIMU (4Hvi) |  | 7/1/19 |  |  |  | VENTILATORS | Ventilator | VENTILATOR-Covidien-980 | VENTILATOR |  |  |  |  | Covidien | Ventilator |  | VENTILATOR-Covidien-980 |  | 4/1/16 |  | VENT-SA | Covered PM Repair - Biomedical | MHHS-TMC | [8 empty] | VENTILATOR | Ventilator | Covidien
NO | YES |  |  |  | 069-42547 | 069-42547 | COVIDIEN | PB 980 |  | 35B1600100 | TMC-Respiratory-Adult | MHHS-TMC |  | Ventilator |  | 069-42547 | 069-42547 | TMC | MHHS-TMC | TMC-Respiratory-Adult | TMC RESPIRATORY ADULT | 5/1/19 |  | 7/1/20 |  | VENTILATORS | Ventilator | VENTILATOR-Covidien-980 | VENTILATOR |  |  |  |  | Covidien | Ventilator |  | VENTILATOR-Covidien-980 |  | 4/1/16 |  | VENT-SA | Covered PM Repair - Biomedical | MHHS-TMC | [8 empty] | VENTILATOR | Ventilator | Covidien
NO | YES | Asset Tag 069-42550 |  |  | 069-42550 | 069-42550 | COVIDIEN | PB 980 |  | 35B1502118 | TMC-Respiratory-Adult | MHHS-TMC |  | Ventilator |  | 069-42550 | 069-42550 | TMC | MHHS-TMC | TMC-Respiratory-Adult | Biomed Shop | 3/1/20 |  | 3/1/21 |  | VENTILATORS | Ventilator | VENTILATOR-Covidien-980 | VENTILATOR |  |  |  |  | Covidien | Ventilator |  | VENTILATOR-Covidien-980 |  | 4/1/16 |  | VENT-SA | Covered PM Repair - Biomedical | MHHS-TMC | [8 empty] | VENTILATOR | Ventilator | Covidien
NO | YES |  |  |  | 069-42552 | 069-42552 | COVIDIEN | PB 980 |  | 35B1502221 | TMC-Respiratory-Adult | MHHS-TMC |  | Ventilator |  | 069-42552 | 069-42552 | TMC | MHHS-TMC | TMC-Respiratory-Adult | Biomed Shop | 2/1/20 |  | 8/1/20 |  | VENTILATORS | Ventilator | VENTILATOR-Covidien-980 | VENTILATOR |  |  |  |  | Covidien | Ventilator |  | VENTILATOR-Covidien-980 |  | 4/1/16 |  | VENT-SA | Covered PM Repair - Biomedical | MHHS-TMC | [8 empty] | VENTILATOR | Ventilator | Covidien
NO | YES |  |  |  | 069-42555 | 069-42555 | COVIDIEN | PB 980 |  | 35B1600014 | TMC-Jones-Neuro ICU (7J) | MHHS-TMC |  | Ventilator |  | 069-42555 | 069-42555 | TMC | MHHS-TMC | TMC-Jones-Neuro ICU (7J) |  | 5/1/19 |  |  |  | VENTILATORS | Ventilator | VENTILATOR-Covidien-980 | VENTILATOR |  |  |  |  | Covidien | Ventilator |  | VENTILATOR-Covidien-980 |  | 4/1/16 |  | VENT-SA | Covered PM Repair - Biomedical | MHHS-TMC | [8 empty] | VENTILATOR | Ventilator | Covidien
NO | YES |  |  |  | 069-42557 | 069-42557 | COVIDIEN | PB 980 |  | 35B1700079 | TWC | MHHS-TMC |  | Ventilator |  | 069-42557 | 069-42557 | TMC | Memorial Hermann-Texas Medical Center | TWC | MICU 14 |  |  |  |  | VENTILATORS | Ventilator | VENTILATOR-Covidien-980 | VENTILATOR |  |  |  |  | Covidien | Ventilator |  | VENTILATOR-Covidien-980 |  | 4/1/16 |  | VENT-SA | Covered PM Repair - Biomedical | MHHS-TMC | [8 empty] | VENTILATOR | Ventilator | Covidien
YES | YES |  |  |  | POV6103 | 145-01343 | COVIDIEN | PB 980 |  | 35C1800955 | Respiratory decontamination |  |  |  |  | POV6103 | 145-01343 | Pearland | Memorial Hermann Pearland Hospital | Respiratory decontamination | Res store room | 2/1/19 | 8/1/19
YES | YES |  |  |  | 013-39133 | 013-39133 | COVIDIEN | PB 980 |  | (21) 35B1802104 | SW - RESPIRATORY |  |  |  |  | 013-39133 | 013-39133 | Southwest | Memorial Hermann Southwest Hospital | SW - RESPIRATORY | Room 828 | 10/1/19 |  |  | New Add
YES | YES |  |  |  | 013-39131 | 013-39131 | COVIDIEN | PB 980 |  | (21) 35B1801507 | SW - RESPIRATORY |  |  |  |  | 013-39131 | 013-39131 | Southwest | Memorial Hermann Southwest Hospital | SW - RESPIRATORY | Room 828 | 3/1/20 |  | 3/1/21 | New Add
YES | YES |  |  |  | 013-39130 | 013-39130 | COVIDIEN | PB 980 |  | 2135B1801644 | Floor 8 |  |  |  |  | 013-39130 | 013-39130 | Southwest | Memorial Hermann Southwest Hospital | Floor 8 | Floor 8
YES | YES |  |  |  | 013-39110 | 013-39110 | COVIDIEN | PB 980 |  | (21) 35B1801985 | SW - RESPIRATORY |  |  |  |  | 013-39110 | 013-39110 | Southwest | Memorial Hermann Southwest Hospital | SW - RESPIRATORY | Room 828 | 2/1/20 |  | 2/1/21 | New Add
YES | YES |  |  |  | 069-44505 | 069-44505 | COVIDIEN | PB 980 |  | 35B2000061 | SE - RESPIRATORY |  |  |  |  | 069-44505 | 069-44505 | Southeast | Memorial Hermann Southeast Hospital | SE - RESPIRATORY | Storage |  |  |  | No pm found
NO | NO |  |  |  | 009-10001 |  | COVIDIEN | PB 980 |  | 35B1501769 | GH - RESPIRATORY | MHHS-Greater Heights |  | Ventilator |  | 009-10001 |  | Central & Greater Heights |  | GH - RESPIRATORY | [5 empty] | VENTILATORS |  | VENTILATOR-Covidien-980 | VENTILATOR |  |  |  |  | Covidien | Ventilator |  | VENTILATOR-Covidien-980 |  |  |  |  | Covered PM Repair - Biomedical | MHHS-Greater Heights
NO | NO |  |  |  | 009-10003 |  | COVIDIEN | PB 980 |  | 35B1501737 | GH - RESPIRATORY | MHHS-Greater Heights |  | Ventilator |  | 009-10003 |  | Central & Greater Heights |  | GH - RESPIRATORY | [5 empty] | VENTILATORS |  | VENTILATOR-Covidien-980 | VENTILATOR |  |  |  |  | Covidien | Ventilator |  | VENTILATOR-Covidien-980 |  |  |  |  | Covered PM Repair - Biomedical | MHHS-Greater Heights
NO | NO |  |  |  | 009-10004 |  | COVIDIEN | PB 980 |  | 35B1501717 | GH - RESPIRATORY | MHHS-Greater Heights |  | Ventilator |  | 009-10004 |  | Central & Greater Heights |  | GH - RESPIRATORY | [5 empty] | VENTILATORS |  | VENTILATOR-Covidien-980 | VENTILATOR |  |  |  |  | Covidien | Ventilator |  | VENTILATOR-Covidien-980 |  |  |  |  | Covered PM Repair - Biomedical | MHHS-Greater Heights
NO | NO |  |  |  | 009-33619 |  | COVIDIEN | PB 980 |  | (21)35B1801694 | GH - RESPIRATORY | MHHS-Greater Heights |  | Ventilator |  | 009-33619 |  | Central & Greater Heights |  | GH - RESPIRATORY | [5 empty] | VENTILATORS |  | VENTILATOR-Covidien-980 | VENTILATOR |  |  |  |  | Covidien | Ventilator |  | VENTILATOR-Covidien-980 |  |  |  |  | Covered PM Repair - Biomedical | MHHS-Greater Heights
NO | NO |  |  |  | 009-33695 |  | COVIDIEN | PB 980 |  | 35B1801687 | GH - RESPIRATORY | MHHS-Greater Heights |  | Ventilator |  | 009-33695 |  | Central & Greater Heights |  | GH - RESPIRATORY | [5 empty] | VENTILATORS |  | VENTILATOR-Covidien-980 | VENTILATOR |  |  |  |  | Covidien | Ventilator |  | VENTILATOR-Covidien-980 |  |  |  |  | Covered PM Repair - Biomedical | MHHS-Greater Heights
NO | NO |  |  |  | 009-33696 |  | COVIDIEN | PB 980 |  | 35B1801653 | GH - RESPIRATORY | MHHS-Greater Heights |  | Ventilator |  | 009-33696 |  | Central & Greater Heights |  | GH - RESPIRATORY | [5 empty] | VENTILATORS |  | VENTILATOR-Covidien-980 | VENTILATOR |  |  |  |  | Covidien | Ventilator |  | VENTILATOR-Covidien-980 |  |  |  |  | Covered PM Repair - Biomedical | MHHS-Greater Heights
NO | NO |  |  |  | 009-34308 |  | COVIDIEN | PB 980 |  | (21)35B1802082 | GH - RESPIRATORY | MHHS-Greater Heights |  | Ventilator |  | 009-34308 |  | Central & Greater Heights |  | GH - RESPIRATORY | [5 empty] | VENTILATORS |  | VENTILATOR-Covidien-980 | VENTILATOR |  |  |  |  | Covidien | Ventilator |  | VENTILATOR-Covidien-980 |  |  |  |  | Covered PM Repair - Biomedical | MHHS-Greater Heights
NO | NO |  |  |  | 009-34312 |  | COVIDIEN | PB 980 |  | (21)35B1802311 | GH - RESPIRATORY | MHHS-Greater Heights |  | Ventilator |  | 009-34312 |  | Central & Greater Heights |  | GH - RESPIRATORY | [5 empty] | VENTILATORS |  | VENTILATOR-Covidien-980 | VENTILATOR |  |  |  |  | Covidien | Ventilator |  | VENTILATOR-Covidien-980 |  |  |  |  | Covered PM Repair - Biomedical | MHHS-Greater Heights
NO | NO |  |  |  | 133-10462 |  | COVIDIEN | PB 980 |  | 35B1802029 | KATY - RESPIRATORY | MHHS-Katy |  | Ventilator |  | 133-10462 |  | Katy |  | KATY - RESPIRATORY | [5 empty] | VENTILATORS |  | VENTILATOR-Covidien-980 | VENTILATOR |  |  |  |  | Covidien | Ventilator |  | VENTILATOR-Covidien-980 |  |  |  |  | Not Covered Vendor Only - Biomedical | MHHS-Katy
NO | NO |  |  |  | 133-10464 |  | COVIDIEN | PB 980 |  | 35B1801789 | KATY - RESPIRATORY | MHHS-Katy |  | Ventilator |  | 133-10464 |  | Katy |  | KATY - RESPIRATORY | [5 empty] | VENTILATORS |  | VENTILATOR-Covidien-980 | VENTILATOR |  |  |  |  | Covidien | Ventilator |  | VENTILATOR-Covidien-980 |  |  |  |  | Not Covered Vendor Only - Biomedical | MHHS-Katy
NO | NO |  |  |  | 041-19306 |  | COVIDIEN | PB 980 |  | 35B1501677 | MEMORIAL CITY - RESPIRATORY | MHHS-Mem City |  | Ventilator |  | 041-19306 |  | West & Memorial City |  | MEMORIAL CITY - RESPIRATORY | [5 empty] | VENTILATORS |  | VENTILATOR-Covidien-980 | VENTILATOR |  |  |  |  | Covidien | Ventilator |  | VENTILATOR-Covidien-980 |  |  |  |  | Covered PM Repair - Biomedical | MHHS-Mem City
NO | NO |  |  |  | 041-19307 |  | COVIDIEN | PB 980 |  | 35B1501745 | MEMORIAL CITY - RESPIRATORY | MHHS-Mem City |  | Ventilator |  | 041-19307 |  | West & Memorial City |  | MEMORIAL CITY - RESPIRATORY | [5 empty] | VENTILATORS |  | VENTILATOR-Covidien-980 | VENTILATOR |  |  |  |  | Covidien | Ventilator |  | VENTILATOR-Covidien-980 |  |  |  |  | Covered PM Repair - Biomedical | MHHS-Mem City
NO | NO |  |  |  | 041-19308 |  | COVIDIEN | PB 980 |  | 35B1501673 | MEMORIAL CITY - RESPIRATORY | MHHS-Mem City |  | Ventilator |  | 041-19308 |  | West & Memorial City |  | MEMORIAL CITY - RESPIRATORY | [5 empty] | VENTILATORS |  | VENTILATOR-Covidien-980 | VENTILATOR |  |  |  |  | Covidien | Ventilator |  | VENTILATOR-Covidien-980 |  |  |  |  | Covered PM Repair - Biomedical | MHHS-Mem City
NO | NO |  |  |  | 041-19309 |  | COVIDIEN | PB 980 |  | 35B1501643 | MEMORIAL CITY - RESPIRATORY | MHHS-Mem City |  | Ventilator |  | 041-19309 |  | West & Memorial City |  | MEMORIAL CITY - RESPIRATORY | [5 empty] | VENTILATORS |  | VENTILATOR-Covidien-980 | VENTILATOR |  |  |  |  | Covidien | Ventilator |  | VENTILATOR-Covidien-980 |  |  |  |  | Covered PM Repair - Biomedical | MHHS-Mem City
NO | NO |  |  |  | 041-19310 |  | COVIDIEN | PB 980 |  | 35B1501682 | MEMORIAL CITY - RESPIRATORY | MHHS-Mem City |  | Ventilator |  | 041-19310 |  | West & Memorial City |  | MEMORIAL CITY - RESPIRATORY | [5 empty] | VENTILATORS |  | VENTILATOR-Covidien-980 | VENTILATOR |  |  |  |  | Covidien | Ventilator |  | VENTILATOR-Covidien-980 |  |  |  |  | Covered PM Repair - Biomedical | MHHS-Mem City
NO | NO |  |  |  | 041-19312 |  | COVIDIEN | PB 980 |  | 35B1501695 | MEMORIAL CITY - RESPIRATORY | MHHS-Mem City |  | Ventilator |  | 041-19312 |  | West & Memorial City |  | MEMORIAL CITY - RESPIRATORY | [5 empty] | VENTILATORS |  | VENTILATOR-Covidien-980 | VENTILATOR |  |  |  |  | Covidien | Ventilator |  | VENTILATOR-Covidien-980 |  |  |  |  | Covered PM Repair - Biomedical | MHHS-Mem City
NO | NO |  |  |  | 041-19313 |  | COVIDIEN | PB 980 |  | 35B1501639 | MEMORIAL CITY - RESPIRATORY | MHHS-Mem City |  | Ventilator |  | 041-19313 |  | West & Memorial City |  | MEMORIAL CITY - RESPIRATORY | [5 empty] | VENTILATORS |  | VENTILATOR-Covidien-980 | VENTILATOR |  |  |  |  | Covidien | Ventilator |  | VENTILATOR-Covidien-980 |  |  |  |  | Covered PM Repair - Biomedical | MHHS-Mem City
NO | NO |  |  |  | 041-19314 |  | COVIDIEN | PB 980 |  | 35B1501845 | MEMORIAL CITY - RESPIRATORY | MHHS-Mem City |  | Ventilator |  | 041-19314 |  | West & Memorial City |  | MEMORIAL CITY - RESPIRATORY | [5 empty] | VENTILATORS |  | VENTILATOR-Covidien-980 | VENTILATOR |  |  |  |  | Covidien | Ventilator |  | VENTILATOR-Covidien-980 |  |  |  |  | Covered PM Repair - Biomedical | MHHS-Mem City
NO | NO |  |  |  | 041-19315 |  | COVIDIEN | PB 980 |  | 35B1501807 | MEMORIAL CITY - RESPIRATORY | MHHS-Mem City |  | Ventilator |  | 041-19315 |  | West & Memorial City |  | MEMORIAL CITY - RESPIRATORY | [5 empty] | VENTILATORS |  | VENTILATOR-Covidien-980 | VENTILATOR |  |  |  |  | Covidien | Ventilator |  | VENTILATOR-Covidien-980 |  |  |  |  | Covered PM Repair - Biomedical | MHHS-Mem City
NO | NO |  |  |  | 041-19316 |  | COVIDIEN | PB 980 |  | 35b1501651 | MEMORIAL CITY - RESPIRATORY | MHHS-Mem City |  | Ventilator |  | 041-19316 |  | West & Memorial City |  | MEMORIAL CITY - RESPIRATORY | [5 empty] | VENTILATORS |  | VENTILATOR-Covidien-980 | VENTILATOR |  |  |  |  | Covidien | Ventilator |  | VENTILATOR-Covidien-980 |  |  |  |  | Covered PM Repair - Biomedical | MHHS-Mem City
NO | NO |  |  |  | 041-20641 |  | COVIDIEN | PB 980 |  | 35B1601231 | MEMORIAL CITY - RESPIRATORY | MHHS-Mem City |  | Ventilator |  | 041-20641 |  | West & Memorial City |  | MEMORIAL CITY - RESPIRATORY | [5 empty] | VENTILATORS |  | VENTILATOR-Covidien-980 | VENTILATOR |  |  |  |  | Covidien | Ventilator |  | VENTILATOR-Covidien-980 |  |  |  |  | Covered PM Repair - Biomedical | MHHS-Mem City
NO | NO |  |  |  | 041-20642 |  | COVIDIEN | PB 980 |  | 35B1601248 | MEMORIAL CITY - RESPIRATORY | MHHS-Mem City |  | Ventilator |  | 041-20642 |  | West & Memorial City |  | MEMORIAL CITY - RESPIRATORY | [5 empty] | VENTILATORS |  | VENTILATOR-Covidien-980 | VENTILATOR |  |  |  |  | Covidien | Ventilator |  | VENTILATOR-Covidien-980 |  |  |  |  | Covered PM Repair - Biomedical | MHHS-Mem City
NO | NO |  |  |  | 041-20643 |  | COVIDIEN | PB 980 |  | 35B1601278 | MEMORIAL CITY - RESPIRATORY | MHHS-Mem City |  | Ventilator |  | 041-20643 |  | West & Memorial City |  | MEMORIAL CITY - RESPIRATORY | [5 empty] | VENTILATORS |  | VENTILATOR-Covidien-980 | VENTILATOR |  |  |  |  | Covidien | Ventilator |  | VENTILATOR-Covidien-980 |  |  |  |  | Covered PM Repair - Biomedical | MHHS-Mem City
NO | NO |  |  |  | 041-32879 |  | COVIDIEN | PB 980 |  | 35B1802065 | MEMORIAL CITY - RESPIRATORY | MHHS-Mem City |  | Ventilator |  | 041-32879 |  | West & Memorial City |  | MEMORIAL CITY - RESPIRATORY | [5 empty] | VENTILATORS |  | VENTILATOR-Covidien-980 | VENTILATOR |  |  |  |  | Covidien | Ventilator |  | VENTILATOR-Covidien-980 |  |  |  |  | Covered PM Repair - Biomedical | MHHS-Mem City
NO | NO |  |  |  | 041-32880 |  | COVIDIEN | PB 980 |  | 35B1801598 | MEMORIAL CITY - RESPIRATORY | MHHS-Mem City |  | Ventilator |  | 041-32880 |  | West & Memorial City |  | MEMORIAL CITY - RESPIRATORY | [5 empty] | VENTILATORS |  | VENTILATOR-Covidien-980 | VENTILATOR |  |  |  |  | Covidien | Ventilator |  | VENTILATOR-Covidien-980 |  |  |  |  | Not Covered Vendor Only - Biomedical | MHHS-Mem City
NO | NO |  |  |  | 041-32881 |  | COVIDIEN | PB 980 |  | 35B1801645 | MEMORIAL CITY - RESPIRATORY | MHHS-Mem City |  | Ventilator |  | 041-32881 |  | West & Memorial City |  | MEMORIAL CITY - RESPIRATORY | [5 empty] | VENTILATORS |  | VENTILATOR-Covidien-980 | VENTILATOR |  |  |  |  | Covidien | Ventilator |  | VENTILATOR-Covidien-980 |  |  |  |  | Covered PM Repair - Biomedical | MHHS-Mem City
NO | NO |  |  |  | 041-32882 |  | COVIDIEN | PB 980 |  | 35B1801611 | MEMORIAL CITY - RESPIRATORY | MHHS-Mem City |  | Ventilator |  | 041-32882 |  | West & Memorial City |  | MEMORIAL CITY - RESPIRATORY | [5 empty] | VENTILATORS |  | VENTILATOR-Covidien-980 | VENTILATOR |  |  |  |  | Covidien | Ventilator |  | VENTILATOR-Covidien-980 |  |  |  |  | Covered PM Repair - Biomedical | MHHS-Mem City
NO | NO |  |  |  | 041-32883 |  | COVIDIEN | PB 980 |  | 35B1801664 | MEMORIAL CITY - RESPIRATORY | MHHS-Mem City |  | Ventilator |  | 041-32883 |  | West & Memorial City |  | MEMORIAL CITY - RESPIRATORY | [5 empty] | VENTILATORS |  | VENTILATOR-Covidien-980 | VENTILATOR |  |  |  |  | Covidien | Ventilator |  | VENTILATOR-Covidien-980 |  |  |  |  | Covered PM Repair - Biomedical | MHHS-Mem City
NO | NO |  |  |  | 041-32884 |  | COVIDIEN | PB 980 |  | 35B1802129 | MEMORIAL CITY - RESPIRATORY | MHHS-Mem City |  | Ventilator |  | 041-32884 |  | West & Memorial City |  | MEMORIAL CITY - RESPIRATORY | [5 empty] | VENTILATORS |  | VENTILATOR-Covidien-980 | VENTILATOR |  |  |  |  | Covidien | Ventilator |  | VENTILATOR-Covidien-980 |  |  |  |  | Covered PM Repair - Biomedical | MHHS-Mem City
NO | NO |  |  |  | 041-32885 |  | COVIDIEN | PB 980 |  | 35B1801596 | MEMORIAL CITY - RESPIRATORY | MHHS-Mem City |  | Ventilator |  | 041-32885 |  | West & Memorial City |  | MEMORIAL CITY - RESPIRATORY | [5 empty] | VENTILATORS |  | VENTILATOR-Covidien-980 | VENTILATOR |  |  |  |  | Covidien | Ventilator |  | VENTILATOR-Covidien-980 |  |  |  |  | Covered PM Repair - Biomedical | MHHS-Mem City
NO | NO |  |  |  | 041-32887 |  | COVIDIEN | PB 980 |  | 35B1801708 | MEMORIAL CITY - RESPIRATORY | MHHS-Mem City |  | Ventilator |  | 041-32887 |  | West & Memorial City |  | MEMORIAL CITY - RESPIRATORY | [5 empty] | VENTILATORS |  | VENTILATOR-Covidien-980 | VENTILATOR |  |  |  |  | Covidien | Ventilator |  | VENTILATOR-Covidien-980 |  |  |  |  | Covered PM Repair - Biomedical | MHHS-Mem City
NO | NO |  |  |  | 041-32888 |  | COVIDIEN | PB 980 |  | 35B1802126 | MEMORIAL CITY - RESPIRATORY | MHHS-Mem City |  | Ventilator |  | 041-32888 |  | West & Memorial City |  | MEMORIAL CITY - RESPIRATORY | [5 empty] | VENTILATORS |  | VENTILATOR-Covidien-980 | VENTILATOR |  |  |  |  | Covidien | Ventilator |  | VENTILATOR-Covidien-980 |  |  |  |  | Covered PM Repair - Biomedical | MHHS-Mem City
NO | NO |  |  |  | 041-34162 |  | COVIDIEN | PB 980 |  | 35B1802271 | MEMORIAL CITY - RESPIRATORY | MHHS-Mem City |  | Ventilator |  | 041-34162 |  | West & Memorial City |  | MEMORIAL CITY - RESPIRATORY | [5 empty] | VENTILATORS |  | VENTILATOR-Covidien-980 | VENTILATOR |  |  |  |  | Covidien | Ventilator |  | VENTILATOR-Covidien-980 |  |  |  |  | Covered PM Repair - Biomedical | MHHS-Mem City
NO | NO |  |  |  | 142-06420 |  | COVIDIEN | PB 980 |  | 35B1501821 | NE - RESPIRATORY | MHHS-Northeast |  | Ventilator |  | 142-06420 |  | Katy |  | NE - RESPIRATORY | [5 empty] | VENTILATORS |  | VENTILATOR-Covidien-980 | VENTILATOR |  |  |  |  | Covidien | Ventilator |  | VENTILATOR-Covidien-980 |  |  |  |  | Not Covered Vendor Only - Biomedical | MHHS-Northeast
NO | NO |  |  |  | 142-06423 |  | COVIDIEN | PB 980 |  | 35B1501779 | NE - RESPIRATORY | MHHS-Northeast |  | Ventilator |  | 142-06423 |  | Katy |  | NE - RESPIRATORY | [5 empty] | VENTILATORS |  | VENTILATOR-Covidien-980 | VENTILATOR |  |  |  |  | Covidien | Ventilator |  | VENTILATOR-Covidien-980 |  |  |  |  | Not Covered Vendor Only - Biomedical | MHHS-Northeast
NO | NO |  |  |  | 142-07995 |  | COVIDIEN | PB 980 |  | 35B1802229 | NE - RESPIRATORY | MHHS-Northeast |  | Ventilator |  | 142-07995 |  | Katy |  | NE - RESPIRATORY | [5 empty] | VENTILATORS |  | VENTILATOR-Covidien-980 | VENTILATOR |  |  |  |  | Covidien | Ventilator |  | VENTILATOR-Covidien-980 |  |  |  |  | Not Covered Vendor Only - Biomedical | MHHS-Northeast
NO | NO |  |  |  | 145-01342 |  | COVIDIEN | PB 980 |  | 35B1802249 | PEARLAND - RESPIRATORY THERAPY | MHHS-Pearland Hospital |  | Ventilator |  | 145-01342 |  | Pearland |  | PEARLAND - RESPIRATORY THERAPY | [5 empty] | VENTILATORS |  | VENTILATOR-Covidien-980 | VENTILATOR |  |  |  |  | Covidien | Ventilator |  | VENTILATOR-Covidien-980 |  |  |  |  | Not Covered Vendor Only - Biomedical | MHHS-Pearland Hospital
NO | NO |  |  |  | 005-10492 |  | COVIDIEN | PB 980 |  | 35B1500093 | SE - RESPIRATORY | MHHS-Southeast |  | Ventilator |  | 005-10492 |  | Southeast & Bay Area |  | SE - RESPIRATORY | [5 empty] | VENTILATORS |  | VENTILATOR-Covidien-980 | VENTILATOR |  |  |  |  | Covidien | Ventilator |  | VENTILATOR-Covidien-980 |  |  |  |  | Covered PM Repair - Biomedical | MHHS-Southeast
NO | NO |  |  |  | 005-10493 |  | COVIDIEN | PB 980 |  | 35B1500148 | SE - RESPIRATORY | MHHS-Southeast |  | Ventilator |  | 005-10493 |  | Southeast & Bay Area |  | SE - RESPIRATORY | [5 empty] | VENTILATORS |  | VENTILATOR-Covidien-980 | VENTILATOR |  |  |  |  | Covidien | Ventilator |  | VENTILATOR-Covidien-980 |  |  |  |  | Covered PM Repair - Biomedical | MHHS-Southeast
NO | NO |  |  |  | 005-10495 |  | COVIDIEN | PB 980 |  | 35B1500087 | SE - RESPIRATORY | MHHS-Southeast |  | Ventilator |  | 005-10495 |  | Southeast & Bay Area |  | SE - RESPIRATORY | [5 empty] | VENTILATORS |  | VENTILATOR-Covidien-980 | VENTILATOR |  |  |  |  | Covidien | Ventilator |  | VENTILATOR-Covidien-980 |  |  |  |  | Covered PM Repair - Biomedical | MHHS-Southeast
NO | NO |  |  |  | 005-10496 |  | COVIDIEN | PB 980 |  | 35B1500040 | SE - RESPIRATORY | MHHS-Southeast |  | Ventilator |  | 005-10496 |  | Southeast & Bay Area |  | SE - RESPIRATORY | [5 empty] | VENTILATORS |  | VENTILATOR-Covidien-980 | VENTILATOR |  |  |  |  | Covidien | Ventilator |  | VENTILATOR-Covidien-980 |  |  |  |  | Covered PM Repair - Biomedical | MHHS-Southeast
NO | NO |  |  |  | 005-10497 |  | COVIDIEN | PB 980 |  | 35B1500068 | SE - RESPIRATORY | MHHS-Southeast |  | Ventilator |  | 005-10497 |  | Southeast & Bay Area |  | SE - RESPIRATORY | [5 empty] | VENTILATORS |  | VENTILATOR-Covidien-980 | VENTILATOR |  |  |  |  | Covidien | Ventilator |  | VENTILATOR-Covidien-980 |  |  |  |  | Covered PM Repair - Biomedical | MHHS-Southeast
NO | NO |  |  |  | 005-10499 |  | COVIDIEN | PB 980 |  | 35B1500054 | SE - RESPIRATORY | MHHS-Southeast |  | Ventilator |  | 005-10499 |  | Southeast & Bay Area |  | SE - RESPIRATORY | [5 empty] | VENTILATORS |  | VENTILATOR-Covidien-980 | VENTILATOR |  |  |  |  | Covidien | Ventilator |  | VENTILATOR-Covidien-980 |  |  |  |  | Covered PM Repair - Biomedical | MHHS-Southeast
NO | NO |  |  |  | 005-10500 |  | COVIDIEN | PB 980 |  | 35B1500127 | SE - RESPIRATORY | MHHS-Southeast |  | Ventilator |  | 005-10500 |  | Southeast & Bay Area |  | SE - RESPIRATORY | [5 empty] | VENTILATORS |  | VENTILATOR-Covidien-980 | VENTILATOR |  |  |  |  | Covidien | Ventilator |  | VENTILATOR-Covidien-980 |  |  |  |  | Covered PM Repair - Biomedical | MHHS-Southeast
NO | NO |  |  |  | 005-10501 |  | COVIDIEN | PB 980 |  | 35B1500726 | SE - RESPIRATORY | MHHS-Southeast |  | Ventilator |  | 005-10501 |  | Southeast & Bay Area |  | SE - RESPIRATORY | [5 empty] | VENTILATORS |  | VENTILATOR-Covidien-980 | VENTILATOR |  |  |  |  | Covidien | Ventilator |  | VENTILATOR-Covidien-980 |  |  |  |  | Covered PM Repair - Biomedical | MHHS-Southeast
NO | NO |  |  |  | 005-10502 |  | COVIDIEN | PB 980 |  | 35B1500203 | SE - RESPIRATORY | MHHS-Southeast |  | Ventilator |  | 005-10502 |  | Southeast & Bay Area |  | SE - RESPIRATORY | [5 empty] | VENTILATORS |  | VENTILATOR-Covidien-980 | VENTILATOR |  |  |  |  | Covidien | Ventilator |  | VENTILATOR-Covidien-980 |  |  |  |  | Covered PM Repair - Biomedical | MHHS-Southeast
NO | NO |  |  |  | 005-10504 |  | COVIDIEN | PB 980 |  | 35B1500062 | SE - RESPIRATORY | MHHS-Southeast |  | Ventilator |  | 005-10504 |  | Southeast & Bay Area |  | SE - RESPIRATORY | [5 empty] | VENTILATORS |  | VENTILATOR-Covidien-980 | VENTILATOR |  |  |  |  | Covidien | Ventilator |  | VENTILATOR-Covidien-980 |  |  |  |  | Covered PM Repair - Biomedical | MHHS-Southeast
NO | NO |  |  |  | 005-10505 |  | COVIDIEN | PB 980 |  | 35B1401991 | SE - RESPIRATORY | MHHS-Southeast |  | Ventilator |  | 005-10505 |  | Southeast & Bay Area |  | SE - RESPIRATORY | [5 empty] | VENTILATORS |  | VENTILATOR-Covidien-980 | VENTILATOR |  |  |  |  | Covidien | Ventilator |  | VENTILATOR-Covidien-980 |  |  |  |  | Covered PM Repair - Biomedical | MHHS-Southeast
NO | NO |  |  |  | 005-10708 |  | COVIDIEN | PB 980 |  | 35B1501657 | SE - RESPIRATORY | MHHS-Southeast |  | Ventilator |  | 005-10708 |  | Southeast & Bay Area |  | SE - RESPIRATORY | [5 empty] | VENTILATORS |  | VENTILATOR-Covidien-980 | VENTILATOR |  |  |  |  | Covidien | Ventilator |  | VENTILATOR-Covidien-980 |  |  |  |  | Covered PM Repair - Biomedical | MHHS-Southeast
NO | NO |  |  |  | 005-10709 |  | COVIDIEN | PB 980 |  | 35B1501838 | SE - RESPIRATORY | MHHS-Southeast |  | Ventilator |  | 005-10709 |  | Southeast & Bay Area |  | SE - RESPIRATORY | [5 empty] | VENTILATORS |  | VENTILATOR-Covidien-980 | VENTILATOR |  |  |  |  | Covidien | Ventilator |  | VENTILATOR-Covidien-980 |  |  |  |  | Covered PM Repair - Biomedical | MHHS-Southeast
NO | NO |  |  |  | 005-10710 |  | COVIDIEN | PB 980 |  | 35B1501801 | SE - RESPIRATORY | MHHS-Southeast |  | Ventilator |  | 005-10710 |  | Southeast & Bay Area |  | SE - RESPIRATORY | [5 empty] | VENTILATORS |  | VENTILATOR-Covidien-980 | VENTILATOR |  |  |  |  | Covidien | Ventilator |  | VENTILATOR-Covidien-980 |  |  |  |  | Covered PM Repair - Biomedical | MHHS-Southeast
NO | NO |  |  |  | 005-10719 |  | COVIDIEN | PB 980 |  | 35B1500707 | SE - RESPIRATORY | MHHS-Southeast |  | Ventilator |  | 005-10719 |  | Southeast & Bay Area |  | SE - RESPIRATORY | [5 empty] | VENTILATORS |  | VENTILATOR-Covidien-980 | VENTILATOR |  |  |  |  | Covidien | Ventilator |  | VENTILATOR-Covidien-980 |  |  |  |  | Covered PM Repair - Biomedical | MHHS-Southeast
NO | NO |  |  |  | 005-10720 |  | COVIDIEN | PB 980 |  | 35B1500642 | SE - RESPIRATORY | MHHS-Southeast |  | Ventilator |  | 005-10720 |  | Southeast & Bay Area |  | SE - RESPIRATORY | [5 empty] | VENTILATORS |  | VENTILATOR-Covidien-980 | VENTILATOR |  |  |  |  | Covidien | Ventilator |  | VENTILATOR-Covidien-980 |  |  |  |  | Covered PM Repair - Biomedical | MHHS-Southeast
NO | NO |  |  |  | 005-11881 |  | COVIDIEN | PB 980 |  | 35B1701860 | SE - RESPIRATORY | MHHS-Southeast |  | Ventilator |  | 005-11881 |  | Southeast & Bay Area |  | SE - RESPIRATORY | [5 empty] | VENTILATORS |  | VENTILATOR-Covidien-980 | VENTILATOR |  |  |  |  | Covidien | Ventilator |  | VENTILATOR-Covidien-980 |  |  |  |  | Covered PM Repair - Biomedical | MHHS-Southeast
NO | NO |  |  |  | 005-34261 |  | COVIDIEN | PB 980 |  | 35B1801795 | SE - RESPIRATORY | MHHS-Southeast |  | Ventilator |  | 005-34261 |  | Southeast & Bay Area |  | SE - RESPIRATORY | [5 empty] | VENTILATORS |  | VENTILATOR-Covidien-980 | VENTILATOR |  |  |  |  | Covidien | Ventilator |  | VENTILATOR-Covidien-980 |  |  |  |  | Covered PM Repair - Biomedical | MHHS-Southeast
NO | NO |  |  |  | 013-37001 |  | COVIDIEN | PB 980 |  | 35B1501436 | SW - RESPIRATORY | MHHS-Southwest |  | Ventilator |  | 013-37001 |  | Southwest |  | SW - RESPIRATORY | [5 empty] | VENTILATORS |  | VENTILATOR-Covidien-980 | VENTILATOR |  |  |  |  | Covidien | Ventilator |  | VENTILATOR-Covidien-980 |  |  |  |  | Covered PM Repair - Biomedical | MHHS-Southwest
NO | NO |  |  |  | 013-37005 |  | COVIDIEN | PB 980 |  | 35B1501615 | SW - RESPIRATORY | MHHS-Southwest |  | Ventilator |  | 013-37005 |  | Southwest |  | SW - RESPIRATORY | [5 empty] | VENTILATORS |  | VENTILATOR-Covidien-980 | VENTILATOR |  |  |  |  | Covidien | Ventilator |  | VENTILATOR-Covidien-980 |  |  |  |  | Covered PM Repair - Biomedical | MHHS-Southwest
NO | NO |  |  |  | 013-37006 |  | COVIDIEN | PB 980 |  | 35B1501800 | SW - RESPIRATORY | MHHS-Southwest |  | Ventilator |  | 013-37006 |  | Southwest |  | SW - RESPIRATORY | [5 empty] | VENTILATORS |  | VENTILATOR-Covidien-980 | VENTILATOR |  |  |  |  | Covidien | Ventilator |  | VENTILATOR-Covidien-980 |  |  |  |  | Covered PM Repair - Biomedical | MHHS-Southwest
NO | NO |  |  |  | 013-37007 |  | COVIDIEN | PB 980 |  | 35B1501847 | SW - RESPIRATORY | MHHS-Southwest |  | Ventilator |  | 013-37007 |  | Southwest |  | SW - RESPIRATORY | [5 empty] | VENTILATORS |  | VENTILATOR-Covidien-980 | VENTILATOR |  |  |  |  | Covidien | Ventilator |  | VENTILATOR-Covidien-980 |  |  |  |  | Covered PM Repair - Biomedical | MHHS-Southwest
NO | NO |  |  |  | 013-37008 |  | COVIDIEN | PB 980 |  | 35B1501582 | SW - RESPIRATORY | MHHS-Southwest |  | Ventilator |  | 013-37008 |  | Southwest |  | SW - RESPIRATORY | [5 empty] | VENTILATORS |  | VENTILATOR-Covidien-980 | VENTILATOR |  |  |  |  | Covidien | Ventilator |  | VENTILATOR-Covidien-980 |  |  |  |  | Covered PM Repair - Biomedical | MHHS-Southwest
NO | NO |  |  |  | 013-37009 |  | COVIDIEN | PB 980 |  | 35B1501654 | SW - RESPIRATORY | MHHS-Southwest |  | Ventilator |  | 013-37009 |  | Southwest |  | SW - RESPIRATORY | [5 empty] | VENTILATORS |  | VENTILATOR-Covidien-980 | VENTILATOR |  |  |  |  | Covidien | Ventilator |  | VENTILATOR-Covidien-980 |  |  |  |  | Covered PM Repair - Biomedical | MHHS-Southwest
NO | NO |  |  |  | 013-37628 |  | COVIDIEN | PB 980 |  | 35B1401352 | SW - RESPIRATORY | MHHS-Southwest |  | Ventilator |  | 013-37628 |  | Southwest |  | SW - RESPIRATORY | [5 empty] | VENTILATORS |  | VENTILATOR-Covidien-980 | VENTILATOR |  |  |  |  | Covidien | Ventilator |  | VENTILATOR-Covidien-980 |  |  |  |  | Covered PM Repair - Biomedical | MHHS-Southwest
NO | NO |  |  |  | 013-37634 |  | COVIDIEN | PB 980 |  | 35B1500681 | SW - RESPIRATORY | MHHS-Southwest |  | Ventilator |  | 013-37634 |  | Southwest |  | SW - RESPIRATORY | [5 empty] | VENTILATORS |  | VENTILATOR-Covidien-980 | VENTILATOR |  |  |  |  | Covidien | Ventilator |  | VENTILATOR-Covidien-980 |  |  |  |  | Covered PM Repair - Biomedical | MHHS-Southwest
NO | NO |  |  |  | 013-37715 |  | COVIDIEN | PB 980 |  | 35B1500622 | SW - RESPIRATORY | MHHS-Southwest |  | Ventilator |  | 013-37715 |  | Southwest |  | SW - RESPIRATORY | [5 empty] | VENTILATORS |  | VENTILATOR-Covidien-980 | VENTILATOR |  |  |  |  | Covidien | Ventilator |  | VENTILATOR-Covidien-980 |  |  |  |  | Covered PM Repair - Biomedical | MHHS-Southwest
NO | NO |  |  |  | 013-39102 |  | COVIDIEN | PB 980 |  | 35B1801673 | SW - RESPIRATORY | MHHS-Southwest |  | Ventilator |  | 013-39102 |  | Southwest |  | SW - RESPIRATORY | [5 empty] | VENTILATORS |  | VENTILATOR-Covidien-980 | VENTILATOR |  |  |  |  | Covidien | Ventilator |  | VENTILATOR-Covidien-980 |  |  |  |  | Covered PM Repair - Biomedical | MHHS-Southwest
NO | NO |  |  |  | 013-39118 |  | COVIDIEN | PB 980 |  | 2135B1801974 | SW - RESPIRATORY | MHHS-Southwest |  | Ventilator |  | 013-39118 |  | Southwest |  | SW - RESPIRATORY | [5 empty] | VENTILATORS |  | VENTILATOR-Covidien-980 | VENTILATOR |  |  |  |  | Covidien | Ventilator |  | VENTILATOR-Covidien-980 |  |  |  |  | Covered PM Repair - Biomedical | MHHS-Southwest
NO | NO |  |  |  | 013-39126 |  | COVIDIEN | PB 980 |  | 2135B1801468 | SW - RESPIRATORY | MHHS-Southwest |  | Ventilator |  | 013-39126 |  | Southwest |  | SW - RESPIRATORY | [5 empty] | VENTILATORS |  | VENTILATOR-Covidien-980 | VENTILATOR |  |  |  |  | Covidien | Ventilator |  | VENTILATOR-Covidien-980 |  |  |  |  | Covered PM Repair - Biomedical | MHHS-Southwest
NO | NO |  |  |  | POV6000 |  | COVIDIEN | PB 980 |  | 35B1801665 | SW - RESPIRATORY | MHHS-Southwest |  | Ventilator |  | POV6000 |  | Southwest |  | SW - RESPIRATORY | [5 empty] | VENTILATORS |  | VENTILATOR-Covidien-980 | VENTILATOR |  |  |  |  | Covidien | Ventilator |  | VENTILATOR-Covidien-980 |  |  |  |  | Covered PM Repair - Biomedical | MHHS-Southwest
NO | NO |  |  |  | POV6003 |  | COVIDIEN | PB 980 |  | 35B1802161 | SW - RESPIRATORY | MHHS-Southwest |  | Ventilator |  | POV6003 |  | Southwest |  | SW - RESPIRATORY | [5 empty] | VENTILATORS |  | VENTILATOR-Covidien-980 | VENTILATOR |  |  |  |  | Covidien | Ventilator |  | VENTILATOR-Covidien-980 |  |  |  |  | Covered PM Repair - Biomedical | MHHS-Southwest
NO | NO |  |  |  | POV6005 |  | COVIDIEN | PB 980 |  | 35B1801600 | SW - RESPIRATORY | MHHS-Southwest |  | Ventilator |  | POV6005 |  | Southwest |  | SW - RESPIRATORY | [5 empty] | VENTILATORS |  | VENTILATOR-Covidien-980 | VENTILATOR |  |  |  |  | Covidien | Ventilator |  | VENTILATOR-Covidien-980 |  |  |  |  | Covered PM Repair - Biomedical | MHHS-Southwest
NO | NO |  |  |  | POV6006 |  | COVIDIEN | PB 980 |  | 35B1801846 | SW - RESPIRATORY | MHHS-Southwest |  | Ventilator |  | POV6006 |  | Southwest |  | SW - RESPIRATORY | [5 empty] | VENTILATORS |  | VENTILATOR-Covidien-980 | VENTILATOR |  |  |  |  | Covidien | Ventilator |  | VENTILATOR-Covidien-980 |  |  |  |  | Covered PM Repair - Biomedical | MHHS-Southwest
NO | NO |  |  |  | POV6007 |  | COVIDIEN | PB 980 |  | 35B1801507 | SW - RESPIRATORY | MHHS-Southwest |  | Ventilator |  | POV6007 |  | Southwest |  | SW - RESPIRATORY | [5 empty] | VENTILATORS |  | VENTILATOR-Covidien-980 | VENTILATOR |  |  |  |  | Covidien | Ventilator |  | VENTILATOR-Covidien-980 |  |  |  |  | Covered PM Repair - Biomedical | MHHS-Southwest
NO | NO |  |  |  | POV6008 |  | COVIDIEN | PB 980 |  | 35B1801794 | SW - RESPIRATORY | MHHS-Southwest |  | Ventilator |  | POV6008 |  | Southwest |  | SW - RESPIRATORY | [5 empty] | VENTILATORS |  | VENTILATOR-Covidien-980 | VENTILATOR |  |  |  |  | Covidien | Ventilator |  | VENTILATOR-Covidien-980 |  |  |  |  | Covered PM Repair - Biomedical | MHHS-Southwest
NO | NO |  |  |  | POV6009 |  | COVIDIEN | PB 980 |  | 35B1802104 | SW - RESPIRATORY | MHHS-Southwest |  | Ventilator |  | POV6009 |  | Southwest |  | SW - RESPIRATORY | [5 empty] | VENTILATORS |  | VENTILATOR-Covidien-980 | VENTILATOR |  |  |  |  | Covidien | Ventilator |  | VENTILATOR-Covidien-980 |  |  |  |  | Covered PM Repair - Biomedical | MHHS-Southwest
NO | NO |  |  |  | POV6010 |  | COVIDIEN | PB 980 |  | 35B1801644 | SW - RESPIRATORY | MHHS-Southwest |  | Ventilator |  | POV6010 |  | Southwest |  | SW - RESPIRATORY | [5 empty] | VENTILATORS |  | VENTILATOR-Covidien-980 | VENTILATOR |  |  |  |  | Covidien | Ventilator |  | VENTILATOR-Covidien-980 |  |  |  |  | Covered PM Repair - Biomedical | MHHS-Southwest
NO | NO |  |  |  | POV6011 |  | COVIDIEN | PB 980 |  | 35B1801802 | SW - RESPIRATORY | MHHS-Southwest |  | Ventilator |  | POV6011 |  | Southwest |  | SW - RESPIRATORY | [5 empty] | VENTILATORS |  | VENTILATOR-Covidien-980 | VENTILATOR |  |  |  |  | Covidien | Ventilator |  | VENTILATOR-Covidien-980 |  |  |  |  | Covered PM Repair - Biomedical | MHHS-Southwest
NO | NO |  |  |  | POV6012 |  | COVIDIEN | PB 980 |  | 35B1801926 | SW - RESPIRATORY | MHHS-Southwest |  | Ventilator |  | POV6012 |  | Southwest |  | SW - RESPIRATORY | [5 empty] | VENTILATORS |  | VENTILATOR-Covidien-980 | VENTILATOR |  |  |  |  | Covidien | Ventilator |  | VENTILATOR-Covidien-980 |  |  |  |  | Covered PM Repair - Biomedical | MHHS-Southwest
NO | NO |  |  |  | POV6015 |  | COVIDIEN | PB 980 |  | 35B1801468 | SW - RESPIRATORY | MHHS-Southwest |  | Ventilator |  | POV6015 |  | Southwest |  | SW - RESPIRATORY | [5 empty] | VENTILATORS |  | VENTILATOR-Covidien-980 | VENTILATOR |  |  |  |  | Covidien | Ventilator |  | VENTILATOR-Covidien-980 |  |  |  |  | Not Covered Vendor Only - Biomedical | MHHS-Southwest
NO | NO |  |  |  | POV6016 |  | COVIDIEN | PB 980 |  | 35B1802151 | SW - RESPIRATORY | MHHS-Southwest |  | Ventilator |  | POV6016 |  | Southwest |  | SW - RESPIRATORY | [5 empty] | VENTILATORS |  | VENTILATOR-Covidien-980 | VENTILATOR |  |  |  |  | Covidien | Ventilator |  | VENTILATOR-Covidien-980 |  |  |  |  | Not Covered Vendor Only - Biomedical | MHHS-Southwest
NO | NO |  |  |  | POV6017 |  | COVIDIEN | PB 980 |  | 35B1801513 | SW - RESPIRATORY | MHHS-Southwest |  | Ventilator |  | POV6017 |  | Southwest |  | SW - RESPIRATORY | [5 empty] | VENTILATORS |  | VENTILATOR-Covidien-980 | VENTILATOR |  |  |  |  | Covidien | Ventilator |  | VENTILATOR-Covidien-980 |  |  |  |  | Covered PM Repair - Biomedical | MHHS-Southwest
NO | NO |  |  |  | POV6019 |  | COVIDIEN | PB 980 |  | 35B1801986 | SW - RESPIRATORY | MHHS-Southwest |  | Ventilator |  | POV6019 |  | Southwest |  | SW - RESPIRATORY | [5 empty] | VENTILATORS |  | VENTILATOR-Covidien-980 | VENTILATOR |  |  |  |  | Covidien | Ventilator |  | VENTILATOR-Covidien-980 |  |  |  |  | Covered PM Repair - Biomedical | MHHS-Southwest
NO | NO |  |  |  | POV6020 |  | COVIDIEN | PB 980 |  | 35B1801503 | SW - RESPIRATORY | MHHS-Southwest |  | Ventilator |  | POV6020 |  | Southwest |  | SW - RESPIRATORY | [5 empty] | VENTILATORS |  | VENTILATOR-Covidien-980 | VENTILATOR |  |  |  |  | Covidien | Ventilator |  | VENTILATOR-Covidien-980 |  |  |  |  | Covered PM Repair - Biomedical | MHHS-Southwest
NO | NO |  |  |  | POV6021 |  | COVIDIEN | PB 980 |  | 35B1801512 | SW - RESPIRATORY | MHHS-Southwest |  | Ventilator |  | POV6021 |  | Southwest |  | SW - RESPIRATORY | [5 empty] | VENTILATORS |  | VENTILATOR-Covidien-980 | VENTILATOR |  |  |  |  | Covidien | Ventilator |  | VENTILATOR-Covidien-980 |  |  |  |  | Covered PM Repair - Biomedical | MHHS-Southwest
NO | NO |  |  |  | POV6022 |  | COVIDIEN | PB 980 |  | 35B1801985 | SW - RESPIRATORY | MHHS-Southwest |  | Ventilator |  | POV6022 |  | Southwest |  | SW - RESPIRATORY | [5 empty] | VENTILATORS |  | VENTILATOR-Covidien-980 | VENTILATOR |  |  |  |  | Covidien | Ventilator |  | VENTILATOR-Covidien-980 |  |  |  |  | Covered PM Repair - Biomedical | MHHS-Southwest
NO | NO |  |  |  | POV6024 |  | COVIDIEN | PB 980 |  | 35B1801974 | SW - RESPIRATORY | MHHS-Southwest |  | Ventilator |  | POV6024 |  | Southwest |  | SW - RESPIRATORY | [5 empty] | VENTILATORS |  | VENTILATOR-Covidien-980 | VENTILATOR |  |  |  |  | Covidien | Ventilator |  | VENTILATOR-Covidien-980 |  |  |  |  | Covered PM Repair - Biomedical | MHHS-Southwest
NO | NO |  |  |  | POV6027 |  | COVIDIEN | PB 980 |  | 35B1801666 | SW - RESPIRATORY | MHHS-Southwest |  | Ventilator |  | POV6027 |  | Southwest |  | SW - RESPIRATORY | [5 empty] | VENTILATORS |  | VENTILATOR-Covidien-980 | VENTILATOR |  |  |  |  | Covidien | Ventilator |  | VENTILATOR-Covidien-980 |  |  |  |  | Not Covered Vendor Only - Biomedical | MHHS-Southwest
NO | NO |  |  |  | POV6029 |  | COVIDIEN | PB 980 |  | 35B1801458 | SW - RESPIRATORY | MHHS-Southwest |  | Ventilator |  | POV6029 |  | Southwest |  | SW - RESPIRATORY | [5 empty] | VENTILATORS |  | VENTILATOR-Covidien-980 | VENTILATOR |  |  |  |  | Covidien | Ventilator |  | VENTILATOR-Covidien-980 |  |  |  |  | Not Covered Vendor Only - Biomedical | MHHS-Southwest
NO | NO |  |  |  | POV6029 |  | COVIDIEN | PB 980 |  | 35B1801458 | SW - RESPIRATORY | MHHS-Southwest |  | Ventilator |  | POV6029 |  | Southwest |  | SW - RESPIRATORY | [5 empty] | VENTILATORS |  | VENTILATOR-Covidien-980 | VENTILATOR |  |  |  |  | Covidien | Ventilator |  | VENTILATOR-Covidien-980 |  |  |  |  | Not Covered Vendor Only - Biomedical | MHHS-Southwest
NO | NO |  |  |  | POV6030 |  | COVIDIEN | PB 980 |  | 35B1920635 | SW - RESPIRATORY | MHHS-Southwest |  | Ventilator |  | POV6030 |  | Southwest |  | SW - RESPIRATORY | [5 empty] | VENTILATORS |  | VENTILATOR-Covidien-980 | VENTILATOR |  |  |  |  | Covidien | Ventilator |  | VENTILATOR-Covidien-980 |  |  |  |  | Not Covered Vendor Only - Biomedical | MHHS-Southwest
NO | NO |  |  |  | POV6031 |  | COVIDIEN | PB 980 |  | 35B1920718 | SW - RESPIRATORY | MHHS-Southwest |  | Ventilator |  | POV6031 |  | Southwest |  | SW - RESPIRATORY | [5 empty] | VENTILATORS |  | VENTILATOR-Covidien-980 | VENTILATOR |  |  |  |  | Covidien | Ventilator |  | VENTILATOR-Covidien-980 |  |  |  |  | Not Covered Vendor Only - Biomedical | MHHS-Southwest
NO | NO |  |  |  | 129-06353 |  | COVIDIEN | PB 980 |  | 35B1501738 | SUGAR LAND - RESPIRATORY | MHHS-Sugarland |  | Ventilator |  | 129-06353 |  | Sugar Land |  | SUGAR LAND - RESPIRATORY | [5 empty] | VENTILATORS |  | VENTILATOR-Covidien-980 | VENTILATOR |  |  |  |  | Covidien | Ventilator |  | VENTILATOR-Covidien-980 |  |  |  |  | Not Covered Vendor Only - Biomedical | MHHS-Sugarland
NO | NO |  |  |  | 129-06354 |  | COVIDIEN | PB 980 |  | 35B1501781 | SUGAR LAND - RESPIRATORY | MHHS-Sugarland |  | Ventilator |  | 129-06354 |  | Sugar Land |  | SUGAR LAND - RESPIRATORY | [5 empty] | VENTILATORS |  | VENTILATOR-Covidien-980 | VENTILATOR |  |  |  |  | Covidien | Ventilator |  | VENTILATOR-Covidien-980 |  |  |  |  | Not Covered Vendor Only - Biomedical | MHHS-Sugarland
NO | NO |  |  |  | 129-06785 |  | COVIDIEN | PB 980 |  | 35B1500640 | SUGAR LAND - RESPIRATORY | MHHS-Sugarland |  | Ventilator |  | 129-06785 |  | Sugar Land |  | SUGAR LAND - RESPIRATORY | [5 empty] | VENTILATORS |  | VENTILATOR-Covidien-980 | VENTILATOR |  |  |  |  | Covidien | Ventilator |  | VENTILATOR-Covidien-980 |  |  |  |  | Not Covered Vendor Only - Biomedical | MHHS-Sugarland
NO | NO |  |  |  | 129-31188 |  | COVIDIEN | PB 980 |  | 35B1802176 | SUGAR LAND - RESPIRATORY | MHHS-Sugarland |  | Ventilator |  | 129-31188 |  | Sugar Land |  | SUGAR LAND - RESPIRATORY | [5 empty] | VENTILATORS |  | VENTILATOR-Covidien-980 | VENTILATOR |  |  |  |  | Covidien | Ventilator |  | VENTILATOR-Covidien-980 |  |  |  |  | Not Covered Vendor Only - Biomedical | MHHS-Sugarland
NO | NO |  |  |  | 069-42507 |  | COVIDIEN | PB 980 |  | 35B1501586 | TMC - RESPIRATORY - ADULT | MHHS-TMC |  | Ventilator |  | 069-42507 |  | TMC |  | TMC - RESPIRATORY - ADULT | [5 empty] | VENTILATORS |  | VENTILATOR-Covidien-980 | VENTILATOR |  |  |  |  | Covidien | Ventilator |  | VENTILATOR-Covidien-980 |  |  |  |  | Covered PM Repair - Biomedical | MHHS-TMC
NO | NO |  |  |  | 069-42511 |  | COVIDIEN | PB 980 |  | 35B1502040 | TMC - RESPIRATORY - ADULT | MHHS-TMC |  | Ventilator |  | 069-42511 |  | TMC |  | TMC - RESPIRATORY - ADULT | [5 empty] | VENTILATORS |  | VENTILATOR-Covidien-980 | VENTILATOR |  |  |  |  | Covidien | Ventilator |  | VENTILATOR-Covidien-980 |  |  |  |  | Covered PM Repair - Biomedical | MHHS-TMC
NO | NO |  |  |  | 069-42512 |  | COVIDIEN | PB 980 |  | 35B1502057 | TMC - RESPIRATORY - ADULT | MHHS-TMC |  | Ventilator |  | 069-42512 |  | TMC |  | TMC - RESPIRATORY - ADULT | [5 empty] | VENTILATORS |  | VENTILATOR-Covidien-980 | VENTILATOR |  |  |  |  | Covidien | Ventilator |  | VENTILATOR-Covidien-980 |  |  |  |  | Covered PM Repair - Biomedical | MHHS-TMC
NO | NO |  |  |  | 069-42513 |  | COVIDIEN | PB 980 |  | 35B1502059 | TMC - RESPIRATORY - ADULT | MHHS-TMC |  | Ventilator |  | 069-42513 |  | TMC |  | TMC - RESPIRATORY - ADULT | [5 empty] | VENTILATORS |  | VENTILATOR-Covidien-980 | VENTILATOR |  |  |  |  | Covidien | Ventilator |  | VENTILATOR-Covidien-980 |  |  |  |  | Covered PM Repair - Biomedical | MHHS-TMC
NO | NO |  |  |  | 069-42515 |  | COVIDIEN | PB 980 |  | 35B1502107 | TMC - RESPIRATORY - ADULT | MHHS-TMC |  | Ventilator |  | 069-42515 |  | TMC |  | TMC - RESPIRATORY - ADULT | [5 empty] | VENTILATORS |  | VENTILATOR-Covidien-980 | VENTILATOR |  |  |  |  | Covidien | Ventilator |  | VENTILATOR-Covidien-980 |  |  |  |  | Covered PM Repair - Biomedical | MHHS-TMC
NO | NO |  |  |  | 069-42516 |  | COVIDIEN | PB 980 |  | 35B1502108 | TMC - RESPIRATORY - ADULT | MHHS-TMC |  | Ventilator |  | 069-42516 |  | TMC |  | TMC - RESPIRATORY - ADULT | [5 empty] | VENTILATORS |  | VENTILATOR-Covidien-980 | VENTILATOR |  |  |  |  | Covidien | Ventilator |  | VENTILATOR-Covidien-980 |  |  |  |  | Covered PM Repair - Biomedical | MHHS-TMC
NO | NO |  |  |  | 069-42517 |  | COVIDIEN | PB 980 |  | 35B1502128 | TMC - RESPIRATORY - ADULT | MHHS-TMC |  | Ventilator |  | 069-42517 |  | TMC |  | TMC - RESPIRATORY - ADULT | [5 empty] | VENTILATORS |  | VENTILATOR-Covidien-980 | VENTILATOR |  |  |  |  | Covidien | Ventilator |  | VENTILATOR-Covidien-980 |  |  |  |  | Covered PM Repair - Biomedical | MHHS-TMC
NO | NO |  |  |  | 069-42518 |  | COVIDIEN | PB 980 |  | 35B1502129 | TMC - RESPIRATORY - ADULT | MHHS-TMC |  | Ventilator |  | 069-42518 |  | TMC |  | TMC - RESPIRATORY - ADULT | [5 empty] | VENTILATORS |  | VENTILATOR-Covidien-980 | VENTILATOR |  |  |  |  | Covidien | Ventilator |  | VENTILATOR-Covidien-980 |  |  |  |  | Covered PM Repair - Biomedical | MHHS-TMC
NO | NO |  |  |  | 069-42519 |  | COVIDIEN | PB 980 |  | 35B1502142 | TMC - RESPIRATORY - ADULT | MHHS-TMC |  | Ventilator |  | 069-42519 |  | TMC |  | TMC - RESPIRATORY - ADULT | [5 empty] | VENTILATORS |  | VENTILATOR-Covidien-980 | VENTILATOR |  |  |  |  | Covidien | Ventilator |  | VENTILATOR-Covidien-980 |  |  |  |  | Covered PM Repair - Biomedical | MHHS-TMC
NO | NO |  |  |  | 069-42520 |  | COVIDIEN | PB 980 |  | 35B1502144 | TMC - RESPIRATORY - ADULT | MHHS-TMC |  | Ventilator |  | 069-42520 |  | TMC |  | TMC - RESPIRATORY - ADULT | [5 empty] | VENTILATORS |  | VENTILATOR-Covidien-980 | VENTILATOR |  |  |  |  | Covidien | Ventilator |  | VENTILATOR-Covidien-980 |  |  |  |  | Covered PM Repair - Biomedical | MHHS-TMC
NO | NO |  |  |  | 069-42521 |  | COVIDIEN | PB 980 |  | 35B1502145 | TMC - RESPIRATORY - ADULT | MHHS-TMC |  | Ventilator |  | 069-42521 |  | TMC |  | TMC - RESPIRATORY - ADULT | [5 empty] | VENTILATORS |  | VENTILATOR-Covidien-980 | VENTILATOR |  |  |  |  | Covidien | Ventilator |  | VENTILATOR-Covidien-980 |  |  |  |  | Covered PM Repair - Biomedical | MHHS-TMC
NO | NO |  |  |  | 069-42522 |  | COVIDIEN | PB 980 |  | 35B1502148 | TMC - RESPIRATORY - ADULT | MHHS-TMC |  | Ventilator |  | 069-42522 |  | TMC |  | TMC - RESPIRATORY - ADULT | [5 empty] | VENTILATORS |  | VENTILATOR-Covidien-980 | VENTILATOR |  |  |  |  | Covidien | Ventilator |  | VENTILATOR-Covidien-980 |  |  |  |  | Covered PM Repair - Biomedical | MHHS-TMC
NO | NO |  |  |  | 069-42523 |  | COVIDIEN | PB 980 |  | 35B1502149 | TMC - RESPIRATORY - ADULT | MHHS-TMC |  | Ventilator |  | 069-42523 |  | TMC |  | TMC - RESPIRATORY - ADULT | [5 empty] | VENTILATORS |  | VENTILATOR-Covidien-980 | VENTILATOR |  |  |  |  | Covidien | Ventilator |  | VENTILATOR-Covidien-980 |  |  |  |  | Covered PM Repair - Biomedical | MHHS-TMC
NO | NO |  |  |  | 069-42524 |  | COVIDIEN | PB 980 |  | 35B1502160 | TMC - RESPIRATORY - ADULT | MHHS-TMC |  | Ventilator |  | 069-42524 |  | TMC |  | TMC - RESPIRATORY - ADULT | [5 empty] | VENTILATORS |  | VENTILATOR-Covidien-980 | VENTILATOR |  |  |  |  | Covidien | Ventilator |  | VENTILATOR-Covidien-980 |  |  |  |  | Covered PM Repair - Biomedical | MHHS-TMC
NO | NO |  |  |  | 069-42525 |  | COVIDIEN | PB 980 |  | 35B1502171 | TMC - RESPIRATORY - ADULT | MHHS-TMC |  | Ventilator |  | 069-42525 |  | TMC |  | TMC - RESPIRATORY - ADULT | [5 empty] | VENTILATORS |  | VENTILATOR-Covidien-980 | VENTILATOR |  |  |  |  | Covidien | Ventilator |  | VENTILATOR-Covidien-980 |  |  |  |  | Not Covered Vendor Only - Biomedical | MHHS-TMC
NO | NO |  |  |  | 069-42527 |  | COVIDIEN | PB 980 |  | 35B1502187 | TMC - RESPIRATORY - ADULT | MHHS-TMC |  | Ventilator |  | 069-42527 |  | TMC |  | TMC - RESPIRATORY - ADULT | [5 empty] | VENTILATORS |  | VENTILATOR-Covidien-980 | VENTILATOR |  |  |  |  | Covidien | Ventilator |  | VENTILATOR-Covidien-980 |  |  |  |  | Not Covered Vendor Only - Biomedical | MHHS-TMC
NO | NO |  |  |  | 069-42528 |  | COVIDIEN | PB 980 |  | 35B1502209 | TMC - RESPIRATORY - ADULT | MHHS-TMC |  | Ventilator |  | 069-42528 |  | TMC |  | TMC - RESPIRATORY - ADULT | [5 empty] | VENTILATORS |  | VENTILATOR-Covidien-980 | VENTILATOR |  |  |  |  | Covidien | Ventilator |  | VENTILATOR-Covidien-980 |  |  |  |  | Not Covered Vendor Only - Biomedical | MHHS-TMC
NO | NO |  |  |  | 069-42529 |  | COVIDIEN | PB 980 |  | 35B1502225 | TMC - RESPIRATORY - ADULT | MHHS-TMC |  | Ventilator |  | 069-42529 |  | TMC |  | TMC - RESPIRATORY - ADULT | [5 empty] | VENTILATORS |  | VENTILATOR-Covidien-980 | VENTILATOR |  |  |  |  | Covidien | Ventilator |  | VENTILATOR-Covidien-980 |  |  |  |  | Not Covered Vendor Only - Biomedical | MHHS-TMC
NO | NO |  |  |  | 069-42530 |  | COVIDIEN | PB 980 |  | 35B1502227 | TMC - RESPIRATORY - ADULT | MHHS-TMC |  | Ventilator |  | 069-42530 |  | TMC |  | TMC - RESPIRATORY - ADULT | [5 empty] | VENTILATORS |  | VENTILATOR-Covidien-980 | VENTILATOR |  |  |  |  | Covidien | Ventilator |  | VENTILATOR-Covidien-980 |  |  |  |  | Not Covered Vendor Only - Biomedical | MHHS-TMC
NO | NO |  |  |  | 069-42531 |  | COVIDIEN | PB 980 |  | 35B1600018 | TMC - RESPIRATORY - ADULT | MHHS-TMC |  | Ventilator |  | 069-42531 |  | TMC |  | TMC - RESPIRATORY - ADULT | [5 empty] | VENTILATORS |  | VENTILATOR-Covidien-980 | VENTILATOR |  |  |  |  | Covidien | Ventilator |  | VENTILATOR-Covidien-980 |  |  |  |  | Not Covered Vendor Only - Biomedical | MHHS-TMC
NO | NO |  |  |  | 069-42532 |  | COVIDIEN | PB 980 |  | 35B1502152 | TMC - RESPIRATORY - ADULT | MHHS-TMC |  | Ventilator |  | 069-42532 |  | TMC |  | TMC - RESPIRATORY - ADULT | [5 empty] | VENTILATORS |  | VENTILATOR-Covidien-980 | VENTILATOR |  |  |  |  | Covidien | Ventilator |  | VENTILATOR-Covidien-980 |  |  |  |  | Covered PM Repair - Biomedical | MHHS-TMC
NO | NO |  |  |  | 069-42533 |  | COVIDIEN | PB 980 |  | 35B1502189 | TMC - RESPIRATORY - ADULT | MHHS-TMC |  | Ventilator |  | 069-42533 |  | TMC |  | TMC - RESPIRATORY - ADULT | [5 empty] | VENTILATORS |  | VENTILATOR-Covidien-980 | VENTILATOR |  |  |  |  | Covidien | Ventilator |  | VENTILATOR-Covidien-980 |  |  |  |  | Covered PM Repair - Biomedical | MHHS-TMC
NO | NO |  |  |  | 069-42536 |  | COVIDIEN | PB 980 |  | 35B1600020 | TMC - RESPIRATORY - ADULT | MHHS-TMC |  | Ventilator |  | 069-42536 |  | TMC |  | TMC - RESPIRATORY - ADULT | [5 empty] | VENTILATORS |  | VENTILATOR-Covidien-980 | VENTILATOR |  |  |  |  | Covidien | Ventilator |  | VENTILATOR-Covidien-980 |  |  |  |  | Covered PM Repair - Biomedical | MHHS-TMC
NO | NO |  |  |  | 069-42537 |  | COVIDIEN | PB 980 |  | 35B1600022 | TMC - RESPIRATORY - ADULT | MHHS-TMC |  | Ventilator |  | 069-42537 |  | TMC |  | TMC - RESPIRATORY - ADULT | [5 empty] | VENTILATORS |  | VENTILATOR-Covidien-980 | VENTILATOR |  |  |  |  | Covidien | Ventilator |  | VENTILATOR-Covidien-980 |  |  |  |  | Covered PM Repair - Biomedical | MHHS-TMC
NO | NO |  |  |  | 069-42539 |  | COVIDIEN | PB 980 |  | 35B1600029 | TMC - RESPIRATORY - ADULT | MHHS-TMC |  | Ventilator |  | 069-42539 |  | TMC |  | TMC - RESPIRATORY - ADULT | [5 empty] | VENTILATORS |  | VENTILATOR-Covidien-980 | VENTILATOR |  |  |  |  | Covidien | Ventilator |  | VENTILATOR-Covidien-980 |  |  |  |  | Covered PM Repair - Biomedical | MHHS-TMC
NO | NO |  |  |  | 069-42540 |  | COVIDIEN | PB 980 |  | 35B1600032 | TMC - RESPIRATORY - ADULT | MHHS-TMC |  | Ventilator |  | 069-42540 |  | TMC |  | TMC - RESPIRATORY - ADULT | [5 empty] | VENTILATORS |  | VENTILATOR-Covidien-980 | VENTILATOR |  |  |  |  | Covidien | Ventilator |  | VENTILATOR-Covidien-980 |  |  |  |  | Covered PM Repair - Biomedical | MHHS-TMC
NO | NO |  |  |  | 069-42541 |  | COVIDIEN | PB 980 |  | 35B1600047 | TMC - RESPIRATORY - ADULT | MHHS-TMC |  | Ventilator |  | 069-42541 |  | TMC |  | TMC - RESPIRATORY - ADULT | [5 empty] | VENTILATORS |  | VENTILATOR-Covidien-980 | VENTILATOR |  |  |  |  | Covidien | Ventilator |  | VENTILATOR-Covidien-980 |  |  |  |  | Covered PM Repair - Biomedical | MHHS-TMC
NO | NO |  |  |  | 069-42542 |  | COVIDIEN | PB 980 |  | 35B1600062 | TMC - RESPIRATORY - ADULT | MHHS-TMC |  | Ventilator |  | 069-42542 |  | TMC |  | TMC - RESPIRATORY - ADULT | [5 empty] | VENTILATORS |  | VENTILATOR-Covidien-980 | VENTILATOR |  |  |  |  | Covidien | Ventilator |  | VENTILATOR-Covidien-980 |  |  |  |  | Covered PM Repair - Biomedical | MHHS-TMC
NO | NO |  |  |  | 069-42543 |  | COVIDIEN | PB 980 |  | 35B1600067 | TMC - RESPIRATORY - ADULT | MHHS-TMC |  | Ventilator |  | 069-42543 |  | TMC |  | TMC - RESPIRATORY - ADULT | [5 empty] | VENTILATORS |  | VENTILATOR-Covidien-980 | VENTILATOR |  |  |  |  | Covidien | Ventilator |  | VENTILATOR-Covidien-980 |  |  |  |  | Covered PM Repair - Biomedical | MHHS-TMC
NO | NO |  |  |  | 069-42544 |  | COVIDIEN | PB 980 |  | 35B1600073 | TMC - RESPIRATORY - ADULT | MHHS-TMC |  | Ventilator |  | 069-42544 |  | TMC |  | TMC - RESPIRATORY - ADULT | [5 empty] | VENTILATORS |  | VENTILATOR-Covidien-980 | VENTILATOR |  |  |  |  | Covidien | Ventilator |  | VENTILATOR-Covidien-980 |  |  |  |  | Covered PM Repair - Biomedical | MHHS-TMC
NO | NO |  |  |  | 069-42546 |  | COVIDIEN | PB 980 |  | 35B1600091 | TMC - RESPIRATORY - ADULT | MHHS-TMC |  | Ventilator |  | 069-42546 |  | TMC |  | TMC - RESPIRATORY - ADULT | [5 empty] | VENTILATORS |  | VENTILATOR-Covidien-980 | VENTILATOR |  |  |  |  | Covidien | Ventilator |  | VENTILATOR-Covidien-980 |  |  |  |  | Covered PM Repair - Biomedical | MHHS-TMC
NO | NO |  |  |  | 069-42548 |  | COVIDIEN | PB 980 |  | 35B1600104 | TMC - RESPIRATORY - ADULT | MHHS-TMC |  | Ventilator |  | 069-42548 |  | TMC |  | TMC - RESPIRATORY - ADULT | [5 empty] | VENTILATORS |  | VENTILATOR-Covidien-980 | VENTILATOR |  |  |  |  | Covidien | Ventilator |  | VENTILATOR-Covidien-980 |  |  |  |  | Covered PM Repair - Biomedical | MHHS-TMC
NO | NO |  |  |  | 069-42549 |  | COVIDIEN | PB 980 |  | 35B1600116 | TMC - RESPIRATORY - ADULT | MHHS-TMC |  | Ventilator |  | 069-42549 |  | TMC |  | TMC - RESPIRATORY - ADULT | [5 empty] | VENTILATORS |  | VENTILATOR-Covidien-980 | VENTILATOR |  |  |  |  | Covidien | Ventilator |  | VENTILATOR-Covidien-980 |  |  |  |  | Covered PM Repair - Biomedical | MHHS-TMC
NO | NO |  |  |  | 069-42551 |  | COVIDIEN | PB 980 |  | 35B1600127 | TMC - RESPIRATORY - ADULT | MHHS-TMC |  | Ventilator |  | 069-42551 |  | TMC |  | TMC - RESPIRATORY - ADULT | [5 empty] | VENTILATORS |  | VENTILATOR-Covidien-980 | VENTILATOR |  |  |  |  | Covidien | Ventilator |  | VENTILATOR-Covidien-980 |  |  |  |  | Covered PM Repair - Biomedical | MHHS-TMC
NO | NO |  |  |  | 069-42553 |  | COVIDIEN | PB 980 |  | 35B1501500 | TMC - RESPIRATORY - ADULT | MHHS-TMC |  | Ventilator |  | 069-42553 |  | TMC |  | TMC - RESPIRATORY - ADULT | [5 empty] | VENTILATORS |  | VENTILATOR-Covidien-980 | VENTILATOR |  |  |  |  | Covidien | Ventilator |  | VENTILATOR-Covidien-980 |  |  |  |  | Covered PM Repair - Biomedical | MHHS-TMC
NO | NO |  |  |  | 069-42556 |  | COVIDIEN | PB 980 |  | 35B1700073 | TMC - RESPIRATORY - ADULT | MHHS-TMC |  | Ventilator |  | 069-42556 |  | TMC |  | TMC - RESPIRATORY - ADULT | [5 empty] | VENTILATORS |  | VENTILATOR-Covidien-980 | VENTILATOR |  |  |  |  | Covidien | Ventilator |  | VENTILATOR-Covidien-980 |  |  |  |  | Covered PM Repair - Biomedical | MHHS-TMC
NO | YES |  |  |  | 151-03697 | 151-03697 | COVIDIEN | PM10N |  | MBP1620271 | CY-Medsurg |  |  |  |  | 151-03697 | 151-03697 | Northwest | MHHS-Cypress | CY-Medsurg | Nurses station | [5 empty] | Oximeter, Pulse | OXIMETERPULSE-Covidien-PM10N | [12 empty] | OP-A | [9 empty] | Oximeter, Pulse | OXIMETERPULSE | Oximeter, Pulse | Covidien
NO | YES |  |  |  | 099-02644 | 099-02644 | COVIDIEN | PM10N |  | MBP1606624 | MH MG-(KY)-Katy Peds (Mp2) |  |  |  |  | 099-02644 | 099-02644 | Katy | MHHS-MG | MH MG-(KY)-Katy Peds (Mp2) | Suite 250 | 1/1/19 | 1/1/21 |  |  |  | Oximeter, Pulse | OXIMETERPULSE-Covidien-PM10N | [12 empty] | OP-A | [9 empty] | Oximeter, Pulse | OXIMETERPULSE | Oximeter, Pulse | Covidien
NO | YES | Serial Number V1914521SX |  |  | 129-31433 | 129-31433 | COVIDIEN | SCD 700 Series |  | V1914521SX | ICU |  |  |  |  | 129-31433 | 129-31433 | Sugar Land | Memorial Hermann Sugar Land Hospital | ICU | Rm E310 | 12/1/19 |  | 12/1/20
YES | YES |  |  |  | 099-03302 | 099-03302 | COVIDIEN | Signia |  | C19AAD0278 | KATY - OR |  |  |  |  | 099-03302 | 099-03302 | Katy | Memorial Hermann Katy Hospital | KATY - OR | Medication sterile core | [5 empty] | Charger, Battery | CHARGERBATTERY-Covidien-Signia | [22 empty] | Charger, Battery | CHARGERBATTERY | Charger, Battery | COVIDIEN
YES | YES |  |  |  | 099-03303 | 099-03303 | COVIDIEN | Signia |  | C19AAD0279 | KATY - OR |  |  |  |  | 099-03303 | 099-03303 | Katy | Memorial Hermann Katy Hospital | KATY - OR | Medication sterile core | [5 empty] | Charger, Battery | CHARGERBATTERY-Covidien-Signia | [22 empty] | Charger, Battery | CHARGERBATTERY | Charger, Battery | COVIDIEN
YES | YES | Serial Number Cnf |  |  | 099-07210 | 099-07210 | COVIDIEN | Signia |  | CNF | TMC - SAROFIM 3 - OR |  |  |  |  | 099-07210 | 099-07210 | TMC | Memorial Hermann-Texas Medical Center | TMC - SAROFIM 3 - OR | OR3 | [5 empty] | Charger, Battery | CHARGERBATTERY-Covidien-Signia | [22 empty] | Charger, Battery | CHARGERBATTERY | Charger, Battery | COVIDIEN
YES | YES |  |  |  | 099-01326 | 099-01326 | COVIDIEN | Sonicision |  | MCSB000831 | NE - OR |  |  |  |  | 099-01326 | 099-01326 | NorthEast |  | NE - OR |  | 2/1/20 |  |  | No pm |  | Charger, Battery | CHARGERBATTERY-COVIDIEN-Sonicision | [22 empty] | Charger, Battery | CHARGERBATTERY | Charger, Battery | COVIDIEN
NO | YES |  |  |  | 005-10314 | 005-10314 | COVIDIEN | SURGISTAT II |  | VL1111015X | MH MG - (SE) - SOUTHEAST GENERAL SURGERY (MP2) | MHHS-MG |  | Coagulator, Bi-Polar |  | 005-10314 | 005-10314 | Southeast | Memorial Hermann Medical Group Southeast General Surgery Medical Plaza 1 (#350) | MH MG - (SE) - SOUTHEAST GENERAL SURGERY (MP2) | Procedure Room | 11/1/19 |  | 5/1/20 |  | ELECTROSURGICAL UNITS | Coagulator, Bi-Polar | COAGULATORBIPOLAR-Covidien-SurgiStat II | COAGULATORBIPOLAR | SurgiStat II |  |  |  | Covidien | Coagulator, Bi-Polar |  | COAGULATORBIPOLAR-Covidien-SurgiStat II |  | 1/1/01 |  | CBP-A | Covered PM Repair - Biomedical | MHHS-MG | [7 empty] | Coagulator, Bi-Polar | COAGULATORBIPOLAR | Coagulator, Bi-Polar | Covidien
YES | YES |  |  |  | 041-32506 | 041-32506 | Covidien | TruClear Control Unit |  | YF0432 | MEMORIAL CITY - OUTPATIENT SURGERY |  |  |  |  | 041-32506 | 041-32506 | West | Memorial City- Memorial Hermann Hospital | MEMORIAL CITY - OUTPATIENT SURGERY | Case Cart Staging Area W1 300.26
NO | YES |  |  |  | 069-46287 | 069-46287 | COVIDIEN | Valley lab FT 10 |  | T8127391DX | TMC-OR-Robertson (2R) |  |  |  |  | 069-46287 | 069-46287 | TMC | MHHS-TMC | TMC-OR-Robertson (2R) | OR 58
YES | YES |  |  |  | 129-31250 | 129-31250 | COVIDIEN | Valleylab F10 |  | T9K37809DX | SUGAR LAND - OR |  |  |  |  | 129-31250 | 129-31250 | Sugar Land | Memorial Hermann Sugar Land Hospital | SUGAR LAND - OR | OR 2 | 1/1/20 |  | 7/1/20 |  |  | Electrosurgical Unit | ELECTROSURGICALUNIT-Medtronic-Valleylab FT10 | [12 empty] | ESU-SA | [10 empty] | ELECTROSURGICALUNIT | Electrosurgical Unit | Medtronic
YES | YES |  |  |  | 129-31251 | 129-31251 | COVIDIEN | Valleylab F10 |  | T9K37812DX | SUGAR LAND - OR |  |  |  |  | 129-31251 | 129-31251 | Sugar Land | Memorial Hermann Sugar Land Hospital | SUGAR LAND - OR | OR 6 | 1/1/20 |  | 7/1/20 |  |  | Electrosurgical Unit | ELECTROSURGICALUNIT-Medtronic-Valleylab FT10 | [12 empty] | ESU-SA | [10 empty] | ELECTROSURGICALUNIT | Electrosurgical Unit | Medtronic
NO | YES |  |  |  | 151-01286 | 151-01286 | COVIDIEN | VALLEYLAB FT10 |  | T6K09793DX | CY-Cardiac Cath Lab | MHHS-Cypress |  | Electrosurgical Unit |  | 151-01286 | 151-01286 | Northwest | MHHS-Cypress | CY-Cardiac Cath Lab | M2 224.1 | 3/1/19 | 3/1/20 |  |  | ELECTROSURGICAL UNITS | Electrosurgical Unit | ELECTROSURGICALUNIT-Medtronic-Valleylab FT10 | ELECTROSURGICALUNIT | Valleylab FT10 |  |  |  | Medtronic | Electrosurgical Unit |  |  | ELECTROSURGICALUNIT-Medtronic-Valleylab FT10 | 12/14/19 |  | ESU-SA | Not Covered Vendor Only - Biomedical | MHHS-Cypress | [8 empty] | ELECTROSURGICALUNIT | Electrosurgical Unit | Medtronic
NO | YES |  |  |  | 151-02885 | 151-02885 | COVIDIEN | VALLEYLAB FT10 |  | T8K28222DX | CY-Cardiac Cath Lab | MHHS-Cypress |  | Electrosurgical Unit |  | 151-02885 | 151-02885 | Northwest | MHHS-Cypress | CY-Cardiac Cath Lab | Cath lab | 2/1/19 | 2/1/20 |  |  | ELECTROSURGICAL UNITS | Electrosurgical Unit | ELECTROSURGICALUNIT-Medtronic-Valleylab FT10 | ELECTROSURGICALUNIT | Valleylab FT10 |  |  |  | Medtronic | Electrosurgical Unit |  |  | ELECTROSURGICALUNIT-Medtronic-Valleylab FT10 | 12/14/19 |  | ESU-SA | Not Covered Vendor Only - Biomedical | MHHS-Cypress | [8 empty] | ELECTROSURGICALUNIT | Electrosurgical Unit | Medtronic
NO | YES |  |  |  | 151-01284 | 151-01284 | COVIDIEN | VALLEYLAB FT10 |  | T6K09799DX | CY-Labor & Delivery | MHHS-Cypress |  | Electrosurgical Unit |  | 151-01284 | 151-01284 | Northwest | MHHS-Cypress | CY-Labor & Delivery | C-Section 1 | 10/1/19 | 10/1/20 |  |  | ELECTROSURGICAL UNITS | Electrosurgical Unit | ELECTROSURGICALUNIT-Medtronic-Valleylab FT10 | ELECTROSURGICALUNIT | Valleylab FT10 |  |  |  | Medtronic | Electrosurgical Unit |  |  | ELECTROSURGICALUNIT-Medtronic-Valleylab FT10 | 12/14/19 |  | ESU-SA | Not Covered Vendor Only - Biomedical | MHHS-Cypress | [8 empty] | ELECTROSURGICALUNIT | Electrosurgical Unit | Medtronic
NO | YES |  |  |  | 151-01285 | 151-01285 | COVIDIEN | VALLEYLAB FT10 |  | T6K09796DX | CY-Labor & Delivery | MHHS-Cypress |  | Electrosurgical Unit |  | 151-01285 | 151-01285 | Northwest | MHHS-Cypress | CY-Labor & Delivery | C-Section 2 | 10/1/19 | 10/1/20 |  |  | ELECTROSURGICAL UNITS | Electrosurgical Unit | ELECTROSURGICALUNIT-Medtronic-Valleylab FT10 | ELECTROSURGICALUNIT | Valleylab FT10 |  |  |  | Medtronic | Electrosurgical Unit |  |  | ELECTROSURGICALUNIT-Medtronic-Valleylab FT10 | 12/14/19 |  | ESU-SA | Not Covered Vendor Only - Biomedical | MHHS-Cypress | [8 empty] | ELECTROSURGICALUNIT | Electrosurgical Unit | Medtronic
NO | YES |  |  |  | 151-01278 | 151-01278 | COVIDIEN | VALLEYLAB FT10 |  | T6K09873DX | CY-OR | MHHS-Cypress |  | Electrosurgical Unit |  | 151-01278 | 151-01278 | Northwest | MHHS-Cypress | CY-OR | OR 4 | 9/1/19 | 9/1/20 |  |  | ELECTROSURGICAL UNITS | Electrosurgical Unit | ELECTROSURGICALUNIT-Medtronic-Valleylab FT10 | ELECTROSURGICALUNIT | Valleylab FT10 |  |  |  | Medtronic | Electrosurgical Unit |  |  | ELECTROSURGICALUNIT-Medtronic-Valleylab FT10 | 12/14/19 |  | ESU-SA | Not Covered Vendor Only - Biomedical | MHHS-Cypress | [8 empty] | ELECTROSURGICALUNIT | Electrosurgical Unit | Medtronic
NO | YES |  |  |  | 151-01279 | 151-01279 | COVIDIEN | VALLEYLAB FT10 |  | T6K09772DX | CY-OR | MHHS-Cypress |  | Electrosurgical Unit |  | 151-01279 | 151-01279 | Northwest | MHHS-Cypress | CY-OR | Or 5 | 9/1/19 | 9/1/20 |  |  | ELECTROSURGICAL UNITS | Electrosurgical Unit | ELECTROSURGICALUNIT-Medtronic-Valleylab FT10 | ELECTROSURGICALUNIT | Valleylab FT10 |  |  |  | Medtronic | Electrosurgical Unit |  |  | ELECTROSURGICALUNIT-Medtronic-Valleylab FT10 | 12/14/19 |  | ESU-SA | Not Covered Vendor Only - Biomedical | MHHS-Cypress | [8 empty] | ELECTROSURGICALUNIT | Electrosurgical Unit | Medtronic
NO | YES |  |  |  | 151-01280 | 151-01280 | COVIDIEN | VALLEYLAB FT10 |  | T6K09795DX | CY-OR | MHHS-Cypress |  | Electrosurgical Unit |  | 151-01280 | 151-01280 | Northwest | MHHS-Cypress | CY-OR | Or 7 | 9/1/19 | 9/1/20 |  |  | ELECTROSURGICAL UNITS | Electrosurgical Unit | ELECTROSURGICALUNIT-Medtronic-Valleylab FT10 | ELECTROSURGICALUNIT | Valleylab FT10 |  |  |  | Medtronic | Electrosurgical Unit |  |  | ELECTROSURGICALUNIT-Medtronic-Valleylab FT10 | 12/14/19 |  | ESU-SA | Not Covered Vendor Only - Biomedical | MHHS-Cypress | [8 empty] | ELECTROSURGICALUNIT | Electrosurgical Unit | Medtronic
NO | YES |  |  |  | 151-01281 | 151-01281 | COVIDIEN | VALLEYLAB FT10 |  | T6K09804DX | CY-OR | MHHS-Cypress |  | Electrosurgical Unit |  | 151-01281 | 151-01281 | Northwest | MHHS-Cypress | CY-OR | OR 6 | 9/1/19 | 9/1/20 |  |  | ELECTROSURGICAL UNITS | Electrosurgical Unit | ELECTROSURGICALUNIT-Medtronic-Valleylab FT10 | ELECTROSURGICALUNIT | Valleylab FT10 |  |  |  | Medtronic | Electrosurgical Unit |  |  | ELECTROSURGICALUNIT-Medtronic-Valleylab FT10 | 12/14/19 |  | ESU-SA | Not Covered Vendor Only - Biomedical | MHHS-Cypress | [8 empty] | ELECTROSURGICALUNIT | Electrosurgical Unit | Medtronic
NO | YES |  |  |  | 151-01283 | 151-01283 | COVIDIEN | VALLEYLAB FT10 |  | T6K09786DX | CY-OR | MHHS-Cypress |  | Electrosurgical Unit |  | 151-01283 | 151-01283 | Northwest | MHHS-Cypress | CY-OR | OR Storage | 9/1/19 | 9/1/20 |  |  | ELECTROSURGICAL UNITS | Electrosurgical Unit | ELECTROSURGICALUNIT-Medtronic-Valleylab FT10 | ELECTROSURGICALUNIT | Valleylab FT10 |  |  |  | Medtronic | Electrosurgical Unit |  |  | ELECTROSURGICALUNIT-Medtronic-Valleylab FT10 | 12/14/19 |  | ESU-SA | Not Covered Vendor Only - Biomedical | MHHS-Cypress | [8 empty] | ELECTROSURGICALUNIT | Electrosurgical Unit | Medtronic
NO | YES |  |  |  | 151-01287 | 151-01287 | COVIDIEN | VALLEYLAB FT10 |  | T6K09788DX | CY-OR | MHHS-Cypress |  | Electrosurgical Unit |  | 151-01287 | 151-01287 | Northwest | MHHS-Cypress | CY-OR | Or |  |  |  |  | ELECTROSURGICAL UNITS | Electrosurgical Unit | ELECTROSURGICALUNIT-Medtronic-Valleylab FT10 | ELECTROSURGICALUNIT | Valleylab FT10 |  |  |  | Medtronic | Electrosurgical Unit |  |  | ELECTROSURGICALUNIT-Medtronic-Valleylab FT10 | 12/14/19 |  | ESU-SA | Not Covered Vendor Only - Biomedical | MHHS-Cypress | [8 empty] | ELECTROSURGICALUNIT | Electrosurgical Unit | Medtronic
NO | YES |  |  |  | 151-02714 | 151-02714 | COVIDIEN | VALLEYLAB FT10 |  | T8126936DX | CY-OR | MHHS-Cypress |  | Electrosurgical Unit |  | 151-02714 | 151-02714 | Northwest | MHHS-Cypress | CY-OR | OR Storage | 12/1/19 | 12/1/20 |  |  | ELECTROSURGICAL UNITS | Electrosurgical Unit | ELECTROSURGICALUNIT-Medtronic-Valleylab FT10 | ELECTROSURGICALUNIT | Valleylab FT10 |  |  |  | Medtronic | Electrosurgical Unit |  |  | ELECTROSURGICALUNIT-Medtronic-Valleylab FT10 | 12/14/19 |  | ESU-SA | Not Covered Vendor Only - Biomedical | MHHS-Cypress | [8 empty] | ELECTROSURGICALUNIT | Electrosurgical Unit | Medtronic
NO | YES |  |  |  | 133-08344 | 133-08344 | COVIDIEN | VALLEYLAB FT10 |  | T5K01961DX | Katy-OR | MHHS-Katy |  | Electrosurgical Unit |  | 133-08344 | 133-08344 | Katy | MHHS-Katy | Katy-OR | OR 11 | 2/1/20 | 2/1/21 |  |  | ELECTROSURGICAL UNITS | Electrosurgical Unit | ELECTROSURGICALUNIT-Medtronic-Valleylab FT10 | ELECTROSURGICALUNIT | Valleylab FT10 |  |  |  | Medtronic | Electrosurgical Unit |  |  | ELECTROSURGICALUNIT-Medtronic-Valleylab FT10 | 12/14/19 |  | ESU-SA | Not Covered Vendor Only - Biomedical | MHHS-Katy | [8 empty] | ELECTROSURGICALUNIT | Electrosurgical Unit | Medtronic
NO | YES |  |  |  | 133-08345 | 133-08345 | COVIDIEN | VALLEYLAB FT10 |  | T5K01962DX | Katy-OR | MHHS-Katy |  | Electrosurgical Unit |  | 133-08345 | 133-08345 | Katy | MHHS-Katy | Katy-OR | OR 9 | 11/1/19 | 11/1/20 |  |  | ELECTROSURGICAL UNITS | Electrosurgical Unit | ELECTROSURGICALUNIT-Medtronic-Valleylab FT10 | ELECTROSURGICALUNIT | Valleylab FT10 |  |  |  | Medtronic | Electrosurgical Unit |  |  | ELECTROSURGICALUNIT-Medtronic-Valleylab FT10 | 12/14/19 |  | ESU-SA | Not Covered Vendor Only - Biomedical | MHHS-Katy | [8 empty] | ELECTROSURGICALUNIT | Electrosurgical Unit | Medtronic
NO | YES |  |  |  | 133-09658 | 133-09658 | COVIDIEN | VALLEYLAB FT10 |  | T6C03738DX | Katy-OR | MHHS-Katy |  | Electrosurgical Unit |  | 133-09658 | 133-09658 | Katy | MHHS-Katy | Katy-OR | OR 7 | 11/1/19 | 11/1/20 |  |  | ELECTROSURGICAL UNITS | Electrosurgical Unit | ELECTROSURGICALUNIT-Medtronic-Valleylab FT10 | ELECTROSURGICALUNIT | Valleylab FT10 |  |  |  | Medtronic | Electrosurgical Unit |  |  | ELECTROSURGICALUNIT-Medtronic-Valleylab FT10 | 12/14/19 |  | ESU-SA | Not Covered Vendor Only - Biomedical | MHHS-Katy | [8 empty] | ELECTROSURGICALUNIT | Electrosurgical Unit | Medtronic
NO | YES |  |  |  | 133-09949 | 133-09949 | COVIDIEN | VALLEYLAB FT10 |  | T7B12171DX | Katy-OR | MHHS-Katy |  | Electrosurgical Unit |  | 133-09949 | 133-09949 | Katy | MHHS-Katy | Katy-OR | O.R. 10 | 3/1/19 | 3/1/20 |  |  | ELECTROSURGICAL UNITS | Electrosurgical Unit | ELECTROSURGICALUNIT-Medtronic-Valleylab FT10 | ELECTROSURGICALUNIT | Valleylab FT10 |  |  |  | Medtronic | Electrosurgical Unit |  |  | ELECTROSURGICALUNIT-Medtronic-Valleylab FT10 | 12/14/19 |  | ESU-SA | Not Covered Vendor Only - Biomedical | MHHS-Katy | [8 empty] | ELECTROSURGICALUNIT | Electrosurgical Unit | Medtronic
NO | YES |  |  |  | 133-10067 | 133-10067 | COVIDIEN | VALLEYLAB FT10 |  | T7J19622DX | Katy-OR | MHHS-Katy |  | Electrosurgical Unit |  | 133-10067 | 133-10067 | Katy | MHHS-Katy | Katy-OR | OR 6 | 7/1/19 | 7/1/20 |  |  | ELECTROSURGICAL UNITS | Electrosurgical Unit | ELECTROSURGICALUNIT-Medtronic-Valleylab FT10 | ELECTROSURGICALUNIT | Valleylab FT10 |  |  |  | Medtronic | Electrosurgical Unit |  |  | ELECTROSURGICALUNIT-Medtronic-Valleylab FT10 | 12/14/19 |  | ESU-SA | Not Covered Vendor Only - Biomedical | MHHS-Katy | [8 empty] | ELECTROSURGICALUNIT | Electrosurgical Unit | Medtronic
NO | YES |  |  |  | 133-10081 | 133-10081 | COVIDIEN | VALLEYLAB FT10 |  | T7E14785DX | Katy-PACU | MHHS-Katy |  | Electrosurgical Unit |  | 133-10081 | 133-10081 | Katy | MHHS-Katy | Katy-PACU | OR Hallway | 7/1/19 | 7/1/20 |  |  | ELECTROSURGICAL UNITS | Electrosurgical Unit | ELECTROSURGICALUNIT-Medtronic-Valleylab FT10 | ELECTROSURGICALUNIT | Valleylab FT10 |  |  |  | Medtronic | Electrosurgical Unit |  |  | ELECTROSURGICALUNIT-Medtronic-Valleylab FT10 | 1/3/20 |  | ESU-SA | Not Covered Vendor Only - Biomedical | MHHS-Katy | [8 empty] | ELECTROSURGICALUNIT | Electrosurgical Unit | Medtronic
NO | YES |  |  |  | 133-10082 | 133-10082 | COVIDIEN | VALLEYLAB FT10 |  | T7E14889DX | Katy-OR | MHHS-Katy |  | Electrosurgical Unit |  | 133-10082 | 133-10082 | Katy | MHHS-Katy | Katy-OR | OR 4 | 4/1/19 | 4/1/20 |  |  | ELECTROSURGICAL UNITS | Electrosurgical Unit | ELECTROSURGICALUNIT-Medtronic-Valleylab FT10 | ELECTROSURGICALUNIT | Valleylab FT10 |  |  |  | Medtronic | Electrosurgical Unit |  |  | ELECTROSURGICALUNIT-Medtronic-Valleylab FT10 | 12/14/19 |  | ESU-SA | Not Covered Vendor Only - Biomedical | MHHS-Katy | [8 empty] | ELECTROSURGICALUNIT | Electrosurgical Unit | Medtronic
NO | YES |  |  |  | 133-10141 | 133-10141 | COVIDIEN | VALLEYLAB FT10 |  | T8A21457DX | Katy-OR | MHHS-Katy |  | Electrosurgical Unit |  | 133-10141 | 133-10141 | Katy | MHHS-Katy | Katy-OR | OR 8 | 4/1/19 | 4/1/20 |  |  | ELECTROSURGICAL UNITS | Electrosurgical Unit | ELECTROSURGICALUNIT-Medtronic-Valleylab FT10 | ELECTROSURGICALUNIT | Valleylab FT10 |  |  |  | Medtronic | Electrosurgical Unit |  |  | ELECTROSURGICALUNIT-Medtronic-Valleylab FT10 | 5/1/20 |  | ESU-SA | Not Covered Vendor Only - Biomedical | MHHS-Katy | [8 empty] | ELECTROSURGICALUNIT | Electrosurgical Unit | Medtronic
NO | YES |  |  |  | 133-10142 | 133-10142 | COVIDIEN | VALLEYLAB FT10 |  | T8A21454DX | Katy-OR | MHHS-Katy |  | Electrosurgical Unit |  | 133-10142 | 133-10142 | Katy | MHHS-Katy | Katy-OR | OR | 4/1/19 | 4/1/20 |  |  | ELECTROSURGICAL UNITS | Electrosurgical Unit | ELECTROSURGICALUNIT-Medtronic-Valleylab FT10 | ELECTROSURGICALUNIT | Valleylab FT10 |  |  |  | Medtronic | Electrosurgical Unit |  |  | ELECTROSURGICALUNIT-Medtronic-Valleylab FT10 | 5/1/20 |  | ESU-SA | Not Covered Vendor Only - Biomedical | MHHS-Katy | [8 empty] | ELECTROSURGICALUNIT | Electrosurgical Unit | Medtronic
NO | YES |  |  |  | 133-10441 | 133-10441 | COVIDIEN | VALLEYLAB FT10 |  | T8J27744DX | Katy-OR | MHHS-Katy |  | Electrosurgical Unit |  | 133-10441 | 133-10441 | Katy | MHHS-Katy | Katy-OR | C SECTION OR1 | 1/1/20 | 1/1/21 |  |  | ELECTROSURGICAL UNITS | Electrosurgical Unit | ELECTROSURGICALUNIT-Medtronic-Valleylab FT10 | ELECTROSURGICALUNIT | Valleylab FT10 |  |  |  | Medtronic | Electrosurgical Unit |  |  | ELECTROSURGICALUNIT-Medtronic-Valleylab FT10 | 5/1/20 |  | ESU-SA | Not Covered Vendor Only - Biomedical | MHHS-Katy | [8 empty] | ELECTROSURGICALUNIT | Electrosurgical Unit | Medtronic
NO | YES |  |  |  | 041-20482 | 041-20482 | COVIDIEN | VALLEYLAB FT10 |  | T6F05937DX | MEMORIAL CITY - MOR | MHHS-Mem City |  | Electrosurgical Unit |  | 041-20482 | 041-20482 | West | Memorial city -memorial herman hospital center | MEMORIAL CITY - MOR | Procedure room 2 |  |  |  |  | ELECTROSURGICAL UNITS |  | ELECTROSURGICALUNIT-Medtronic-Valleylab FT10 | ELECTROSURGICALUNIT | Valleylab FT10 |  |  |  | Medtronic | Electrosurgical Unit |  |  | ELECTROSURGICALUNIT-Medtronic-Valleylab FT10 |  |  |  | Not Covered Vendor Only - Biomedical | MHHS-Mem City
NO | YES |  |  |  | 041-20483 | 041-20483 | COVIDIEN | VALLEYLAB FT10 |  | T6F05933DX | MEMORIAL CITY - MOR | MHHS-Mem City |  | Electrosurgical Unit |  | 041-20483 | 041-20483 | West | Memorial City - Memorial Hermann Hospital | MEMORIAL CITY - MOR | Radiology Surgery Room |  |  |  |  | ELECTROSURGICAL UNITS |  | ELECTROSURGICALUNIT-Medtronic-Valleylab FT10 | ELECTROSURGICALUNIT | Valleylab FT10 |  |  |  | Medtronic | Electrosurgical Unit |  |  | ELECTROSURGICALUNIT-Medtronic-Valleylab FT10 |  |  |  | Not Covered Vendor Only - Biomedical | MHHS-Mem City
NO | YES |  |  |  | 041-32807 | 041-32807 | COVIDIEN | VALLEYLAB FT10 |  | T8A21441DX | MEMORIAL CITY - Surgery room 10 | MHHS-Mem City |  | Electrosurgical Unit |  | 041-32807 | 041-32807 | West | Memorial Hermann Memorial City Medical Center | MEMORIAL CITY - Surgery room 10 | Surgery room 10 |  |  |  |  | ELECTROSURGICAL UNITS |  | ELECTROSURGICALUNIT-Medtronic-Valleylab FT10 | ELECTROSURGICALUNIT | Valleylab FT10 |  |  |  | Medtronic | Electrosurgical Unit |  |  | ELECTROSURGICALUNIT-Medtronic-Valleylab FT10 |  |  |  | Not Covered Vendor Only - Biomedical | MHHS-Mem City
NO | YES |  |  |  | 041-32809 | 041-32809 | COVIDIEN | VALLEYLAB FT10 |  | T7L20828DX | MEMORIAL CITY MOR | MHHS-Mem City |  | Electrosurgical Unit |  | 041-32809 | 041-32809 | West | Memorial Hermann Memorial City Medical Center | MEMORIAL CITY MOR | MEMORIAL CITY MOR |  |  |  |  | ELECTROSURGICAL UNITS |  | ELECTROSURGICALUNIT-Medtronic-Valleylab FT10 | ELECTROSURGICALUNIT | Valleylab FT10 |  |  |  | Medtronic | Electrosurgical Unit |  |  | ELECTROSURGICALUNIT-Medtronic-Valleylab FT10 |  |  |  | Not Covered Vendor Only - Biomedical | MHHS-Mem City
NO | YES |  |  |  | 041-32810 | 041-32810 | COVIDIEN | VALLEYLAB FT10 |  | T8A21432DX | MEMORIAL CITY - MOR | MHHS-Mem City |  | Electrosurgical Unit |  | 041-32810 | 041-32810 | West | Memorial City - Memorial Hermann Hospital | MEMORIAL CITY - MOR | E2 321 Surgery Rm 6 |  |  |  |  | ELECTROSURGICAL UNITS |  | ELECTROSURGICALUNIT-Medtronic-Valleylab FT10 | ELECTROSURGICALUNIT | Valleylab FT10 |  |  |  | Medtronic | Electrosurgical Unit |  |  | ELECTROSURGICALUNIT-Medtronic-Valleylab FT10 |  |  |  | Not Covered Vendor Only - Biomedical | MHHS-Mem City
NO | YES |  |  |  | 041-17527 | 041-17527 | COVIDIEN | VALLEYLAB FT10 |  | T6D04640DX | MEMORIAL CITY - Outpatient | MHHS-Mem City |  | Electrosurgical Unit |  | 041-17527 | 041-17527 | West | Memorial Hermann Memorial City Medical Center | MEMORIAL CITY - Outpatient | MEMORIAL CITY - OUTPATIENT |  |  |  |  | ELECTROSURGICAL UNITS |  | ELECTROSURGICALUNIT-Medtronic-Valleylab FT10 | ELECTROSURGICALUNIT | Valleylab FT10 |  |  |  | Medtronic | Electrosurgical Unit |  |  | ELECTROSURGICALUNIT-Medtronic-Valleylab FT10 |  |  |  | Not Covered Vendor Only - Biomedical | MHHS-Mem City
NO | YES |  |  |  | 041-20234 | 041-20234 | COVIDIEN | VALLEYLAB FT10 |  | T6F05666DX | MEMORIAL CITY - OUTPATIENT SURGERY | MHHS-Mem City |  | Electrosurgical Unit |  | 041-20234 | 041-20234 | West | Memorial City - Memorial Hermann Hospital West Tower | MEMORIAL CITY - OUTPATIENT SURGERY | W1 300.73 OR 2 |  |  |  |  | ELECTROSURGICAL UNITS |  | ELECTROSURGICALUNIT-Medtronic-Valleylab FT10 | ELECTROSURGICALUNIT | Valleylab FT10 |  |  |  | Medtronic | Electrosurgical Unit |  |  | ELECTROSURGICALUNIT-Medtronic-Valleylab FT10 |  |  |  | Not Covered Vendor Only - Biomedical | MHHS-Mem City
NO | YES |  |  |  | 041-32799 | 041-32799 | COVIDIEN | VALLEYLAB FT10 |  | T8A21435DX | MEMORIAL CITY - Outpatient | MHHS-Mem City |  | Electrosurgical Unit |  | 041-32799 | 041-32799 | West | Memorial Hermann Memorial City Medical Center | MEMORIAL CITY - Outpatient | MEMORIAL CITY - OUTPATIENTION |  |  |  |  | ELECTROSURGICAL UNITS |  | ELECTROSURGICALUNIT-Medtronic-Valleylab FT10 | ELECTROSURGICALUNIT | Valleylab FT10 |  |  |  | Medtronic | Electrosurgical Unit |  |  | ELECTROSURGICALUNIT-Medtronic-Valleylab FT10 |  |  |  | Not Covered Vendor Only - Biomedical | MHHS-Mem City
NO | YES |  |  |  | 041-32800 | 041-32800 | COVIDIEN | VALLEYLAB FT10 |  | T8A21445DX | MEMORIAL CITY - Outpatient | MHHS-Mem City |  | Electrosurgical Unit |  | 041-32800 | 041-32800 | West | Memorial Hermann Memorial City Medical Center | MEMORIAL CITY - Outpatient | MEMORIAL CITY - OUTPATIENT |  |  |  |  | ELECTROSURGICAL UNITS |  | ELECTROSURGICALUNIT-Medtronic-Valleylab FT10 | ELECTROSURGICALUNIT | Valleylab FT10 |  |  |  | Medtronic | Electrosurgical Unit |  |  | ELECTROSURGICALUNIT-Medtronic-Valleylab FT10 |  |  |  | Not Covered Vendor Only - Biomedical | MHHS-Mem City
NO | YES |  |  |  | 041-32801 | 041-32801 | COVIDIEN | VALLEYLAB FT10 |  | T7L21294DX | MEMORIAL CITY - OUTPATIENT SURGERY | MHHS-Mem City |  | Electrosurgical Unit |  | 041-32801 | 041-32801 | West | Memorial City - Memorial Hermann Hospital West Tower | MEMORIAL CITY - OUTPATIENT SURGERY | W1 300.75 OR 3 |  |  |  |  | ELECTROSURGICAL UNITS |  | ELECTROSURGICALUNIT-Medtronic-Valleylab FT10 | ELECTROSURGICALUNIT | Valleylab FT10 |  |  |  | Medtronic | Electrosurgical Unit |  |  | ELECTROSURGICALUNIT-Medtronic-Valleylab FT10 |  |  |  | Not Covered Vendor Only - Biomedical | MHHS-Mem City
NO | YES | Asset Tag 041-32802 |  |  | 041-32802 | 041-32802 | COVIDIEN | VALLEYLAB FT10 |  | T7L21252DX | MEMORIAL CITY - OUTPATIENT SURGERY | MHHS-Mem City |  | Electrosurgical Unit |  | 041-32802 | 041-32802 | West |  | MEMORIAL CITY - OUTPATIENT SURGERY | [5 empty] | ELECTROSURGICAL UNITS |  | ELECTROSURGICALUNIT-Medtronic-Valleylab FT10 | ELECTROSURGICALUNIT | Valleylab FT10 |  |  |  | Medtronic | Electrosurgical Unit |  |  | ELECTROSURGICALUNIT-Medtronic-Valleylab FT10 |  |  |  | Not Covered Vendor Only - Biomedical | MHHS-Mem City
NO | YES |  |  |  | 041-32803 | 041-32803 | COVIDIEN | VALLEYLAB FT10 |  | T7L20820DX | MEMORIAL CITY - OUTPATIENT SURGERY | MHHS-Mem City |  | Electrosurgical Unit |  | 041-32803 | 041-32803 | West | Memorial Hermann - Memorial City | MEMORIAL CITY - OUTPATIENT SURGERY | OR Room 10 |  |  |  |  | ELECTROSURGICAL UNITS |  | ELECTROSURGICALUNIT-Medtronic-Valleylab FT10 | ELECTROSURGICALUNIT | Valleylab FT10 |  |  |  | Medtronic | Electrosurgical Unit |  |  | ELECTROSURGICALUNIT-Medtronic-Valleylab FT10 |  |  |  | Not Covered Vendor Only - Biomedical | MHHS-Mem City
NO | YES |  |  |  | 041-32804 | 041-32804 | COVIDIEN | VALLEYLAB FT10 |  | T8A21433DX | Memorial City-Outpatient Surgery | MHHS-Mem City |  | Electrosurgical Unit |  | 041-32804 | 041-32804 | West | Memorial Hermann Memorial City Medical Center | Memorial City-Outpatient Surgery | W1 OPS OR 4 |  |  |  |  | ELECTROSURGICAL UNITS |  | ELECTROSURGICALUNIT-Medtronic-Valleylab FT10 | ELECTROSURGICALUNIT | Valleylab FT10 |  |  |  | Medtronic | Electrosurgical Unit |  |  | ELECTROSURGICALUNIT-Medtronic-Valleylab FT10 |  |  |  | Not Covered Vendor Only - Biomedical | MHHS-Mem City
NO | YES |  |  |  | 041-32806 | 041-32806 | COVIDIEN | VALLEYLAB FT10 |  | T8A21434DX | MEMORIAL CITY - OPERATING ROOM | MHHS-Mem City |  | Electrosurgical Unit |  | 041-32806 | 041-32806 | West | West memorial hospital - memorial herman hospital | MEMORIAL CITY - OPERATING ROOM | Surgery room 7 |  |  |  |  | ELECTROSURGICAL UNITS |  | ELECTROSURGICALUNIT-Medtronic-Valleylab FT10 | ELECTROSURGICALUNIT | Valleylab FT10 |  |  |  | Medtronic | Electrosurgical Unit |  |  | ELECTROSURGICALUNIT-Medtronic-Valleylab FT10 |  |  |  | Not Covered Vendor Only - Biomedical | MHHS-Mem City
NO | YES |  |  |  | 041-32811 | 041-32811 | COVIDIEN | VALLEYLAB FT10 |  | T6F05664DX | MEMORIAL CITY - OUTPATIENT SURGERY | MHHS-Mem City |  | Electrosurgical Unit |  | 041-32811 | 041-32811 | West | Memorial Hermann Memorial City Medical Center | MEMORIAL CITY - OUTPATIENT SURGERY | Memorial City - Day Surgery Room W1 300.82 OR14 |  |  |  |  | ELECTROSURGICAL UNITS |  | ELECTROSURGICALUNIT-Medtronic-Valleylab FT10 | ELECTROSURGICALUNIT | Valleylab FT10 |  |  |  | Medtronic | Electrosurgical Unit |  |  | ELECTROSURGICALUNIT-Medtronic-Valleylab FT10 |  |  |  | Not Covered Vendor Only - Biomedical | MHHS-Mem City
NO | YES |  |  |  | 142-06496 | 142-06496 | COVIDIEN | VALLEYLAB FT10 |  | T8F25151DX | NE-OR | MHHS-Northeast |  | Electrosurgical Unit |  | 142-06496 | 142-06496 | Katy | MHHS-Northeast | NE-OR | OR1 | 8/1/19 | 8/1/20 |  |  | ELECTROSURGICAL UNITS | Electrosurgical Unit | ELECTROSURGICALUNIT-Medtronic-Valleylab FT10 | ELECTROSURGICALUNIT | Valleylab FT10 |  |  |  | Medtronic | Electrosurgical Unit |  |  | ELECTROSURGICALUNIT-Medtronic-Valleylab FT10 | 12/14/19 |  | ESU-SA | Not Covered Vendor Only - Biomedical | MHHS-Northeast | [8 empty] | ELECTROSURGICALUNIT | Electrosurgical Unit | Medtronic
NO | YES |  |  |  | 142-06497 | 142-06497 | COVIDIEN | VALLEYLAB FT10 |  | T8F25159DX | NE-OR | MHHS-Northeast |  | Electrosurgical Unit |  | 142-06497 | 142-06497 | Katy | MHHS-Northeast | NE-OR |  | 9/1/19 | 3/1/20 |  |  | ELECTROSURGICAL UNITS | Electrosurgical Unit | ELECTROSURGICALUNIT-Medtronic-Valleylab FT10 | ELECTROSURGICALUNIT | Valleylab FT10 |  |  |  | Medtronic | Electrosurgical Unit |  |  | ELECTROSURGICALUNIT-Medtronic-Valleylab FT10 | 12/14/19 |  | ESU-SA | Not Covered Vendor Only - Biomedical | MHHS-Northeast | [8 empty] | ELECTROSURGICALUNIT | Electrosurgical Unit | Medtronic
NO | YES |  |  |  | 142-06498 | 142-06498 | COVIDIEN | VALLEYLAB FT10 |  | T8F25169DX | NE-OR | MHHS-Northeast |  | Electrosurgical Unit |  | 142-06498 | 142-06498 | Katy | MHHS-Northeast | NE-OR | OR 6 | 9/1/19 | 2/1/20 |  |  | ELECTROSURGICAL UNITS | Electrosurgical Unit | ELECTROSURGICALUNIT-Medtronic-Valleylab FT10 | ELECTROSURGICALUNIT | Valleylab FT10 |  |  |  | Medtronic | Electrosurgical Unit |  |  | ELECTROSURGICALUNIT-Medtronic-Valleylab FT10 | 12/14/19 |  | ESU-SA | Not Covered Vendor Only - Biomedical | MHHS-Northeast | [8 empty] | ELECTROSURGICALUNIT | Electrosurgical Unit | Medtronic
NO | YES |  |  |  | 145-00462 | 145-00462 | COVIDIEN | VALLEYLAB FT10 |  | T5G00308DX | Pearland-OR | MHHS-Pearland Hospital |  | Electrosurgical Unit |  | 145-00462 | 145-00462 | Pearland | MHHS-Pearland Hospital | Pearland-OR | OR C SECTION | 4/1/19 | 4/1/20 |  |  | ELECTROSURGICAL UNITS | Electrosurgical Unit | ELECTROSURGICALUNIT-Medtronic-Valleylab FT10 | ELECTROSURGICALUNIT | Valleylab FT10 |  |  |  | Medtronic | Electrosurgical Unit |  |  | ELECTROSURGICALUNIT-Medtronic-Valleylab FT10 | 1/1/00 |  | ESU-SA | Covered PM Repair - Biomedical | MHHS-Pearland Hospital | [8 empty] | ELECTROSURGICALUNIT | Electrosurgical Unit | Medtronic
NO | YES |  |  |  | 145-00471 | 145-00471 | COVIDIEN | VALLEYLAB FT10 |  | T5G00306DX | Pearland-OR | MHHS-Pearland Hospital |  | Electrosurgical Unit |  | 145-00471 | 145-00471 | Pearland | MHHS-Pearland Hospital | Pearland-OR |  | 9/1/19 | 9/1/20 |  |  | ELECTROSURGICAL UNITS | Electrosurgical Unit | ELECTROSURGICALUNIT-Medtronic-Valleylab FT10 | ELECTROSURGICALUNIT | Valleylab FT10 |  |  |  | Medtronic | Electrosurgical Unit |  |  | ELECTROSURGICALUNIT-Medtronic-Valleylab FT10 | 4/15/18 |  | ESU-SA | Covered PM Repair - Biomedical | MHHS-Pearland Hospital | [8 empty] | ELECTROSURGICALUNIT | Electrosurgical Unit | Medtronic
NO | YES |  |  |  | 145-00482 | 145-00482 | COVIDIEN | VALLEYLAB FT10 |  | T5I01072DX | Pearland-OR | MHHS-Pearland Hospital |  | Electrosurgical Unit |  | 145-00482 | 145-00482 | Pearland | MHHS-Pearland Hospital | Pearland-OR | OR 3 | 9/1/19 | 9/1/20 |  |  | ELECTROSURGICAL UNITS | Electrosurgical Unit | ELECTROSURGICALUNIT-Medtronic-Valleylab FT10 | ELECTROSURGICALUNIT | Valleylab FT10 |  |  |  | Medtronic | Electrosurgical Unit |  |  | ELECTROSURGICALUNIT-Medtronic-Valleylab FT10 | 1/15/19 |  | ESU-SA | Covered PM Repair - Biomedical | MHHS-Pearland Hospital | [8 empty] | ELECTROSURGICALUNIT | Electrosurgical Unit | Medtronic
NO | YES |  |  |  | 145-00490 | 145-00490 | COVIDIEN | VALLEYLAB FT10 |  | T5G00321DX | Pearland-OR | MHHS-Pearland Hospital |  | Electrosurgical Unit |  | 145-00490 | 145-00490 | Pearland | MHHS-Pearland Hospital | Pearland-OR | OR2 | 3/1/19 | 3/1/20 |  |  | ELECTROSURGICAL UNITS | Electrosurgical Unit | ELECTROSURGICALUNIT-Medtronic-Valleylab FT10 | ELECTROSURGICALUNIT | Valleylab FT10 |  |  |  | Medtronic | Electrosurgical Unit |  |  | ELECTROSURGICALUNIT-Medtronic-Valleylab FT10 | 10/17/25 |  | ESU-SA | Covered PM Repair - Biomedical | MHHS-Pearland Hospital | [8 empty] | ELECTROSURGICALUNIT | Electrosurgical Unit | Medtronic
NO | YES |  |  |  | 145-00503 | 145-00503 | COVIDIEN | VALLEYLAB FT10 |  | T6B03285DX | Pearland-OR | MHHS-Pearland Hospital |  | Electrosurgical Unit |  | 145-00503 | 145-00503 | Pearland | MHHS-Pearland Hospital | Pearland-OR | OR1 | 10/1/19 | 10/1/20 |  |  | ELECTROSURGICAL UNITS | Electrosurgical Unit | ELECTROSURGICALUNIT-Medtronic-Valleylab FT10 | ELECTROSURGICALUNIT | Valleylab FT10 |  |  |  | Medtronic | Electrosurgical Unit |  |  | ELECTROSURGICALUNIT-Medtronic-Valleylab FT10 | 10/17/25 |  | ESU-SA | Covered PM Repair - Biomedical | MHHS-Pearland Hospital | [8 empty] | ELECTROSURGICALUNIT | Electrosurgical Unit | Medtronic
NO | YES |  |  |  | 005-11117 | 005-11117 | COVIDIEN | VALLEYLAB FT10 |  | T7A11661DX | SE-OR-Anesthesia | MHHS-Southeast |  | Electrosurgical Unit |  | 005-11117 | 005-11117 | Southeast | MHHS-Southeast | SE-OR-Anesthesia | Hybrid | 4/1/19 |  | 4/1/20 |  | ELECTROSURGICAL UNITS |  | ELECTROSURGICALUNIT-Medtronic-Valleylab FT10 | ELECTROSURGICALUNIT | Valleylab FT10 |  |  |  | Medtronic | Electrosurgical Unit |  |  | ELECTROSURGICALUNIT-Medtronic-Valleylab FT10 | 12/14/19 |  |  | Not Covered Vendor Only - Biomedical | MHHS-Southeast
NO | YES |  |  |  | 005-11118 | 005-11118 | COVIDIEN | VALLEYLAB FT10 |  | T7A11662DX | SE-OR | MHHS-Southeast |  | Electrosurgical Unit |  | 005-11118 | 005-11118 | Southeast | MHHS-Southeast | SE-OR | Hybrid OR | 4/1/19 |  | 4/1/20 |  | ELECTROSURGICAL UNITS |  | ELECTROSURGICALUNIT-Medtronic-Valleylab FT10 | ELECTROSURGICALUNIT | Valleylab FT10 |  |  |  | Medtronic | Electrosurgical Unit |  |  | ELECTROSURGICALUNIT-Medtronic-Valleylab FT10 | 12/14/19 |  |  | Not Covered Vendor Only - Biomedical | MHHS-Southeast
NO | YES |  |  |  | 005-11120 | 005-11120 | COVIDIEN | VALLEYLAB FT10 |  | T7A11658DX | SE-OR | MHHS-Southeast |  | Electrosurgical Unit |  | 005-11120 | 005-11120 | Southeast | MHHS-Southeast | SE-OR | Surgery | 3/1/19 |  | 3/1/20 |  | ELECTROSURGICAL UNITS |  | ELECTROSURGICALUNIT-Medtronic-Valleylab FT10 | ELECTROSURGICALUNIT | Valleylab FT10 |  |  |  | Medtronic | Electrosurgical Unit |  |  | ELECTROSURGICALUNIT-Medtronic-Valleylab FT10 | 12/14/19 |  |  | Not Covered Vendor Only - Biomedical | MHHS-Southeast
NO | YES |  |  |  | 005-12130 | 005-12130 | COVIDIEN | VALLEYLAB FT10 |  | T7J19681DX | SE-OR | MHHS-Southeast |  | Electrosurgical Unit |  | 005-12130 | 005-12130 | Southeast | MHHS-Southeast | SE-OR | Room 12 | 4/1/19 |  | 4/1/20 |  | ELECTROSURGICAL UNITS |  | ELECTROSURGICALUNIT-Medtronic-Valleylab FT10 | ELECTROSURGICALUNIT | Valleylab FT10 |  |  |  | Medtronic | Electrosurgical Unit |  |  | ELECTROSURGICALUNIT-Medtronic-Valleylab FT10 | 12/14/19 |  |  | Not Covered Vendor Only - Biomedical | MHHS-Southeast
NO | YES |  |  |  | 005-12140 | 005-12140 | COVIDIEN | VALLEYLAB FT10 |  | T7L21131DX | SE-OR | MHHS-Southeast |  | Electrosurgical Unit |  | 005-12140 | 005-12140 | Southeast | MHHS-Southeast | SE-OR | Or 5 | 12/1/19 |  | 12/1/20 |  | ELECTROSURGICAL UNITS |  | ELECTROSURGICALUNIT-Medtronic-Valleylab FT10 | ELECTROSURGICALUNIT | Valleylab FT10 |  |  |  | Medtronic | Electrosurgical Unit |  |  | ELECTROSURGICALUNIT-Medtronic-Valleylab FT10 | 12/14/19 |  |  | Not Covered Vendor Only - Biomedical | MHHS-Southeast
NO | YES |  |  |  | 005-12215 | 005-12215 | COVIDIEN | VALLEYLAB FT10 |  | T8C22739DX | SE-OR | MHHS-Southeast |  | Electrosurgical Unit |  | 005-12215 | 005-12215 | Southeast | MHHS-Southeast | SE-OR | Room 12 | 1/1/20 |  | 7/1/20 |  | ELECTROSURGICAL UNITS |  | ELECTROSURGICALUNIT-Medtronic-Valleylab FT10 | ELECTROSURGICALUNIT | Valleylab FT10 |  |  |  | Medtronic | Electrosurgical Unit |  |  | ELECTROSURGICALUNIT-Medtronic-Valleylab FT10 | 12/14/19 |  |  | Not Covered Vendor Only - Biomedical | MHHS-Southeast
NO | YES |  |  |  | 005-12216 | 005-12216 | COVIDIEN | VALLEYLAB FT10 |  | T8A21987DX | SE-OR | MHHS-Southeast |  | Electrosurgical Unit |  | 005-12216 | 005-12216 | Southeast | MHHS-Southeast | SE-OR | OR14 | 5/1/19 |  |  |  | ELECTROSURGICAL UNITS |  | ELECTROSURGICALUNIT-Medtronic-Valleylab FT10 | ELECTROSURGICALUNIT | Valleylab FT10 |  |  |  | Medtronic | Electrosurgical Unit |  |  | ELECTROSURGICALUNIT-Medtronic-Valleylab FT10 | 12/14/19 |  |  | Not Covered Vendor Only - Biomedical | MHHS-Southeast
NO | YES |  |  |  | 005-12219 | 005-12219 | COVIDIEN | VALLEYLAB FT10 |  | T8A21989DX | SE-OR | MHHS-Southeast |  | Electrosurgical Unit |  | 005-12219 | 005-12219 | Southeast | MHHS-Southeast | SE-OR | OR14 | 1/1/19 |  |  |  | ELECTROSURGICAL UNITS |  | ELECTROSURGICALUNIT-Medtronic-Valleylab FT10 | ELECTROSURGICALUNIT | Valleylab FT10 |  |  |  | Medtronic | Electrosurgical Unit |  |  | ELECTROSURGICALUNIT-Medtronic-Valleylab FT10 | 12/14/19 |  |  | Not Covered Vendor Only - Biomedical | MHHS-Southeast
NO | YES |  |  |  | 005-12220 | 005-12220 | COVIDIEN | VALLEYLAB FT10 |  | T8A21984DX | SE-OR | MHHS-Southeast |  | Electrosurgical Unit |  | 005-12220 | 005-12220 | Southeast | MHHS-Southeast | SE-OR | Room 12 | 1/1/20 |  | 1/1/21 |  | ELECTROSURGICAL UNITS |  | ELECTROSURGICALUNIT-Medtronic-Valleylab FT10 | ELECTROSURGICALUNIT | Valleylab FT10 |  |  |  | Medtronic | Electrosurgical Unit |  |  | ELECTROSURGICALUNIT-Medtronic-Valleylab FT10 | 12/14/19 |  |  | Not Covered Vendor Only - Biomedical | MHHS-Southeast
NO | YES |  |  |  | 005-12225 | 005-12225 | COVIDIEN | VALLEYLAB FT10 |  | T8J27435DX | SE-OR | MHHS-Southeast |  | Electrosurgical Unit |  | 005-12225 | 005-12225 | Southeast | MHHS-Southeast | SE-OR | Hybrid Ii | 4/1/19 |  | 4/1/20 |  | ELECTROSURGICAL UNITS |  | ELECTROSURGICALUNIT-Medtronic-Valleylab FT10 | ELECTROSURGICALUNIT | Valleylab FT10 |  |  |  | Medtronic | Electrosurgical Unit |  |  | ELECTROSURGICALUNIT-Medtronic-Valleylab FT10 | 12/14/19 |  |  | Not Covered Vendor Only - Biomedical | MHHS-Southeast
NO | YES |  |  |  | 005-34226 | 005-34226 | COVIDIEN | VALLEYLAB FT10 |  | T9C30954DX | SE-OR | MHHS-Southeast |  | Electrosurgical Unit |  | 005-34226 | 005-34226 | Southeast | MHHS-Southeast | SE-OR | SE -OR | 4/1/19 |  | 4/1/20 |  | ELECTROSURGICAL UNITS |  | ELECTROSURGICALUNIT-Medtronic-Valleylab FT10 | ELECTROSURGICALUNIT | Valleylab FT10 |  |  |  | Medtronic | Electrosurgical Unit |  |  | ELECTROSURGICALUNIT-Medtronic-Valleylab FT10 | 12/14/19 |  |  | Not Covered Vendor Only - Biomedical | MHHS-Southeast
NO | YES |  |  |  | 005-34227 | 005-34227 | COVIDIEN | VALLEYLAB FT10 |  | T9B30948DX | SE-OR | MHHS-Southeast |  | Electrosurgical Unit |  | 005-34227 | 005-34227 | Southeast | MHHS-Southeast | SE-OR | SE -OR | 4/1/19 |  | 4/1/20 |  | ELECTROSURGICAL UNITS |  | ELECTROSURGICALUNIT-Medtronic-Valleylab FT10 | ELECTROSURGICALUNIT | Valleylab FT10 |  |  |  | Medtronic | Electrosurgical Unit |  |  | ELECTROSURGICALUNIT-Medtronic-Valleylab FT10 | 12/14/19 |  |  | Not Covered Vendor Only - Biomedical | MHHS-Southeast
NO | YES |  |  |  | 129-06858 | 129-06858 | COVIDIEN | VALLEYLAB FT10 |  | T6D04546DX | Sugar Land-OR | MHHS-Sugarland |  | Electrosurgical Unit |  | 129-06858 | 129-06858 | Sugar Land | MHHS-Sugarland | Sugar Land-OR |  | 1/1/19 | 1/1/20 |  |  | ELECTROSURGICAL UNITS | Electrosurgical Unit | ELECTROSURGICALUNIT-Medtronic-Valleylab FT10 | ELECTROSURGICALUNIT | Valleylab FT10 |  |  |  | Medtronic | Electrosurgical Unit |  |  | ELECTROSURGICALUNIT-Medtronic-Valleylab FT10 | 5/1/20 |  | ESU-SA | Not Covered Vendor Only - Biomedical | MHHS-Sugarland | [8 empty] | ELECTROSURGICALUNIT | Electrosurgical Unit | Medtronic
NO | YES |  |  |  | 129-07758 | 129-07758 | COVIDIEN | VALLEYLAB FT10 |  | T7J19690DX | Sugar Land-OR | MHHS-Sugarland |  | Electrosurgical Unit |  | 129-07758 | 129-07758 | Sugar Land | MHHS-Sugarland | Sugar Land-OR |  | 1/1/19 | 1/1/20 |  |  | ELECTROSURGICAL UNITS | Electrosurgical Unit | ELECTROSURGICALUNIT-Medtronic-Valleylab FT10 | ELECTROSURGICALUNIT | Valleylab FT10 |  |  |  | Medtronic | Electrosurgical Unit |  |  | ELECTROSURGICALUNIT-Medtronic-Valleylab FT10 | 5/1/20 |  | ESU-SA | Not Covered Vendor Only - Biomedical | MHHS-Sugarland | [8 empty] | ELECTROSURGICALUNIT | Electrosurgical Unit | Medtronic
NO | YES |  |  |  | 129-07759 | 129-07759 | COVIDIEN | VALLEYLAB FT10 |  | T7J19691DX | Sugar Land-OR | MHHS-Sugarland |  | Electrosurgical Unit |  | 129-07759 | 129-07759 | Sugar Land | MHHS-Sugarland | Sugar Land-OR | OR | 1/1/19 |  | 8/1/20 |  | ELECTROSURGICAL UNITS | Electrosurgical Unit | ELECTROSURGICALUNIT-Medtronic-Valleylab FT10 | ELECTROSURGICALUNIT | Valleylab FT10 |  |  |  | Medtronic | Electrosurgical Unit |  |  | ELECTROSURGICALUNIT-Medtronic-Valleylab FT10 | 5/1/20 |  | ESU-SA | Not Covered Vendor Only - Biomedical | MHHS-Sugarland | [8 empty] | ELECTROSURGICALUNIT | Electrosurgical Unit | Medtronic
NO | YES |  |  |  | 069-45193 | 069-45193 | COVIDIEN | VALLEYLAB FT10 |  | T7K20687DX | TMC-Children's-L&D (5Hp) | MHHS-TMC |  | Electrosurgical Unit |  | 069-45193 | 069-45193 | TMC | MHHS-TMC | TMC-Children's-L&D (5Hp) |  | 3/27/19 |  |  |  | ELECTROSURGICAL UNITS |  | ELECTROSURGICALUNIT-Medtronic-Valleylab FT10 | ELECTROSURGICALUNIT | Valleylab FT10 |  |  |  | Medtronic | Electrosurgical Unit |  |  | ELECTROSURGICALUNIT-Medtronic-Valleylab FT10 | 4/1/18 | Verified 3/30/2020 4:07pm (Central) |  | Covered PM Repair - Biomedical | MHHS-TMC
NO | YES |  |  |  | 069-46285 | 069-46285 | COVIDIEN | VALLEYLAB FT10 |  | T8J27468DX | TMC-Sarofim 2-OR | MHHS-TMC |  | Electrosurgical Unit |  | 069-46285 | 069-46285 | TMC | MHHS-TMC | TMC-Sarofim 2-OR | TMC - SAROFIM 2 -OR | 11/1/19 |  | 11/1/20 |  | ELECTROSURGICAL UNITS |  | ELECTROSURGICALUNIT-Medtronic-Valleylab FT10 | ELECTROSURGICALUNIT | Valleylab FT10 |  |  |  | Medtronic | Electrosurgical Unit |  |  | ELECTROSURGICALUNIT-Medtronic-Valleylab FT10 | 4/1/18 |  |  | Covered PM Repair - Biomedical | MHHS-TMC
NO | YES |  |  |  | 069-46286 | 069-46286 | COVIDIEN | VALLEYLAB FT10 |  | T8127375DX | TMC-OR-Pedi OR (2R) | MHHS-TMC |  | Electrosurgical Unit |  | 069-46286 | 069-46286 | TMC | MHHS-TMC | TMC-OR-Pedi OR (2R) | PEDI OR (2R) | 4/1/19 |  | 4/1/20 |  | ELECTROSURGICAL UNITS |  | ELECTROSURGICALUNIT-Medtronic-Valleylab FT10 | ELECTROSURGICALUNIT | Valleylab FT10 |  |  |  | Medtronic | Electrosurgical Unit |  |  | ELECTROSURGICALUNIT-Medtronic-Valleylab FT10 | 4/1/18 |  |  | Covered PM Repair - Biomedical | MHHS-TMC
NO | YES |  |  |  | 069-46288 | 069-46288 | COVIDIEN | VALLEYLAB FT10 |  | T81273990DX | TMC-Sarofim 2-OR | MHHS-TMC |  | Electrosurgical Unit |  | 069-46288 | 069-46288 | TMC | MHHS-TMC | TMC-Sarofim 2-OR | S2 OR 1 | 11/1/19 |  | 11/1/20 |  | ELECTROSURGICAL UNITS |  | ELECTROSURGICALUNIT-Medtronic-Valleylab FT10 | ELECTROSURGICALUNIT | Valleylab FT10 |  |  |  | Medtronic | Electrosurgical Unit |  |  | ELECTROSURGICALUNIT-Medtronic-Valleylab FT10 | 12/14/19 |  |  | Not Covered Vendor Only - Biomedical | MHHS-TMC
NO | YES |  |  |  | 069-46289 | 069-46289 | COVIDIEN | VALLEYLAB FT10 |  | T8J27460DX | TMC-MHTMC-Central Supply | MHHS-TMC |  | Electrosurgical Unit |  | 069-46289 | 069-46289 | TMC | MHHS-TMC | TMC-MHTMC-Central Supply | Or 42 | 11/1/19 |  | 11/1/20 |  | ELECTROSURGICAL UNITS |  | ELECTROSURGICALUNIT-Medtronic-Valleylab FT10 | ELECTROSURGICALUNIT | Valleylab FT10 |  |  |  | Medtronic | Electrosurgical Unit |  |  | ELECTROSURGICALUNIT-Medtronic-Valleylab FT10 | 12/14/19 |  |  | Not Covered Vendor Only - Biomedical | MHHS-TMC
NO | YES |  |  |  | 069-46290 | 069-46290 | COVIDIEN | VALLEYLAB FT10 |  | T8J27456DX | TMC-Sarofim 2-OR | MHHS-TMC |  | Electrosurgical Unit |  | 069-46290 | 069-46290 | TMC | MHHS-TMC | TMC-Sarofim 2-OR | OR15 | 11/1/19 |  | 11/1/20 |  | ELECTROSURGICAL UNITS |  | ELECTROSURGICALUNIT-Medtronic-Valleylab FT10 | ELECTROSURGICALUNIT | Valleylab FT10 |  |  |  | Medtronic | Electrosurgical Unit |  |  | ELECTROSURGICALUNIT-Medtronic-Valleylab FT10 | 12/14/19 |  |  | Not Covered Vendor Only - Biomedical | MHHS-TMC
NO | YES |  |  |  | 069-46291 | 069-46291 | COVIDIEN | VALLEYLAB FT10 |  | T8J27464DX | TMC-Sarofim 3-OR | MHHS-TMC |  | Electrosurgical Unit |  | 069-46291 | 069-46291 | TMC | MHHS-TMC | TMC-Sarofim 3-OR | OR 40 | 11/1/19 |  | 11/1/20 |  | ELECTROSURGICAL UNITS |  | ELECTROSURGICALUNIT-Medtronic-Valleylab FT10 | ELECTROSURGICALUNIT | Valleylab FT10 |  |  |  | Medtronic | Electrosurgical Unit |  |  | ELECTROSURGICALUNIT-Medtronic-Valleylab FT10 | 12/14/19 |  |  | Not Covered Vendor Only - Biomedical | MHHS-TMC
NO | YES |  |  |  | 069-46292 | 069-46292 | COVIDIEN | VALLEYLAB FT10 |  | T8J27458DX | TMC-Sarofim 3-OR | MHHS-TMC |  | Electrosurgical Unit |  | 069-46292 | 069-46292 | TMC | MHHS-TMC | TMC-Sarofim 3-OR | Sarofim OR 3 | 11/1/19 |  |  |  | ELECTROSURGICAL UNITS |  | ELECTROSURGICALUNIT-Medtronic-Valleylab FT10 | ELECTROSURGICALUNIT | Valleylab FT10 |  |  |  | Medtronic | Electrosurgical Unit |  |  | ELECTROSURGICALUNIT-Medtronic-Valleylab FT10 | 5/15/20 |  |  | Not Covered Vendor Only - Biomedical | MHHS-TMC
NO | YES |  |  |  | 069-40943 | 069-40943 | COVIDIEN | VALLEYLAB FT10 |  | T9136400DX | TMC-OR-Robertson (2R) | MHHS-TMC |  | Electrosurgical Unit |  | 069-40943 | 069-40943 | TMC | MHHS-TMC | TMC-OR-Robertson (2R) | OR 38 |  |  |  |  | ELECTROSURGICAL UNITS |  | ELECTROSURGICALUNIT-Medtronic-Valleylab FT10 | ELECTROSURGICALUNIT | Valleylab FT10 |  |  |  | Medtronic | Electrosurgical Unit |  |  | ELECTROSURGICALUNIT-Medtronic-Valleylab FT10 | 5/15/20 |  |  | Not Covered Vendor Only - Biomedical | MHHS-TMC
NO | YES |  |  |  | 069-40944 | 069-40944 | COVIDIEN | VALLEYLAB FT10 |  | T9136401DX | TMC-Sarofim 3-OR | MHHS-TMC |  | Electrosurgical Unit |  | 069-40944 | 069-40944 | TMC | MHHS-TMC | TMC-Sarofim 3-OR | SAROFIM 3 - OR | 11/1/19 |  | 11/1/20 |  | ELECTROSURGICAL UNITS |  | ELECTROSURGICALUNIT-Medtronic-Valleylab FT10 | ELECTROSURGICALUNIT | Valleylab FT10 |  |  |  | Medtronic | Electrosurgical Unit |  |  | ELECTROSURGICALUNIT-Medtronic-Valleylab FT10 | 12/14/19 |  |  | Not Covered Vendor Only - Biomedical | MHHS-TMC
NO | YES |  |  |  | 069-40945 | 069-40945 | COVIDIEN | VALLEYLAB FT10 |  | T9136402DX | TMC-OR-Hermann (2Hp) | MHHS-TMC |  | Electrosurgical Unit |  | 069-40945 | 069-40945 | TMC | MHHS-TMC | TMC-OR-Hermann (2Hp) | OR2 05 | 11/1/19 |  | 11/1/20 |  | ELECTROSURGICAL UNITS |  | ELECTROSURGICALUNIT-Medtronic-Valleylab FT10 | ELECTROSURGICALUNIT | Valleylab FT10 |  |  |  | Medtronic | Electrosurgical Unit |  |  | ELECTROSURGICALUNIT-Medtronic-Valleylab FT10 | 12/14/19 |  |  | Not Covered Vendor Only - Biomedical | MHHS-TMC
NO | YES |  |  |  | 069-40946 | 069-40946 | COVIDIEN | VALLEYLAB FT10 |  | T9136403DX | TMC - Biomedical | MHHS-TMC |  | Electrosurgical Unit |  | 069-40946 | 069-40946 | TMC | Memorial Hermann-Texas Medical Center | TMC - Biomedical | Biomed shop | 11/1/19 |  | 11/1/20 |  | ELECTROSURGICAL UNITS |  | ELECTROSURGICALUNIT-Medtronic-Valleylab FT10 | ELECTROSURGICALUNIT | Valleylab FT10 |  |  |  | Medtronic | Electrosurgical Unit |  |  | ELECTROSURGICALUNIT-Medtronic-Valleylab FT10 | 12/14/19 |  |  | Not Covered Vendor Only - Biomedical | MHHS-TMC
NO | YES |  |  |  | 069-40947 | 069-40947 | COVIDIEN | VALLEYLAB FT10 |  | T9136404DX | TMC-OR-Robertson (2R) | MHHS-TMC |  | Electrosurgical Unit |  | 069-40947 | 069-40947 | TMC | MHHS-TMC | TMC-OR-Robertson (2R) | Or66 | 11/1/19 |  | 11/1/20 |  | ELECTROSURGICAL UNITS |  | ELECTROSURGICALUNIT-Medtronic-Valleylab FT10 | ELECTROSURGICALUNIT | Valleylab FT10 |  |  |  | Medtronic | Electrosurgical Unit |  |  | ELECTROSURGICALUNIT-Medtronic-Valleylab FT10 | 5/1/20 |  |  | Not Covered Vendor Only - Biomedical | MHHS-TMC
NO | YES |  |  |  | 069-40948 | 069-40948 | COVIDIEN | VALLEYLAB FT10 |  | T9136405DX | TMC-OR-Pedi OR (2R) | MHHS-TMC |  | Electrosurgical Unit |  | 069-40948 | 069-40948 | TMC | MHHS-TMC | TMC-OR-Pedi OR (2R) |  | 11/1/19 |  | 11/1/20 |  | ELECTROSURGICAL UNITS |  | ELECTROSURGICALUNIT-Medtronic-Valleylab FT10 | ELECTROSURGICALUNIT | Valleylab FT10 |  |  |  | Medtronic | Electrosurgical Unit |  |  | ELECTROSURGICALUNIT-Medtronic-Valleylab FT10 | 5/1/20 |  |  | Not Covered Vendor Only - Biomedical | MHHS-TMC
NO | YES |  |  |  | 069-41948 | 069-41948 | COVIDIEN | VALLEYLAB FT10 |  | T6F6008DX | TMC-OR-Hermann (2Hp) | MHHS-TMC |  | Electrosurgical Unit |  | 069-41948 | 069-41948 | TMC | MHHS-TMC | TMC-OR-Hermann (2Hp) | OR 51 | 4/1/19 |  | 4/1/20 |  | ELECTROSURGICAL UNITS |  | ELECTROSURGICALUNIT-Medtronic-Valleylab FT10 | ELECTROSURGICALUNIT | Valleylab FT10 |  |  |  | Medtronic | Electrosurgical Unit |  |  | ELECTROSURGICALUNIT-Medtronic-Valleylab FT10 | 5/1/20 |  |  | Not Covered Vendor Only - Biomedical | MHHS-TMC
NO | YES |  |  |  | 069-41949 | 069-41949 | COVIDIEN | VALLEYLAB FT10 |  | T6F05996DX | TMC-OR-Robertson (2R) | MHHS-TMC |  | Electrosurgical Unit |  | 069-41949 | 069-41949 | TMC | MHHS-TMC | TMC-OR-Robertson (2R) | OR 68 | 4/1/19 |  |  |  | ELECTROSURGICAL UNITS |  | ELECTROSURGICALUNIT-Medtronic-Valleylab FT10 | ELECTROSURGICALUNIT | Valleylab FT10 |  |  |  | Medtronic | Electrosurgical Unit |  |  | ELECTROSURGICALUNIT-Medtronic-Valleylab FT10 | 5/1/20 |  |  | Not Covered Vendor Only - Biomedical | MHHS-TMC
NO | YES |  |  |  | 069-41951 | 069-41951 | COVIDIEN | VALLEYLAB FT10 |  | T6F0594DX | TMC-OR-Robertson (2R) | MHHS-TMC |  | Electrosurgical Unit |  | 069-41951 | 069-41951 | TMC | MHHS-TMC | TMC-OR-Robertson (2R) | TMC OR ROBERTSON (2R) | 4/1/19 |  | 4/1/20 |  | ELECTROSURGICAL UNITS |  | ELECTROSURGICALUNIT-Medtronic-Valleylab FT10 | ELECTROSURGICALUNIT | Valleylab FT10 |  |  |  | Medtronic | Electrosurgical Unit |  |  | ELECTROSURGICALUNIT-Medtronic-Valleylab FT10 | 5/1/20 |  |  | Not Covered Vendor Only - Biomedical | MHHS-TMC
NO | YES |  |  |  | 069-41952 | 069-41952 | COVIDIEN | VALLEYLAB FT10 |  | T6F06010DX | TMC-OR-Robertson (2R) | MHHS-TMC |  | Electrosurgical Unit |  | 069-41952 | 069-41952 | TMC | MHHS-TMC | TMC-OR-Robertson (2R) | TMC OR ROBERTSON (2R) | 4/1/19 |  | 4/1/20 |  | ELECTROSURGICAL UNITS |  | ELECTROSURGICALUNIT-Medtronic-Valleylab FT10 | ELECTROSURGICALUNIT | Valleylab FT10 |  |  |  | Medtronic | Electrosurgical Unit |  |  | ELECTROSURGICALUNIT-Medtronic-Valleylab FT10 | 5/1/20 |  |  | Not Covered Vendor Only - Biomedical | MHHS-TMC
NO | YES |  |  |  | 029-12613 | 029-12613 | COVIDIEN | VALLEYLAB FT10 |  | T9F34297DX | Woodlands-NICU | MHHS-Woodlands |  | Electrosurgical Unit |  | 029-12613 | 029-12613 | Woodlands | MHHS-Woodlands | Woodlands-NICU | L | 8/1/19 |  | 8/1/20 |  | ELECTROSURGICAL UNITS | Electrosurgical Unit | ELECTROSURGICALUNIT-Medtronic-Valleylab FT10 | ELECTROSURGICALUNIT | Valleylab FT10 |  |  |  | Medtronic | Electrosurgical Unit |  |  | ELECTROSURGICALUNIT-Medtronic-Valleylab FT10 | 5/1/20 |  | ESU-SA | Not Covered Vendor Only - Biomedical | MHHS-Woodlands | [8 empty] | ELECTROSURGICALUNIT | Electrosurgical Unit | Medtronic
NO | YES |  |  |  | 029-11082 | 029-11082 | COVIDIEN | VALLEYLAB FT10 |  | T7A11624DX | Woodlands-OR | MHHS-Woodlands |  | Electrosurgical Unit |  | 029-11082 | 029-11082 | Woodlands | MHHS-Woodlands | Woodlands-OR | OR | 4/1/19 |  | 4/1/20 |  | ELECTROSURGICAL UNITS | Electrosurgical Unit | ELECTROSURGICALUNIT-Medtronic-Valleylab FT10 | ELECTROSURGICALUNIT | Valleylab FT10 |  |  |  | Medtronic | Electrosurgical Unit |  |  | ELECTROSURGICALUNIT-Medtronic-Valleylab FT10 | 5/1/20 |  | ESU-SA | Not Covered Vendor Only - Biomedical | MHHS-Woodlands | [8 empty] | ELECTROSURGICALUNIT | Electrosurgical Unit | Medtronic
NO | YES |  |  |  | 029-12468 | 029-12468 | COVIDIEN | VALLEYLAB FT10 |  | T7L21179DX | Woodlands-OR | MHHS-Woodlands |  | Electrosurgical Unit |  | 029-12468 | 029-12468 | Woodlands | MHHS-Woodlands | Woodlands-OR | OR 6 | 2/1/20 |  | 8/1/20 |  | ELECTROSURGICAL UNITS | Electrosurgical Unit | ELECTROSURGICALUNIT-Medtronic-Valleylab FT10 | ELECTROSURGICALUNIT | Valleylab FT10 |  |  |  | Medtronic | Electrosurgical Unit |  |  | ELECTROSURGICALUNIT-Medtronic-Valleylab FT10 | 5/1/20 |  | ESU-SA | Not Covered Vendor Only - Biomedical | MHHS-Woodlands | [8 empty] | ELECTROSURGICALUNIT | Electrosurgical Unit | Medtronic
NO | YES |  |  |  | 029-12615 | 029-12615 | COVIDIEN | VALLEYLAB FT10 |  | T9D32011DX | Woodlands-OR | MHHS-Woodlands |  | Electrosurgical Unit |  | 029-12615 | 029-12615 | Woodlands | MHHS-Woodlands | Woodlands-OR | Equipment Storage | 3/1/20 |  | 9/1/20 |  | ELECTROSURGICAL UNITS | Electrosurgical Unit | ELECTROSURGICALUNIT-Medtronic-Valleylab FT10 | ELECTROSURGICALUNIT | Valleylab FT10 |  |  |  | Medtronic | Electrosurgical Unit |  |  | ELECTROSURGICALUNIT-Medtronic-Valleylab FT10 | 5/1/20 |  | ESU-SA | Not Covered Vendor Only - Biomedical | MHHS-Woodlands | [8 empty] | ELECTROSURGICALUNIT | Electrosurgical Unit | Medtronic
NO | YES |  |  |  | 029-12616 | 029-12616 | COVIDIEN | VALLEYLAB FT10 |  | T9D32241DX | Woodlands-OR | MHHS-Woodlands |  | Electrosurgical Unit |  | 029-12616 | 029-12616 | Woodlands | MHHS-Woodlands | Woodlands-OR | OR Storage | 3/1/20 |  | 9/1/20 |  | ELECTROSURGICAL UNITS | Electrosurgical Unit | ELECTROSURGICALUNIT-Medtronic-Valleylab FT10 | ELECTROSURGICALUNIT | Valleylab FT10 |  |  |  | Medtronic | Electrosurgical Unit |  |  | ELECTROSURGICALUNIT-Medtronic-Valleylab FT10 | 5/1/20 |  | ESU-SA | Not Covered Vendor Only - Biomedical | MHHS-Woodlands | [8 empty] | ELECTROSURGICALUNIT | Electrosurgical Unit | Medtronic
NO | YES |  |  |  | 029-32165 | 029-32165 | COVIDIEN | VALLEYLAB FT10 |  | T9A29053DX | Woodlands-OR | MHHS-Woodlands |  | Electrosurgical Unit |  | 029-32165 | 029-32165 | Woodlands | MHHS-Woodlands | Woodlands-OR | OR 16 | 3/1/19 |  | 3/1/21 |  | ELECTROSURGICAL UNITS | Electrosurgical Unit | ELECTROSURGICALUNIT-Medtronic-Valleylab FT10 | ELECTROSURGICALUNIT | Valleylab FT10 |  |  |  | Medtronic | Electrosurgical Unit |  |  | ELECTROSURGICALUNIT-Medtronic-Valleylab FT10 | 12/14/19 |  | ESU-SA | Not Covered Vendor Only - Biomedical | MHHS-Woodlands | [8 empty] | ELECTROSURGICALUNIT | Electrosurgical Unit | Medtronic
NO | YES |  |  |  | 029-32166 | 029-32166 | COVIDIEN | VALLEYLAB FT10 |  | T8K28595DX | Woodlands-OR | MHHS-Woodlands |  | Electrosurgical Unit |  | 029-32166 | 029-32166 | Woodlands | MHHS-Woodlands | Woodlands-OR | Room 15 | 3/1/20 |  | 3/1/21 |  | ELECTROSURGICAL UNITS | Electrosurgical Unit | ELECTROSURGICALUNIT-Medtronic-Valleylab FT10 | ELECTROSURGICALUNIT | Valleylab FT10 |  |  |  | Medtronic | Electrosurgical Unit |  |  | ELECTROSURGICALUNIT-Medtronic-Valleylab FT10 | 1/3/20 |  | ESU-SA | Not Covered Vendor Only - Biomedical | MHHS-Woodlands | [8 empty] | ELECTROSURGICALUNIT | Electrosurgical Unit | Medtronic
NO | YES |  |  |  | 029-32167 | 029-32167 | COVIDIEN | VALLEYLAB FT10 |  | T9A29063DX | Woodlands-Birth Center | MHHS-Woodlands |  | Electrosurgical Unit |  | 029-32167 | 029-32167 | Woodlands | MHHS-Woodlands | Woodlands-Birth Center | L | 3/1/19 |  | 3/1/20 |  | ELECTROSURGICAL UNITS | Electrosurgical Unit | ELECTROSURGICALUNIT-Medtronic-Valleylab FT10 | ELECTROSURGICALUNIT | Valleylab FT10 |  |  |  | Medtronic | Electrosurgical Unit |  |  | ELECTROSURGICALUNIT-Medtronic-Valleylab FT10 | 12/14/19 |  | ESU-SA | Not Covered Vendor Only - Biomedical | MHHS-Woodlands | [8 empty] | ELECTROSURGICALUNIT | Electrosurgical Unit | Medtronic
YES | YES |  |  |  | 129-31255 | 129-31255 | COVIDIEN | Valleylab FT10 |  | T9K37813DX | SUGAR LAND - OR |  |  |  |  | 129-31255 | 129-31255 | Sugar Land | Memorial Hermann Sugar Land Hospital | SUGAR LAND - OR | OR 4 | 1/1/20 | 2/1/20 |  |  |  | Electrosurgical Unit | ELECTROSURGICALUNIT-Medtronic-Valleylab FT10 | [12 empty] | ESU-SA | [10 empty] | ELECTROSURGICALUNIT | Electrosurgical Unit | Medtronic
YES | YES |  |  |  | 129-31253 | 129-31253 | COVIDIEN | ValleyLab FT10 |  |  | OR |  |  |  |  | 129-31253 | 129-31253 | Sugar Land | Memorial Hermann Sugar Land Hospital | OR | OR | 2/1/20 |  | 7/1/20 |  |  | Electrosurgical Unit | ELECTROSURGICALUNIT-Medtronic-Valleylab FT10 | [12 empty] | ESU-SA | [10 empty] | ELECTROSURGICALUNIT | Electrosurgical Unit | Medtronic
YES | YES |  |  |  | 069-48500 | 069-48500 | COVIDIEN | Valleylab ft10 |  | t9l3812dx | TMC - OR - ROBERTSON (2R) |  |  |  |  | 069-48500 | 069-48500 |  | Memorial Hermann-tmc | TMC - OR - ROBERTSON (2R) | Or69 |  |  |  | No PM Sticker
NO | YES | Asset Tag 041-32802 |  |  | 041-32802 | 041-32802 | COVIDIEN | Valleylab FT10 |  | T7L21252DX | MEMORIAL CITY - OUTPATIENT SURGERY |  |  |  |  | 041-32802 | 041-32802 | West |  | MEMORIAL CITY - OUTPATIENT SURGERY
NO | NO |  |  |  | 151-01282 |  | COVIDIEN | VALLEYLAB FT10 |  | T6K09774DX | CY - OR | MHHS-Cypress |  | Electrosurgical Unit |  | 151-01282 |  | Northwest & Cypress |  | CY - OR | [5 empty] | ELECTROSURGICAL UNITS |  | ELECTROSURGICALUNIT-Medtronic-Valleylab FT10 | ELECTROSURGICALUNIT | Valleylab FT10 |  |  |  | Medtronic | Electrosurgical Unit |  |  | ELECTROSURGICALUNIT-Medtronic-Valleylab FT10 |  |  |  | Not Covered Vendor Only - Biomedical | MHHS-Cypress
NO | NO |  |  |  | 041-32808 |  | COVIDIEN | VALLEYLAB FT10 |  | T8A21450DX | MEMORIAL CITY - MOR | MHHS-Mem City |  | Electrosurgical Unit |  | 041-32808 |  | West & Memorial City |  | MEMORIAL CITY - MOR | [5 empty] | ELECTROSURGICAL UNITS |  | ELECTROSURGICALUNIT-Medtronic-Valleylab FT10 | ELECTROSURGICALUNIT | Valleylab FT10 |  |  |  | Medtronic | Electrosurgical Unit |  |  | ELECTROSURGICALUNIT-Medtronic-Valleylab FT10 |  |  |  | Not Covered Vendor Only - Biomedical | MHHS-Mem City
NO | NO |  |  |  | 041-32805 |  | COVIDIEN | VALLEYLAB FT10 |  | T7L20825DX | MEMORIAL CITY - OUTPATIENT SURGERY | MHHS-Mem City |  | Electrosurgical Unit |  | 041-32805 |  | West & Memorial City |  | MEMORIAL CITY - OUTPATIENT SURGERY | [5 empty] | ELECTROSURGICAL UNITS |  | ELECTROSURGICALUNIT-Medtronic-Valleylab FT10 | ELECTROSURGICALUNIT | Valleylab FT10 |  |  |  | Medtronic | Electrosurgical Unit |  |  | ELECTROSURGICALUNIT-Medtronic-Valleylab FT10 |  |  |  | Not Covered Vendor Only - Biomedical | MHHS-Mem City
NO | NO |  |  |  | 069-45192 |  | COVIDIEN | VALLEYLAB FT10 |  | T7K20663DX | TMC - CHILDRENS - L&D (5HP) | MHHS-TMC |  | Electrosurgical Unit |  | 069-45192 |  | TMC |  | TMC - CHILDRENS - L&D (5HP) | [5 empty] | ELECTROSURGICAL UNITS |  | ELECTROSURGICALUNIT-Medtronic-Valleylab FT10 | ELECTROSURGICALUNIT | Valleylab FT10 |  |  |  | Medtronic | Electrosurgical Unit |  |  | ELECTROSURGICALUNIT-Medtronic-Valleylab FT10 |  |  |  | Covered PM Repair - Biomedical | MHHS-TMC
NO | NO |  |  |  | 069-48236 |  | COVIDIEN | VALLEYLAB FT10 |  | T9G34739DX | TMC - SAROFIM 3 - OR | MHHS-TMC |  | Electrosurgical Unit |  | 069-48236 |  | TMC |  | TMC - SAROFIM 3 - OR | [5 empty] | ELECTROSURGICAL UNITS |  | ELECTROSURGICALUNIT-Medtronic-Valleylab FT10 | ELECTROSURGICALUNIT | Valleylab FT10 |  |  |  | Medtronic | Electrosurgical Unit |  |  | ELECTROSURGICALUNIT-Medtronic-Valleylab FT10 |  |  |  | Not Covered Vendor Only - Biomedical | MHHS-TMC
NO | NO |  |  |  | 041-20862 |  | Creche Innovations |  |  | PNR-CRT-20.33037113000178 | MEMORIAL CITY - LABOR & DELIVERY | MHHS-Mem City |  |  |  | 041-20862 |  | West & Memorial City |  | MEMORIAL CITY - LABOR & DELIVERY | [5 empty] | CARTS |  | .needs class | [5 empty] | Creche Innovations | [7 empty] | Covered PM Repair - Biomedical | MHHS-Mem City
NO | YES |  |  |  | 129-07706 | 129-07706 | Creche Innovations | MICROCOOL |  |  | Sugar Land-Labor & Delivery | MHHS-Sugarland |  | Refrigerator, Medical |  | 129-07706 | 129-07706 | Sugar Land | MHHS-Sugarland | Sugar Land-Labor & Delivery |  | 5/1/19 |  |  |  | REFRIGERATORS, LABORATORY | Refrigerator, Kitchen | REFRIGERATORMEDICAL-Creche Innovations-MicroCool | REFRIGERATORMEDICAL | MicroCool |  |  |  | Creche Innovations | Refrigerator, Medical |  | REFRIGERATORMEDICAL-Creche Innovations-MicroCool |  | 10/17/14 |  |  | Covered PM Repair - Biomedical | MHHS-Sugarland | [7 empty] | Refrigerator, Kitchen | REFRIGERATORKITCHEN | Refrigerator, Kitchen | Creche Innovations
NO | YES |  |  |  | 129-07707 | 129-07707 | Creche Innovations | MICROCOOL |  |  | Sugar Land-Pedi IMU | MHHS-Sugarland |  | Refrigerator, Medical |  | 129-07707 | 129-07707 | Sugar Land | MHHS-Sugarland | Sugar Land-Pedi IMU |  | 5/1/19 |  |  |  | REFRIGERATORS, LABORATORY | Refrigerator, Kitchen | REFRIGERATORMEDICAL-Creche Innovations-MicroCool | REFRIGERATORMEDICAL | MicroCool |  |  |  | Creche Innovations | Refrigerator, Medical |  | REFRIGERATORMEDICAL-Creche Innovations-MicroCool |  | 10/17/14 |  |  | Covered PM Repair - Biomedical | MHHS-Sugarland | [7 empty] | Refrigerator, Kitchen | REFRIGERATORKITCHEN | Refrigerator, Kitchen | Creche Innovations
NO | NO |  |  |  | 145-01394 |  | Creche Innovations | MICROCOOL |  | CI-MC-20.330370184500047 | PEARLAND - LABOR & DELIVERY | MHHS-Pearland Hospital |  | Refrigerator, Medical |  | 145-01394 |  | Pearland |  | PEARLAND - LABOR & DELIVERY | [5 empty] | REFRIGERATORS, LABORATORY |  | REFRIGERATORMEDICAL-Creche Innovations-MicroCool | REFRIGERATORMEDICAL | MicroCool |  |  |  | Creche Innovations | Refrigerator, Medical |  | REFRIGERATORMEDICAL-Creche Innovations-MicroCool |  |  |  |  | Covered PM Repair - Biomedical | MHHS-Pearland Hospital
NO | NO |  |  |  | 005-12991 |  | Creche Innovations | MICROCOOL |  | C1-MC-RRU-20.330370184500051 | SE - LABOR & DELIVERY | MHHS-Southeast |  | Refrigerator, Medical |  | 005-12991 |  | Southeast & Bay Area |  | SE - LABOR & DELIVERY | [5 empty] | REFRIGERATORS, LABORATORY |  | REFRIGERATORMEDICAL-Creche Innovations-MicroCool | REFRIGERATORMEDICAL | MicroCool |  |  |  | Creche Innovations | Refrigerator, Medical |  | REFRIGERATORMEDICAL-Creche Innovations-MicroCool |  |  |  |  | Covered PM Repair - Biomedical | MHHS-Southeast
NO | YES |  |  |  | 041-20860 | 041-20860 | Creche Innovations | N/A |  | PNR-CRT-20.330371173000288 | Memorial City-Labor & Delivery | MHHS-Mem City |  |  |  | 041-20860 | 041-20860 | West | MHHS-Mem City | Memorial City-Labor & Delivery | Hall |  |  |  |  | CARTS |  | .needs class | [5 empty] | Creche Innovations |  |  |  |  | 4/4/17 |  |  | Covered PM Repair - Biomedical | MHHS-Mem City
NO | YES |  |  |  | 041-20861 | 041-20861 | Creche Innovations | N/A |  | PNR-CRT-20.330371173000283 | Memorial City-Postpartum | MHHS-Mem City |  |  |  | 041-20861 | 041-20861 | West | MHHS-Mem City | Memorial City-Postpartum | Hallway |  |  | 8/1/18 |  | CARTS |  | .needs class | [5 empty] | Creche Innovations |  |  |  |  | 4/4/17 |  |  | Covered PM Repair - Biomedical | MHHS-Mem City
NO | NO |  |  |  | 029-09481 |  | Creche Innovations | PENGUIN |  | 4.0201401.103195724 | WOODLANDS - NICU | MHHS-Woodlands |  | Warmer, Nutritional |  | 029-09481 |  | Woodlands |  | WOODLANDS - NICU | [5 empty] | WARMING UNITS, MULTIPURPOSE |  | WARMERNUTRITIONAL-Ameda-Penguin | WARMERNUTRITIONAL | Penguin |  |  |  | Ameda Inc | Warmer, Nutritional |  |  | WARMERNUTRITIONAL-Ameda-Penguin |  |  |  | Not Covered Vendor Only - Biomedical | MHHS-Woodlands
NO | YES |  |  |  | 129-05949 | 129-05949 | Creche Innovations | PNW-001-1.0 |  |  | Sugar Land-Nursery | MHHS-Sugarland |  | Warmer, Nutritional |  | 129-05949 | 129-05949 | Sugar Land | MHHS-Sugarland | Sugar Land-Nursery | NICU Equipment Room | 12/1/18 | 12/1/19 |  |  | WARMING UNITS, MULTIPURPOSE | Warmer, Nutritional | WARMERNUTRITIONAL-Creche Innovations-PNW-001-1.0 | WARMERNUTRITIONAL | PNW-001-1.0 |  |  |  | Creche Innovations | Warmer, Nutritional |  | WARMERNUTRITIONAL-Creche Innovations-PNW-001-1.0 |  | 8/1/17 |  |  | Covered PM Repair - Biomedical | MHHS-Sugarland | [7 empty] | Warmer, Nutritional | WARMERNUTRITIONAL | Warmer, Nutritional | Creche Innovations
NO | YES |  |  |  | 129-05536 | 129-05536 | Creche Innovations | PNW-001-1.0 |  | 1.0201301.103185213 | Sugar Land-Nursery | MHHS-Sugarland |  | Warmer, Nutritional |  | 129-05536 | 129-05536 | Sugar Land | MHHS-Sugarland | Sugar Land-Nursery | NICU Equipment Room | 12/1/18 | 12/1/19 |  |  | WARMING UNITS, MULTIPURPOSE | Warmer, Nutritional | WARMERNUTRITIONAL-Creche Innovations-PNW-001-1.0 | WARMERNUTRITIONAL | PNW-001-1.0 |  |  |  | Creche Innovations | Warmer, Nutritional |  | WARMERNUTRITIONAL-Creche Innovations-PNW-001-1.0 |  | 8/1/17 |  |  | Covered PM Repair - Biomedical | MHHS-Sugarland | [7 empty] | Warmer, Nutritional | WARMERNUTRITIONAL | Warmer, Nutritional | Creche Innovations
NO | YES |  |  |  | 077-06727 | 077-06727 | Creche Innovations | PNW-001-1.0 |  | 1.0201501.103196138 | TMC-Children's-CCN (10Hp) | MHHS-TMC |  | Warmer, Nutritional |  | 077-06727 | 077-06727 | TMC | MHHS-TMC | TMC-Children's-CCN (10Hp) |  | 8/7/18 |  |  |  | WARMING UNITS, MULTIPURPOSE | Warmer, Nutritional | WARMERNUTRITIONAL-Creche Innovations-PNW-001-1.0 | WARMERNUTRITIONAL | PNW-001-1.0 |  |  |  | Creche Innovations | Warmer, Nutritional |  | WARMERNUTRITIONAL-Creche Innovations-PNW-001-1.0 |  |  | Verified 3/30/2020 4:07pm (Central) |  | Covered PM Repair - Biomedical | MHHS-TMC | [7 empty] | Warmer, Nutritional | WARMERNUTRITIONAL | Warmer, Nutritional | Creche Innovations
NO | YES |  |  |  | 077-09795 | 077-09795 | Creche Innovations | PNW-001-1.0 |  |  | TMC-Children's-CCN (10Hp) | MHHS-TMC |  | Warmer, Nutritional |  | 077-09795 | 077-09795 | TMC | MHHS-TMC | TMC-Children's-CCN (10Hp) |  | 6/13/18 |  |  |  | WARMING UNITS, MULTIPURPOSE | Warmer, Nutritional | WARMERNUTRITIONAL-Creche Innovations-PNW-001-1.0 | WARMERNUTRITIONAL | PNW-001-1.0 |  |  |  | Creche Innovations | Warmer, Nutritional |  | WARMERNUTRITIONAL-Creche Innovations-PNW-001-1.0 |  | 5/1/17 | Verified 3/30/2020 4:07pm (Central) |  | Covered PM Repair - Biomedical | MHHS-TMC | [7 empty] | Warmer, Nutritional | WARMERNUTRITIONAL | Warmer, Nutritional | Creche Innovations
NO | YES |  |  |  | 099-11181 | 099-11181 | Creche Innovations | PNW-001-1.0 |  |  | TMC-Children's-CSC (9Hp) | MHHS-TMC |  | Warmer, Nutritional |  | 099-11181 | 099-11181 | TMC | MHHS-TMC | TMC-Children's-CSC (9Hp) |  | 5/15/18 |  |  |  | WARMING UNITS, MULTIPURPOSE | Warmer, Nutritional | WARMERNUTRITIONAL-Creche Innovations-PNW-001-1.0 | WARMERNUTRITIONAL | PNW-001-1.0 |  |  |  | Creche Innovations | Warmer, Nutritional |  | WARMERNUTRITIONAL-Creche Innovations-PNW-001-1.0 |  | 5/1/17 |  |  | Covered PM Repair - Biomedical | MHHS-TMC | [7 empty] | Warmer, Nutritional | WARMERNUTRITIONAL | Warmer, Nutritional | Creche Innovations
NO | YES |  |  |  | 077-09483 | 077-09483 | Creche Innovations | PNW-001-1.0 |  | 1.0201501.103196136 | TMC-Children's-CSC (9Hp) | MHHS-TMC |  | Warmer, Nutritional |  | 077-09483 | 077-09483 | TMC | MHHS-TMC | TMC-Children's-CSC (9Hp) |  | 5/16/18 |  |  |  | WARMING UNITS, MULTIPURPOSE | Warmer, Nutritional | WARMERNUTRITIONAL-Creche Innovations-PNW-001-1.0 | WARMERNUTRITIONAL | PNW-001-1.0 |  |  |  | Creche Innovations | Warmer, Nutritional |  | WARMERNUTRITIONAL-Creche Innovations-PNW-001-1.0 |  | 3/1/17 | Verified 3/30/2020 4:07pm (Central) |  | Covered PM Repair - Biomedical | MHHS-TMC | [7 empty] | Warmer, Nutritional | WARMERNUTRITIONAL | Warmer, Nutritional | Creche Innovations
NO | YES |  |  |  | 077-08138 | 077-08138 | Creche Innovations | PNW-001-1.0 |  | 1.0201501.103196164 | TMC-Children's-NICU (7Hp) | MHHS-TMC |  | Warmer, Nutritional |  | 077-08138 | 077-08138 | TMC | MHHS-TMC | TMC-Children's-NICU (7Hp) |  | 5/9/18 |  |  |  | WARMING UNITS, MULTIPURPOSE | Warmer, Nutritional | WARMERNUTRITIONAL-Creche Innovations-PNW-001-1.0 | WARMERNUTRITIONAL | PNW-001-1.0 |  |  |  | Creche Innovations | Warmer, Nutritional |  | WARMERNUTRITIONAL-Creche Innovations-PNW-001-1.0 |  | 6/1/13 | Verified 3/30/2020 4:07pm (Central) |  | Covered PM Repair - Biomedical | MHHS-TMC | [7 empty] | Warmer, Nutritional | WARMERNUTRITIONAL | Warmer, Nutritional | Creche Innovations
NO | YES |  |  |  | 077-08140 | 077-08140 | Creche Innovations | PNW-001-1.0 |  | 1.0201501.103196165 | TMC-Children's-NICU (7Hp) | MHHS-TMC |  | Warmer, Nutritional |  | 077-08140 | 077-08140 | TMC | MHHS-TMC | TMC-Children's-NICU (7Hp) |  | 5/8/18 |  |  |  | WARMING UNITS, MULTIPURPOSE | Warmer, Nutritional | WARMERNUTRITIONAL-Creche Innovations-PNW-001-1.0 | WARMERNUTRITIONAL | PNW-001-1.0 |  |  |  | Creche Innovations | Warmer, Nutritional |  | WARMERNUTRITIONAL-Creche Innovations-PNW-001-1.0 |  |  | Verified 3/30/2020 4:07pm (Central) |  | Covered PM Repair - Biomedical | MHHS-TMC | [7 empty] | Warmer, Nutritional | WARMERNUTRITIONAL | Warmer, Nutritional | Creche Innovations
NO | YES |  |  |  | 077-08141 | 077-08141 | Creche Innovations | PNW-001-1.0 |  | 1.0201501.103196157 | TMC-Children's-NICU (7Hp) | MHHS-TMC |  | Warmer, Nutritional |  | 077-08141 | 077-08141 | TMC | MHHS-TMC | TMC-Children's-NICU (7Hp) |  | 5/22/18 |  |  |  | WARMING UNITS, MULTIPURPOSE | Warmer, Nutritional | WARMERNUTRITIONAL-Creche Innovations-PNW-001-1.0 | WARMERNUTRITIONAL | PNW-001-1.0 |  |  |  | Creche Innovations | Warmer, Nutritional |  | WARMERNUTRITIONAL-Creche Innovations-PNW-001-1.0 |  | 3/1/17 | Verified 3/30/2020 4:07pm (Central) |  | Covered PM Repair - Biomedical | MHHS-TMC | [7 empty] | Warmer, Nutritional | WARMERNUTRITIONAL | Warmer, Nutritional | Creche Innovations
NO | YES |  |  |  | 077-08144 | 077-08144 | Creche Innovations | PNW-001-1.0 |  | 1.0201501.103196161 | TMC-Children's-NICU (7Hp) | MHHS-TMC |  | Warmer, Nutritional |  | 077-08144 | 077-08144 | TMC | MHHS-TMC | TMC-Children's-NICU (7Hp) |  | 5/10/18 |  |  |  | WARMING UNITS, MULTIPURPOSE | Warmer, Nutritional | WARMERNUTRITIONAL-Creche Innovations-PNW-001-1.0 | WARMERNUTRITIONAL | PNW-001-1.0 |  |  |  | Creche Innovations | Warmer, Nutritional |  | WARMERNUTRITIONAL-Creche Innovations-PNW-001-1.0 |  | 5/1/17 | Verified 3/30/2020 4:07pm (Central) |  | Covered PM Repair - Biomedical | MHHS-TMC | [7 empty] | Warmer, Nutritional | WARMERNUTRITIONAL | Warmer, Nutritional | Creche Innovations
NO | YES |  |  |  | 077-08145 | 077-08145 | Creche Innovations | PNW-001-1.0 |  | 1.0201501.103196160 | TMC-Children's-NICU (7Hp) | MHHS-TMC |  | Warmer, Nutritional |  | 077-08145 | 077-08145 | TMC | MHHS-TMC | TMC-Children's-NICU (7Hp) |  | 5/9/18 |  |  |  | WARMING UNITS, MULTIPURPOSE | Warmer, Nutritional | WARMERNUTRITIONAL-Creche Innovations-PNW-001-1.0 | WARMERNUTRITIONAL | PNW-001-1.0 |  |  |  | Creche Innovations | Warmer, Nutritional |  | WARMERNUTRITIONAL-Creche Innovations-PNW-001-1.0 |  |  | Verified 3/30/2020 4:07pm (Central) |  | Covered PM Repair - Biomedical | MHHS-TMC | [7 empty] | Warmer, Nutritional | WARMERNUTRITIONAL | Warmer, Nutritional | Creche Innovations
NO | YES |  |  |  | 077-08146 | 077-08146 | Creche Innovations | PNW-001-1.0 |  | 1.0201501.103196163 | TMC-Children's-NICU (7Hp) | MHHS-TMC |  | Warmer, Nutritional |  | 077-08146 | 077-08146 | TMC | MHHS-TMC | TMC-Children's-NICU (7Hp) |  | 5/23/18 |  |  |  | WARMING UNITS, MULTIPURPOSE | Warmer, Nutritional | WARMERNUTRITIONAL-Creche Innovations-PNW-001-1.0 | WARMERNUTRITIONAL | PNW-001-1.0 |  |  |  | Creche Innovations | Warmer, Nutritional |  | WARMERNUTRITIONAL-Creche Innovations-PNW-001-1.0 |  |  | Verified 3/30/2020 4:07pm (Central) |  | Covered PM Repair - Biomedical | MHHS-TMC | [7 empty] | Warmer, Nutritional | WARMERNUTRITIONAL | Warmer, Nutritional | Creche Innovations
NO | YES |  |  |  | 077-09139 | 077-09139 | Creche Innovations | PNW-001-1.0 |  | 1.0201501.103195951 | TMC-Children's-NICU (7Hp) | MHHS-TMC |  | Warmer, Nutritional |  | 077-09139 | 077-09139 | TMC | MHHS-TMC | TMC-Children's-NICU (7Hp) |  | 6/25/18 |  |  |  | WARMING UNITS, MULTIPURPOSE | Warmer, Nutritional | WARMERNUTRITIONAL-Creche Innovations-PNW-001-1.0 | WARMERNUTRITIONAL | PNW-001-1.0 |  |  |  | Creche Innovations | Warmer, Nutritional |  | WARMERNUTRITIONAL-Creche Innovations-PNW-001-1.0 |  |  | Verified 3/30/2020 4:07pm (Central) |  | Covered PM Repair - Biomedical | MHHS-TMC | [7 empty] | Warmer, Nutritional | WARMERNUTRITIONAL | Warmer, Nutritional | Creche Innovations
NO | YES |  |  |  | 077-09141 | 077-09141 | Creche Innovations | PNW-001-1.0 |  | 1.0201201.103195847 | NICU Bear A | MHHS-TMC |  | Warmer, Nutritional |  | 077-09141 | 077-09141 | TMC | TCM | NICU Bear A | Memorial Hermann-Texas Medica Center NICU | 5/1/18 |  |  | No PM Sticker | WARMING UNITS, MULTIPURPOSE | Warmer, Nutritional | WARMERNUTRITIONAL-Creche Innovations-PNW-001-1.0 | WARMERNUTRITIONAL | PNW-001-1.0 |  |  |  | Creche Innovations | Warmer, Nutritional |  | WARMERNUTRITIONAL-Creche Innovations-PNW-001-1.0 |  | 4/15/17 |  |  | Covered PM Repair - Biomedical | MHHS-TMC | [7 empty] | Warmer, Nutritional | WARMERNUTRITIONAL | Warmer, Nutritional | Creche Innovations
NO | YES |  |  |  | 077-09148 | 077-09148 | Creche Innovations | PNW-001-1.0 |  | 1.0201401.103195842 | TMC-Children's-NICU (7Hp) | MHHS-TMC |  | Warmer, Nutritional |  | 077-09148 | 077-09148 | TMC | MHHS-TMC | TMC-Children's-NICU (7Hp) |  | 5/24/18 |  |  |  | WARMING UNITS, MULTIPURPOSE | Warmer, Nutritional | WARMERNUTRITIONAL-Creche Innovations-PNW-001-1.0 | WARMERNUTRITIONAL | PNW-001-1.0 |  |  |  | Creche Innovations | Warmer, Nutritional |  | WARMERNUTRITIONAL-Creche Innovations-PNW-001-1.0 |  | 4/15/17 | Verified 3/30/2020 4:07pm (Central) |  | Covered PM Repair - Biomedical | MHHS-TMC | [7 empty] | Warmer, Nutritional | WARMERNUTRITIONAL | Warmer, Nutritional | Creche Innovations
NO | YES |  |  |  | 077-09481 | 077-09481 | Creche Innovations | PNW-001-1.0 |  | 1.020120.103184299 | TMC-Children's-NICU (7Hp) | MHHS-TMC |  | Warmer, Nutritional |  | 077-09481 | 077-09481 | TMC | MHHS-TMC | TMC-Children's-NICU (7Hp) |  | 5/4/18 |  |  |  | WARMING UNITS, MULTIPURPOSE | Warmer, Nutritional | WARMERNUTRITIONAL-Creche Innovations-PNW-001-1.0 | WARMERNUTRITIONAL | PNW-001-1.0 |  |  |  | Creche Innovations | Warmer, Nutritional |  | WARMERNUTRITIONAL-Creche Innovations-PNW-001-1.0 |  | 5/1/17 | Verified 3/30/2020 4:07pm (Central) |  | Covered PM Repair - Biomedical | MHHS-TMC | [7 empty] | Warmer, Nutritional | WARMERNUTRITIONAL | Warmer, Nutritional | Creche Innovations
NO | YES |  |  |  | 077-09496 | 077-09496 | Creche Innovations | PNW-001-1.0 |  | 1.0201201.103195884 | TMC-Children's-NICU (7Hp) | MHHS-TMC |  | Warmer, Nutritional |  | 077-09496 | 077-09496 | TMC | MHHS-TMC | TMC-Children's-NICU (7Hp) |  | 5/17/18 |  |  |  | WARMING UNITS, MULTIPURPOSE | Warmer, Nutritional | WARMERNUTRITIONAL-Creche Innovations-PNW-001-1.0 | WARMERNUTRITIONAL | PNW-001-1.0 |  |  |  | Creche Innovations | Warmer, Nutritional |  | WARMERNUTRITIONAL-Creche Innovations-PNW-001-1.0 |  | 5/1/17 | Verified 3/30/2020 4:07pm (Central) |  | Covered PM Repair - Biomedical | MHHS-TMC | [7 empty] | Warmer, Nutritional | WARMERNUTRITIONAL | Warmer, Nutritional | Creche Innovations
NO | YES |  |  |  | 077-09498 | 077-09498 | Creche Innovations | PNW-001-1.0 |  | 1.0201201.103184316 | TMC-Children's-NICU (7Hp) | MHHS-TMC |  | Warmer, Nutritional |  | 077-09498 | 077-09498 | TMC | MHHS-TMC | TMC-Children's-NICU (7Hp) |  | 5/3/18 |  |  |  | WARMING UNITS, MULTIPURPOSE | Warmer, Nutritional | WARMERNUTRITIONAL-Creche Innovations-PNW-001-1.0 | WARMERNUTRITIONAL | PNW-001-1.0 |  |  |  | Creche Innovations | Warmer, Nutritional |  | WARMERNUTRITIONAL-Creche Innovations-PNW-001-1.0 |  |  | Verified 3/30/2020 4:07pm (Central) |  | Covered PM Repair - Biomedical | MHHS-TMC | [7 empty] | Warmer, Nutritional | WARMERNUTRITIONAL | Warmer, Nutritional | Creche Innovations
NO | YES |  |  |  | 077-09499 | 077-09499 | Creche Innovations | PNW-001-1.0 |  | 1.0201401.103195840 | 7h | MHHS-TMC |  | Warmer, Nutritional |  | 077-09499 | 077-09499 | TMC | Memorial Hermann-Texas Medical Center | 7h | 7h 144 | 5/1/18 |  |  |  | WARMING UNITS, MULTIPURPOSE | Warmer, Nutritional | WARMERNUTRITIONAL-Creche Innovations-PNW-001-1.0 | WARMERNUTRITIONAL | PNW-001-1.0 |  |  |  | Creche Innovations | Warmer, Nutritional |  | WARMERNUTRITIONAL-Creche Innovations-PNW-001-1.0 |  | 3/1/17 |  |  | Covered PM Repair - Biomedical | MHHS-TMC | [7 empty] | Warmer, Nutritional | WARMERNUTRITIONAL | Warmer, Nutritional | Creche Innovations
NO | YES |  |  |  | 077-09500 | 077-09500 | Creche Innovations | PNW-001-1.0 |  | 1.0201501.103195952 | TMC-Children's-NICU (7Hp) | MHHS-TMC |  | Warmer, Nutritional |  | 077-09500 | 077-09500 | TMC | MHHS-TMC | TMC-Children's-NICU (7Hp) |  | 5/3/18 |  |  |  | WARMING UNITS, MULTIPURPOSE | Warmer, Nutritional | WARMERNUTRITIONAL-Creche Innovations-PNW-001-1.0 | WARMERNUTRITIONAL | PNW-001-1.0 |  |  |  | Creche Innovations | Warmer, Nutritional |  | WARMERNUTRITIONAL-Creche Innovations-PNW-001-1.0 |  | 6/21/19 | Verified 3/30/2020 4:07pm (Central) |  | Covered PM Repair - Biomedical | MHHS-TMC | [7 empty] | Warmer, Nutritional | WARMERNUTRITIONAL | Warmer, Nutritional | Creche Innovations
NO | YES |  |  |  | 077-09502 | 077-09502 | Creche Innovations | PNW-001-1.0 |  | 1.0201201.103184309 | TMC-Children's-NICU (7Hp) | MHHS-TMC |  | Warmer, Nutritional |  | 077-09502 | 077-09502 | TMC | MHHS-TMC | TMC-Children's-NICU (7Hp) |  | 5/4/18 |  |  |  | WARMING UNITS, MULTIPURPOSE | Warmer, Nutritional | WARMERNUTRITIONAL-Creche Innovations-PNW-001-1.0 | WARMERNUTRITIONAL | PNW-001-1.0 |  |  |  | Creche Innovations | Warmer, Nutritional |  | WARMERNUTRITIONAL-Creche Innovations-PNW-001-1.0 |  | 3/1/16 | Verified 3/30/2020 4:07pm (Central) |  | Covered PM Repair - Biomedical | MHHS-TMC | [7 empty] | Warmer, Nutritional | WARMERNUTRITIONAL | Warmer, Nutritional | Creche Innovations
NO | YES |  |  |  | 077-09503 |  | Creche Innovations | PNW-001-1.0 |  | 1.0201201.103184306 | TMC - NICU - Bear A | MHHS-TMC |  | Warmer, Nutritional |  | 077-09503 |  | TMC | TMC | TMC - NICU - Bear A | Memorial Hermann- Texas Medical Center NICU | 5/1/18 |  |  | No PM Sticker | WARMING UNITS, MULTIPURPOSE | Warmer, Nutritional | WARMERNUTRITIONAL-Creche Innovations-PNW-001-1.0 | WARMERNUTRITIONAL | PNW-001-1.0 |  |  |  | Creche Innovations | Warmer, Nutritional |  | WARMERNUTRITIONAL-Creche Innovations-PNW-001-1.0 |  | 4/14/17 |  |  | Covered PM Repair - Biomedical | MHHS-TMC | [7 empty] | Warmer, Nutritional | WARMERNUTRITIONAL | Warmer, Nutritional | Creche Innovations
NO | YES |  |  |  | 077-09505 | 077-09505 | Creche Innovations | PNW-001-1.0 |  | [1.0201201.103184283 | TMC-Children's-NICU (7Hp) | MHHS-TMC |  | Warmer, Nutritional |  | 077-09505 | 077-09505 | TMC | MHHS-TMC | TMC-Children's-NICU (7Hp) |  | 5/22/18 |  |  |  | WARMING UNITS, MULTIPURPOSE | Warmer, Nutritional | WARMERNUTRITIONAL-Creche Innovations-PNW-001-1.0 | WARMERNUTRITIONAL | PNW-001-1.0 |  |  |  | Creche Innovations | Warmer, Nutritional |  | WARMERNUTRITIONAL-Creche Innovations-PNW-001-1.0 |  | 5/1/17 | Verified 3/30/2020 4:07pm (Central) |  | Covered PM Repair - Biomedical | MHHS-TMC | [7 empty] | Warmer, Nutritional | WARMERNUTRITIONAL | Warmer, Nutritional | Creche Innovations
NO | YES |  |  |  | 077-09506 | 077-09506 | Creche Innovations | PNW-001-1.0 |  | 1.0201201.103184248 | TMC-Children's-NICU (7Hp) | MHHS-TMC |  | Warmer, Nutritional |  | 077-09506 | 077-09506 | TMC | MHHS-TMC | TMC-Children's-NICU (7Hp) |  | 5/16/18 |  |  |  | WARMING UNITS, MULTIPURPOSE | Warmer, Nutritional | WARMERNUTRITIONAL-Creche Innovations-PNW-001-1.0 | WARMERNUTRITIONAL | PNW-001-1.0 |  |  |  | Creche Innovations | Warmer, Nutritional |  | WARMERNUTRITIONAL-Creche Innovations-PNW-001-1.0 |  | 5/1/17 | Verified 3/30/2020 4:07pm (Central) |  | Covered PM Repair - Biomedical | MHHS-TMC | [7 empty] | Warmer, Nutritional | WARMERNUTRITIONAL | Warmer, Nutritional | Creche Innovations
NO | YES |  |  |  | 077-09507 | 077-09507 | Creche Innovations | PNW-001-1.0 |  | 1.0201201.103184315 | TMC-Children's-NICU (7Hp) | MHHS-TMC |  | Warmer, Nutritional |  | 077-09507 | 077-09507 | TMC | MHHS-TMC | TMC-Children's-NICU (7Hp) |  | 5/4/18 |  |  |  | WARMING UNITS, MULTIPURPOSE | Warmer, Nutritional | WARMERNUTRITIONAL-Creche Innovations-PNW-001-1.0 | WARMERNUTRITIONAL | PNW-001-1.0 |  |  |  | Creche Innovations | Warmer, Nutritional |  | WARMERNUTRITIONAL-Creche Innovations-PNW-001-1.0 |  |  | Verified 3/30/2020 4:07pm (Central) |  | Covered PM Repair - Biomedical | MHHS-TMC | [7 empty] | Warmer, Nutritional | WARMERNUTRITIONAL | Warmer, Nutritional | Creche Innovations
NO | YES |  |  |  | 077-09508 | 077-09508 | Creche Innovations | PNW-001-1.0 |  | 1.0201401.103195846 | TMC-Children's-NICU (7Hp) | MHHS-TMC |  | Warmer, Nutritional |  | 077-09508 | 077-09508 | TMC | MHHS-TMC | TMC-Children's-NICU (7Hp) |  | 5/8/18 |  |  |  | WARMING UNITS, MULTIPURPOSE | Warmer, Nutritional | WARMERNUTRITIONAL-Creche Innovations-PNW-001-1.0 | WARMERNUTRITIONAL | PNW-001-1.0 |  |  |  | Creche Innovations | Warmer, Nutritional |  | WARMERNUTRITIONAL-Creche Innovations-PNW-001-1.0 |  | 3/1/17 | Verified 3/30/2020 4:07pm (Central) |  | Covered PM Repair - Biomedical | MHHS-TMC | [7 empty] | Warmer, Nutritional | WARMERNUTRITIONAL | Warmer, Nutritional | Creche Innovations
NO | YES |  |  |  | 077-09509 | 077-09509 | Creche Innovations | PNW-001-1.0 |  | 1.0201201.103184260 | TMC-Children's-NICU (7Hp) | MHHS-TMC |  | Warmer, Nutritional |  | 077-09509 | 077-09509 | TMC | MHHS-TMC | TMC-Children's-NICU (7Hp) |  | 5/24/18 |  |  |  | WARMING UNITS, MULTIPURPOSE | Warmer, Nutritional | WARMERNUTRITIONAL-Creche Innovations-PNW-001-1.0 | WARMERNUTRITIONAL | PNW-001-1.0 |  |  |  | Creche Innovations | Warmer, Nutritional |  | WARMERNUTRITIONAL-Creche Innovations-PNW-001-1.0 |  | 8/1/20 | Verified 3/30/2020 4:07pm (Central) |  | Not Covered Vendor Only - Biomedical | MHHS-TMC | [7 empty] | Warmer, Nutritional | WARMERNUTRITIONAL | Warmer, Nutritional | Creche Innovations
NO | YES |  |  |  | 077-09511 | 077-09511 | Creche Innovations | PNW-001-1.0 |  | 1.0201401.103195886 | TMC-Children's-NICU (7Hp) | MHHS-TMC |  | Warmer, Nutritional |  | 077-09511 | 077-09511 | TMC | MHHS-TMC | TMC-Children's-NICU (7Hp) |  | 5/8/18 |  |  |  | WARMING UNITS, MULTIPURPOSE | Warmer, Nutritional | WARMERNUTRITIONAL-Creche Innovations-PNW-001-1.0 | WARMERNUTRITIONAL | PNW-001-1.0 |  |  |  | Creche Innovations | Warmer, Nutritional |  | WARMERNUTRITIONAL-Creche Innovations-PNW-001-1.0 |  | 11/1/19 | Verified 3/30/2020 4:07pm (Central) |  | Covered PM Repair - Biomedical | MHHS-TMC | [7 empty] | Warmer, Nutritional | WARMERNUTRITIONAL | Warmer, Nutritional | Creche Innovations
NO | YES |  |  |  | 077-09512 | 077-09512 | Creche Innovations | PNW-001-1.0 |  | 1.0201201.103184307 | TMC-Children's-NICU (7Hp) | MHHS-TMC |  | Warmer, Nutritional |  | 077-09512 | 077-09512 | TMC | MHHS-TMC | TMC-Children's-NICU (7Hp) |  | 5/9/18 |  |  |  | WARMING UNITS, MULTIPURPOSE | Warmer, Nutritional | WARMERNUTRITIONAL-Creche Innovations-PNW-001-1.0 | WARMERNUTRITIONAL | PNW-001-1.0 |  |  |  | Creche Innovations | Warmer, Nutritional |  | WARMERNUTRITIONAL-Creche Innovations-PNW-001-1.0 |  | 11/1/19 | Verified 3/30/2020 4:07pm (Central) |  | Covered PM Repair - Biomedical | MHHS-TMC | [7 empty] | Warmer, Nutritional | WARMERNUTRITIONAL | Warmer, Nutritional | Creche Innovations
NO | YES |  |  |  | 077-09518 | 077-09518 | Creche Innovations | PNW-001-1.0 |  | 1.0201401.103195844 | TMC-Children's-NICU (7Hp) | MHHS-TMC |  | Warmer, Nutritional |  | 077-09518 | 077-09518 | TMC | MHHS-TMC | TMC-Children's-NICU (7Hp) |  | 5/8/18 |  |  |  | WARMING UNITS, MULTIPURPOSE | Warmer, Nutritional | WARMERNUTRITIONAL-Creche Innovations-PNW-001-1.0 | WARMERNUTRITIONAL | PNW-001-1.0 |  |  |  | Creche Innovations | Warmer, Nutritional |  | WARMERNUTRITIONAL-Creche Innovations-PNW-001-1.0 |  | 11/1/19 | Verified 3/30/2020 4:07pm (Central) |  | Covered PM Repair - Biomedical | MHHS-TMC | [7 empty] | Warmer, Nutritional | WARMERNUTRITIONAL | Warmer, Nutritional | Creche Innovations
NO | YES |  |  |  | 077-09522 | 077-09522 | Creche Innovations | PNW-001-1.0 |  | 1.0201401.103195947 | TMC-Children's-NICU (7Hp) | MHHS-TMC |  | Warmer, Nutritional |  | 077-09522 | 077-09522 | TMC | MHHS-TMC | TMC-Children's-NICU (7Hp) |  | 5/17/18 |  |  |  | WARMING UNITS, MULTIPURPOSE | Warmer, Nutritional | WARMERNUTRITIONAL-Creche Innovations-PNW-001-1.0 | WARMERNUTRITIONAL | PNW-001-1.0 |  |  |  | Creche Innovations | Warmer, Nutritional |  | WARMERNUTRITIONAL-Creche Innovations-PNW-001-1.0 |  | 11/1/19 | Verified 3/30/2020 4:07pm (Central) |  | Covered PM Repair - Biomedical | MHHS-TMC | [7 empty] | Warmer, Nutritional | WARMERNUTRITIONAL | Warmer, Nutritional | Creche Innovations
NO | YES |  |  |  | 077-09527 | 077-09527 | Creche Innovations | PNW-001-1.0 |  | 1.0201401.10319841 | TMC-Children's-NICU (7Hp) | MHHS-TMC |  | Warmer, Nutritional |  | 077-09527 | 077-09527 | TMC | MHHS-TMC | TMC-Children's-NICU (7Hp) |  | 5/9/18 |  |  |  | WARMING UNITS, MULTIPURPOSE | Warmer, Nutritional | WARMERNUTRITIONAL-Creche Innovations-PNW-001-1.0 | WARMERNUTRITIONAL | PNW-001-1.0 |  |  |  | Creche Innovations | Warmer, Nutritional |  | WARMERNUTRITIONAL-Creche Innovations-PNW-001-1.0 |  | 5/1/17 | Verified 3/30/2020 4:07pm (Central) |  | Covered PM Repair - Biomedical | MHHS-TMC | [7 empty] | Warmer, Nutritional | WARMERNUTRITIONAL | Warmer, Nutritional | Creche Innovations
NO | YES |  |  |  | 077-09530 | 077-09530 | Creche Innovations | PNW-001-1.0 |  | 1.0201201.103184255 | TMC-Children's-NICU (7Hp) | MHHS-TMC |  | Warmer, Nutritional |  | 077-09530 | 077-09530 | TMC | MHHS-TMC | TMC-Children's-NICU (7Hp) |  | 5/24/18 |  |  |  | WARMING UNITS, MULTIPURPOSE | Warmer, Nutritional | WARMERNUTRITIONAL-Creche Innovations-PNW-001-1.0 | WARMERNUTRITIONAL | PNW-001-1.0 |  |  |  | Creche Innovations | Warmer, Nutritional |  | WARMERNUTRITIONAL-Creche Innovations-PNW-001-1.0 |  | 3/1/17 | Verified 3/30/2020 4:07pm (Central) |  | Covered PM Repair - Biomedical | MHHS-TMC | [7 empty] | Warmer, Nutritional | WARMERNUTRITIONAL | Warmer, Nutritional | Creche Innovations
NO | YES |  |  |  | 077-09531 | 077-09531 | Creche Innovations | PNW-001-1.0 |  | 1.020120.103184286 | TMC-Children's-NICU (7Hp) | MHHS-TMC |  | Warmer, Nutritional |  | 077-09531 | 077-09531 | TMC | MHHS-TMC | TMC-Children's-NICU (7Hp) |  | 6/14/18 |  |  |  | WARMING UNITS, MULTIPURPOSE | Warmer, Nutritional | WARMERNUTRITIONAL-Creche Innovations-PNW-001-1.0 | WARMERNUTRITIONAL | PNW-001-1.0 |  |  |  | Creche Innovations | Warmer, Nutritional |  | WARMERNUTRITIONAL-Creche Innovations-PNW-001-1.0 |  | 3/1/17 | Verified 3/30/2020 4:07pm (Central) |  | Covered PM Repair - Biomedical | MHHS-TMC | [7 empty] | Warmer, Nutritional | WARMERNUTRITIONAL | Warmer, Nutritional | Creche Innovations
NO | YES |  |  |  | 077-09532 | 077-09532 | Creche Innovations | PNW-001-1.0 |  | 1.0201401.103195877 | TMC-Children's-NICU (7Hp) | MHHS-TMC |  | Warmer, Nutritional |  | 077-09532 | 077-09532 | TMC | MHHS-TMC | TMC-Children's-NICU (7Hp) |  | 5/16/18 |  |  |  | WARMING UNITS, MULTIPURPOSE | Warmer, Nutritional | WARMERNUTRITIONAL-Creche Innovations-PNW-001-1.0 | WARMERNUTRITIONAL | PNW-001-1.0 |  |  |  | Creche Innovations | Warmer, Nutritional |  | WARMERNUTRITIONAL-Creche Innovations-PNW-001-1.0 |  | 4/14/17 | Verified 3/30/2020 4:07pm (Central) |  | Covered PM Repair - Biomedical | MHHS-TMC | [7 empty] | Warmer, Nutritional | WARMERNUTRITIONAL | Warmer, Nutritional | Creche Innovations
NO | YES |  |  |  | 077-09533 | 077-09533 | Creche Innovations | PNW-001-1.0 |  | 1.0201201.103184259 | TMC-Children's-NICU (7Hp) | MHHS-TMC |  | Warmer, Nutritional |  | 077-09533 | 077-09533 | TMC | MHHS-TMC | TMC-Children's-NICU (7Hp) |  | 5/11/18 |  |  |  | WARMING UNITS, MULTIPURPOSE | Warmer, Nutritional | WARMERNUTRITIONAL-Creche Innovations-PNW-001-1.0 | WARMERNUTRITIONAL | PNW-001-1.0 |  |  |  | Creche Innovations | Warmer, Nutritional |  | WARMERNUTRITIONAL-Creche Innovations-PNW-001-1.0 |  | 4/15/17 | Verified 3/30/2020 4:07pm (Central) |  | Covered PM Repair - Biomedical | MHHS-TMC | [7 empty] | Warmer, Nutritional | WARMERNUTRITIONAL | Warmer, Nutritional | Creche Innovations
NO | YES |  |  |  | 077-09534 | 077-09534 | Creche Innovations | PNW-001-1.0 |  | 1.0201201.103184261 | TMC-Children's-NICU (7Hp) | MHHS-TMC |  | Warmer, Nutritional |  | 077-09534 | 077-09534 | TMC | MHHS-TMC | TMC-Children's-NICU (7Hp) |  | 5/14/18 |  |  |  | WARMING UNITS, MULTIPURPOSE | Warmer, Nutritional | WARMERNUTRITIONAL-Creche Innovations-PNW-001-1.0 | WARMERNUTRITIONAL | PNW-001-1.0 |  |  |  | Creche Innovations | Warmer, Nutritional |  | WARMERNUTRITIONAL-Creche Innovations-PNW-001-1.0 |  | 5/1/17 | Verified 3/30/2020 4:07pm (Central) |  | Covered PM Repair - Biomedical | MHHS-TMC | [7 empty] | Warmer, Nutritional | WARMERNUTRITIONAL | Warmer, Nutritional | Creche Innovations
NO | YES |  |  |  | 077-09535 | 077-09535 | Creche Innovations | PNW-001-1.0 |  | 1.0201201.103184285 | TMC-Children's-NICU (7Hp) | MHHS-TMC |  | Warmer, Nutritional |  | 077-09535 | 077-09535 | TMC | MHHS-TMC | TMC-Children's-NICU (7Hp) |  | 5/3/18 |  |  |  | WARMING UNITS, MULTIPURPOSE | Warmer, Nutritional | WARMERNUTRITIONAL-Creche Innovations-PNW-001-1.0 | WARMERNUTRITIONAL | PNW-001-1.0 |  |  |  | Creche Innovations | Warmer, Nutritional |  | WARMERNUTRITIONAL-Creche Innovations-PNW-001-1.0 |  | 5/1/17 | Verified 3/30/2020 4:07pm (Central) |  | Covered PM Repair - Biomedical | MHHS-TMC | [7 empty] | Warmer, Nutritional | WARMERNUTRITIONAL | Warmer, Nutritional | Creche Innovations
NO | YES |  |  |  | 077-09536 | 077-09536 | Creche Innovations | PNW-001-1.0 |  | 1.0201201.103184247 | TMC-Children's-NICU (7Hp) | MHHS-TMC |  | Warmer, Nutritional |  | 077-09536 | 077-09536 | TMC | MHHS-TMC | TMC-Children's-NICU (7Hp) |  | 6/27/18 |  |  |  | WARMING UNITS, MULTIPURPOSE | Warmer, Nutritional | WARMERNUTRITIONAL-Creche Innovations-PNW-001-1.0 | WARMERNUTRITIONAL | PNW-001-1.0 |  |  |  | Creche Innovations | Warmer, Nutritional |  | WARMERNUTRITIONAL-Creche Innovations-PNW-001-1.0 |  |  | Verified 3/30/2020 4:07pm (Central) |  | Covered PM Repair - Biomedical | MHHS-TMC | [7 empty] | Warmer, Nutritional | WARMERNUTRITIONAL | Warmer, Nutritional | Creche Innovations
NO | YES |  |  |  | 077-09537 | 077-09537 | Creche Innovations | PNW-001-1.0 |  | 1.0201201.103184245 | TMC-Children's-NICU (7Hp) | MHHS-TMC |  | Warmer, Nutritional |  | 077-09537 | 077-09537 | TMC | MHHS-TMC | TMC-Children's-NICU (7Hp) |  | 5/3/18 |  |  |  | WARMING UNITS, MULTIPURPOSE | Warmer, Nutritional | WARMERNUTRITIONAL-Creche Innovations-PNW-001-1.0 | WARMERNUTRITIONAL | PNW-001-1.0 |  |  |  | Creche Innovations | Warmer, Nutritional |  | WARMERNUTRITIONAL-Creche Innovations-PNW-001-1.0 |  | 3/1/17 | Verified 3/30/2020 4:07pm (Central) |  | Covered PM Repair - Biomedical | MHHS-TMC | [7 empty] | Warmer, Nutritional | WARMERNUTRITIONAL | Warmer, Nutritional | Creche Innovations
NO | YES |  |  |  | 077-09538 | 077-09538 | Creche Innovations | PNW-001-1.0 |  | 1.0201401.103195946 | TMC-Children's-NICU (7Hp) | MHHS-TMC |  | Warmer, Nutritional |  | 077-09538 | 077-09538 | TMC | MHHS-TMC | TMC-Children's-NICU (7Hp) |  | 5/3/18 |  |  |  | WARMING UNITS, MULTIPURPOSE | Warmer, Nutritional | WARMERNUTRITIONAL-Creche Innovations-PNW-001-1.0 | WARMERNUTRITIONAL | PNW-001-1.0 |  |  |  | Creche Innovations | Warmer, Nutritional |  | WARMERNUTRITIONAL-Creche Innovations-PNW-001-1.0 |  | 12/1/16 | Verified 3/30/2020 4:07pm (Central) |  | Covered PM Repair - Biomedical | MHHS-TMC | [7 empty] | Warmer, Nutritional | WARMERNUTRITIONAL | Warmer, Nutritional | Creche Innovations
NO | YES |  |  |  | 077-09539 | 077-09539 | Creche Innovations | PNW-001-1.0 |  | 1.0201201.103184276 | TMC-Children's-NICU (7Hp) | MHHS-TMC |  | Warmer, Nutritional |  | 077-09539 | 077-09539 | TMC | MHHS-TMC | TMC-Children's-NICU (7Hp) |  | 7/17/18 |  |  |  | WARMING UNITS, MULTIPURPOSE | Warmer, Nutritional | WARMERNUTRITIONAL-Creche Innovations-PNW-001-1.0 | WARMERNUTRITIONAL | PNW-001-1.0 |  |  |  | Creche Innovations | Warmer, Nutritional |  | WARMERNUTRITIONAL-Creche Innovations-PNW-001-1.0 |  | 6/4/13 | Verified 3/30/2020 4:07pm (Central) |  | Covered PM Repair - Biomedical | MHHS-TMC | [7 empty] | Warmer, Nutritional | WARMERNUTRITIONAL | Warmer, Nutritional | Creche Innovations
NO | YES |  |  |  | 077-09541 | 077-09541 | Creche Innovations | PNW-001-1.0 |  | 1.0201201.103184253 | TMC-Children's-NICU (7Hp) | MHHS-TMC |  | Warmer, Nutritional |  | 077-09541 | 077-09541 | TMC | MHHS-TMC | TMC-Children's-NICU (7Hp) |  | 6/29/18 |  |  |  | WARMING UNITS, MULTIPURPOSE | Warmer, Nutritional | WARMERNUTRITIONAL-Creche Innovations-PNW-001-1.0 | WARMERNUTRITIONAL | PNW-001-1.0 |  |  |  | Creche Innovations | Warmer, Nutritional |  | WARMERNUTRITIONAL-Creche Innovations-PNW-001-1.0 |  |  | Verified 3/30/2020 4:07pm (Central) |  | Covered PM Repair - Biomedical | MHHS-TMC | [7 empty] | Warmer, Nutritional | WARMERNUTRITIONAL | Warmer, Nutritional | Creche Innovations
NO | YES |  |  |  | 077-09542 | 077-09542 | Creche Innovations | PNW-001-1.0 |  | 1.0201201.103184271 | TMC-Children's-NICU (7Hp) | MHHS-TMC |  | Warmer, Nutritional |  | 077-09542 | 077-09542 | TMC | MHHS-TMC | TMC-Children's-NICU (7Hp) |  | 5/9/18 |  |  |  | WARMING UNITS, MULTIPURPOSE | Warmer, Nutritional | WARMERNUTRITIONAL-Creche Innovations-PNW-001-1.0 | WARMERNUTRITIONAL | PNW-001-1.0 |  |  |  | Creche Innovations | Warmer, Nutritional |  | WARMERNUTRITIONAL-Creche Innovations-PNW-001-1.0 |  |  | Verified 3/30/2020 4:07pm (Central) |  | Covered PM Repair - Biomedical | MHHS-TMC | [7 empty] | Warmer, Nutritional | WARMERNUTRITIONAL | Warmer, Nutritional | Creche Innovations
NO | YES |  |  |  | 077-09544 | 077-09544 | Creche Innovations | PNW-001-1.0 |  | 1.0201201.103184258 | TMC-Children's-NICU (7Hp) | MHHS-TMC |  | Warmer, Nutritional |  | 077-09544 | 077-09544 | TMC | MHHS-TMC | TMC-Children's-NICU (7Hp) |  | 5/4/18 |  |  |  | WARMING UNITS, MULTIPURPOSE | Warmer, Nutritional | WARMERNUTRITIONAL-Creche Innovations-PNW-001-1.0 | WARMERNUTRITIONAL | PNW-001-1.0 |  |  |  | Creche Innovations | Warmer, Nutritional |  | WARMERNUTRITIONAL-Creche Innovations-PNW-001-1.0 |  |  | Verified 3/30/2020 4:07pm (Central) |  | Covered PM Repair - Biomedical | MHHS-TMC | [7 empty] | Warmer, Nutritional | WARMERNUTRITIONAL | Warmer, Nutritional | Creche Innovations
NO | YES |  |  |  | 077-09552 | 077-09552 | Creche Innovations | PNW-001-1.0 |  | 1.0201201.103184265 | TMC-Children's-NICU (7Hp) | MHHS-TMC |  | Warmer, Nutritional |  | 077-09552 | 077-09552 | TMC | MHHS-TMC | TMC-Children's-NICU (7Hp) |  | 5/8/18 |  |  |  | WARMING UNITS, MULTIPURPOSE | Warmer, Nutritional | WARMERNUTRITIONAL-Creche Innovations-PNW-001-1.0 | WARMERNUTRITIONAL | PNW-001-1.0 |  |  |  | Creche Innovations | Warmer, Nutritional |  | WARMERNUTRITIONAL-Creche Innovations-PNW-001-1.0 |  |  | Verified 3/30/2020 4:07pm (Central) |  | Covered PM Repair - Biomedical | MHHS-TMC | [7 empty] | Warmer, Nutritional | WARMERNUTRITIONAL | Warmer, Nutritional | Creche Innovations
NO | YES |  |  |  | 077-09554 | 077-09554 | Creche Innovations | PNW-001-1.0 |  |  | TMC-Children's-NICU (7Hp) | MHHS-TMC |  | Warmer, Nutritional |  | 077-09554 | 077-09554 | TMC | MHHS-TMC | TMC-Children's-NICU (7Hp) |  | 5/9/18 |  |  |  | WARMING UNITS, MULTIPURPOSE | Warmer, Nutritional | WARMERNUTRITIONAL-Creche Innovations-PNW-001-1.0 | WARMERNUTRITIONAL | PNW-001-1.0 |  |  |  | Creche Innovations | Warmer, Nutritional |  | WARMERNUTRITIONAL-Creche Innovations-PNW-001-1.0 |  | 5/1/17 | Verified 3/30/2020 4:07pm (Central) |  | Covered PM Repair - Biomedical | MHHS-TMC | [7 empty] | Warmer, Nutritional | WARMERNUTRITIONAL | Warmer, Nutritional | Creche Innovations
NO | YES |  |  |  | 077-09555 | 077-09555 | Creche Innovations | PNW-001-1.0 |  | 1.0201201.103184291 | TMC-Children's-NICU (7Hp) | MHHS-TMC |  | Warmer, Nutritional |  | 077-09555 | 077-09555 | TMC | MHHS-TMC | TMC-Children's-NICU (7Hp) |  | 5/14/18 |  |  |  | WARMING UNITS, MULTIPURPOSE | Warmer, Nutritional | WARMERNUTRITIONAL-Creche Innovations-PNW-001-1.0 | WARMERNUTRITIONAL | PNW-001-1.0 |  |  |  | Creche Innovations | Warmer, Nutritional |  | WARMERNUTRITIONAL-Creche Innovations-PNW-001-1.0 |  |  | Verified 3/30/2020 4:07pm (Central) |  | Covered PM Repair - Biomedical | MHHS-TMC | [7 empty] | Warmer, Nutritional | WARMERNUTRITIONAL | Warmer, Nutritional | Creche Innovations
NO | YES |  |  |  | 077-09556 |  | Creche Innovations | PNW-001-1.0 |  | 1.0201201.103184273 | TMC-Respiratory-Adult | MHHS-TMC |  | Warmer, Nutritional |  | 077-09556 |  | TMC | MHHS-TMC | TMC-Respiratory-Adult | Memorial Hermann- Texas Medical Center NICU |  |  | 3/1/20 | No PM Sticker | WARMING UNITS, MULTIPURPOSE | Warmer, Nutritional | WARMERNUTRITIONAL-Creche Innovations-PNW-001-1.0 | WARMERNUTRITIONAL | PNW-001-1.0 |  |  |  | Creche Innovations | Warmer, Nutritional |  | WARMERNUTRITIONAL-Creche Innovations-PNW-001-1.0 |  |  |  |  | Covered PM Repair - Biomedical | MHHS-TMC | [7 empty] | Warmer, Nutritional | WARMERNUTRITIONAL | Warmer, Nutritional | Creche Innovations
NO | YES |  |  |  | 077-09557 | 077-09557 | Creche Innovations | PNW-001-1.0 |  | 1.0201201.103184269 | TMC-Children's-NICU (7Hp) | MHHS-TMC |  | Warmer, Nutritional |  | 077-09557 | 077-09557 | TMC | MHHS-TMC | TMC-Children's-NICU (7Hp) |  | 5/23/18 |  |  |  | WARMING UNITS, MULTIPURPOSE | Warmer, Nutritional | WARMERNUTRITIONAL-Creche Innovations-PNW-001-1.0 | WARMERNUTRITIONAL | PNW-001-1.0 |  |  |  | Creche Innovations | Warmer, Nutritional |  | WARMERNUTRITIONAL-Creche Innovations-PNW-001-1.0 |  | 1/1/14 | Verified 3/30/2020 4:07pm (Central) |  | Covered PM Repair - Biomedical | MHHS-TMC | [7 empty] | Warmer, Nutritional | WARMERNUTRITIONAL | Warmer, Nutritional | Creche Innovations
NO | YES |  |  |  | 099-05783 | 099-05783 | Creche Innovations | PNW-001-1.0 |  | 1.0201201.103184246 | TMC-Children's-NICU (7Hp) | MHHS-TMC |  | Warmer, Nutritional |  | 099-05783 | 099-05783 | TMC | MHHS-TMC | TMC-Children's-NICU (7Hp) |  | 5/23/18 |  |  |  | WARMING UNITS, MULTIPURPOSE | Warmer, Nutritional | WARMERNUTRITIONAL-Creche Innovations-PNW-001-1.0 | WARMERNUTRITIONAL | PNW-001-1.0 |  |  |  | Creche Innovations | Warmer, Nutritional |  | WARMERNUTRITIONAL-Creche Innovations-PNW-001-1.0 |  |  |  |  | Covered PM Repair - Biomedical | MHHS-TMC | [7 empty] | Warmer, Nutritional | WARMERNUTRITIONAL | Warmer, Nutritional | Creche Innovations
NO | YES |  |  |  | 077-09559 | 077-09559 | Creche Innovations | PNW-001-1.0 |  | 1.0201201.103184254 | TMC-Children's-NICU (7Hp) | MHHS-TMC |  | Warmer, Nutritional |  | 077-09559 | 077-09559 | TMC | MHHS-TMC | TMC-Children's-NICU (7Hp) |  | 5/14/18 |  |  |  | WARMING UNITS, MULTIPURPOSE | Warmer, Nutritional | WARMERNUTRITIONAL-Creche Innovations-PNW-001-1.0 | WARMERNUTRITIONAL | PNW-001-1.0 |  |  |  | Creche Innovations | Warmer, Nutritional |  | WARMERNUTRITIONAL-Creche Innovations-PNW-001-1.0 |  | 11/28/19 | Verified 3/30/2020 4:07pm (Central) |  | Covered PM Repair - Biomedical | MHHS-TMC | [7 empty] | Warmer, Nutritional | WARMERNUTRITIONAL | Warmer, Nutritional | Creche Innovations
NO | YES |  |  |  | 077-09560 | 077-09560 | Creche Innovations | PNW-001-1.0 |  | 1.0201401.103195879 | TMC-Children's-NICU (7Hp) | MHHS-TMC |  | Warmer, Nutritional |  | 077-09560 | 077-09560 | TMC | MHHS-TMC | TMC-Children's-NICU (7Hp) |  | 5/14/18 |  |  |  | WARMING UNITS, MULTIPURPOSE | Warmer, Nutritional | WARMERNUTRITIONAL-Creche Innovations-PNW-001-1.0 | WARMERNUTRITIONAL | PNW-001-1.0 |  |  |  | Creche Innovations | Warmer, Nutritional |  | WARMERNUTRITIONAL-Creche Innovations-PNW-001-1.0 |  | 8/1/16 | Verified 3/30/2020 4:07pm (Central) |  | Covered PM Repair - Biomedical | MHHS-TMC | [7 empty] | Warmer, Nutritional | WARMERNUTRITIONAL | Warmer, Nutritional | Creche Innovations
NO | YES |  |  |  | 077-09561 | 077-09561 | Creche Innovations | PNW-001-1.0 |  | 1.0201201.103184310 | TMC-Children's-NICU (7Hp) | MHHS-TMC |  | Warmer, Nutritional |  | 077-09561 | 077-09561 | TMC | MHHS-TMC | TMC-Children's-NICU (7Hp) |  | 5/14/18 |  |  |  | WARMING UNITS, MULTIPURPOSE | Warmer, Nutritional | WARMERNUTRITIONAL-Creche Innovations-PNW-001-1.0 | WARMERNUTRITIONAL | PNW-001-1.0 |  |  |  | Creche Innovations | Warmer, Nutritional |  | WARMERNUTRITIONAL-Creche Innovations-PNW-001-1.0 |  |  | Verified 3/30/2020 4:07pm (Central) |  | Covered PM Repair - Biomedical | MHHS-TMC | [7 empty] | Warmer, Nutritional | WARMERNUTRITIONAL | Warmer, Nutritional | Creche Innovations
NO | YES |  |  |  | 077-09562 | 077-09562 | Creche Innovations | PNW-001-1.0 |  | 1.0201201.103184297 | TMC-Children's-NICU (7Hp) | MHHS-TMC |  | Warmer, Nutritional |  | 077-09562 | 077-09562 | TMC | MHHS-TMC | TMC-Children's-NICU (7Hp) |  | 5/24/18 |  |  |  | WARMING UNITS, MULTIPURPOSE | Warmer, Nutritional | WARMERNUTRITIONAL-Creche Innovations-PNW-001-1.0 | WARMERNUTRITIONAL | PNW-001-1.0 |  |  |  | Creche Innovations | Warmer, Nutritional |  | WARMERNUTRITIONAL-Creche Innovations-PNW-001-1.0 |  |  | Verified 3/30/2020 4:07pm (Central) |  | Covered PM Repair - Biomedical | MHHS-TMC | [7 empty] | Warmer, Nutritional | WARMERNUTRITIONAL | Warmer, Nutritional | Creche Innovations
NO | YES |  |  |  | 077-09567 | 077-09567 | Creche Innovations | PNW-001-1.0 |  | 1.0201201.103184311 | TMC-Children's-NICU (7Hp) | MHHS-TMC |  | Warmer, Nutritional |  | 077-09567 | 077-09567 | TMC | MHHS-TMC | TMC-Children's-NICU (7Hp) |  | 6/21/18 |  |  |  | WARMING UNITS, MULTIPURPOSE | Warmer, Nutritional | WARMERNUTRITIONAL-Creche Innovations-PNW-001-1.0 | WARMERNUTRITIONAL | PNW-001-1.0 |  |  |  | Creche Innovations | Warmer, Nutritional |  | WARMERNUTRITIONAL-Creche Innovations-PNW-001-1.0 |  |  | Verified 3/30/2020 4:07pm (Central) |  | Covered PM Repair - Biomedical | MHHS-TMC | [7 empty] | Warmer, Nutritional | WARMERNUTRITIONAL | Warmer, Nutritional | Creche Innovations
NO | YES |  |  |  | 077-09571 | 077-09571 | Creche Innovations | PNW-001-1.0 |  | 1.0201201.103184278 | TMC-Children's-NICU (7Hp) | MHHS-TMC |  | Warmer, Nutritional |  | 077-09571 | 077-09571 | TMC | MHHS-TMC | TMC-Children's-NICU (7Hp) |  | 5/24/18 |  |  |  | WARMING UNITS, MULTIPURPOSE | Warmer, Nutritional | WARMERNUTRITIONAL-Creche Innovations-PNW-001-1.0 | WARMERNUTRITIONAL | PNW-001-1.0 |  |  |  | Creche Innovations | Warmer, Nutritional |  | WARMERNUTRITIONAL-Creche Innovations-PNW-001-1.0 |  |  | Verified 3/30/2020 4:07pm (Central) |  | Covered PM Repair - Biomedical | MHHS-TMC | [7 empty] | Warmer, Nutritional | WARMERNUTRITIONAL | Warmer, Nutritional | Creche Innovations
NO | YES |  |  |  | 077-09766 | 077-09766 | Creche Innovations | PNW-001-1.0 |  |  | TMC-Children's-NICU (7Hp) | MHHS-TMC |  | Warmer, Nutritional |  | 077-09766 | 077-09766 | TMC | MHHS-TMC | TMC-Children's-NICU (7Hp) |  | 5/1/19 |  |  |  | WARMING UNITS, MULTIPURPOSE | Warmer, Nutritional | WARMERNUTRITIONAL-Creche Innovations-PNW-001-1.0 | WARMERNUTRITIONAL | PNW-001-1.0 |  |  |  | Creche Innovations | Warmer, Nutritional |  | WARMERNUTRITIONAL-Creche Innovations-PNW-001-1.0 |  |  | Verified 3/30/2020 4:07pm (Central) |  | Covered PM Repair - Biomedical | MHHS-TMC | [7 empty] | Warmer, Nutritional | WARMERNUTRITIONAL | Warmer, Nutritional | Creche Innovations
NO | YES | [5 empty] | Creche Innovations | PNW-001-1.0 |  | 1.0201201.103184305 | TMC-Children's-NICU (7Hp) | MHHS-TMC |  | Warmer, Nutritional |  |  |  | TMC | MHHS-TMC | TMC-Children's-NICU (7Hp) |  | 5/4/18 |  |  |  | WARMING UNITS, MULTIPURPOSE | Warmer, Nutritional | WARMERNUTRITIONAL-Creche Innovations-PNW-001-1.0 | WARMERNUTRITIONAL | PNW-001-1.0 |  |  |  | Creche Innovations | Warmer, Nutritional |  | WARMERNUTRITIONAL-Creche Innovations-PNW-001-1.0 |  |  | Verified 3/30/2020 4:07pm (Central) |  | Covered PM Repair - Biomedical | MHHS-TMC | [7 empty] | Warmer, Nutritional | WARMERNUTRITIONAL | Warmer, Nutritional | Creche Innovations
NO | YES | [5 empty] | Creche Innovations | PNW-001-1.0 |  | 1.0201201.103184313 | TMC-Children's-NICU (7Hp) | MHHS-TMC |  | Warmer, Nutritional |  |  |  | TMC | MHHS-TMC | TMC-Children's-NICU (7Hp) |  | 6/18/18 |  |  |  | WARMING UNITS, MULTIPURPOSE | Warmer, Nutritional | WARMERNUTRITIONAL-Creche Innovations-PNW-001-1.0 | WARMERNUTRITIONAL | PNW-001-1.0 |  |  |  | Creche Innovations | Warmer, Nutritional |  | WARMERNUTRITIONAL-Creche Innovations-PNW-001-1.0 |  | 1/1/19 | Verified 3/30/2020 4:07pm (Central) |  | Covered PM Repair - Biomedical | MHHS-TMC | [7 empty] | Warmer, Nutritional | WARMERNUTRITIONAL | Warmer, Nutritional | Creche Innovations
NO | YES | [5 empty] | Creche Innovations | PNW-001-1.0 |  | 1.0201201.103184270 | TMC-Children's-NICU (7Hp) | MHHS-TMC |  | Warmer, Nutritional |  |  |  | TMC | MHHS-TMC | TMC-Children's-NICU (7Hp) |  | 5/4/18 |  |  |  | WARMING UNITS, MULTIPURPOSE | Warmer, Nutritional | WARMERNUTRITIONAL-Creche Innovations-PNW-001-1.0 | WARMERNUTRITIONAL | PNW-001-1.0 |  |  |  | Creche Innovations | Warmer, Nutritional |  | WARMERNUTRITIONAL-Creche Innovations-PNW-001-1.0 |  | 1/1/19 | Verified 3/30/2020 4:07pm (Central) |  | Covered PM Repair - Biomedical | MHHS-TMC | [7 empty] | Warmer, Nutritional | WARMERNUTRITIONAL | Warmer, Nutritional | Creche Innovations
NO | YES |  |  |  |  | 077-09521 | Creche Innovations | PNW-001-1.0 |  |  | 7h | MHHS-TMC |  | Warmer, Nutritional |  |  | 077-09521 | TMC | Memorial Hermann-Texas Medical Center | 7h | 7h 144 | 5/1/18 |  |  |  | WARMING UNITS, MULTIPURPOSE | Warmer, Nutritional | WARMERNUTRITIONAL-Creche Innovations-PNW-001-1.0 | WARMERNUTRITIONAL | PNW-001-1.0 |  |  |  | Creche Innovations | Warmer, Nutritional |  | WARMERNUTRITIONAL-Creche Innovations-PNW-001-1.0 |  | 1/1/19 |  |  | Covered PM Repair - Biomedical | MHHS-TMC | [7 empty] | Warmer, Nutritional | WARMERNUTRITIONAL | Warmer, Nutritional | Creche Innovations
NO | YES | [5 empty] | Creche Innovations | PNW-001-1.0 |  |  | TMC-Children's-NICU (7Hp) | MHHS-TMC |  | Warmer, Nutritional |  |  |  | TMC | MHHS-TMC | TMC-Children's-NICU (7Hp) |  | 5/22/18 |  |  |  | WARMING UNITS, MULTIPURPOSE | Warmer, Nutritional | WARMERNUTRITIONAL-Creche Innovations-PNW-001-1.0 | WARMERNUTRITIONAL | PNW-001-1.0 |  |  |  | Creche Innovations | Warmer, Nutritional |  | WARMERNUTRITIONAL-Creche Innovations-PNW-001-1.0 |  | 1/1/19 | Verified 3/30/2020 4:07pm (Central) |  | Covered PM Repair - Biomedical | MHHS-TMC | [7 empty] | Warmer, Nutritional | WARMERNUTRITIONAL | Warmer, Nutritional | Creche Innovations
NO | YES | [5 empty] | Creche Innovations | PNW-001-1.0 |  | 1.0201201.103184303 | TMC-Children's-NICU (7Hp) | MHHS-TMC |  | Warmer, Nutritional |  |  |  | TMC | MHHS-TMC | TMC-Children's-NICU (7Hp) |  | 5/18/18 |  |  |  | WARMING UNITS, MULTIPURPOSE | Warmer, Nutritional | WARMERNUTRITIONAL-Creche Innovations-PNW-001-1.0 | WARMERNUTRITIONAL | PNW-001-1.0 |  |  |  | Creche Innovations | Warmer, Nutritional |  | WARMERNUTRITIONAL-Creche Innovations-PNW-001-1.0 |  | 1/1/19 | Verified 3/30/2020 4:07pm (Central) |  | Covered PM Repair - Biomedical | MHHS-TMC | [7 empty] | Warmer, Nutritional | WARMERNUTRITIONAL | Warmer, Nutritional | Creche Innovations
NO | YES | [5 empty] | Creche Innovations | PNW-001-1.0 |  | 1.0201201.103184267 | TMC-Children's-NICU (7Hp) | MHHS-TMC |  | Warmer, Nutritional |  |  |  | TMC | MHHS-TMC | TMC-Children's-NICU (7Hp) |  | 5/4/18 |  |  |  | WARMING UNITS, MULTIPURPOSE | Warmer, Nutritional | WARMERNUTRITIONAL-Creche Innovations-PNW-001-1.0 | WARMERNUTRITIONAL | PNW-001-1.0 |  |  |  | Creche Innovations | Warmer, Nutritional |  | WARMERNUTRITIONAL-Creche Innovations-PNW-001-1.0 |  | 1/1/19 | Verified 3/30/2020 4:07pm (Central) |  | Covered PM Repair - Biomedical | MHHS-TMC | [7 empty] | Warmer, Nutritional | WARMERNUTRITIONAL | Warmer, Nutritional | Creche Innovations
NO | YES | Asset Tag 1157436 |  |  |  |  | Creche Innovations | PNW-001-1.0 |  | 1.0201201.103184252 | TMC-Children's-NICU (7Hp) | MHHS-TMC |  | Warmer, Nutritional |  |  |  | TMC | MHHS-TMC | TMC-Children's-NICU (7Hp) |  | 5/8/18 |  |  |  | WARMING UNITS, MULTIPURPOSE | Warmer, Nutritional | WARMERNUTRITIONAL-Creche Innovations-PNW-001-1.0 | WARMERNUTRITIONAL | PNW-001-1.0 |  |  |  | Creche Innovations | Warmer, Nutritional |  | WARMERNUTRITIONAL-Creche Innovations-PNW-001-1.0 |  | 1/1/19 | Verified 3/30/2020 4:07pm (Central) |  | Covered PM Repair - Biomedical | MHHS-TMC | [7 empty] | Warmer, Nutritional | WARMERNUTRITIONAL | Warmer, Nutritional | Creche Innovations
NO | YES | [5 empty] | Creche Innovations | PNW-001-1.0 |  | 1.0201201.103184257 | TMC-Children's-NICU (7Hp) | MHHS-TMC |  | Warmer, Nutritional |  |  |  | TMC | MHHS-TMC | TMC-Children's-NICU (7Hp) |  | 5/22/18 |  |  |  | WARMING UNITS, MULTIPURPOSE | Warmer, Nutritional | WARMERNUTRITIONAL-Creche Innovations-PNW-001-1.0 | WARMERNUTRITIONAL | PNW-001-1.0 |  |  |  | Creche Innovations | Warmer, Nutritional |  | WARMERNUTRITIONAL-Creche Innovations-PNW-001-1.0 |  | 1/1/19 | Verified 3/30/2020 4:07pm (Central) |  | Covered PM Repair - Biomedical | MHHS-TMC | [7 empty] | Warmer, Nutritional | WARMERNUTRITIONAL | Warmer, Nutritional | Creche Innovations
NO | YES | [5 empty] | Creche Innovations | PNW-001-1.0 |  | 1.0201201.103184249 | TMC-Children's-NICU (7Hp) | MHHS-TMC |  | Warmer, Nutritional |  |  |  | TMC | MHHS-TMC | TMC-Children's-NICU (7Hp) |  | 5/14/18 |  |  |  | WARMING UNITS, MULTIPURPOSE | Warmer, Nutritional | WARMERNUTRITIONAL-Creche Innovations-PNW-001-1.0 | WARMERNUTRITIONAL | PNW-001-1.0 |  |  |  | Creche Innovations | Warmer, Nutritional |  | WARMERNUTRITIONAL-Creche Innovations-PNW-001-1.0 |  | 1/1/19 | Verified 3/30/2020 4:07pm (Central) |  | Covered PM Repair - Biomedical | MHHS-TMC | [7 empty] | Warmer, Nutritional | WARMERNUTRITIONAL | Warmer, Nutritional | Creche Innovations
NO | YES | [5 empty] | Creche Innovations | PNW-001-1.0 |  | 1.0201201.103184263 | TMC-Children's-NICU (7Hp) | MHHS-TMC |  | Warmer, Nutritional |  |  |  | TMC | MHHS-TMC | TMC-Children's-NICU (7Hp) |  | 5/17/18 |  |  |  | WARMING UNITS, MULTIPURPOSE | Warmer, Nutritional | WARMERNUTRITIONAL-Creche Innovations-PNW-001-1.0 | WARMERNUTRITIONAL | PNW-001-1.0 |  |  |  | Creche Innovations | Warmer, Nutritional |  | WARMERNUTRITIONAL-Creche Innovations-PNW-001-1.0 |  | 1/1/19 | Verified 3/30/2020 4:07pm (Central) |  | Covered PM Repair - Biomedical | MHHS-TMC | [7 empty] | Warmer, Nutritional | WARMERNUTRITIONAL | Warmer, Nutritional | Creche Innovations
NO | YES | [5 empty] | Creche Innovations | PNW-001-1.0 |  |  | TMC-Children's-NICU (7Hp) | MHHS-TMC |  | Warmer, Nutritional |  |  |  | TMC | MHHS-TMC | TMC-Children's-NICU (7Hp) |  | 5/23/18 |  |  |  | WARMING UNITS, MULTIPURPOSE | Warmer, Nutritional | WARMERNUTRITIONAL-Creche Innovations-PNW-001-1.0 | WARMERNUTRITIONAL | PNW-001-1.0 |  |  |  | Creche Innovations | Warmer, Nutritional |  | WARMERNUTRITIONAL-Creche Innovations-PNW-001-1.0 |  | 3/1/18 | Verified 3/30/2020 4:07pm (Central) |  | Covered PM Repair - Biomedical | MHHS-TMC | [7 empty] | Warmer, Nutritional | WARMERNUTRITIONAL | Warmer, Nutritional | Creche Innovations
NO | YES |  |  |  | 077-09075 | 077-09075 | Creche Innovations | PNW-001-1.0 |  | 1.0201201.103184289 | TMC-Children's-NICU/SCU (8Hp) | MHHS-TMC |  | Warmer, Nutritional |  | 077-09075 | 077-09075 | TMC | MHHS-TMC | TMC-Children's-NICU/SCU (8Hp) |  | 5/22/18 |  |  |  | WARMING UNITS, MULTIPURPOSE | Warmer, Nutritional | WARMERNUTRITIONAL-Creche Innovations-PNW-001-1.0 | WARMERNUTRITIONAL | PNW-001-1.0 |  |  |  | Creche Innovations | Warmer, Nutritional |  | WARMERNUTRITIONAL-Creche Innovations-PNW-001-1.0 |  | 3/1/13 | Verified 3/30/2020 4:07pm (Central) |  | Covered PM Repair - Biomedical | MHHS-TMC | [7 empty] | Warmer, Nutritional | WARMERNUTRITIONAL | Warmer, Nutritional | Creche Innovations
NO | YES |  |  |  | 077-09520 | 077-09520 | Creche Innovations | PNW-001-1.0 |  | 1.0201401.103195847 | 7h | MHHS-TMC |  | Warmer, Nutritional |  | 077-09520 | 077-09520 | TMC | Memorial Hermann-Texas Medical Center | 7h | 7h 144 | 5/1/18 |  |  | PM Not Required | WARMING UNITS, MULTIPURPOSE | Warmer, Nutritional | WARMERNUTRITIONAL-Creche Innovations-PNW-001-1.0 | WARMERNUTRITIONAL | PNW-001-1.0 |  |  |  | Creche Innovations | Warmer, Nutritional |  | WARMERNUTRITIONAL-Creche Innovations-PNW-001-1.0 |  | 3/1/14 |  |  | Covered PM Repair - Biomedical | MHHS-TMC | [7 empty] | Warmer, Nutritional | WARMERNUTRITIONAL | Warmer, Nutritional | Creche Innovations
NO | YES |  |  |  | 077-09529 | 077-09529 | Creche Innovations | PNW-001-1.0 |  | 1.0201501.103195953 | TMC-Children's-NICU/SCU (8Hp) | MHHS-TMC |  | Warmer, Nutritional |  | 077-09529 | 077-09529 | TMC | MHHS-TMC | TMC-Children's-NICU/SCU (8Hp) |  | 6/26/18 |  |  |  | WARMING UNITS, MULTIPURPOSE | Warmer, Nutritional | WARMERNUTRITIONAL-Creche Innovations-PNW-001-1.0 | WARMERNUTRITIONAL | PNW-001-1.0 |  |  |  | Creche Innovations | Warmer, Nutritional |  | WARMERNUTRITIONAL-Creche Innovations-PNW-001-1.0 |  | 3/1/14 | Verified 3/30/2020 4:07pm (Central) |  | Covered PM Repair - Biomedical | MHHS-TMC | [7 empty] | Warmer, Nutritional | WARMERNUTRITIONAL | Warmer, Nutritional | Creche Innovations
NO | YES |  |  |  | 077-09547 | 077-09547 | Creche Innovations | PNW-001-1.0 |  | 1.0201401.103195949 | TMC-Children's-NICU/SCU (8Hp) | MHHS-TMC |  | Warmer, Nutritional |  | 077-09547 | 077-09547 | TMC | MHHS-TMC | TMC-Children's-NICU/SCU (8Hp) |  | 5/10/18 |  |  |  | WARMING UNITS, MULTIPURPOSE | Warmer, Nutritional | WARMERNUTRITIONAL-Creche Innovations-PNW-001-1.0 | WARMERNUTRITIONAL | PNW-001-1.0 |  |  |  | Creche Innovations | Warmer, Nutritional |  | WARMERNUTRITIONAL-Creche Innovations-PNW-001-1.0 |  |  | Verified 3/30/2020 4:07pm (Central) |  | Covered PM Repair - Biomedical | MHHS-TMC | [7 empty] | Warmer, Nutritional | WARMERNUTRITIONAL | Warmer, Nutritional | Creche Innovations
NO | YES |  |  |  | 077-09549 | 077-09549 | Creche Innovations | PNW-001-1.0 |  | 1.0201401.103195885 | TMC-Children's-NICU/SCU (8Hp) | MHHS-TMC |  | Warmer, Nutritional |  | 077-09549 | 077-09549 | TMC | MHHS-TMC | TMC-Children's-NICU/SCU (8Hp) |  | 5/8/18 |  |  |  | WARMING UNITS, MULTIPURPOSE | Warmer, Nutritional | WARMERNUTRITIONAL-Creche Innovations-PNW-001-1.0 | WARMERNUTRITIONAL | PNW-001-1.0 |  |  |  | Creche Innovations | Warmer, Nutritional |  | WARMERNUTRITIONAL-Creche Innovations-PNW-001-1.0 |  |  | Verified 3/30/2020 4:07pm (Central) |  | Covered PM Repair - Biomedical | MHHS-TMC | [7 empty] | Warmer, Nutritional | WARMERNUTRITIONAL | Warmer, Nutritional | Creche Innovations
NO | YES |  |  |  | 077-09570 | 077-09570 | Creche Innovations | PNW-001-1.0 |  | 1.0201401.103195887 | TMC-Children's-NICU/SCU (8Hp) | MHHS-TMC |  | Warmer, Nutritional |  | 077-09570 | 077-09570 | TMC | MHHS-TMC | TMC-Children's-NICU/SCU (8Hp) |  | 5/15/18 |  |  |  | WARMING UNITS, MULTIPURPOSE | Warmer, Nutritional | WARMERNUTRITIONAL-Creche Innovations-PNW-001-1.0 | WARMERNUTRITIONAL | PNW-001-1.0 |  |  |  | Creche Innovations | Warmer, Nutritional |  | WARMERNUTRITIONAL-Creche Innovations-PNW-001-1.0 |  | 1/1/08 | Verified 3/30/2020 4:07pm (Central) |  | Covered PM Repair - Biomedical | MHHS-TMC | [7 empty] | Warmer, Nutritional | WARMERNUTRITIONAL | Warmer, Nutritional | Creche Innovations
NO | YES | [5 empty] | Creche Innovations | PNW-001-1.0 |  | 1.0201201.103184244 | TMC-Children's-NICU/SCU (8Hp) | MHHS-TMC |  | Warmer, Nutritional |  |  |  | TMC | MHHS-TMC | TMC-Children's-NICU/SCU (8Hp) |  | 5/8/18 |  |  |  | WARMING UNITS, MULTIPURPOSE | Warmer, Nutritional | WARMERNUTRITIONAL-Creche Innovations-PNW-001-1.0 | WARMERNUTRITIONAL | PNW-001-1.0 |  |  |  | Creche Innovations | Warmer, Nutritional |  | WARMERNUTRITIONAL-Creche Innovations-PNW-001-1.0 |  |  | Verified 3/30/2020 4:07pm (Central) |  | Covered PM Repair - Biomedical | MHHS-TMC | [7 empty] | Warmer, Nutritional | WARMERNUTRITIONAL | Warmer, Nutritional | Creche Innovations
NO | YES |  |  |  | 077-09078 | 077-09078 | Creche Innovations | PNW-001-1.0 |  | 1.0201501.103196154 | TMC-Children's-PICU (9Hp) | MHHS-TMC |  | Warmer, Nutritional |  | 077-09078 | 077-09078 | TMC | MHHS-TMC | TMC-Children's-PICU (9Hp) |  | 5/16/18 |  |  |  | WARMING UNITS, MULTIPURPOSE | Warmer, Nutritional | WARMERNUTRITIONAL-Creche Innovations-PNW-001-1.0 | WARMERNUTRITIONAL | PNW-001-1.0 |  |  |  | Creche Innovations | Warmer, Nutritional |  | WARMERNUTRITIONAL-Creche Innovations-PNW-001-1.0 |  |  | Verified 3/30/2020 4:07pm (Central) |  | Covered PM Repair - Biomedical | MHHS-TMC | [7 empty] | Warmer, Nutritional | WARMERNUTRITIONAL | Warmer, Nutritional | Creche Innovations
NO | YES |  |  |  | 077-09079 | 077-09079 | Creche Innovations | PNW-001-1.0 |  | 1.0201501.103196137 | TMC-Children's-PICU (9Hp) | MHHS-TMC |  | Warmer, Nutritional |  | 077-09079 | 077-09079 | TMC | MHHS-TMC | TMC-Children's-PICU (9Hp) |  | 5/15/18 |  |  |  | WARMING UNITS, MULTIPURPOSE | Warmer, Nutritional | WARMERNUTRITIONAL-Creche Innovations-PNW-001-1.0 | WARMERNUTRITIONAL | PNW-001-1.0 |  |  |  | Creche Innovations | Warmer, Nutritional |  | WARMERNUTRITIONAL-Creche Innovations-PNW-001-1.0 |  |  | Verified 3/30/2020 4:07pm (Central) |  | Covered PM Repair - Biomedical | MHHS-TMC | [7 empty] | Warmer, Nutritional | WARMERNUTRITIONAL | Warmer, Nutritional | Creche Innovations
NO | YES |  |  |  | 077-09080 | 077-09080 | Creche Innovations | PNW-001-1.0 |  | 1.0201501.103196139 | TMC-Children's-PICU (9Hp) | MHHS-TMC |  | Warmer, Nutritional |  | 077-09080 | 077-09080 | TMC | MHHS-TMC | TMC-Children's-PICU (9Hp) |  | 5/16/18 |  |  |  | WARMING UNITS, MULTIPURPOSE | Warmer, Nutritional | WARMERNUTRITIONAL-Creche Innovations-PNW-001-1.0 | WARMERNUTRITIONAL | PNW-001-1.0 |  |  |  | Creche Innovations | Warmer, Nutritional |  | WARMERNUTRITIONAL-Creche Innovations-PNW-001-1.0 |  |  | Verified 3/30/2020 4:07pm (Central) |  | Covered PM Repair - Biomedical | MHHS-TMC | [7 empty] | Warmer, Nutritional | WARMERNUTRITIONAL | Warmer, Nutritional | Creche Innovations
NO | YES |  |  |  | 077-09191 | 077-09191 | Creche Innovations | PNW-001-1.0 |  | 1.0201501.103196152 | TMC-Children's-PICU (9Hp) | MHHS-TMC |  | Warmer, Nutritional |  | 077-09191 | 077-09191 | TMC | MHHS-TMC | TMC-Children's-PICU (9Hp) |  | 5/15/18 |  |  |  | WARMING UNITS, MULTIPURPOSE | Warmer, Nutritional | WARMERNUTRITIONAL-Creche Innovations-PNW-001-1.0 | WARMERNUTRITIONAL | PNW-001-1.0 |  |  |  | Creche Innovations | Warmer, Nutritional |  | WARMERNUTRITIONAL-Creche Innovations-PNW-001-1.0 |  | 3/1/13 | Verified 3/30/2020 4:07pm (Central) |  | Covered PM Repair - Biomedical | MHHS-TMC | [7 empty] | Warmer, Nutritional | WARMERNUTRITIONAL | Warmer, Nutritional | Creche Innovations
NO | YES |  |  |  | 077-09192 | 077-09192 | Creche Innovations | PNW-001-1.0 |  | 1.0201501.103196155 | TMC-Children's-PICU (9Hp) | MHHS-TMC |  | Warmer, Nutritional |  | 077-09192 | 077-09192 | TMC | MHHS-TMC | TMC-Children's-PICU (9Hp) |  | 5/15/18 |  |  |  | WARMING UNITS, MULTIPURPOSE | Warmer, Nutritional | WARMERNUTRITIONAL-Creche Innovations-PNW-001-1.0 | WARMERNUTRITIONAL | PNW-001-1.0 |  |  |  | Creche Innovations | Warmer, Nutritional |  | WARMERNUTRITIONAL-Creche Innovations-PNW-001-1.0 |  | 8/1/17 | Verified 3/30/2020 4:07pm (Central) |  | Covered PM Repair - Biomedical | MHHS-TMC | [7 empty] | Warmer, Nutritional | WARMERNUTRITIONAL | Warmer, Nutritional | Creche Innovations
NO | YES |  |  |  | 077-09789 | 077-09789 | Creche Innovations | PNW-001-1.0 |  |  | TMC-Children's-RCW (8Hp) | MHHS-TMC |  | Warmer, Nutritional |  | 077-09789 | 077-09789 | TMC | MHHS-TMC | TMC-Children's-RCW (8Hp) |  | 6/12/18 |  |  |  | WARMING UNITS, MULTIPURPOSE | Warmer, Nutritional | WARMERNUTRITIONAL-Creche Innovations-PNW-001-1.0 | WARMERNUTRITIONAL | PNW-001-1.0 |  |  |  | Creche Innovations | Warmer, Nutritional |  | WARMERNUTRITIONAL-Creche Innovations-PNW-001-1.0 |  | 8/1/17 | Verified 3/30/2020 4:07pm (Central) |  | Covered PM Repair - Biomedical | MHHS-TMC | [7 empty] | Warmer, Nutritional | WARMERNUTRITIONAL | Warmer, Nutritional | Creche Innovations
NO | YES |  |  |  |  | 029-07797 | Creche Innovations | PNW-001-1.0 |  |  | Woodlands-NICU | MHHS-Woodlands |  | Warmer, Nutritional |  |  | 029-07797 | Woodlands | MHHS-Woodlands | Woodlands-NICU | Level two nursery | 11/1/19 |  | 11/1/20 |  | WARMING UNITS, MULTIPURPOSE | Warmer, Nutritional | WARMERNUTRITIONAL-Creche Innovations-PNW-001-1.0 | WARMERNUTRITIONAL | PNW-001-1.0 |  |  |  | Creche Innovations | Warmer, Nutritional |  | WARMERNUTRITIONAL-Creche Innovations-PNW-001-1.0 |  | 8/1/17 |  |  | Covered PM Repair - Biomedical | MHHS-Woodlands | [7 empty] | Warmer, Nutritional | WARMERNUTRITIONAL | Warmer, Nutritional | Creche Innovations
NO | YES |  |  |  |  | 029-07799 | Creche Innovations | PNW-001-1.0 |  |  | Woodlands-NICU (New) | MHHS-Woodlands |  | Warmer, Nutritional |  |  | 029-07799 | Woodlands | MHHS-Woodlands | Woodlands-NICU (New) | Enteral center | 5/1/19 |  | 5/1/20 |  | WARMING UNITS, MULTIPURPOSE | Warmer, Nutritional | WARMERNUTRITIONAL-Creche Innovations-PNW-001-1.0 | WARMERNUTRITIONAL | PNW-001-1.0 |  |  |  | Creche Innovations | Warmer, Nutritional |  | WARMERNUTRITIONAL-Creche Innovations-PNW-001-1.0 |  | 8/1/17 |  |  | Covered PM Repair - Biomedical | MHHS-Woodlands | [7 empty] | Warmer, Nutritional | WARMERNUTRITIONAL | Warmer, Nutritional | Creche Innovations
YES | YES |  |  |  | 029-07797 | 029-07797 | Creche Innovations | PNW-001-1.0 |  |  | Level 2 NICU Nursery |  |  |  |  | 029-07797 | 029-07797 | Woodlands | Herman memorial hospital Woodlands | Level 2 NICU Nursery | Storage Room | 11/1/19 |  | 11/1/20 |  |  | Warmer, Nutritional | WARMERNUTRITIONAL-Creche Innovations-PNW-001-1.0 | [22 empty] | Warmer, Nutritional | WARMERNUTRITIONAL | Warmer, Nutritional | Creche Innovations
YES | YES |  |  |  | 077-09137 | 077-09137 | Creche Innovations | PNW-001-1.0 |  | Nsn | NICU H8045 |  |  |  |  | 077-09137 | 077-09137 |  | TMC | NICU H8045 | Memorial Hermann- Texas Medical Center | 3/1/20 |  |  | No PM Sticker |  | Warmer, Nutritional | WARMERNUTRITIONAL-Creche Innovations-PNW-001-1.0 | [22 empty] | Warmer, Nutritional | WARMERNUTRITIONAL | Warmer, Nutritional | Creche Innovations
YES | YES |  |  |  | 077-09494 | 077-09494 | Creche Innovations | PNW-001-1.0 |  |  | TMC |  |  |  |  | 077-09494 | 077-09494 |  | TMC | TMC | H7/20 | [5 empty] | Warmer, Nutritional | WARMERNUTRITIONAL-Creche Innovations-PNW-001-1.0 | [22 empty] | Warmer, Nutritional | WARMERNUTRITIONAL | Warmer, Nutritional | Creche Innovations
NO | YES |  |  |  | 077-09525 |  | Creche Innovations | PNW-001-1.0 |  | NSW120077111001 | TMC - RESPIRATORY - ADULT |  |  |  |  | 077-09525 |  |  | TMC | TMC - RESPIRATORY - ADULT | Memorial Hermann- Texas Medical Center NICU | 3/1/20 |  |  | No PM Sticker |  | Warmer, Nutritional | WARMERNUTRITIONAL-Creche Innovations-PNW-001-1.0 | [22 empty] | Warmer, Nutritional | WARMERNUTRITIONAL | Warmer, Nutritional | Creche Innovations
NO | NO |  |  |  | 077-09788 |  | Creche Innovations | PNW-001-1.0 |  |  | TMC - CHILDRENS - CCN (10HP) | MHHS-TMC |  | Warmer, Nutritional |  | 077-09788 |  | TMC |  | TMC - CHILDRENS - CCN (10HP) | [5 empty] | WARMING UNITS, MULTIPURPOSE |  | WARMERNUTRITIONAL-Creche Innovations-PNW-001-1.0 | WARMERNUTRITIONAL | PNW-001-1.0 |  |  |  | Creche Innovations | Warmer, Nutritional |  | WARMERNUTRITIONAL-Creche Innovations-PNW-001-1.0 |  |  |  |  | Covered PM Repair - Biomedical | MHHS-TMC
NO | NO |  |  |  | 077-09793 |  | Creche Innovations | PNW-001-1.0 |  |  | TMC - CHILDRENS - CCN (10HP) | MHHS-TMC |  | Warmer, Nutritional |  | 077-09793 |  | TMC |  | TMC - CHILDRENS - CCN (10HP) | [5 empty] | WARMING UNITS, MULTIPURPOSE |  | WARMERNUTRITIONAL-Creche Innovations-PNW-001-1.0 | WARMERNUTRITIONAL | PNW-001-1.0 |  |  |  | Creche Innovations | Warmer, Nutritional |  | WARMERNUTRITIONAL-Creche Innovations-PNW-001-1.0 |  |  |  |  | Covered PM Repair - Biomedical | MHHS-TMC
NO | NO |  |  |  | 077-09482 |  | Creche Innovations | PNW-001-1.0 |  | 1.0201501.103196151 | TMC - CHILDRENS - CSC (9HP) | MHHS-TMC |  | Warmer, Nutritional |  | 077-09482 |  | TMC |  | TMC - CHILDRENS - CSC (9HP) | [5 empty] | WARMING UNITS, MULTIPURPOSE |  | WARMERNUTRITIONAL-Creche Innovations-PNW-001-1.0 | WARMERNUTRITIONAL | PNW-001-1.0 |  |  |  | Creche Innovations | Warmer, Nutritional |  | WARMERNUTRITIONAL-Creche Innovations-PNW-001-1.0 |  |  |  |  | Covered PM Repair - Biomedical | MHHS-TMC
NO | NO |  |  |  | 077-09484 |  | Creche Innovations | PNW-001-1.0 |  | 1.0201501.10319650 | TMC - CHILDRENS - CSC (9HP) | MHHS-TMC |  | Warmer, Nutritional |  | 077-09484 |  | TMC |  | TMC - CHILDRENS - CSC (9HP) | [5 empty] | WARMING UNITS, MULTIPURPOSE |  | WARMERNUTRITIONAL-Creche Innovations-PNW-001-1.0 | WARMERNUTRITIONAL | PNW-001-1.0 |  |  |  | Creche Innovations | Warmer, Nutritional |  | WARMERNUTRITIONAL-Creche Innovations-PNW-001-1.0 |  |  |  |  | Covered PM Repair - Biomedical | MHHS-TMC
NO | NO |  |  |  | 077-08139 |  | Creche Innovations | PNW-001-1.0 |  | 1.0201501.103196158 | TMC - CHILDRENS - NICU (7HP) | MHHS-TMC |  | Warmer, Nutritional |  | 077-08139 |  | TMC |  | TMC - CHILDRENS - NICU (7HP) | [5 empty] | WARMING UNITS, MULTIPURPOSE |  | WARMERNUTRITIONAL-Creche Innovations-PNW-001-1.0 | WARMERNUTRITIONAL | PNW-001-1.0 |  |  |  | Creche Innovations | Warmer, Nutritional |  | WARMERNUTRITIONAL-Creche Innovations-PNW-001-1.0 |  |  |  |  | Covered PM Repair - Biomedical | MHHS-TMC
NO | NO |  |  |  | 077-08142 |  | Creche Innovations | PNW-001-1.0 |  | 1.0201501.103196156 | TMC - CHILDRENS - NICU (7HP) | MHHS-TMC |  | Warmer, Nutritional |  | 077-08142 |  | TMC |  | TMC - CHILDRENS - NICU (7HP) | [5 empty] | WARMING UNITS, MULTIPURPOSE |  | WARMERNUTRITIONAL-Creche Innovations-PNW-001-1.0 | WARMERNUTRITIONAL | PNW-001-1.0 |  |  |  | Creche Innovations | Warmer, Nutritional |  | WARMERNUTRITIONAL-Creche Innovations-PNW-001-1.0 |  |  |  |  | Covered PM Repair - Biomedical | MHHS-TMC
NO | NO |  |  |  | 077-08143 |  | Creche Innovations | PNW-001-1.0 |  | 1.0201501.103196159 | TMC - CHILDRENS - NICU (7HP) | MHHS-TMC |  | Warmer, Nutritional |  | 077-08143 |  | TMC |  | TMC - CHILDRENS - NICU (7HP) | [5 empty] | WARMING UNITS, MULTIPURPOSE |  | WARMERNUTRITIONAL-Creche Innovations-PNW-001-1.0 | WARMERNUTRITIONAL | PNW-001-1.0 |  |  |  | Creche Innovations | Warmer, Nutritional |  | WARMERNUTRITIONAL-Creche Innovations-PNW-001-1.0 |  |  |  |  | Covered PM Repair - Biomedical | MHHS-TMC
NO | NO |  |  |  | 077-08147 |  | Creche Innovations | PNW-001-1.0 |  | 1.0201501.103196162 | TMC - CHILDRENS - NICU (7HP) | MHHS-TMC |  | Warmer, Nutritional |  | 077-08147 |  | TMC |  | TMC - CHILDRENS - NICU (7HP) | [5 empty] | WARMING UNITS, MULTIPURPOSE |  | WARMERNUTRITIONAL-Creche Innovations-PNW-001-1.0 | WARMERNUTRITIONAL | PNW-001-1.0 |  |  |  | Creche Innovations | Warmer, Nutritional |  | WARMERNUTRITIONAL-Creche Innovations-PNW-001-1.0 |  |  |  |  | Not Covered Vendor Only - Biomedical | MHHS-TMC
NO | NO |  |  |  | 077-09140 |  | Creche Innovations | PNW-001-1.0 |  | 1.0201401.103195878 | TMC - CHILDRENS - NICU (7HP) | MHHS-TMC |  | Warmer, Nutritional |  | 077-09140 |  | TMC |  | TMC - CHILDRENS - NICU (7HP) | [5 empty] | WARMING UNITS, MULTIPURPOSE |  | WARMERNUTRITIONAL-Creche Innovations-PNW-001-1.0 | WARMERNUTRITIONAL | PNW-001-1.0 |  |  |  | Creche Innovations | Warmer, Nutritional |  | WARMERNUTRITIONAL-Creche Innovations-PNW-001-1.0 |  |  |  |  | Covered PM Repair - Biomedical | MHHS-TMC
NO | NO |  |  |  | 077-09501 |  | Creche Innovations | PNW-001-1.0 |  | 1.0201401.103195945 | TMC - CHILDRENS - NICU (7HP) | MHHS-TMC |  | Warmer, Nutritional |  | 077-09501 |  | TMC |  | TMC - CHILDRENS - NICU (7HP) | [5 empty] | WARMING UNITS, MULTIPURPOSE |  | WARMERNUTRITIONAL-Creche Innovations-PNW-001-1.0 | WARMERNUTRITIONAL | PNW-001-1.0 |  |  |  | Creche Innovations | Warmer, Nutritional |  | WARMERNUTRITIONAL-Creche Innovations-PNW-001-1.0 |  |  |  |  | Covered PM Repair - Biomedical | MHHS-TMC
NO | NO |  |  |  | 077-09504 |  | Creche Innovations | PNW-001-1.0 |  | 1.0201401.103195843 | TMC - CHILDRENS - NICU (7HP) | MHHS-TMC |  | Warmer, Nutritional |  | 077-09504 |  | TMC |  | TMC - CHILDRENS - NICU (7HP) | [5 empty] | WARMING UNITS, MULTIPURPOSE |  | WARMERNUTRITIONAL-Creche Innovations-PNW-001-1.0 | WARMERNUTRITIONAL | PNW-001-1.0 |  |  |  | Creche Innovations | Warmer, Nutritional |  | WARMERNUTRITIONAL-Creche Innovations-PNW-001-1.0 |  |  |  |  | Covered PM Repair - Biomedical | MHHS-TMC
NO | NO |  |  |  | 077-09510 |  | Creche Innovations | PNW-001-1.0 |  | 1.0201201.103184256 | TMC - CHILDRENS - NICU (7HP) | MHHS-TMC |  | Warmer, Nutritional |  | 077-09510 |  | TMC |  | TMC - CHILDRENS - NICU (7HP) | [5 empty] | WARMING UNITS, MULTIPURPOSE |  | WARMERNUTRITIONAL-Creche Innovations-PNW-001-1.0 | WARMERNUTRITIONAL | PNW-001-1.0 |  |  |  | Creche Innovations | Warmer, Nutritional |  | WARMERNUTRITIONAL-Creche Innovations-PNW-001-1.0 |  |  |  |  | Covered PM Repair - Biomedical | MHHS-TMC
NO | NO |  |  |  | 077-09513 |  | Creche Innovations | PNW-001-1.0 |  | 1.0201201.103184272 | TMC - CHILDRENS - NICU (7HP) | MHHS-TMC |  | Warmer, Nutritional |  | 077-09513 |  | TMC |  | TMC - CHILDRENS - NICU (7HP) | [5 empty] | WARMING UNITS, MULTIPURPOSE |  | WARMERNUTRITIONAL-Creche Innovations-PNW-001-1.0 | WARMERNUTRITIONAL | PNW-001-1.0 |  |  |  | Creche Innovations | Warmer, Nutritional |  | WARMERNUTRITIONAL-Creche Innovations-PNW-001-1.0 |  |  |  |  | Covered PM Repair - Biomedical | MHHS-TMC
NO | NO |  |  |  | 077-09514 |  | Creche Innovations | PNW-001-1.0 |  | 1.0201201.103184262 | TMC - CHILDRENS - NICU (7HP) | MHHS-TMC |  | Warmer, Nutritional |  | 077-09514 |  | TMC |  | TMC - CHILDRENS - NICU (7HP) | [5 empty] | WARMING UNITS, MULTIPURPOSE |  | WARMERNUTRITIONAL-Creche Innovations-PNW-001-1.0 | WARMERNUTRITIONAL | PNW-001-1.0 |  |  |  | Creche Innovations | Warmer, Nutritional |  | WARMERNUTRITIONAL-Creche Innovations-PNW-001-1.0 |  |  |  |  | Covered PM Repair - Biomedical | MHHS-TMC
NO | NO |  |  |  | 077-09516 |  | Creche Innovations | PNW-001-1.0 |  | 1.0201401.103195944 | TMC - CHILDRENS - NICU (7HP) | MHHS-TMC |  | Warmer, Nutritional |  | 077-09516 |  | TMC |  | TMC - CHILDRENS - NICU (7HP) | [5 empty] | WARMING UNITS, MULTIPURPOSE |  | WARMERNUTRITIONAL-Creche Innovations-PNW-001-1.0 | WARMERNUTRITIONAL | PNW-001-1.0 |  |  |  | Creche Innovations | Warmer, Nutritional |  | WARMERNUTRITIONAL-Creche Innovations-PNW-001-1.0 |  |  |  |  | Covered PM Repair - Biomedical | MHHS-TMC
NO | NO |  |  |  | 077-09540 |  | Creche Innovations | PNW-001-1.0 |  | 1.0201201.103184264 | TMC - CHILDRENS - NICU (7HP) | MHHS-TMC |  | Warmer, Nutritional |  | 077-09540 |  | TMC |  | TMC - CHILDRENS - NICU (7HP) | [5 empty] | WARMING UNITS, MULTIPURPOSE |  | WARMERNUTRITIONAL-Creche Innovations-PNW-001-1.0 | WARMERNUTRITIONAL | PNW-001-1.0 |  |  |  | Creche Innovations | Warmer, Nutritional |  | WARMERNUTRITIONAL-Creche Innovations-PNW-001-1.0 |  |  |  |  | Covered PM Repair - Biomedical | MHHS-TMC
NO | NO |  |  |  | 077-09543 |  | Creche Innovations | PNW-001-1.0 |  | 1.0201201.103184287 | TMC - CHILDRENS - NICU (7HP) | MHHS-TMC |  | Warmer, Nutritional |  | 077-09543 |  | TMC |  | TMC - CHILDRENS - NICU (7HP) | [5 empty] | WARMING UNITS, MULTIPURPOSE |  | WARMERNUTRITIONAL-Creche Innovations-PNW-001-1.0 | WARMERNUTRITIONAL | PNW-001-1.0 |  |  |  | Creche Innovations | Warmer, Nutritional |  | WARMERNUTRITIONAL-Creche Innovations-PNW-001-1.0 |  |  |  |  | Covered PM Repair - Biomedical | MHHS-TMC
NO | NO |  |  |  | 077-09550 |  | Creche Innovations | PNW-001-1.0 |  | 1.0201201.103184280 | TMC - CHILDRENS - NICU (7HP) | MHHS-TMC |  | Warmer, Nutritional |  | 077-09550 |  | TMC |  | TMC - CHILDRENS - NICU (7HP) | [5 empty] | WARMING UNITS, MULTIPURPOSE |  | WARMERNUTRITIONAL-Creche Innovations-PNW-001-1.0 | WARMERNUTRITIONAL | PNW-001-1.0 |  |  |  | Creche Innovations | Warmer, Nutritional |  | WARMERNUTRITIONAL-Creche Innovations-PNW-001-1.0 |  |  |  |  | Covered PM Repair - Biomedical | MHHS-TMC
NO | NO |  |  |  | 077-09566 |  | Creche Innovations | PNW-001-1.0 |  | 1.0201201.103184274 | TMC - CHILDRENS - NICU (7HP) | MHHS-TMC |  | Warmer, Nutritional |  | 077-09566 |  | TMC |  | TMC - CHILDRENS - NICU (7HP) | [5 empty] | WARMING UNITS, MULTIPURPOSE |  | WARMERNUTRITIONAL-Creche Innovations-PNW-001-1.0 | WARMERNUTRITIONAL | PNW-001-1.0 |  |  |  | Creche Innovations | Warmer, Nutritional |  | WARMERNUTRITIONAL-Creche Innovations-PNW-001-1.0 |  |  |  |  | Covered PM Repair - Biomedical | MHHS-TMC
NO | NO | [5 empty] | Creche Innovations | PNW-001-1.0 |  | 1.0201201.103184308 | TMC - CHILDRENS - NICU (7HP) | MHHS-TMC |  | Warmer, Nutritional |  |  |  | TMC |  | TMC - CHILDRENS - NICU (7HP) | [5 empty] | WARMING UNITS, MULTIPURPOSE |  | WARMERNUTRITIONAL-Creche Innovations-PNW-001-1.0 | WARMERNUTRITIONAL | PNW-001-1.0 |  |  |  | Creche Innovations | Warmer, Nutritional |  | WARMERNUTRITIONAL-Creche Innovations-PNW-001-1.0 |  |  |  |  | Covered PM Repair - Biomedical | MHHS-TMC
NO | NO | [5 empty] | Creche Innovations | PNW-001-1.0 |  | 1.0201201.103184318 | TMC - CHILDRENS - NICU (7HP) | MHHS-TMC |  | Warmer, Nutritional |  |  |  | TMC |  | TMC - CHILDRENS - NICU (7HP) | [5 empty] | WARMING UNITS, MULTIPURPOSE |  | WARMERNUTRITIONAL-Creche Innovations-PNW-001-1.0 | WARMERNUTRITIONAL | PNW-001-1.0 |  |  |  | Creche Innovations | Warmer, Nutritional |  | WARMERNUTRITIONAL-Creche Innovations-PNW-001-1.0 |  |  |  |  | Covered PM Repair - Biomedical | MHHS-TMC
NO | NO | [5 empty] | Creche Innovations | PNW-001-1.0 |  | 1.0201201.103182484 | TMC - CHILDRENS - NICU (7HP) | MHHS-TMC |  | Warmer, Nutritional |  |  |  | TMC |  | TMC - CHILDRENS - NICU (7HP) | [5 empty] | WARMING UNITS, MULTIPURPOSE |  | WARMERNUTRITIONAL-Creche Innovations-PNW-001-1.0 | WARMERNUTRITIONAL | PNW-001-1.0 |  |  |  | Creche Innovations | Warmer, Nutritional |  | WARMERNUTRITIONAL-Creche Innovations-PNW-001-1.0 |  |  |  |  | Covered PM Repair - Biomedical | MHHS-TMC
NO | NO | [5 empty] | Creche Innovations | PNW-001-1.0 |  | 1.0201201.103184288 | TMC - CHILDRENS - NICU (7HP) | MHHS-TMC |  | Warmer, Nutritional |  |  |  | TMC |  | TMC - CHILDRENS - NICU (7HP) | [5 empty] | WARMING UNITS, MULTIPURPOSE |  | WARMERNUTRITIONAL-Creche Innovations-PNW-001-1.0 | WARMERNUTRITIONAL | PNW-001-1.0 |  |  |  | Creche Innovations | Warmer, Nutritional |  | WARMERNUTRITIONAL-Creche Innovations-PNW-001-1.0 |  |  |  |  | Covered PM Repair - Biomedical | MHHS-TMC
NO | NO | [5 empty] | Creche Innovations | PNW-001-1.0 |  |  | TMC - CHILDRENS - NICU (7HP) | MHHS-TMC |  | Warmer, Nutritional |  |  |  | TMC |  | TMC - CHILDRENS - NICU (7HP) | [5 empty] | WARMING UNITS, MULTIPURPOSE |  | WARMERNUTRITIONAL-Creche Innovations-PNW-001-1.0 | WARMERNUTRITIONAL | PNW-001-1.0 |  |  |  | Creche Innovations | Warmer, Nutritional |  | WARMERNUTRITIONAL-Creche Innovations-PNW-001-1.0 |  |  |  |  | Covered PM Repair - Biomedical | MHHS-TMC
NO | NO | [5 empty] | Creche Innovations | PNW-001-1.0 |  |  | TMC - CHILDRENS - NICU (7HP) | MHHS-TMC |  | Warmer, Nutritional |  |  |  | TMC |  | TMC - CHILDRENS - NICU (7HP) | [5 empty] | WARMING UNITS, MULTIPURPOSE |  | WARMERNUTRITIONAL-Creche Innovations-PNW-001-1.0 | WARMERNUTRITIONAL | PNW-001-1.0 |  |  |  | Creche Innovations | Warmer, Nutritional |  | WARMERNUTRITIONAL-Creche Innovations-PNW-001-1.0 |  |  |  |  | Covered PM Repair - Biomedical | MHHS-TMC
NO | NO | [5 empty] | Creche Innovations | PNW-001-1.0 |  | 1.0201201.103184295 | TMC - CHILDRENS - NICU (7HP) | MHHS-TMC |  | Warmer, Nutritional |  |  |  | TMC |  | TMC - CHILDRENS - NICU (7HP) | [5 empty] | WARMING UNITS, MULTIPURPOSE |  | WARMERNUTRITIONAL-Creche Innovations-PNW-001-1.0 | WARMERNUTRITIONAL | PNW-001-1.0 |  |  |  | Creche Innovations | Warmer, Nutritional |  | WARMERNUTRITIONAL-Creche Innovations-PNW-001-1.0 |  |  |  |  | Covered PM Repair - Biomedical | MHHS-TMC
NO | NO | [5 empty] | Creche Innovations | PNW-001-1.0 |  |  | TMC - CHILDRENS - NICU (7HP) | MHHS-TMC |  | Warmer, Nutritional |  |  |  | TMC |  | TMC - CHILDRENS - NICU (7HP) | [5 empty] | WARMING UNITS, MULTIPURPOSE |  | WARMERNUTRITIONAL-Creche Innovations-PNW-001-1.0 | WARMERNUTRITIONAL | PNW-001-1.0 |  |  |  | Creche Innovations | Warmer, Nutritional |  | WARMERNUTRITIONAL-Creche Innovations-PNW-001-1.0 |  |  |  |  | Covered PM Repair - Biomedical | MHHS-TMC
NO | NO | [5 empty] | Creche Innovations | PNW-001-1.0 |  | 1.0201201.103184266 | TMC - CHILDRENS - NICU (7HP) | MHHS-TMC |  | Warmer, Nutritional |  |  |  | TMC |  | TMC - CHILDRENS - NICU (7HP) | [5 empty] | WARMING UNITS, MULTIPURPOSE |  | WARMERNUTRITIONAL-Creche Innovations-PNW-001-1.0 | WARMERNUTRITIONAL | PNW-001-1.0 |  |  |  | Creche Innovations | Warmer, Nutritional |  | WARMERNUTRITIONAL-Creche Innovations-PNW-001-1.0 |  |  |  |  | Covered PM Repair - Biomedical | MHHS-TMC
NO | NO | [5 empty] | Creche Innovations | PNW-001-1.0 |  | 1.0201201.103184314 | TMC - CHILDRENS - NICU (7HP) | MHHS-TMC |  | Warmer, Nutritional |  |  |  | TMC |  | TMC - CHILDRENS - NICU (7HP) | [5 empty] | WARMING UNITS, MULTIPURPOSE |  | WARMERNUTRITIONAL-Creche Innovations-PNW-001-1.0 | WARMERNUTRITIONAL | PNW-001-1.0 |  |  |  | Creche Innovations | Warmer, Nutritional |  | WARMERNUTRITIONAL-Creche Innovations-PNW-001-1.0 |  |  |  |  | Covered PM Repair - Biomedical | MHHS-TMC
NO | NO | [5 empty] | Creche Innovations | PNW-001-1.0 |  | 1.0201201.103184290 | TMC - CHILDRENS - NICU (7HP) | MHHS-TMC |  | Warmer, Nutritional |  |  |  | TMC |  | TMC - CHILDRENS - NICU (7HP) | [5 empty] | WARMING UNITS, MULTIPURPOSE |  | WARMERNUTRITIONAL-Creche Innovations-PNW-001-1.0 | WARMERNUTRITIONAL | PNW-001-1.0 |  |  |  | Creche Innovations | Warmer, Nutritional |  | WARMERNUTRITIONAL-Creche Innovations-PNW-001-1.0 |  |  |  |  | Covered PM Repair - Biomedical | MHHS-TMC
NO | NO | [5 empty] | Creche Innovations | PNW-001-1.0 |  | 1.0201201.103184312 | TMC - CHILDRENS - NICU (7HP) | MHHS-TMC |  | Warmer, Nutritional |  |  |  | TMC |  | TMC - CHILDRENS - NICU (7HP) | [5 empty] | WARMING UNITS, MULTIPURPOSE |  | WARMERNUTRITIONAL-Creche Innovations-PNW-001-1.0 | WARMERNUTRITIONAL | PNW-001-1.0 |  |  |  | Creche Innovations | Warmer, Nutritional |  | WARMERNUTRITIONAL-Creche Innovations-PNW-001-1.0 |  |  |  |  | Covered PM Repair - Biomedical | MHHS-TMC
NO | NO | [5 empty] | Creche Innovations | PNW-001-1.0 |  | 1.0201201.103184317 | TMC - CHILDRENS - NICU (7HP) | MHHS-TMC |  | Warmer, Nutritional |  |  |  | TMC |  | TMC - CHILDRENS - NICU (7HP) | [5 empty] | WARMING UNITS, MULTIPURPOSE |  | WARMERNUTRITIONAL-Creche Innovations-PNW-001-1.0 | WARMERNUTRITIONAL | PNW-001-1.0 |  |  |  | Creche Innovations | Warmer, Nutritional |  | WARMERNUTRITIONAL-Creche Innovations-PNW-001-1.0 |  |  |  |  | Covered PM Repair - Biomedical | MHHS-TMC
NO | NO | [5 empty] | Creche Innovations | PNW-001-1.0 |  |  | TMC - CHILDRENS - NICU (7HP) | MHHS-TMC |  | Warmer, Nutritional |  |  |  | TMC |  | TMC - CHILDRENS - NICU (7HP) | [5 empty] | WARMING UNITS, MULTIPURPOSE |  | WARMERNUTRITIONAL-Creche Innovations-PNW-001-1.0 | WARMERNUTRITIONAL | PNW-001-1.0 |  |  |  | Creche Innovations | Warmer, Nutritional |  | WARMERNUTRITIONAL-Creche Innovations-PNW-001-1.0 |  |  |  |  | Covered PM Repair - Biomedical | MHHS-TMC
NO | NO | [5 empty] | Creche Innovations | PNW-001-1.0 |  | 1.0201201.103184294 | TMC - CHILDRENS - NICU (7HP) | MHHS-TMC |  | Warmer, Nutritional |  |  |  | TMC |  | TMC - CHILDRENS - NICU (7HP) | [5 empty] | WARMING UNITS, MULTIPURPOSE |  | WARMERNUTRITIONAL-Creche Innovations-PNW-001-1.0 | WARMERNUTRITIONAL | PNW-001-1.0 |  |  |  | Creche Innovations | Warmer, Nutritional |  | WARMERNUTRITIONAL-Creche Innovations-PNW-001-1.0 |  |  |  |  | Covered PM Repair - Biomedical | MHHS-TMC
NO | NO | [5 empty] | Creche Innovations | PNW-001-1.0 |  | 1.0201201.103184250 | TMC - CHILDRENS - NICU (7HP) | MHHS-TMC |  | Warmer, Nutritional |  |  |  | TMC |  | TMC - CHILDRENS - NICU (7HP) | [5 empty] | WARMING UNITS, MULTIPURPOSE |  | WARMERNUTRITIONAL-Creche Innovations-PNW-001-1.0 | WARMERNUTRITIONAL | PNW-001-1.0 |  |  |  | Creche Innovations | Warmer, Nutritional |  | WARMERNUTRITIONAL-Creche Innovations-PNW-001-1.0 |  |  |  |  | Covered PM Repair - Biomedical | MHHS-TMC
NO | NO | [5 empty] | Creche Innovations | PNW-001-1.0 |  | 1.0201201.103184275 | TMC - CHILDRENS - NICU (7HP) | MHHS-TMC |  | Warmer, Nutritional |  |  |  | TMC |  | TMC - CHILDRENS - NICU (7HP) | [5 empty] | WARMING UNITS, MULTIPURPOSE |  | WARMERNUTRITIONAL-Creche Innovations-PNW-001-1.0 | WARMERNUTRITIONAL | PNW-001-1.0 |  |  |  | Creche Innovations | Warmer, Nutritional |  | WARMERNUTRITIONAL-Creche Innovations-PNW-001-1.0 |  |  |  |  | Covered PM Repair - Biomedical | MHHS-TMC
NO | NO | [5 empty] | Creche Innovations | PNW-001-1.0 |  | 1.0201201.103184279 | TMC - CHILDRENS - NICU (7HP) | MHHS-TMC |  | Warmer, Nutritional |  |  |  | TMC |  | TMC - CHILDRENS - NICU (7HP) | [5 empty] | WARMING UNITS, MULTIPURPOSE |  | WARMERNUTRITIONAL-Creche Innovations-PNW-001-1.0 | WARMERNUTRITIONAL | PNW-001-1.0 |  |  |  | Creche Innovations | Warmer, Nutritional |  | WARMERNUTRITIONAL-Creche Innovations-PNW-001-1.0 |  |  |  |  | Not Covered Vendor Only - Biomedical | MHHS-TMC
NO | NO |  |  |  | 077-09526 |  | Creche Innovations | PNW-001-1.0 |  | 1.0201401.103195837 | TMC - CHILDRENS - NICU/SCU (8HP) | MHHS-TMC |  | Warmer, Nutritional |  | 077-09526 |  | TMC |  | TMC - CHILDRENS - NICU/SCU (8HP) | [5 empty] | WARMING UNITS, MULTIPURPOSE |  | WARMERNUTRITIONAL-Creche Innovations-PNW-001-1.0 | WARMERNUTRITIONAL | PNW-001-1.0 |  |  |  | Creche Innovations | Warmer, Nutritional |  | WARMERNUTRITIONAL-Creche Innovations-PNW-001-1.0 |  |  |  |  | Covered PM Repair - Biomedical | MHHS-TMC
NO | NO |  |  |  | 077-09790 |  | Creche Innovations | PNW-001-1.0 |  |  | TMC - CHILDRENS - RCW (8HP) | MHHS-TMC |  | Warmer, Nutritional |  | 077-09790 |  | TMC |  | TMC - CHILDRENS - RCW (8HP) | [5 empty] | WARMING UNITS, MULTIPURPOSE |  | WARMERNUTRITIONAL-Creche Innovations-PNW-001-1.0 | WARMERNUTRITIONAL | PNW-001-1.0 |  |  |  | Creche Innovations | Warmer, Nutritional |  | WARMERNUTRITIONAL-Creche Innovations-PNW-001-1.0 |  |  |  |  | Covered PM Repair - Biomedical | MHHS-TMC
NO | NO |  |  |  | 077-09796 |  | Creche Innovations | PNW-001-1.0 |  |  | TMC - CHILDRENS - RCW (8HP) | MHHS-TMC |  | Warmer, Nutritional |  | 077-09796 |  | TMC |  | TMC - CHILDRENS - RCW (8HP) | [5 empty] | WARMING UNITS, MULTIPURPOSE |  | WARMERNUTRITIONAL-Creche Innovations-PNW-001-1.0 | WARMERNUTRITIONAL | PNW-001-1.0 |  |  |  | Creche Innovations | Warmer, Nutritional |  | WARMERNUTRITIONAL-Creche Innovations-PNW-001-1.0 |  |  |  |  | Covered PM Repair - Biomedical | MHHS-TMC
NO | NO |  |  |  | 077-09797 |  | Creche Innovations | PNW-001-1.0 |  |  | TMC - CHILDRENS - RCW (8HP) | MHHS-TMC |  | Warmer, Nutritional |  | 077-09797 |  | TMC |  | TMC - CHILDRENS - RCW (8HP) | [5 empty] | WARMING UNITS, MULTIPURPOSE |  | WARMERNUTRITIONAL-Creche Innovations-PNW-001-1.0 | WARMERNUTRITIONAL | PNW-001-1.0 |  |  |  | Creche Innovations | Warmer, Nutritional |  | WARMERNUTRITIONAL-Creche Innovations-PNW-001-1.0 |  |  |  |  | Covered PM Repair - Biomedical | MHHS-TMC
NO | NO |  |  |  | 077-09798 |  | Creche Innovations | PNW-001-1.0 |  |  | TMC - CHILDRENS - RCW (8HP) | MHHS-TMC |  | Warmer, Nutritional |  | 077-09798 |  | TMC |  | TMC - CHILDRENS - RCW (8HP) | [5 empty] | WARMING UNITS, MULTIPURPOSE |  | WARMERNUTRITIONAL-Creche Innovations-PNW-001-1.0 | WARMERNUTRITIONAL | PNW-001-1.0 |  |  |  | Creche Innovations | Warmer, Nutritional |  | WARMERNUTRITIONAL-Creche Innovations-PNW-001-1.0 |  |  |  |  | Covered PM Repair - Biomedical | MHHS-TMC
NO | NO | [5 empty] | Creche Innovations | PNW-001-1.0 |  |  | WOODLANDS - NICU | MHHS-Woodlands |  | Warmer, Nutritional |  |  |  | Woodlands |  | WOODLANDS - NICU | [5 empty] | WARMING UNITS, MULTIPURPOSE |  | WARMERNUTRITIONAL-Creche Innovations-PNW-001-1.0 | WARMERNUTRITIONAL | PNW-001-1.0 |  |  |  | Creche Innovations | Warmer, Nutritional |  | WARMERNUTRITIONAL-Creche Innovations-PNW-001-1.0 |  |  |  |  | Covered PM Repair - Biomedical | MHHS-Woodlands
NO | YES |  |  |  | 069-44951 | 069-44951 | Crescent Corp | Wig-l-bug |  |  | TMC-OR-Robertson (2R) |  |  |  |  | 069-44951 | 069-44951 | TMC | MHHS-TMC | TMC-OR-Robertson (2R) | Hallway | 8/1/19 |  | 8/1/20
NO | YES |  |  |  | 069-41859 | 069-41859 | Crescent Dental Mfg Co | WIG L BUG |  |  | TMC-OR-Robertson (2R) | MHHS-TMC |  | Mixer |  | 069-41859 | 069-41859 | TMC | MHHS-TMC | TMC-OR-Robertson (2R) | Hallway | 12/1/19 |  | 12/1/20 |  | AMALGAMATORS |  | MIXER-Dentsply Int-WIG-L-BUG | MIXER | WIG-L-BUG |  |  |  | Dentsply Int | Mixer |  |  | MIXER-Dentsply Int-WIG-L-BUG | 5/2/17 |  |  | Covered PM Repair - Biomedical | MHHS-TMC
NO | NO | [5 empty] | Crest Healthcare Supply |  |  |  | SE - NEONATAL ICU | MHHS-Southeast | [5 empty] | Southeast & Bay Area |  | SE - NEONATAL ICU | [5 empty] | CARTS |  | .needs class |  |  |  |  | .needs class | CRESTHCSUPPLY | [7 empty] | Covered PM Repair - Biomedical | MHHS-Southeast
NO | NO |  |  |  | 074-04484 |  | Crestron Electronics, Inc. | AV2 |  |  | TMC - OR - CVOR (7HVI) | MHHS-TMC |  |  |  | 074-04484 |  | TMC |  | TMC - OR - CVOR (7HVI) | [5 empty] | NETWORK SERVERS |  | .needs class |  |  |  |  | .needs class | [8 empty] | Covered PM Repair - Radiology, Low End | MHHS-TMC
NO | NO | [5 empty] | Crestron Electronics, Inc. | AV2 |  |  | TMC - OR - CVOR (7HVI) | MHHS-TMC | [5 empty] | TMC |  | TMC - OR - CVOR (7HVI) | [5 empty] | NETWORK SERVERS |  | .needs class |  |  |  |  | .needs class | [8 empty] | Covered PM Repair - Radiology, Low End | MHHS-TMC
NO | YES |  |  |  |  | 013-02803 | CRITIKON | DINAMAP 1846SX |  | m2533 | SW-Nursery | MHHS-Southwest |  |  |  |  | 013-02803 | Southwest | MHHS-Southwest | SW-Nursery | Nursery | 8/1/19 |  | 8/1/20 |  | MONITORS, PHYSIOLOGIC, VITAL SIGNS |  | .needs class | [5 empty] | Critikon |  |  |  |  | 10/26/23 |  |  | Not Covered Vendor Only - Biomedical | MHHS-Southwest
NO | NO |  |  |  | 129-00006 |  | CRITIKON | DINAMAP 9340 |  | 99Q0035247Y7 | SUGAR LAND - MFM CLINIC | MHHS-Sugarland |  |  |  | 129-00006 |  | Sugar Land |  | SUGAR LAND - MFM CLINIC | [5 empty] | MONITORS, BEDSIDE, BLOOD PRESSURE |  | .needs class | [5 empty] | Critikon | [7 empty] | Not Covered Vendor Only - Biomedical | MHHS-Sugarland
YES | YES |  |  |  | 129-01204 | 129-01204 | Critikon Company LLC |  |  | $000M2999048N. | SUGAR LAND - CATH LAB |  |  |  |  | 129-01204 | 129-01204 | Sugar Land |  | SUGAR LAND - CATH LAB | BioMed Shop |  |  |  | No pm
YES | YES |  |  |  | 129-01292 | 129-01292 | Critikon Company LLC | 1846SX |  | 8270J1187 | SUGAR LAND - BIOMED |  |  |  |  | 129-01292 | 129-01292 | Sugar Land | Memorial Hermann Sugar Land Hospital | SUGAR LAND - BIOMED | Biomed Shop | 3/1/18 |  | 3/1/19
YES | YES |  |  |  | QE60102 | 099-06670 | Crometrics medical system |  |  | 500FS0640461 | Memorial Hermann- SE |  |  |  |  | QE60102 | 099-06670 |  | Memorial Hermann- SE | Memorial Hermann- SE | Biomed shop | 7/1/19 |  | 7/1/20
NO | NO |  |  |  | 013-39348 |  | Crosley | CONSERVATOR |  | ET3421617 | SW - HVI - OR | MHHS-Southwest |  |  |  | 013-39348 |  | Southwest |  | SW - HVI - OR | [5 empty] | REFRIGERATORS, LABORATORY |  | .needs class | [13 empty] | Covered PM Repair - Biomedical | MHHS-Southwest
NO | NO |  |  |  | 013-39349 |  | Crosley | CONSERVATOR |  | ET3421617 | SW - HVI - OR | MHHS-Southwest |  |  |  | 013-39349 |  | Southwest |  | SW - HVI - OR | [5 empty] | REFRIGERATORS, LABORATORY |  | .needs class | [13 empty] | Covered PM Repair - Biomedical | MHHS-Southwest
NO | YES |  |  |  | 129-05967 | 129-05967 | Crosley | CRT21HSBMW0 |  | 4A14208218 | CBC - (STX) - TERRY HIGH SCHOOL | MHHS-Neighborhood Clinics |  |  |  | 129-05967 | 129-05967 | South |  | CBC - (STX) - TERRY HIGH SCHOOL |  | 03/14/2019 |  |  |  | REFRIGERATORS, LABORATORY |  | .needs class | [10 empty] | 04/19/2017 |  |  | Covered PM Repair - Biomedical | MHHS-Neighborhood Clinics
NO | YES |  |  |  |  | 013-19230 | CryoCath Technologies | 10000-008-04 |  |  | SW-HVI-OR | MHHS-Southwest |  | Cryosurgical Unit |  |  | 013-19230 | Southwest | MHHS-Southwest | SW-HVI-OR | Hallway | 4/1/19 |  | 4/1/20 |  | CRYOSURGICAL UNITS | Cryosurgical Unit | CRYOSURGICALUNIT-Medtronic-10000-008-04 | CRYOSURGICALUNIT | 10000-008-04 |  |  |  | Medtronic | Cryosurgical Unit |  |  | CRYOSURGICALUNIT-Medtronic-10000-008-04 |  |  |  | Covered PM Repair - Biomedical | MHHS-Southwest | [8 empty] | CRYOSURGICALUNIT | Cryosurgical Unit | Medtronic
NO | NO | [5 empty] | CryoCath Technologies | 10000-008-04 |  |  | TMC - CATH LAB - PEDI (GHP) | MHHS-TMC |  | Cryosurgical Unit |  |  |  | TMC |  | TMC - CATH LAB - PEDI (GHP) | [5 empty] | CRYOSURGICAL UNITS |  | CRYOSURGICALUNIT-Medtronic-10000-008-04 | CRYOSURGICALUNIT | 10000-008-04 |  |  |  | Medtronic | Cryosurgical Unit |  |  | CRYOSURGICALUNIT-Medtronic-10000-008-04 |  |  |  | Covered PM Repair - Biomedical | MHHS-TMC
NO | NO |  |  |  | 009-10448 |  | CryoLife | SERIES 200 |  | CAB2117120570 | GH - OR | MHHS-Greater Heights |  |  |  | 009-10448 |  | Central & Greater Heights |  | GH - OR | [5 empty] | FREEZERS, LABORATORY, CRYOGENIC |  | .needs class | [13 empty] | Covered PM Repair - Biomedical | MHHS-Greater Heights
NO | NO | [5 empty] | CryoLife | XLC 511 |  | CEEM04H102 | SW - HVI - OR | MHHS-Southwest | [5 empty] | Southwest |  | SW - HVI - OR | [5 empty] | FREEZERS, LABORATORY, CRYOGENIC |  | .needs class | [13 empty] | Covered PM Repair - Biomedical | MHHS-Southwest
NO | YES |  |  |  | 129-05910 | 129-05910 | CRYOMEDICS INC. | MINI VAC |  | H1051 | MH MG-(STX)-South Texas-Wharton | MHHS-MG |  | System, Evacuation, Smoke |  | 129-05910 | 129-05910 | South | MHHS-MG | MH MG-(STX)-South Texas-Wharton | Gynecology exam room 4 | 10/1/19 | 10/1/20 |  |  | SMOKE EVACUATION SYSTEMS, SURGICAL | System, Evacuation, Smoke | SYSEVACSMOKE-MegaDyne Medi-Minivac | SYSEVACSMOKE | Minivac |  |  |  | MegaDyne Medi | System, Evacuation, Smoke |  |  | SYSEVACSMOKE-MegaDyne Medi-Minivac |  |  |  | Covered PM Repair - Biomedical | MHHS-MG | [8 empty] | SYSEVACSMOKE | System, Evacuation, Smoke | MegaDyne Medi
YES | YES |  |  |  | 013-36335 | 013-36335 | Cryomedics Inc. | Vp-250 |  | nsn | Conevient Care |  |  |  |  | 013-36335 | 013-36335 | South | Memorial Hermann Medical Group Needville | Conevient Care | Procedure
YES | YES |  |  |  | 099-00684 | 099-00684 | Cryosurgical | Cryopen |  |  | MH MG - (NE) - KINGWOOD OB/GYN |  |  |  |  | 099-00684 | 099-00684 | Katy | Memorial Hermann Medical Group Kingwood Obstetrics | MH MG - (NE) - KINGWOOD OB/GYN | Procedure Room 143 | 1/1/19 | 7/1/19
YES | YES |  |  |  | 142-01924 | 142-01924 | CryoTherm | CT-DR |  |  | NE - LABORATORY |  |  |  |  | 142-01924 | 142-01924 | Katy | Memorial Hermann Northeast Hospital | NE - LABORATORY | Blood Bank | 1/1/20 | 4/1/20
NO | YES |  |  |  | 151-02927 | 151-02927 | CS Medical | TD-100 |  |  | CY-Cardiopulmonary | MHHS-Cypress |  | Washer, Endoscope |  | 151-02927 | 151-02927 | Northwest | MHHS-Cypress | CY-Cardiopulmonary | Probe Cleaning Room | 11/1/19 | 5/1/20 |  |  | STERILIZING UNITS, LIQUID | Washer, Endoscope | WASHERENDOSCOPE-CS Medical-TD 100 | WASHERENDOSCOPE | TD 100 |  |  |  | CS Medical | Washer, Endoscope |  | WASHERENDOSCOPE-CS Medical-TD 100 |  | 5/29/16 |  | WE-A | Covered PM Repair - Biomedical | MHHS-Cypress | [8 empty] | WASHERENDOSCOPE | Washer, Endoscope | CS Medical
NO | YES |  |  |  | 133-07309 | 133-07309 | CS Medical | TD-100 |  |  | Katy-Cardiology | MHHS-Katy |  | Washer, Endoscope |  | 133-07309 | 133-07309 | Katy | MHHS-Katy | Katy-Cardiology | Cardiology Soiled Utility | 12/1/19 | 6/1/20 |  |  | STERILIZING UNITS, LIQUID | Washer, Endoscope | WASHERENDOSCOPE-CS Medical-TD 100 | WASHERENDOSCOPE | TD 100 |  |  |  | CS Medical | Washer, Endoscope |  | WASHERENDOSCOPE-CS Medical-TD 100 |  | 5/20/16 |  | WE-A | Covered PM Repair - Biomedical | MHHS-Katy | [8 empty] | WASHERENDOSCOPE | Washer, Endoscope | CS Medical
NO | NO |  |  |  | 009-09678 |  | CS Medical | TD-100 |  |  | GH - OUTPATIENT RADIOLOGY | MHHS-Greater Heights |  | Washer, Endoscope |  | 009-09678 |  | Central & Greater Heights |  | GH - OUTPATIENT RADIOLOGY | [5 empty] | STERILIZING UNITS, LIQUID |  | WASHERENDOSCOPE-CS Medical-TD 100 | WASHERENDOSCOPE | TD 100 |  |  |  | CS Medical | Washer, Endoscope |  | WASHERENDOSCOPE-CS Medical-TD 100 |  |  |  |  | Covered PM Repair - Biomedical | MHHS-Greater Heights
NO | NO |  |  |  | 145-00111 |  | CS Medical | TD-100 |  |  | PEARLAND - CARDIAC CATH LAB | MHHS-Pearland Hospital |  | Washer, Endoscope |  | 145-00111 |  | Pearland |  | PEARLAND - CARDIAC CATH LAB | [5 empty] | STERILIZING UNITS, LIQUID |  | WASHERENDOSCOPE-CS Medical-TD 100 | WASHERENDOSCOPE | TD 100 |  |  |  | CS Medical | Washer, Endoscope |  | WASHERENDOSCOPE-CS Medical-TD 100 |  |  |  |  | Covered PM Repair - Biomedical | MHHS-Pearland Hospital
NO | NO |  |  |  | 005-33520 |  | CS Medical | TD-100 |  |  | SE - RADIOLOGY | MHHS-Southeast |  | Washer, Endoscope |  | 005-33520 |  | Southeast & Bay Area |  | SE - RADIOLOGY | [5 empty] | STERILIZING UNITS, LIQUID |  | WASHERENDOSCOPE-CS Medical-TD 100 | WASHERENDOSCOPE | TD 100 |  |  |  | CS Medical | Washer, Endoscope |  | WASHERENDOSCOPE-CS Medical-TD 100 |  |  |  |  | Covered PM Repair - Biomedical | MHHS-Southeast
NO | NO |  |  |  | 029-08707 |  | CS Medical | TD-100 |  |  | WOODLANDS - ANESTHESIA | MHHS-Woodlands |  | Washer, Endoscope |  | 029-08707 |  | Woodlands |  | WOODLANDS - ANESTHESIA | [5 empty] | STERILIZING UNITS, LIQUID |  | WASHERENDOSCOPE-CS Medical-TD 100 | WASHERENDOSCOPE | TD 100 |  |  |  | CS Medical | Washer, Endoscope |  | WASHERENDOSCOPE-CS Medical-TD 100 |  |  |  |  | Covered PM Repair - Biomedical | MHHS-Woodlands
NO | YES |  |  |  | 009-33446 | 009-33446 | CSI Forensic Supply | DRY-FAST SWAB DRYER |  | NSN | GH-ER | MHHS-Greater Heights |  |  |  | 009-33446 | 009-33446 | Central | MHHS-Greater Heights | GH-ER | Rm 37 | 8/1/18 |  |  |  | DRYERS |  | .needs class | [5 empty] | CSI Forensic Supply | [7 empty] | Covered PM Repair - Biomedical | MHHS-Greater Heights
NO | YES |  |  |  | 583-00869 | 583-00869 | CSI Forensic Supply | DRY-FAST SWAB DRYER |  | NSN | KT CCC-(KY)-Emergency Room | MHHS-South Katy CCC |  |  |  | 583-00869 | 583-00869 | Katy | MHHS-Others | KT CCC-(KY)-Emergency Room | Clean equipment | 8/1/16 |  |  |  | DRYERS |  | .needs class | [5 empty] | CSI Forensic Supply | [7 empty] | Not Covered Vendor Only - Biomedical | MHHS-South Katy CCC
NO | NO |  |  |  | 041-20261 |  | CUDA PRODUCTS CORP. | HLS-150 |  |  | MEMORIAL CITY - TEXAS ONCOLOGY | MHHS-Mem City |  | Light Source, Fiberoptic |  | 041-20261 |  | West & Memorial City |  | MEMORIAL CITY - TEXAS ONCOLOGY | [5 empty] | LIGHT SOURCES, FIBEROPTIC |  | LIGHTSOURCEFIBEROPT-Summit Medical-HLS-150 | LIGHTSOURCEFIBEROPT | HLS-150 |  |  |  | Summit Medical | Light Source, Fiberoptic |  |  | LIGHTSOURCEFIBEROPT-Summit Medical-HLS-150 |  |  |  | Covered PM Repair - Respiratory/Steriliz | MHHS-Mem City
NO | YES |  |  |  |  | 069-27436 | CUDA PRODUCTS CORP. | XLS-300 |  | 300-00984 | TMC-Children's-CSC (9Hp) | MHHS-TMC |  | Light Source, Fiberoptic |  |  | 069-27436 | TMC | MHHS-TMC | TMC-Children's-CSC (9Hp) |  | 3/1/20 |  | 3/1/21 |  | LIGHT SOURCES, FIBEROPTIC |  | LIGHTSOURCEFIBEROPT-Olympus-XLS-300 | LIGHTSOURCEFIBEROPT | XLS-300 |  |  |  | Olympus | Light Source, Fiberoptic |  |  | LIGHTSOURCEFIBEROPT-Olympus-XLS-300 | 4/1/17 |  |  | Covered PM Repair - Biomedical | MHHS-TMC
NO | YES |  |  |  | 069-34415 | 069-34415 | CUDA PRODUCTS CORP. | XLS-300 |  | 300-00974 | Memorial Hermann- Texas Medical Center ChildrensOR | MHHS-TMC |  | Light Source, Fiberoptic |  | 069-34415 | 069-34415 | TMC | TPC | Memorial Hermann- Texas Medical Center ChildrensOR | OR hallway | 3/1/20 |  | 3/1/21 |  | LIGHT SOURCES, FIBEROPTIC |  | LIGHTSOURCEFIBEROPT-Olympus-XLS-300 | LIGHTSOURCEFIBEROPT | XLS-300 |  |  |  | Olympus | Light Source, Fiberoptic |  |  | LIGHTSOURCEFIBEROPT-Olympus-XLS-300 | 5/14/20 |  |  | Not Covered Vendor Only - Biomedical | MHHS-TMC
NO | YES |  |  |  | 069-37922 |  | CUDA PRODUCTS CORP. | XLS-300 |  | 300-01038 | Memorial Hermann- Texas Medical Center-OR-PACU nurse station | MHHS-TMC |  | Light Source, Fiberoptic |  | 069-37922 |  | TMC | TMC | Memorial Hermann- Texas Medical Center-OR-PACU nurse station | OR 03 | 3/1/19 |  | 3/1/20 |  | LIGHT SOURCES, FIBEROPTIC |  | LIGHTSOURCEFIBEROPT-Olympus-XLS-300 | LIGHTSOURCEFIBEROPT | XLS-300 |  |  |  | Olympus | Light Source, Fiberoptic |  |  | LIGHTSOURCEFIBEROPT-Olympus-XLS-300 | 5/14/20 |  |  | Not Covered Vendor Only - Biomedical | MHHS-TMC
NO | YES |  |  |  |  | 069-34414 | CUDA PRODUCTS CORP. | XLS-300 |  | 300-00950 | TMC-OR-Robertson (2R) | MHHS-TMC |  | Light Source, Fiberoptic |  |  | 069-34414 | TMC | MHHS-TMC | TMC-OR-Robertson (2R) | S2/411 | 3/1/19 |  |  |  | LIGHT SOURCES, FIBEROPTIC |  | LIGHTSOURCEFIBEROPT-Olympus-XLS-300 | LIGHTSOURCEFIBEROPT | XLS-300 |  |  |  | Olympus | Light Source, Fiberoptic |  |  | LIGHTSOURCEFIBEROPT-Olympus-XLS-300 |  |  |  | Not Covered Vendor Only - Resp/Ster | MHHS-TMC
NO | YES |  |  |  | 069-46256 | 069-46256 | CUDA PRODUCTS CORP. | XLS-300 |  | 300-02309 | Memorial Hermann- Texas Medcal Center- OR | MHHS-TMC |  | Light Source, Fiberoptic |  | 069-46256 | 069-46256 | TMC | TMC | Memorial Hermann- Texas Medcal Center- OR | OR34 | 10/1/19 |  | 10/1/20 |  | LIGHT SOURCES, FIBEROPTIC |  | LIGHTSOURCEFIBEROPT-Olympus-XLS-300 | LIGHTSOURCEFIBEROPT | XLS-300 |  |  |  | Olympus | Light Source, Fiberoptic |  |  | LIGHTSOURCEFIBEROPT-Olympus-XLS-300 | 1/24/18 |  |  | Not Covered Vendor Only - Resp/Ster | MHHS-TMC
NO | YES |  |  |  | 069-46257 | 069-46257 | CUDA PRODUCTS CORP. | XLS-300 |  | 300-02357 | TMC-OR-Hermann (2Hp) | MHHS-TMC |  | Light Source, Fiberoptic |  | 069-46257 | 069-46257 | TMC | MHHS-TMC | TMC-OR-Hermann (2Hp) | OR |  |  |  |  | LIGHT SOURCES, FIBEROPTIC |  | LIGHTSOURCEFIBEROPT-Olympus-XLS-300 | LIGHTSOURCEFIBEROPT | XLS-300 |  |  |  | Olympus | Light Source, Fiberoptic |  |  | LIGHTSOURCEFIBEROPT-Olympus-XLS-300 |  |  |  | Not Covered Vendor Only - Resp/Ster | MHHS-TMC
NO | YES |  |  |  | 069-46258 | 069-46258 | CUDA PRODUCTS CORP. | XLS-300 |  | 300-02358 | Memorial Hermann- Texas Medcal Center- OR | MHHS-TMC |  | Light Source, Fiberoptic |  | 069-46258 | 069-46258 | TMC | TMC | Memorial Hermann- Texas Medcal Center- OR | OR34 | 10/1/19 |  | 10/1/20 |  | LIGHT SOURCES, FIBEROPTIC |  | LIGHTSOURCEFIBEROPT-Olympus-XLS-300 | LIGHTSOURCEFIBEROPT | XLS-300 |  |  |  | Olympus | Light Source, Fiberoptic |  |  | LIGHTSOURCEFIBEROPT-Olympus-XLS-300 | 4/14/17 |  |  | Not Covered Vendor Only - Resp/Ster | MHHS-TMC
NO | YES |  |  |  | 069-46260 | 069-46260 | CUDA PRODUCTS CORP. | XLS-300 |  | 300-02361 | TMC - SEROFIM 2 - OR | MHHS-TMC |  | Light Source, Fiberoptic |  | 069-46260 | 069-46260 | TMC | Memorial Hermann-Texas Medical Center | TMC - SEROFIM 2 - OR | S2 OR 4 | 10/1/19 |  | 10/1/20 |  | LIGHT SOURCES, FIBEROPTIC |  | LIGHTSOURCEFIBEROPT-Olympus-XLS-300 | LIGHTSOURCEFIBEROPT | XLS-300 |  |  |  | Olympus | Light Source, Fiberoptic |  |  | LIGHTSOURCEFIBEROPT-Olympus-XLS-300 | 4/3/17 |  |  | Covered PM Repair - Biomedical | MHHS-TMC
NO | YES |  |  |  | 069-46261 | 069-46261 | CUDA PRODUCTS CORP. | XLS-300 |  | 300-02359 | TMC-OR-Robertson (2R) | MHHS-TMC |  | Light Source, Fiberoptic |  | 069-46261 | 069-46261 | TMC | MHHS-TMC | TMC-OR-Robertson (2R) | S2/411 |  |  |  |  | LIGHT SOURCES, FIBEROPTIC |  | LIGHTSOURCEFIBEROPT-Olympus-XLS-300 | LIGHTSOURCEFIBEROPT | XLS-300 |  |  |  | Olympus | Light Source, Fiberoptic |  |  | LIGHTSOURCEFIBEROPT-Olympus-XLS-300 | 4/3/17 |  |  | Covered PM Repair - Biomedical | MHHS-TMC
NO | NO |  |  |  | 069-46259 |  | CUDA PRODUCTS CORP. | XLS-300 |  | 300-02360 | TMC - OR - ROBERTSON (2R) | MHHS-TMC |  | Light Source, Fiberoptic |  | 069-46259 |  | TMC |  | TMC - OR - ROBERTSON (2R) | [5 empty] | LIGHT SOURCES, FIBEROPTIC |  | LIGHTSOURCEFIBEROPT-Olympus-XLS-300 | LIGHTSOURCEFIBEROPT | XLS-300 |  |  |  | Olympus | Light Source, Fiberoptic |  |  | LIGHTSOURCEFIBEROPT-Olympus-XLS-300 |  |  |  | Covered PM Repair - Biomedical | MHHS-TMC
NO | NO | [5 empty] | CUDA PRODUCTS CORP. | XLS-300 |  | 300-01022 | TMC - OR - ROBERTSON (2R) | MHHS-TMC |  | Light Source, Fiberoptic |  |  |  | TMC |  | TMC - OR - ROBERTSON (2R) | [5 empty] | LIGHT SOURCES, FIBEROPTIC |  | LIGHTSOURCEFIBEROPT-Olympus-XLS-300 | LIGHTSOURCEFIBEROPT | XLS-300 |  |  |  | Olympus | Light Source, Fiberoptic |  |  | LIGHTSOURCEFIBEROPT-Olympus-XLS-300 |  |  |  | Covered PM Repair - Biomedical | MHHS-TMC
NO | YES |  |  |  | 000-03698 | 000-03698 | Current Solutions | INTENSITY CX4 |  |  | Rehabilitation Center | MHHS-SMR |  | Therapy Unit, Ultrasound |  | 000-03698 | 000-03698 | Katy | SMR NE Kingwood | Rehabilitation Center | Gym |  |  |  | Broken head doesnot work | STIMULATORS, ELECTRICAL, NEUROMUSCULAR |  | THERAPYUNITULTRASOUND-Roscoe Med Inc-InTENSity CX4 | THERAPYUNITULTRASOUND | InTENSity CX4 |  |  |  | Roscoe Med Inc | Therapy Unit, Ultrasound |  |  | THERAPYUNITULTRASOUND-Roscoe Med Inc-InTENSity CX4 |  |  |  | Covered PM Repair - Biomedical | MHHS-SMR
YES | YES |  |  |  |  | 099-01446 | Custom | Gnossing station |  | N/A | [6 empty] | 099-01446 | Katy | Memorial Hermann Northeast Hospital |  | Lab | 11/1/19 | 2/1/20
NO | YES | Serial Number No Serial Number |  |  | 583-01579 | 583-01579 | Custom Biogenic Systems | Canopy |  | No serial number | MH MG - (MC) - COMPREHENSIVE HEART CARE |  |  |  |  | 583-01579 | 583-01579 | West | Memorial Hermann Medical Group Memorial City Cardiology (#400) | MH MG - (MC) - COMPREHENSIVE HEART CARE | Lab/ Gross Pathology |  |  |  | Vent hood
YES | YES |  |  |  | 583-01540 | 583-01540 | Custom Hood | Custom |  | Na | GH - LABORATORY - specimen room |  |  |  |  | 583-01540 | 583-01540 | Central | Memorial Hermann Greater Heights Hospital | GH - LABORATORY - specimen room | Specimen room before exit out
YES | YES |  |  |  | 005-33140 | 005-33140 | Cybernet Mfg | H22 |  |  | Operating Room |  |  |  |  | 005-33140 | 005-33140 | Sugar Land | Memorial Hermann Sugar Land Hospital | Operating Room | OR 4
NO | NO | [5 empty] | CyberPower | 1500AVR |  | BDA2X1400027 | PARC - GESSNER INPATIENT REHAB | MHHS-PARC | [5 empty] | Central & Greater Heights |  | PARC - GESSNER INPATIENT REHAB | [5 empty] | POWER SYSTEMS, UNINTERRUPTIBLE |  | POWERSUPPLYUPS-CyberPower Sys-CP1500AVR |  |  |  |  | POWERSUPPLYUPS-CyberPower Sys-CP1500AVR | CyberPower Sys | [7 empty] | Covered PM Repair - Biomedical | MHHS-PARC
NO | NO | [5 empty] | CyberPower | 900AVR |  | cpc0w2000468 | WOODLANDS - NUC MED | MHHS-Woodlands | [5 empty] | Woodlands |  | WOODLANDS - NUC MED | [5 empty] | POWER SYSTEMS, UNINTERRUPTIBLE |  | POWERSUPPLYUPS-CyberPower Sys-CP900AVR |  |  |  |  | POWERSUPPLYUPS-CyberPower Sys-CP900AVR | CyberPower Sys | [7 empty] | Covered PM Repair - Biomedical | MHHS-Woodlands
YES | YES | Serial Number Cnf |  |  | 005-12101 | 005-12101 | CyberPower | OR1500 |  | CNF | Outpatient radiology |  |  |  |  | 005-12101 | 005-12101 | Southeast | Memorial Hermann Southeast Hospital - Outpatient Services | Outpatient radiology | Rnpoom 1
NO | NO |  |  |  | 069-43631 |  | CyberPower | OR1500LCDRT2U |  | GAWEU2000276 | OPID - (TMC) - UPPER KIRBY BC - 454 | MHHS-OPID |  |  |  | 069-43631 |  | TMC |  | OPID - (TMC) - UPPER KIRBY BC - 454 | [5 empty] | POWER SYSTEMS, UNINTERRUPTIBLE |  | .needs class | [5 empty] | CyberPower Sys | [7 empty] | Covered PM Repair - Biomedical | MHHS-OPID
NO | NO |  |  |  | R-005-OPCHESTUPS |  | CyberPower | OR1500LCDRT2U |  | GAWEU200347 | SE - RADIOLOGY | MHHS-Southeast |  |  |  | R-005-OPCHESTUPS |  | Southeast & Bay Area |  | SE - RADIOLOGY | [5 empty] | POWER SYSTEMS, UNINTERRUPTIBLE |  | .needs class | [5 empty] | CyberPower Sys | [7 empty] | Covered PM Repair - Biomedical | MHHS-Southeast
YES | YES |  |  |  | 099-00304 | 099-00304 | CyberPower Systems Inc. | 625VA |  | CQWBZ2016742 | KATY REHAB - SLEEP LAB |  |  |  |  | 099-00304 | 099-00304 | Katy | Memorial Hermann Katy Rehab Sleep Disorders Center (#302) | KATY REHAB - SLEEP LAB | Room 1
YES | YES | Serial Number Cnf |  |  | 099-02841 | 099-02841 | CyberPower Systems Inc. | 625VA |  | Cnf | KATY REHAB - SLEEP LAB |  |  |  |  | 099-02841 | 099-02841 | Katy | Memorial Hermann Katy Rehab Sleep Disorders Center (#302) | KATY REHAB - SLEEP LAB | Room 4
YES | YES | Serial Number Cnf |  |  | 099-02846 | 099-02846 | CyberPower Systems Inc. | 625VA |  | Cnf | KATY REHAB - SLEEP LAB |  |  |  |  | 099-02846 | 099-02846 | Katy | Memorial Hermann Katy Rehab Sleep Disorders Center (#302) | KATY REHAB - SLEEP LAB | Nurse station |  |  |  | Could not get to serial
NO | YES |  |  |  | 005-07979 | 005-07979 | Cybersonics Inc. | CYBERWAND CW-USLG |  | ga0616110696s0 | SE-OR | MHHS-Southeast |  |  |  | 005-07979 | 005-07979 | Southeast | MHHS-Southeast | SE-OR |  | 4/1/19 |  |  |  | LITHOTRIPTERS |  | .needs class | [5 empty] | Cybersonics | [7 empty] | Covered PM Repair - Biomedical | MHHS-Southeast
YES | YES |  |  |  | 099-11968 | 099-11968 | Cybertronics Inc |  |  |  | Epilepsy PEDI HD1012 |  |  |  |  | 099-11968 | 099-11968 |  | Memorial Hermann- Texas Medica Center | Epilepsy PEDI HD1012 | Radiology | 3/1/20 |  |  | No PM Sticker
NO | NO |  |  |  | 069-04728 |  | CYBEX International, Inc. |  |  | 1690H018410 | TMC - EPILEPSY - ADULT EMU (3J) | MHHS-TMC |  | Exerciser/Ergometer, Bicycle |  | 069-04728 |  | TMC |  | TMC - EPILEPSY - ADULT EMU (3J) | [5 empty] | EXERCISERS |  | EXERCISERERGBICYCLE-CYBEX-1690 | EXERCISERERGBICYCLE |  |  |  |  | CYBEXINTL | Exerciser/Ergometer, Bicycle |  | EXERCISERERGBICYCLE-CYBEX-1690 |  |  |  |  | Covered PM Repair - Biomedical | MHHS-TMC
NO | NO |  |  |  | 925-01238 |  | CYBEX International, Inc. |  |  | 410091T362718 | SMR - (TMC) - GREENWAY PLAZA | MHHS-SMR |  |  |  | 925-01238 |  | TMC |  | SMR - (TMC) - GREENWAY PLAZA | [5 empty] | EXERCISERS |  | SYSTEMEXERMULTIWEIGHT-CYBEX-4100 |  |  |  |  | SYSTEMEXERMULTIWEIGHT-CYBEX-4100 | CYBEXINTL | [7 empty] | Covered PM Repair - Biomedical | MHHS-SMR
NO | YES |  |  |  | 005-01877 | 005-01877 | CYBEX International, Inc. | 4100A201-91 |  | 4100M233406 | SMR - (SE) - SOUTHEAST (MP1) | MHHS-SMR |  |  |  | 005-01877 | 005-01877 | Southeast | Memorial Hermann Sports Medicine | SMR - (SE) - SOUTHEAST (MP1) | Main Gym | 10/1/17 |  |  |  | EXERCISERS | System, Exerciser, Multi-Weight | SYSTEMEXERMULTIWEIGHT-CYBEX-4100A |  |  |  |  | SYSTEMEXERMULTIWEIGHT-CYBEX-4100A | CYBEXINTL | [7 empty] | Covered PM Repair - Biomedical | MHHS-SMR | [8 empty] | SYSTEMEXERMULTIWEIGHT | System, Exerciser, Multi-Weight | CYBEXINTL
YES | YES |  |  |  | 099-00711 | 099-00711 | Cybex International, Inc. |  |  | 4113M08G394 | [5 empty] | 099-00711 | 099-00711 | Sugar Land | Memorial Hermann Sports Medicine |  | Main area | 2/1/20 | [5 empty] | .needs class
YES | YES |  |  |  | 142-09254 | 142-09254 | Cybex International, Inc. | 4605 97 |  | 460597W477943 | SMR - (SL) - WILLIAMS TRACE |  |  |  |  | 142-09254 | 142-09254 | Sugar Land | Memorial Hermann Sports Medicine | SMR - (SL) - WILLIAMS TRACE |  | 2/1/20
YES | YES |  |  |  | 142-09253 | 142-09253 | Cybex International, Inc. | 4640 97 |  | 464097W369243 | SMR - (SL) - WILLIAMS TRACE |  |  |  |  | 142-09253 | 142-09253 | Sugar Land | Memorial Hermann Sports Medicine | SMR - (SL) - WILLIAMS TRACE |  | 2/1/20
YES | YES |  |  |  | 142-09252 | 142-09252 | Cybex International, Inc. | 4645 97 |  | 464597W369643 | SMR - (SL) - WILLIAMS TRACE |  |  |  |  | 142-09252 | 142-09252 | Sugar Land | Memorial Hermann Sports Medicine | SMR - (SL) - WILLIAMS TRACE
NO | NO |  |  |  | 000-03600 |  | CYBEX International, Inc. | 4815-91 |  | 481591T38146 | SMR - (SE) - ALVIN | MHHS-SMR |  |  |  | 000-03600 |  | Southeast & Bay Area |  | SMR - (SE) - ALVIN | [5 empty] | EXERCISERS |  | .needs class |  |  |  |  | .needs class | CYBEXINTL | [7 empty] | Covered PM Repair - Biomedical | MHHS-SMR
NO | NO |  |  |  | 925-01236 |  | CYBEX International, Inc. | 4865-92 |  | 486591T131618 | SMR - (TMC) - GREENWAY PLAZA | MHHS-SMR |  |  |  | 925-01236 |  | TMC |  | SMR - (TMC) - GREENWAY PLAZA | [5 empty] | EXERCISERS |  | .needs class |  |  |  |  | .needs class | CYBEXINTL | [7 empty] | Covered PM Repair - Biomedical | MHHS-SMR
YES | YES |  |  |  | 099-00709 | 099-00709 | Cybex International, Inc. | 4875 97 |  | 4875-97W099943 | [5 empty] | 099-00709 | 099-00709 | Sugar Land | Memorial Hermann Sports Medicine |  | Main area
NO | NO |  |  |  | 925-01241 |  | CYBEX International, Inc. |  |  | 531591T292418 | SMR - (TMC) - GREENWAY PLAZA | MHHS-SMR |  | System, Exerciser, Multi-Weight |  | 925-01241 |  | TMC |  | SMR - (TMC) - GREENWAY PLAZA | [5 empty] | EXERCISERS |  | SYSTEMEXERMULTIWEIGHT-CYBEX-5315 | SYSTEMEXERMULTIWEIGHT |  |  |  |  | CYBEXINTL | System, Exerciser, Multi-Weight |  | SYSTEMEXERMULTIWEIGHT-CYBEX-5315 |  |  |  |  | Covered PM Repair - Biomedical | MHHS-SMR
NO | NO |  |  |  | 925-01234 |  | CYBEX International, Inc. | 5341-001-91 |  | 534191T627618 | SMR - (TMC) - GREENWAY PLAZA | MHHS-SMR |  |  |  | 925-01234 |  | TMC |  | SMR - (TMC) - GREENWAY PLAZA | [5 empty] | EXERCISERS |  | .needs class |  |  |  |  | .needs class | CYBEXINTL | [7 empty] | Covered PM Repair - Biomedical | MHHS-SMR
YES | YES |  |  |  | 099-02407 | 099-02407 | Cybex International, Inc. |  |  | 5601-97W484425 | SMR - (SL) - WILLIAMS TRACE |  |  |  |  | 099-02407 | 099-02407 | Sugar Land | Memorial Hermann Sports Medicine | SMR - (SL) - WILLIAMS TRACE | Gym |  |  |  | Multiple serial numbers, see pictures
NO | NO |  |  |  | 069-27211 |  | CYBEX International, Inc. | CABLE COLUMN |  | CC0040 | SMR - (TMC) - SHEPHERD SQUARE | MHHS-SMR |  |  |  | 069-27211 |  | TMC |  | SMR - (TMC) - SHEPHERD SQUARE | [5 empty] | EXERCISERS |  | .needs class | [5 empty] | CYBEXINTL | [7 empty] | No Coverage Specified | MHHS-SMR
YES | YES |  |  |  | 099-00740 | 099-00740 | Cybex International, Inc. | FT-360 |  | 910091T068148 | SMR - (SL) - WILLIAMS TRACE |  |  |  |  | 099-00740 | 099-00740 | Sugar Land | Memorial Hermann Sports Medicine | SMR - (SL) - WILLIAMS TRACE | Gym Floor
YES | YES | Serial Number Cnf |  |  | 041-33145 | 041-33145 | Cybex International, Inc. | Galile leg extensioner |  | Cnf | MEMORIAL CITY - SUCCESSFUL RETURNS |  |  |  |  | 041-33145 | 041-33145 | West | 929 suite 1500 | MEMORIAL CITY - SUCCESSFUL RETURNS | Physical therapy |  |  |  | No pm
YES | YES | Serial Number Cnf |  |  | 041-33146 | 041-33146 | Cybex International, Inc. | Galile seated leg curl |  | Cnf | MEMORIAL CITY - SUCCESSFUL RETURNS |  |  |  |  | 041-33146 | 041-33146 | West | 929 suite 1500 | MEMORIAL CITY - SUCCESSFUL RETURNS | Physical therapy |  |  |  | No pm
YES | YES |  |  |  | 041-33149 | 041-33149 | Cybex International, Inc. | Galileo Abdominal |  | 4885-91T102118 | MEMORIAL CITY - SUCCESSFUL RETURNS |  |  |  |  | 041-33149 | 041-33149 | West | 929 suite 1500 | MEMORIAL CITY - SUCCESSFUL RETURNS | Physical therapy |  |  |  | No pm
YES | YES | Serial Number Cnf |  |  | 041-33148 | 041-33148 | Cybex International, Inc. | Galileo back extensioner |  | Cnf | MEMORIAL CITY - SUCCESSFUL RETURNS |  |  |  |  | 041-33148 | 041-33148 | West | 929 suite 1500 | MEMORIAL CITY - SUCCESSFUL RETURNS | Physical therapy |  |  |  | No pm
YES | YES | Serial Number Cnf |  |  | 041-33147 | 041-33147 | Cybex International, Inc. | Galileo torso rotation |  | Cnf | MEMORIAL CITY - SUCCESSFUL RETURNS |  |  |  |  | 041-33147 | 041-33147 | West | 929 suite 1500 | MEMORIAL CITY - SUCCESSFUL RETURNS | Physical therapy |  |  |  | No pm
NO | YES |  |  |  | 005-01879 | 005-01879 | CYBEX International, Inc. | KINETRON II |  | k-6080309 | Memorial Hermann- SE - Radiology- NuclearMed | MHHS-Southeast |  | System, Exerciser, Multi-Weight |  | 005-01879 | 005-01879 | Southeast & Bay Area | Memorial Hermann- SE - Radiology- NuclearMed | Memorial Hermann- SE - Radiology- NuclearMed | Cardio Rehab | 9/1/18 |  | 4/1/20 | PM Not Required | EXERCISERS |  | SYSTEMEXERMULTIWEIGHT-CYBEX-KINETRON II | SYSTEMEXERMULTIWEIGHT | KINETRON II |  |  |  | CYBEXINTL | System, Exerciser, Multi-Weight |  | SYSTEMEXERMULTIWEIGHT-CYBEX-KINETRON II |  | 4/30/16 |  |  | Covered PM Repair - Respiratory/Steriliz | MHHS-Southeast
NO | YES |  |  |  | 005-02057 | 005-02057 | CYBEX International, Inc. | KINETRON II |  | K3090673 | Memorial Hermann- SE - Radiology- NuclearMed | MHHS-Southeast |  | System, Exerciser, Multi-Weight |  | 005-02057 | 005-02057 | Southeast & Bay Area | Memorial Hermann- SE - Radiology- NuclearMed | Memorial Hermann- SE - Radiology- NuclearMed | Cardio Rehab | 9/1/18 |  | 4/1/20 | PM Not Required | EXERCISERS |  | SYSTEMEXERMULTIWEIGHT-CYBEX-KINETRON II | SYSTEMEXERMULTIWEIGHT | KINETRON II |  |  |  | CYBEXINTL | System, Exerciser, Multi-Weight |  | SYSTEMEXERMULTIWEIGHT-CYBEX-KINETRON II |  | 4/2/16 |  |  | Covered PM Repair - Biomedical | MHHS-Southeast
NO | NO |  |  |  | 005-01887 |  | CYBEX International, Inc. | KINETRON II |  | K8080782 | SE - REHAB SERVICES | MHHS-Southeast |  | System, Exerciser, Multi-Weight |  | 005-01887 |  | Southeast & Bay Area |  | SE - REHAB SERVICES | [5 empty] | EXERCISERS |  | SYSTEMEXERMULTIWEIGHT-CYBEX-KINETRON II | SYSTEMEXERMULTIWEIGHT | KINETRON II |  |  |  | CYBEXINTL | System, Exerciser, Multi-Weight |  | SYSTEMEXERMULTIWEIGHT-CYBEX-KINETRON II |  |  |  |  | Covered PM Repair - Biomedical | MHHS-Southeast
NO | NO | [5 empty] | CYBEX International, Inc. | KINETRON II |  |  | SW - REHAB | MHHS-Southwest |  | System, Exerciser, Multi-Weight |  |  |  | Southwest |  | SW - REHAB | [5 empty] | EXERCISERS |  | SYSTEMEXERMULTIWEIGHT-CYBEX-KINETRON II | SYSTEMEXERMULTIWEIGHT | KINETRON II |  |  |  | CYBEXINTL | System, Exerciser, Multi-Weight |  | SYSTEMEXERMULTIWEIGHT-CYBEX-KINETRON II |  |  |  |  | Covered PM Repair - Biomedical | MHHS-Southwest
YES | YES |  |  |  | 041-33150 | 041-33150 | Cybex International, Inc. | Lat pulldown |  |  | MEMORIAL CITY - SUCCESSFUL RETURNS |  |  |  |  | 041-33150 | 041-33150 | West | 929 suite 1500 | MEMORIAL CITY - SUCCESSFUL RETURNS | Physical therapy |  |  |  | No pm
NO | NO |  |  |  | 005-01884 |  | CYBEX International, Inc. | METABOLIC SYSTEM |  | 2460m315705 | SE - REHAB SERVICES | MHHS-Southeast |  |  |  | 005-01884 |  | Southeast & Bay Area |  | SE - REHAB SERVICES | [5 empty] | EXERCISERS |  | .needs class | [5 empty] | CYBEXINTL | [7 empty] | Covered PM Repair - Biomedical | MHHS-Southeast
YES | YES |  |  |  | 029-01166 | 029-01166 | Cybex International, Inc. | Norm isolation |  | 770CM | SMR - (WDLS) - SPRING CCC |  |  |  |  | 029-01166 | 029-01166 | Woodlands |  | SMR - (WDLS) - SPRING CCC
YES | YES |  |  |  | 005-11977 | 005-11977 | Cybex International, Inc. | Strength System |  |  | SMR - (SE) - SOUTHEAST (620 |  |  |  |  | 005-11977 | 005-11977 | Southeast | Memorial Hermann Sports Medicine | SMR - (SE) - SOUTHEAST (620 | Sports
NO | YES |  |  |  | 005-00493 | 005-00493 | CYBEX International, Inc. | UBE |  | B04B0227 | Memorial Hermann- SE - Radiology- NuclearMed | MHHS-Southeast |  | System, Exerciser, Multi-Weight |  | 005-00493 | 005-00493 | Southeast & Bay Area | Memorial Hermann- SE - Radiology- NuclearMed | Memorial Hermann- SE - Radiology- NuclearMed | Echo Room1 | 2/1/19 |  | 2/1/20 |  | EXERCISERS |  | SYSTEMEXERMULTIWEIGHT-CYBEX-UBE | SYSTEMEXERMULTIWEIGHT | UBE |  |  |  | CYBEXINTL | System, Exerciser, Multi-Weight |  | SYSTEMEXERMULTIWEIGHT-CYBEX-UBE |  | 4/1/18 |  |  | Covered PM Repair - Biomedical | MHHS-Southeast
YES | YES | Serial Number Cnf |  |  | 041-33151 | 041-33151 | Cybex International, Inc. | Universal exerciser |  | Cnf | MEMORIAL CITY - SUCCESSFUL RETURNS |  |  |  |  | 041-33151 | 041-33151 | West | 929 suite 1500 | MEMORIAL CITY - SUCCESSFUL RETURNS | Physical therapy |  |  |  | No pm
NO | YES |  |  |  | 000-03602 | 000-03602 | CYBEX International, Inc. | VR3 12052 |  | B03-301205291-0159 | SMR - (SE) - ALVIN | MHHS-SMR |  |  |  | 000-03602 | 000-03602 | Southeast |  | SMR - (SE) - ALVIN |  | 3/1/18 |  |  |  | EXERCISERS |  | .needs class | [5 empty] | CYBEXINTL |  |  |  |  | 8/11/15 |  |  | Covered PM Repair - Biomedical | MHHS-SMR
NO | NO |  |  |  | 000-03603 |  | CYBEX International, Inc. | VR3 12062 |  | B03-301206291-0163 | SMR - (SE) - ALVIN | MHHS-SMR |  |  |  | 000-03603 |  | Southeast & Bay Area |  | SMR - (SE) - ALVIN | [5 empty] | EXERCISERS |  | .needs class | [5 empty] | CYBEXINTL | [7 empty] | Not Covered Vendor Only - Lab Ana/Anes | MHHS-SMR
NO | YES |  |  |  | 029-08432 | 029-08432 | CytoTherm | CT-DR |  |  | Woodlands-Laboratory-Blood Bank | MHHS-Woodlands |  |  |  | 029-08432 | 029-08432 | Woodlands | MHHS-Woodlands | Woodlands-Laboratory-Blood Bank | Lab | 1/1/20 | 3/1/20 | 1/1/21 |  | BATHS, WATER |  | .needs class | [5 empty] | CytoTherm |  |  |  |  | 4/20/13 |  |  | Covered PM Repair - Biomedical | MHHS-Woodlands
NO | NO | [5 empty] | CytoTherm | CT-DR |  |  | NE - LABORATORY - BLOOD BANK | MHHS-Northeast | [5 empty] | Katy |  | NE - LABORATORY - BLOOD BANK | [5 empty] | BATHS, WATER |  | .needs class | [5 empty] | CytoTherm | [7 empty] | Covered PM Repair - Respiratory/Steriliz | MHHS-Northeast
NO | YES |  |  |  | 133-04389 | 133-04389 | Cytyc Surgical Products |  |  | CSP5698 | Katy-OR | MHHS-Katy |  | Radiation Beam Analyzer |  | 133-04389 | 133-04389 | Katy | MHHS-Katy | Katy-OR | OR - equipment | 1/1/20 | 7/1/20 |  |  | RADIOFREQUENCY/MICROWAVE THERAPY SYSTEMS, DIATHERM | Radiation Beam Analyzer | RADANABE-Ludlum Measure-9 | RADANABE |  |  |  |  | Ludlum Measure | Radiation Beam Analyzer |  |  | RADANABE-Ludlum Measure-9 |  |  | TEST-A | Covered PM Repair - Biomedical | MHHS-Katy | [8 empty] | RADANABE | Radiation Beam Analyzer | Ludlum Measure
NO | YES |  |  |  | 133-07304 | 133-07304 | Cytyc Surgical Products |  |  | 31570L10D0 | Katy-OR | MHHS-Katy |  | Radiation Beam Analyzer |  | 133-07304 | 133-07304 | Katy | MHHS-Katy | Katy-OR | OR - equipment | 1/1/20 | 7/1/20 |  |  | RADIOFREQUENCY/MICROWAVE THERAPY SYSTEMS, DIATHERM | Radiation Beam Analyzer | RADANABE-Ludlum Measure-9 | RADANABE |  |  |  |  | Ludlum Measure | Radiation Beam Analyzer |  |  | RADANABE-Ludlum Measure-9 |  |  | TEST-A | Covered PM Repair - Biomedical | MHHS-Katy | [8 empty] | RADANABE | Radiation Beam Analyzer | Ludlum Measure
NO | YES |  |  |  | 133-07633 | 133-07633 | Cytyc Surgical Products |  |  | 31810C11D0 | Katy-OR | MHHS-Katy |  | Radiation Beam Analyzer |  | 133-07633 | 133-07633 | Katy | MHHS-Katy | Katy-OR | OR - equipment | 1/1/20 | 7/1/20 |  |  | RADIOFREQUENCY/MICROWAVE THERAPY SYSTEMS, DIATHERM | Radiation Beam Analyzer | RADANABE-Ludlum Measure-9 | RADANABE |  |  |  |  | Ludlum Measure | Radiation Beam Analyzer |  |  | RADANABE-Ludlum Measure-9 |  |  | TEST-A | Covered PM Repair - Biomedical | MHHS-Katy | [8 empty] | RADANABE | Radiation Beam Analyzer | Ludlum Measure
NO | YES |  |  |  |  | 041-09452 | Cytyc Surgical Products |  |  | CSP3231 | MEMORIAL CITY - OUTPATIENT SURGERY | MHHS-Mem City |  | Radiation Beam Analyzer |  |  | 041-09452 | West | Memorial herman - memorial city medical center | MEMORIAL CITY - OUTPATIENT SURGERY | W1 case cart staging area |  |  |  |  | RADIOFREQUENCY/MICROWAVE THERAPY SYSTEMS, DIATHERM |  | RADANABE-Ludlum Measure-9 | RADANABE |  |  |  |  | Ludlum Measure | Radiation Beam Analyzer |  |  | RADANABE-Ludlum Measure-9 |  |  |  | Covered PM Repair - Biomedical | MHHS-Mem City
NO | YES |  |  |  | 005-06669 | 005-06669 | Cytyc Surgical Products |  |  | CSP8456 | SE-OR | MHHS-Southeast |  | Radiation Beam Analyzer |  | 005-06669 | 005-06669 | Southeast | MHHS-Southeast | SE-OR | Clean supply | 10/1/19 |  |  |  | RADIOFREQUENCY/MICROWAVE THERAPY SYSTEMS, DIATHERM |  | RADANABE-Ludlum Measure-9 | RADANABE |  |  |  |  | Ludlum Measure | Radiation Beam Analyzer |  |  | RADANABE-Ludlum Measure-9 |  |  |  | Covered PM Repair - Biomedical | MHHS-Southeast
NO | NO | [5 empty] | Cytyc Surgical Products |  |  | CSP3092 | MEMORIAL CITY - OUTPATIENT SURGERY | MHHS-Mem City |  | Radiation Beam Analyzer |  |  |  | West & Memorial City |  | MEMORIAL CITY - OUTPATIENT SURGERY | [5 empty] | RADIOFREQUENCY/MICROWAVE THERAPY SYSTEMS, DIATHERM |  | RADANABE-Ludlum Measure-9 | RADANABE |  |  |  |  | Ludlum Measure | Radiation Beam Analyzer |  |  | RADANABE-Ludlum Measure-9 |  |  |  | Covered PM Repair - Biomedical | MHHS-Mem City
NO | YES |  |  |  | 013-15192 | 013-15192 | Cytyc Surgical Products | NOVASURE |  | CSP8028 | SW-OR | MHHS-Southwest |  | Radiofrequency Therapy System |  | 013-15192 | 013-15192 | Southwest | MHHS-Southwest | SW-OR | OR | 8/1/19 |  | 8/1/20 |  | RADIOFREQUENCY THERAPY SYSTEMS, TISSUE ABLATION | Radiofrequency Therapy System | RFTHERAPY-Hologic-NovaSure | RFTHERAPY | NovaSure |  |  |  | Hologic | Radiofrequency Therapy System |  |  | RFTHERAPY-Hologic-NovaSure | 11/30/18 |  |  | Covered PM Repair - Biomedical | MHHS-Southwest | [8 empty] | RFTHERAPY | Radiofrequency Therapy System | Hologic
NO | YES |  |  |  |  | 069-06962 | Cytyc Surgical Products | NOVASURE |  | NVC2421 | TMC-OR-Robertson (2R) | MHHS-TMC |  | Radiofrequency Therapy System |  |  | 069-06962 | TMC | MHHS-TMC | TMC-OR-Robertson (2R) | TMC OR ROBERTSON (2R) | 9/1/19 |  | 9/1/20 |  | RADIOFREQUENCY THERAPY SYSTEMS, TISSUE ABLATION |  | RFTHERAPY-Hologic-NovaSure | RFTHERAPY | NovaSure |  |  |  | Hologic | Radiofrequency Therapy System |  |  | RFTHERAPY-Hologic-NovaSure | 11/30/18 |  |  | Covered PM Repair - Biomedical | MHHS-TMC
NO | YES |  |  |  |  | 069-26213 | Cytyc Surgical Products | NOVASURE |  | CSP7256 | TMC-OR-Robertson (2R) | MHHS-TMC |  | Radiofrequency Therapy System |  |  | 069-26213 | TMC | MHHS-TMC | TMC-OR-Robertson (2R) | TMC OR ROBERTSON (2R) | 9/1/19 |  | 9/1/20 |  | RADIOFREQUENCY THERAPY SYSTEMS, TISSUE ABLATION |  | RFTHERAPY-Hologic-NovaSure | RFTHERAPY | NovaSure |  |  |  | Hologic | Radiofrequency Therapy System |  |  | RFTHERAPY-Hologic-NovaSure | 11/30/18 |  |  | Covered PM Repair - Biomedical | MHHS-TMC
NO | YES |  |  |  | 041-12139 | 041-12139 | Cytyc Surgical Products | TLiIQ |  | 61337F14DO | Clinical Laboratory | MHHS-Mem City |  | Analyzer, Immunochemistry |  | 041-12139 | 041-12139 | West | Memorial Hermann Memorial City Medical Center | Clinical Laboratory | Work Station #1 (Right) Inside Door |  |  |  |  | ANALYZERS, PHYSIOLOGIC, BODY COMPOSITION |  | ANALYZERIMMUNOCHEMISTRY-ADEZABIOMED-TLiIQ | ANALYZERIMMUNOCHEMISTRY | TLiIQ |  |  |  | ADEZABIOMED | Analyzer, Immunochemistry |  |  | ANALYZERIMMUNOCHEMISTRY-ADEZABIOMED-TLiIQ |  |  |  | Not Covered Vendor Only - Biomedical | MHHS-Mem City
NO | NO |  |  |  | UT-09241374 |  | D.E. Hokanson, Inc. | AG101 |  |  | TMC - ROBERTSON - CLIN RESEARCH (3R) | MHHS-TMC |  | Compressor, Air |  | UT-09241374 |  | TMC |  | TMC - ROBERTSON - CLIN RESEARCH (3R) | [5 empty] | FILTERS, AIR |  | COMPRESSORAIR-D E Hokanson-AG101 | COMPRESSORAIR | AG101 |  |  |  | D E Hokanson | Compressor, Air |  | COMPRESSORAIR-D E Hokanson-AG101 |  |  |  |  | Covered PM Repair - Biomedical | MHHS-TMC
NO | NO |  |  |  | UT-12181441 |  | D.E. Hokanson, Inc. | E20 |  |  | TMC - ROBERTSON - CLIN RESEARCH (3R) | MHHS-TMC |  | Tourniquet, Air Pressure |  | UT-12181441 |  | TMC |  | TMC - ROBERTSON - CLIN RESEARCH (3R) | [5 empty] | DETECTORS, BLOOD FLOW/FETAL HEART, ULTRASONIC |  | TOURNIQUETAIRPRESSURE-D E Hokanson-E20 | TOURNIQUETAIRPRESSURE | E20 |  |  |  | D E Hokanson | Tourniquet, Air Pressure |  | TOURNIQUETAIRPRESSURE-D E Hokanson-E20 |  |  |  |  | Covered PM Repair - Biomedical | MHHS-TMC
NO | NO |  |  |  | UT-05091308 |  | D.E. Hokanson, Inc. | EC6 |  |  | TMC - ROBERTSON - CLIN RESEARCH (3R) | MHHS-TMC |  | Plethysmograph, Whole Body |  | UT-05091308 |  | TMC |  | TMC - ROBERTSON - CLIN RESEARCH (3R) | [5 empty] | PLETHYSMOGRAPH |  | PLETHYSMOGRAPHWHOLEBODY-D E Hokanson-EC6 | PLETHYSMOGRAPHWHOLEBODY | EC6 |  |  |  | D E Hokanson | Plethysmograph, Whole Body |  | PLETHYSMOGRAPHWHOLEBODY-D E Hokanson-EC6 |  |  |  |  | Covered PM Repair - Biomedical | MHHS-TMC
YES | YES | Serial Number M0443806141008 |  |  | 133-10070 | 133-10070 | Da Vinci | PS3000 |  | M0443806141008 | [5 empty] | 133-10070 | 133-10070 | Katy | Memorial Hermann Katy Hospital |  | OR | 2/1/20 |  |  | N/A
YES | YES | Serial Number 9223372036854780000 |  |  | 099-07520 | 099-07520 | Da vinci | Ss4000 |  |  | SE - OR |  |  |  |  | 099-07520 | 099-07520 | Southeast | Memorial Hermann Southeast Hospital | SE - OR | Or 11 |  |  |  | No pm sticker
YES | YES |  |  |  | 925-00996 | 925-00996 | Da vinci | Surgical system |  | M044372184100B | SE - OR |  |  |  |  | 925-00996 | 925-00996 | Southeast | Memorial Hermann Southeast Hospital | SE - OR | Or 11 | 1/1/19 |  | 4/1/19
YES | YES | Serial Number 9223372036854780000 |  |  | 099-07518 | 099-07518 | Da vinci | Tower |  |  | SE - OR |  |  |  |  | 099-07518 | 099-07518 | Southeast | Memorial Hermann Southeast Hospital | SE - OR | Or 11 |  |  |  | No pm sticker
YES | YES |  |  |  | 133-08734 | 133-08734 | Da Vinci | VS3000 |  | M044380990090N | [5 empty] | 133-08734 | 133-08734 | Katy | Memorial Hermann Katy Hospital |  | OR |  |  |  | N/A
NO | YES |  |  |  | 005-09744 | 005-09744 | Da vinci | Vs3000 |  | SH1580 | SE-OR-Anesthesia |  |  |  |  | 005-09744 | 005-09744 | Southeast | MHHS-Southeast | SE-OR-Anesthesia | Surgery
YES | YES | Serial Number M0443806141008 |  |  |  | 142-05554 | Da vinci si | Ps3000 |  | M0443806141008 | NE - OR | [5 empty] | 142-05554 | Katy | Memorial Hermann Northeast Hospital | NE - OR | OR1 |  |  |  | Check PICs are we covering?
YES | YES |  |  |  | 142-05552 | 142-05552 | Da vinci si | Sm3000 |  | M044372273070G | NE - OR |  |  |  |  | 142-05552 | 142-05552 | Katy | Memorial Hermann Northeast Hospital | NE - OR | OR1 |  |  |  | Check PICs are we covering
YES | YES |  |  |  |  | 142-05553 | Da vinci si | Surgical system |  |  | NE - OR | [5 empty] | 142-05553 | Katy | Memorial Hermann Northeast Hospital | NE - OR | OR1 |  |  |  | Check PICs are we covering
YES | YES | Serial Number Cnf |  |  | 041-14050 | 041-14050 | Da vinci si surgical system | Vs3000 |  | Cnf | MEMORIAL CITY - OPERATING ROOM |  |  |  |  | 041-14050 | 041-14050 | West | West memorial hospital - memorial herman hospital | MEMORIAL CITY - OPERATING ROOM | Surgery room 7 |  |  |  | No pm found
NO | YES |  |  |  | 069-34355 | 069-34355 | Da Vinci surgical system |  |  | SH0748 | GH - OR |  |  |  |  | 069-34355 | 069-34355 |  |  | GH - OR | Room 3
NO | YES |  |  |  | 069-35807 | 069-35807 | Dade Behring Inc | DIMENSION EXL WITH LM |  | NEED12251172 | TMC-Laboratory-Cancer Center (29Pob) | MHHS-TMC |  |  |  | 069-35807 | 069-35807 | TMC | MHHS-TMC | TMC-Laboratory-Cancer Center (29Pob) | Research Lab | 3/1/17 |  |  |  | ANALYZERS, LABORATORY, CLINICAL CHEMISTRY |  | .needs class | [5 empty] | Dade Behring | [7 empty] | Covered PM Repair - Biomedical | MHHS-TMC
NO | YES |  |  |  |  | 041-00751 | Dade Behring Inc | IMMUFUGE II |  |  | MEMORIAL CITY - Lab | MHHS-Mem City |  | Centrifuge, General Purpose |  |  | 041-00751 | West | MEMORIAL CITY - MEMORIAL HERMANN HOSPITAL | MEMORIAL CITY - Lab | Blood Bank |  |  |  |  | CENTRIFUGES |  | CENTRIFUGEGENPURP-Baxter Health-Immufuge II | CENTRIFUGEGENPURP | Immufuge II |  |  |  | BAXTERHEALTH | Centrifuge, General Purpose |  |  | CENTRIFUGEGENPURP-Baxter Health-Immufuge II |  |  |  | Not Covered Vendor Only - Biomedical | MHHS-Mem City
NO | YES |  |  |  | 041-18693 | 041-18693 | Dade Behring Inc | PFA100 |  |  | MEMORIAL CITY - Lab | MHHS-Mem City |  | Analyzer, Hematology |  | 041-18693 | 041-18693 | West | MEMORIAL CITY - MEMORIAL HERMANN HOSPITAL | MEMORIAL CITY - Lab | Lab |  |  |  | No PM sticker | ANALYZERS, LABORATORY, COAGULATION |  | ANALYZERHEMATOLOGY-Siemens-PFA-100 | ANALYZERHEMATOLOGY | PFA-100 |  |  |  | Siemens | Analyzer, Hematology |  |  | ANALYZERHEMATOLOGY-Siemens-PFA-100 |  |  |  | Covered PM Repair - Biomedical | MHHS-Mem City
NO | YES |  |  |  | 029-09684 | 029-09684 | Dade Behring Inc | PFA100 |  |  | Woodlands-Laboratory | MHHS-Woodlands |  | Analyzer, Hematology |  | 029-09684 | 029-09684 | Woodlands | MHHS-Woodlands | Woodlands-Laboratory | Lab | 8/1/15 |  |  |  | ANALYZERS, LABORATORY, COAGULATION | Analyzer, Hematology | ANALYZERHEMATOLOGY-Siemens-PFA-100 | ANALYZERHEMATOLOGY | PFA-100 |  |  |  | Siemens | Analyzer, Hematology |  |  | ANALYZERHEMATOLOGY-Siemens-PFA-100 |  |  | AH-A | Covered PM Repair - Biomedical | MHHS-Woodlands | [8 empty] | ANALYZERHEMATOLOGY | Analyzer, Hematology | Siemens
NO | NO | [5 empty] | Dade Behring Inc | PFA100 |  |  | NE - LABORATORY | MHHS-Northeast |  | Analyzer, Hematology |  |  |  | Katy |  | NE - LABORATORY | [5 empty] | ANALYZERS, LABORATORY, COAGULATION |  | ANALYZERHEMATOLOGY-Siemens-PFA-100 | ANALYZERHEMATOLOGY | PFA-100 |  |  |  | Siemens | Analyzer, Hematology |  |  | ANALYZERHEMATOLOGY-Siemens-PFA-100 |  |  |  | Covered PM Repair - Biomedical | MHHS-Northeast
NO | NO |  |  |  | 029-00326 |  | Dade Behring Inc | R4140 |  |  | WOODLANDS - LABORATORY | MHHS-Woodlands |  | Rotator, Laboratory |  | 029-00326 |  | Woodlands |  | WOODLANDS - LABORATORY | [5 empty] | MIXERS, CLINICAL LABORATORY |  | ROTATORLAB-Dade Behring-R4140 | ROTATORLAB | R4140 |  |  |  | Dade Behring | Rotator, Laboratory |  | ROTATORLAB-Dade Behring-R4140 |  |  |  |  | Covered PM Repair - Biomedical | MHHS-Woodlands
YES | YES |  |  |  | 041-33200 | 041-33200 | Daiichi Shomei | Skytron |  | B5-012-01 | MEMORIAL CITY - LABOR |  |  |  |  | 041-33200 | 041-33200 | West | Memorial City Memorial Hermann Women | MEMORIAL CITY - LABOR | Room 3M10
NO | YES |  |  |  | 013-37968 | 013-37968 | Dako | ARTISAN LINK AR0210 |  | adl-211030 | SW-Laboratory-Histology | MHHS-Southwest |  |  |  | 013-37968 | 013-37968 | Southwest | MHHS-Southwest | SW-Laboratory-Histology | Histology |  |  |  | PM Not Required | SLIDE STAINERS | Stainer, Slide | STAINERSLIDE-DakoNoAmer-Artisan Link Pro |  |  |  |  | STAINERSLIDE-DakoNoAmer-Artisan Link Pro | [7 empty] | SS-A | Covered PM Repair - Biomedical | MHHS-Southwest | [8 empty] | STAINERSLIDE | Stainer, Slide | DakoNoAmer
NO | YES |  |  |  |  | 013-18284 | Dako | ARTISAN LINK AR0210 |  | adl110150 | SW-Laboratory-Histology | MHHS-Southwest |  |  |  |  | 013-18284 | Southwest | MHHS-Southwest | SW-Laboratory-Histology | Histology |  |  |  | PM Not Required | SLIDE STAINERS | Stainer, Slide | STAINERSLIDE-DakoNoAmer-Artisan Link Pro |  |  |  |  | STAINERSLIDE-DakoNoAmer-Artisan Link Pro | [5 empty] | 10/1/17 |  | SS-A | Covered PM Repair - Biomedical | MHHS-Southwest | [8 empty] | STAINERSLIDE | Stainer, Slide | DakoNoAmer
NO | YES |  |  |  |  | 013-18285 | Dako | ARTISAN LINK AR0210 |  | adl809020 | SW-Laboratory-Histology | MHHS-Southwest |  |  |  |  | 013-18285 | Southwest | MHHS-Southwest | SW-Laboratory-Histology | Histology |  |  |  | PM Not Required | SLIDE STAINERS | Stainer, Slide | STAINERSLIDE-DakoNoAmer-Artisan Link Pro |  |  |  |  | STAINERSLIDE-DakoNoAmer-Artisan Link Pro | [5 empty] | 10/1/17 |  | SS-A | Covered PM Repair - Biomedical | MHHS-Southwest | [8 empty] | STAINERSLIDE | Stainer, Slide | DakoNoAmer
NO | YES |  |  |  |  | 013-18286 | Dako | ARTISAN LINK AR0210 |  | adl809030 | SW-Laboratory-Histology | MHHS-Southwest |  |  |  |  | 013-18286 | Southwest | MHHS-Southwest | SW-Laboratory-Histology | Histology |  |  |  | PM Not Required | SLIDE STAINERS | Stainer, Slide | STAINERSLIDE-DakoNoAmer-Artisan Link Pro |  |  |  |  | STAINERSLIDE-DakoNoAmer-Artisan Link Pro | [5 empty] | 10/1/17 |  | SS-A | Covered PM Repair - Biomedical | MHHS-Southwest | [8 empty] | STAINERSLIDE | Stainer, Slide | DakoNoAmer
NO | YES |  |  |  |  | 241-01882 | Dalton Medical | PL4200E-S |  |  | TIRR-Therapy Gym | MHHS-TIRR |  |  |  |  | 241-01882 | TMC | MHHS-Others | TIRR-Therapy Gym | Rehab | 12/1/19 |  | 12/1/20 |  | LIFTS, PATIENT TRANSFER |  | .needs class | [13 empty] | Covered PM Repair - Biomedical | MHHS-TIRR
NO | YES |  |  |  | 129-07569 | 129-07569 | DANBY PRODUCTS | DAR017A2BDD |  |  | MH MG-(STX)-South Texas-Needville | MHHS-Diagnostic Labs |  | Refrigerator, Kitchen |  | 129-07569 | 129-07569 | South | MHHS-MG | MH MG-(STX)-South Texas-Needville | Lab |  |  |  |  | REFRIGERATORS, PHARMACY | Refrigerator, Kitchen | REFRIGERATORKITCHEN-Danby Prod-DAR017A2BDD | REFRIGERATORKITCHEN | DAR017A2BDD |  |  |  | Danby Prod | Refrigerator, Kitchen |  | REFRIGERATORKITCHEN-Danby Prod-DAR017A2BDD |  |  |  |  | Covered PM Repair - Biomedical | MHHS-Diagnostic Labs | [8 empty] | REFRIGERATORKITCHEN | Refrigerator, Kitchen | Danby Prod
NO | NO |  |  |  | 145-01297 |  | DANBY PRODUCTS | DAR017A2BDD |  |  | MH DL - (PL) - PEARLAND HOSPITAL | MHHS-Diagnostic Labs |  | Refrigerator, Kitchen |  | 145-01297 |  | Pearland |  | MH DL - (PL) - PEARLAND HOSPITAL | [5 empty] | REFRIGERATORS, PHARMACY |  | REFRIGERATORKITCHEN-Danby Prod-DAR017A2BDD | REFRIGERATORKITCHEN | DAR017A2BDD |  |  |  | Danby Prod | Refrigerator, Kitchen |  | REFRIGERATORKITCHEN-Danby Prod-DAR017A2BDD |  |  |  |  | Covered PM Repair - Biomedical | MHHS-Diagnostic Labs
NO | NO |  |  |  | 069-35429 |  | DANBY PRODUCTS | DAR017A2BDD |  |  | OPID - (MHOSH) - BELLAIRE - 441 | MHHS-OPID |  | Refrigerator, Kitchen |  | 069-35429 |  | Central & Greater Heights |  | OPID - (MHOSH) - BELLAIRE - 441 | [5 empty] | REFRIGERATORS, PHARMACY |  | REFRIGERATORKITCHEN-Danby Prod-DAR017A2BDD | REFRIGERATORKITCHEN | DAR017A2BDD |  |  |  | Danby Prod | Refrigerator, Kitchen |  | REFRIGERATORKITCHEN-Danby Prod-DAR017A2BDD |  |  |  |  | Covered PM Repair - Biomedical | MHHS-OPID
NO | NO |  |  |  | 069-35429 |  | DANBY PRODUCTS | DAR017A2BDD |  |  | OPID - (MHOSH) - BELLAIRE - 441 | MHHS-OPID |  | Refrigerator, Kitchen |  | 069-35429 |  | Central & Greater Heights |  | OPID - (MHOSH) - BELLAIRE - 441 | [5 empty] | REFRIGERATORS, PHARMACY |  | REFRIGERATORKITCHEN-Danby Prod-DAR017A2BDD | REFRIGERATORKITCHEN | DAR017A2BDD |  |  |  | Danby Prod | Refrigerator, Kitchen |  | REFRIGERATORKITCHEN-Danby Prod-DAR017A2BDD |  |  |  |  | Covered PM Repair - Biomedical | MHHS-OPID
NO | YES |  |  |  | 013-37780 | 013-37780 | DANBY PRODUCTS | DAR026A1WDD |  |  | CBC - (SW) - ALIEF CLINIC | MHHS-Neighborhood Clinics |  |  |  | 013-37780 | 013-37780 | Southwest |  | CBC - (SW) - ALIEF CLINIC |  | 08/03/2018 |  |  |  | REFRIGERATORS, LABORATORY |  | .needs class | [5 empty] | Danby Prod | [7 empty] | Covered PM Repair - Biomedical | MHHS-Neighborhood Clinics
NO | YES |  |  |  | 129-06760 | 129-06760 | DANBY PRODUCTS | DAR026A1WDD |  |  | MH MG-(SL)-Sugar Land Multi-Specialty (Mp1) | MHHS-MG |  |  |  | 129-06760 | 129-06760 | Sugar Land | MHHS-MG | MH MG-(SL)-Sugar Land Multi-Specialty (Mp1) | Work room | 6/1/17 |  |  |  | REFRIGERATORS, LABORATORY |  | .needs class | [5 empty] | Danby Prod |  |  |  |  | 1/1/15 |  |  | Covered PM Repair - Biomedical | MHHS-MG
NO | YES |  |  |  | 129-06762 | 129-06762 | DANBY PRODUCTS | DAR026A1WDD |  |  | MH MG-(SL)-Sugar Land Multi-Specialty (Mp1) | MHHS-MG |  |  |  | 129-06762 | 129-06762 | Sugar Land | MHHS-MG | MH MG-(SL)-Sugar Land Multi-Specialty (Mp1) | Work Room 2 | 5/1/19 |  |  |  | REFRIGERATORS, LABORATORY |  | .needs class | [5 empty] | Danby Prod |  |  |  |  | 3/1/18 |  |  | Covered PM Repair - Biomedical | MHHS-MG
NO | YES |  |  |  | 029-11974 | 029-11974 | DANBY PRODUCTS | DAR026A1WDD |  |  | MH MG-(WDLS)-Urgent Care-Benders Landing | MHHS-MG |  |  |  | 029-11974 | 029-11974 | Woodlands | MHHS-MG | MH MG-(WDLS)-Urgent Care-Benders Landing | Lab | 12/1/18 |  | 10/1/19 |  | REFRIGERATORS, LABORATORY |  | .needs class | [5 empty] | Danby Prod |  |  |  |  | 3/1/18 |  |  | Covered PM Repair - Biomedical | MHHS-MG
NO | NO |  |  |  | 929-01511 |  | DANBY PRODUCTS | DAR026A1WDD |  |  | MH MG - (MC) - URGENT CARE - TOWN & COUNTRY | MHHS-MG |  |  |  | 929-01511 |  | West & Memorial City |  | MH MG - (MC) - URGENT CARE - TOWN & COUNTRY | [5 empty] | REFRIGERATORS, LABORATORY |  | .needs class | [5 empty] | Danby Prod | [7 empty] | Covered PM Repair - Biomedical | MHHS-MG
NO | NO | [5 empty] | DANBY PRODUCTS | DAR026A1WDD |  |  | MEMORIAL CITY - CATH LAB | MHHS-Mem City | [5 empty] | West & Memorial City |  | MEMORIAL CITY - CATH LAB | [5 empty] | REFRIGERATORS, LABORATORY |  | .needs class | [5 empty] | Danby Prod | [7 empty] | Not Covered Vendor Only - Biomedical | MHHS-Mem City
NO | NO |  |  |  | 041-20047 |  | DANBY PRODUCTS | DAR026A1WDD |  |  | MEMORIAL CITY - LABOR & DELIVERY | MHHS-Mem City |  |  |  | 041-20047 |  | West & Memorial City |  | MEMORIAL CITY - LABOR & DELIVERY | [5 empty] | REFRIGERATORS, LABORATORY |  | .needs class | [5 empty] | Danby Prod | [7 empty] | Not Covered Vendor Only - Biomedical | MHHS-Mem City
NO | NO |  |  |  | 583-01276 |  | DANBY PRODUCTS | DAR026A1WDD |  |  | MH MG - (KY) - URGENT CARE - FULSHEAR | MHHS-MG |  |  |  | 583-01276 |  | Katy |  | MH MG - (KY) - URGENT CARE - FULSHEAR | [5 empty] | REFRIGERATORS, LABORATORY |  | .needs class | [5 empty] | Danby Prod | [7 empty] | Not Covered Vendor Only - Biomedical | MHHS-MG
NO | NO |  |  |  | 583-01277 |  | DANBY PRODUCTS | DAR026A1WDD |  |  | MH MG - (KY) - URGENT CARE - FULSHEAR | MHHS-MG |  |  |  | 583-01277 |  | Katy |  | MH MG - (KY) - URGENT CARE - FULSHEAR | [5 empty] | REFRIGERATORS, LABORATORY |  | .needs class | [5 empty] | Danby Prod | [7 empty] | Not Covered Vendor Only - Biomedical | MHHS-MG
NO | NO |  |  |  | 029-11975 |  | DANBY PRODUCTS | DAR026A1WDD |  |  | MH MG - (WDLS) - URGENT CARE - BENDERS LANDING | MHHS-MG |  |  |  | 029-11975 |  | Woodlands |  | MH MG - (WDLS) - URGENT CARE - BENDERS LANDING | [5 empty] | REFRIGERATORS, LABORATORY |  | .needs class | [5 empty] | Danby Prod | [7 empty] | Covered PM Repair - Biomedical | MHHS-MG
NO | NO |  |  |  | 029-11940 |  | DANBY PRODUCTS | DAR026A1WDD |  |  | MH MG - (WDLS) - URGENT CARE - SPRING | MHHS-MG |  |  |  | 029-11940 |  | Woodlands |  | MH MG - (WDLS) - URGENT CARE - SPRING | [5 empty] | REFRIGERATORS, LABORATORY |  | .needs class | [5 empty] | Danby Prod | [7 empty] | Covered PM Repair - Biomedical | MHHS-MG
NO | NO |  |  |  | 041-32228 |  | DANBY PRODUCTS | DAR026A1WDD |  |  | OPID - (MC) - MEMORIAL CITY - 422 (MP4) | MHHS-OPID |  |  |  | 041-32228 |  | West & Memorial City |  | OPID - (MC) - MEMORIAL CITY - 422 (MP4) | [5 empty] | REFRIGERATORS, LABORATORY |  | .needs class | [5 empty] | Danby Prod | [7 empty] | Covered PM Repair - Biomedical | MHHS-OPID
NO | NO |  |  |  | 000-04316 |  | DANBY PRODUCTS | DAR026A1WDD |  |  | SMR - (SE) - SOUTHEAST (MP1) | MHHS-SMR |  |  |  | 000-04316 |  | Southeast & Bay Area |  | SMR - (SE) - SOUTHEAST (MP1) | [5 empty] | REFRIGERATORS, LABORATORY |  | .needs class | [5 empty] | Danby Prod | [7 empty] | Covered PM Repair - Biomedical | MHHS-SMR
NO | YES |  |  |  | 069-43493 | 069-43493 | DANBY PRODUCTS | DAR044A1WDD |  |  | MH MG- (TMC) PEDIACTRICS | MHHS-MG |  |  |  | 069-43493 | 069-43493 | TMC | Memorial Hermann-Texas Medical Center | MH MG- (TMC) PEDIACTRICS | Nurses Station | 3/1/18 |  | 3/1/19 |  | REFRIGERATORS, PHARMACY |  | .needs class | [5 empty] | Danby Prod | [7 empty] | Covered PM Repair - Biomedical | MHHS-MG
NO | YES |  |  |  | 929-01341 | 929-01341 | DANBY PRODUCTS | DAR044A1WDD |  |  | MH MG-(WDLS)-Twl Exec Health (Ste 301) | MHHS-MG |  |  |  | 929-01341 | 929-01341 | Woodlands | MHHS-MG | MH MG-(WDLS)-Twl Exec Health (Ste 301) | Workroom |  |  |  |  | REFRIGERATORS, PHARMACY |  | .needs class | [5 empty] | Danby Prod |  |  |  |  | 4/11/14 |  |  | Covered PM Repair - Biomedical | MHHS-MG
NO | YES |  |  |  |  | 069-45615 | DANBY PRODUCTS | DAR044A1WDD |  |  | OPID - (TMC) - MH IMAGING CENTER - 417 | MHHS-OPID |  |  |  |  | 069-45615 | TMC | Hermann-Medical Center | OPID - (TMC) - MH IMAGING CENTER - 417 | CT |  |  |  |  | REFRIGERATORS, PHARMACY |  | .needs class | [5 empty] | Danby Prod | [7 empty] | Covered PM Repair - Biomedical | MHHS-OPID
NO | NO |  |  |  | 000-03596 |  | DANBY PRODUCTS | DAR044A1WDD |  |  | MH MG - (SE) - ALVIN | MHHS-MG |  |  |  | 000-03596 |  | Southeast & Bay Area |  | MH MG - (SE) - ALVIN | [5 empty] | REFRIGERATORS, PHARMACY |  | .needs class | [5 empty] | Danby Prod | [7 empty] | Covered PM Repair - Biomedical | MHHS-MG
NO | NO |  |  |  | 005-12385 |  | DANBY PRODUCTS | DAR044A1WDD |  |  | MH MG - (SE) - LC CCC - OCC MED | MHHS-MG |  |  |  | 005-12385 |  | Southeast & Bay Area |  | MH MG - (SE) - LC CCC - OCC MED | [5 empty] | REFRIGERATORS, PHARMACY |  | .needs class | [5 empty] | Danby Prod | [7 empty] | Covered PM Repair - Biomedical | MHHS-MG
NO | NO |  |  |  | 005-12386 |  | DANBY PRODUCTS | DAR044A1WDD |  |  | MH MG - (SE) - LC CCC - OCC MED | MHHS-MG |  |  |  | 005-12386 |  | Southeast & Bay Area |  | MH MG - (SE) - LC CCC - OCC MED | [5 empty] | REFRIGERATORS, PHARMACY |  | .needs class | [5 empty] | Danby Prod | [7 empty] | Covered PM Repair - Biomedical | MHHS-MG
NO | NO |  |  |  | 069-43479 |  | DANBY PRODUCTS | DAR044A1WDD |  |  | MH MG - (TMC) - OB-GYN/NEUROLOGY (STE 2440) | MHHS-MG |  |  |  | 069-43479 |  | TMC |  | MH MG - (TMC) - OB-GYN/NEUROLOGY (STE 2440) | [5 empty] | REFRIGERATORS, PHARMACY |  | .needs class | [5 empty] | Danby Prod | [7 empty] | Covered PM Repair - Biomedical | MHHS-MG
NO | NO |  |  |  | 069-43547 |  | DANBY PRODUCTS | DAR044A1WDD |  |  | MH MG - (TMC) - VANGUARD UROLOGY (STE 2300) | MHHS-MG |  |  |  | 069-43547 |  | TMC |  | MH MG - (TMC) - VANGUARD UROLOGY (STE 2300) | [5 empty] | REFRIGERATORS, PHARMACY |  | .needs class | [5 empty] | Danby Prod | [7 empty] | Covered PM Repair - Biomedical | MHHS-MG
NO | NO |  |  |  | 129-07532 |  | DANBY PRODUCTS | DAR044A1WDD |  |  | UTPHYS - (MC) - PHYSICIANS AT MC (MP3) | MHHS-UTPHYS |  |  |  | 129-07532 |  | West & Memorial City |  | UTPHYS - (MC) - PHYSICIANS AT MC (MP3) | [5 empty] | REFRIGERATORS, PHARMACY |  | .needs class | [5 empty] | Danby Prod | [7 empty] | Covered PM Repair - Biomedical | MHHS-UTPHYS
NO | YES |  |  |  | 145-00713 | 145-00713 | DANBY PRODUCTS | DAR044A4BDD |  |  | Pearland-OR | MHHS-Pearland Hospital |  | Refrigerator, Kitchen |  | 145-00713 | 145-00713 | Pearland | MHHS-Pearland Hospital | Pearland-OR | Sterile Core | 3/1/19 |  |  |  | REFRIGERATORS, LABORATORY | Refrigerator, Kitchen | REFRIGERATORKITCHEN-Danby Prod- DAR044A4BDD | REFRIGERATORKITCHEN | DAR044A4BDD |  |  |  | Danby Prod | Refrigerator, Kitchen |  | REFRIGERATORKITCHEN-Danby Prod- DAR044A4BDD |  | 4/18/20 |  |  | Not Covered Vendor Only - Rad, Low End | MHHS-Pearland Hospital | [8 empty] | REFRIGERATORKITCHEN | Refrigerator, Kitchen | Danby Prod
NO | YES |  |  |  | 000-03324 |  | DANBY PRODUCTS | DAR044A4WDD |  |  | MH MG - (WDLS) - CONROE ISD | MHHS-MG |  | Refrigerator, Kitchen |  | 000-03324 |  | Woodlands |  | MH MG - (WDLS) - CONROE ISD |  | 05/17/2019 |  |  |  | REFRIGERATORS, LABORATORY |  | REFRIGERATORKITCHEN-Danby Prod-DAR044A4WDD | REFRIGERATORKITCHEN | DAR044A4WDD |  |  |  | Danby Prod | Refrigerator, Kitchen |  | REFRIGERATORKITCHEN-Danby Prod-DAR044A4WDD |  |  |  |  | Covered PM Repair - Biomedical | MHHS-MG
NO | NO |  |  |  | 000-05109 |  | DANBY PRODUCTS | DAR044A4WDD |  |  | MH MG - (KY) - KATY SPORTS MEDICINE | MHHS-MG |  | Refrigerator, Kitchen |  | 000-05109 |  | Katy |  | MH MG - (KY) - KATY SPORTS MEDICINE | [5 empty] | REFRIGERATORS, LABORATORY |  | REFRIGERATORKITCHEN-Danby Prod-DAR044A4WDD | REFRIGERATORKITCHEN | DAR044A4WDD |  |  |  | Danby Prod | Refrigerator, Kitchen |  | REFRIGERATORKITCHEN-Danby Prod-DAR044A4WDD |  |  |  |  | Covered PM Repair - Biomedical | MHHS-MG
NO | NO |  |  |  | 000-05110 |  | DANBY PRODUCTS | DAR044A4WDD |  |  | MH MG - (KY) - KATY SPORTS MEDICINE | MHHS-MG |  | Refrigerator, Kitchen |  | 000-05110 |  | Katy |  | MH MG - (KY) - KATY SPORTS MEDICINE | [5 empty] | REFRIGERATORS, LABORATORY |  | REFRIGERATORKITCHEN-Danby Prod-DAR044A4WDD | REFRIGERATORKITCHEN | DAR044A4WDD |  |  |  | Danby Prod | Refrigerator, Kitchen |  | REFRIGERATORKITCHEN-Danby Prod-DAR044A4WDD |  |  |  |  | Covered PM Repair - Biomedical | MHHS-MG
NO | NO |  |  |  | 000-05155 |  | DANBY PRODUCTS | DAR044A4WDD |  |  | MH MG - (SL) - SUGAR LAND PEDIATRICS | MHHS-MG |  | Refrigerator, Kitchen |  | 000-05155 |  | Sugar Land |  | MH MG - (SL) - SUGAR LAND PEDIATRICS | [5 empty] | REFRIGERATORS, LABORATORY |  | REFRIGERATORKITCHEN-Danby Prod-DAR044A4WDD | REFRIGERATORKITCHEN | DAR044A4WDD |  |  |  | Danby Prod | Refrigerator, Kitchen |  | REFRIGERATORKITCHEN-Danby Prod-DAR044A4WDD |  |  |  |  | Covered PM Repair - Biomedical | MHHS-MG
NO | NO |  |  |  | 000-05156 |  | DANBY PRODUCTS | DAR044A4WDD |  |  | MH MG - (SL) - SUGAR LAND PEDIATRICS | MHHS-MG |  | Refrigerator, Kitchen |  | 000-05156 |  | Sugar Land |  | MH MG - (SL) - SUGAR LAND PEDIATRICS | [5 empty] | REFRIGERATORS, LABORATORY |  | REFRIGERATORKITCHEN-Danby Prod-DAR044A4WDD | REFRIGERATORKITCHEN | DAR044A4WDD |  |  |  | Danby Prod | Refrigerator, Kitchen |  | REFRIGERATORKITCHEN-Danby Prod-DAR044A4WDD |  |  |  |  | Covered PM Repair - Biomedical | MHHS-MG
NO | NO | [5 empty] | DANBY PRODUCTS | DAR1102W |  |  | MEMORIAL CITY - MICU | MHHS-Mem City | [5 empty] | West & Memorial City |  | MEMORIAL CITY - MICU | [5 empty] | REFRIGERATORS, LABORATORY |  | .needs class | [5 empty] | Danby Prod | [7 empty] | Covered PM Repair - Biomedical | MHHS-Mem City
NO | NO |  |  |  | 041-17289 |  | DANBY PRODUCTS | DAR195BL |  |  | MEMORIAL CITY - ER | MHHS-Mem City |  | Refrigerator, Kitchen |  | 041-17289 |  | West & Memorial City |  | MEMORIAL CITY - ER | [5 empty] | REFRIGERATORS, PHARMACY |  | REFRIGERATORKITCHEN-Danby Prod-DAR195BL | REFRIGERATORKITCHEN | DAR195BL |  |  |  | Danby Prod | Refrigerator, Kitchen |  | REFRIGERATORKITCHEN-Danby Prod-DAR195BL |  |  |  |  | Covered PM Repair - Biomedical | MHHS-Mem City
NO | NO |  |  |  | 133-08045 |  | DANBY PRODUCTS | DAR195BL |  |  | OPID - (KY) - KATY - 445 (MP1) | MHHS-OPID |  | Refrigerator, Kitchen |  | 133-08045 |  | Katy |  | OPID - (KY) - KATY - 445 (MP1) | [5 empty] | REFRIGERATORS, PHARMACY |  | REFRIGERATORKITCHEN-Danby Prod-DAR195BL | REFRIGERATORKITCHEN | DAR195BL |  |  |  | Danby Prod | Refrigerator, Kitchen |  | REFRIGERATORKITCHEN-Danby Prod-DAR195BL |  |  |  |  | Covered PM Repair - Biomedical | MHHS-OPID
NO | NO | [5 empty] | DANBY PRODUCTS | DAR195BL |  |  | OPID - (TMC) - UPPER KIRBY - 467 | MHHS-OPID |  | Refrigerator, Kitchen |  |  |  | TMC |  | OPID - (TMC) - UPPER KIRBY - 467 | [5 empty] | REFRIGERATORS, PHARMACY |  | REFRIGERATORKITCHEN-Danby Prod-DAR195BL | REFRIGERATORKITCHEN | DAR195BL |  |  |  | Danby Prod | Refrigerator, Kitchen |  | REFRIGERATORKITCHEN-Danby Prod-DAR195BL |  |  |  |  | Covered PM Repair - Biomedical | MHHS-OPID
NO | YES |  |  |  | 005-10236 | 005-10236 | DANBY PRODUCTS | DAR259W |  |  | CBC - (SE) - KRUSE CLINIC | MHHS-Neighborhood Clinics |  | Refrigerator, Kitchen |  | 005-10236 | 005-10236 | Southeast & Bay Area |  | CBC - (SE) - KRUSE CLINIC |  | 10/31/2018 |  |  |  | REFRIGERATORS, LABORATORY |  | REFRIGERATORKITCHEN-Danby Prod-DAR259W | REFRIGERATORKITCHEN | DAR259W |  |  |  | Danby Prod | Refrigerator, Kitchen |  | REFRIGERATORKITCHEN-Danby Prod-DAR259W |  |  |  |  | Covered PM Repair - Biomedical | MHHS-Neighborhood Clinics
NO | YES |  |  |  | 013-36029 | 013-36029 | DANBY PRODUCTS | DAR259W |  |  | CBC - (SW) - ELROD ELEMENTARY SCHOOL CLINIC | MHHS-Neighborhood Clinics |  | Refrigerator, Kitchen |  | 013-36029 | 013-36029 | Southwest |  | CBC - (SW) - ELROD ELEMENTARY SCHOOL CLINIC |  | 08/12/2019 |  |  |  | REFRIGERATORS, LABORATORY |  | REFRIGERATORKITCHEN-Danby Prod-DAR259W | REFRIGERATORKITCHEN | DAR259W |  |  |  | Danby Prod | Refrigerator, Kitchen |  | REFRIGERATORKITCHEN-Danby Prod-DAR259W |  |  |  |  | Covered PM Repair - Biomedical | MHHS-Neighborhood Clinics
NO | YES |  |  |  | 013-36841 | 013-36841 | DANBY PRODUCTS | DAR259W |  |  | CBC - (SW) - SHARPSTOWN HIGH SCHOOL CLINIC | MHHS-Neighborhood Clinics |  | Refrigerator, Kitchen |  | 013-36841 | 013-36841 | Southwest |  | CBC - (SW) - SHARPSTOWN HIGH SCHOOL CLINIC |  | 08/03/2018 |  |  |  | REFRIGERATORS, LABORATORY |  | REFRIGERATORKITCHEN-Danby Prod-DAR259W | REFRIGERATORKITCHEN | DAR259W |  |  |  | Danby Prod | Refrigerator, Kitchen |  | REFRIGERATORKITCHEN-Danby Prod-DAR259W |  |  |  |  | Covered PM Repair - Biomedical | MHHS-Neighborhood Clinics
NO | YES |  |  |  | 142-05894 | 142-05894 | DANBY PRODUCTS | DAR259W |  |  | CBC - (NE) - NIMITZ [DUNN ELEMENTARY] | MHHS-Neighborhood Clinics |  | Refrigerator, Kitchen |  | 142-05894 | 142-05894 | Katy |  | CBC - (NE) - NIMITZ [DUNN ELEMENTARY] |  | 07/16/2018 |  |  |  | REFRIGERATORS, LABORATORY |  | REFRIGERATORKITCHEN-Danby Prod-DAR259W | REFRIGERATORKITCHEN | DAR259W |  |  |  | Danby Prod | Refrigerator, Kitchen |  | REFRIGERATORKITCHEN-Danby Prod-DAR259W |  |  |  |  | Covered PM Repair - Biomedical | MHHS-Neighborhood Clinics
NO | NO |  |  |  | 041-19324 |  | DANBY PRODUCTS | DAR440 |  |  | MEMORIAL CITY - GENERAL SURGERY | MHHS-Mem City |  |  |  | 041-19324 |  | West & Memorial City |  | MEMORIAL CITY - GENERAL SURGERY | [5 empty] | REFRIGERATORS, LABORATORY |  | .needs class | [5 empty] | Danby Prod | [7 empty] | Not Covered Vendor Only - Biomedical | MHHS-Mem City
NO | YES |  |  |  | 000-05013 |  | DANBY PRODUCTS | DAR440W |  | DAR044A4WDD | MH MG - (MC) - PHILLIPS 66 | MHHS-MG |  | Refrigerator, Kitchen |  | 000-05013 |  | West & Memorial City |  | MH MG - (MC) - PHILLIPS 66 |  | 04/05/2019 |  |  |  | REFRIGERATORS, PHARMACY |  | REFRIGERATORKITCHEN-Danby Prod-DAR440W | REFRIGERATORKITCHEN | DAR440W |  |  |  | Danby Prod | Refrigerator, Kitchen |  | REFRIGERATORKITCHEN-Danby Prod-DAR440W |  |  |  |  | Covered PM Repair - Radiology, High End | MHHS-MG
NO | YES |  |  |  | 000-05014 |  | DANBY PRODUCTS | DAR440W |  |  | MH MG - (MC) - PHILLIPS 66 | MHHS-MG |  | Refrigerator, Kitchen |  | 000-05014 |  | West & Memorial City |  | MH MG - (MC) - PHILLIPS 66 |  | 04/05/2019 |  |  |  | REFRIGERATORS, PHARMACY |  | REFRIGERATORKITCHEN-Danby Prod-DAR440W | REFRIGERATORKITCHEN | DAR440W |  |  |  | Danby Prod | Refrigerator, Kitchen |  | REFRIGERATORKITCHEN-Danby Prod-DAR440W |  |  |  |  | Not Covered Vendor Only - Rad, Low End | MHHS-MG
NO | NO |  |  |  | 069-45183 |  | DANBY PRODUCTS | DAR440W |  |  | TMC - PHARMACY - MAIN (JG) | MHHS-TMC |  | Refrigerator, Kitchen |  | 069-45183 |  | TMC |  | TMC - PHARMACY - MAIN (JG) | [5 empty] | REFRIGERATORS, PHARMACY |  | REFRIGERATORKITCHEN-Danby Prod-DAR440W | REFRIGERATORKITCHEN | DAR440W |  |  |  | Danby Prod | Refrigerator, Kitchen |  | REFRIGERATORKITCHEN-Danby Prod-DAR440W |  |  |  |  | Not Covered Vendor Only - Biomedical | MHHS-TMC
NO | NO |  |  |  | 005-33874 |  | DANBY PRODUCTS | DCR016C1BDB |  |  | SE - PHARMACY | MHHS-Southeast |  |  |  | 005-33874 |  | Southeast & Bay Area |  | SE - PHARMACY | [5 empty] | REFRIGERATORS, PHARMACY |  | .needs class | [5 empty] | Danby Prod | [7 empty] | Not Covered Vendor Only - Biomedical | MHHS-Southeast
NO | YES |  |  |  | 929-00920 | 929-00920 | DANBY PRODUCTS | DCR032C1BDB |  |  | MHOSH-Pre/Post Op | MHHS Orthopedic & Spine |  |  |  | 929-00920 | 929-00920 | Central | MHHS-Orthopedic & Spine | MHOSH-Pre/Post Op | Nurse station | 1/1/20 |  | 1/1/21 |  | REFRIGERATORS, LABORATORY |  | .needs class | [5 empty] | Danby Prod |  |  |  |  | 9/17/20 | MHOSH Inventory Dec 2019 into 2020 - Copy.xls - Already Verified |  | Not Covered Vendor Only - Biomedical | MHHS Orthopedic & Spine
NO | NO |  |  |  | 129-07725 |  | DANBY PRODUCTS | DCR032C1BDB |  |  | CAHF - (SL) - SUGAR LAND (MP2) | MHHS - Heart Failure Clinics |  |  |  | 129-07725 |  | Sugar Land |  | CAHF - (SL) - SUGAR LAND (MP2) | [5 empty] | REFRIGERATORS, LABORATORY |  | .needs class | [5 empty] | Danby Prod | [7 empty] | Not Covered Vendor Only - Biomedical | MHHS - Heart Failure Clinics
NO | YES |  |  |  | 041-20627 | 041-20627 | DANBY PRODUCTS | DCR39W |  | 4ACK703385 | OPID - (MC) - BOBETTA LINDIG BREAST CARE [MP4-STE300] - 452 | MHHS-OPID |  |  |  | 041-20627 | 041-20627 | West | MD Anderson Breast Care with Memorial Hermann - Memorial City (#300) | OPID - (MC) - BOBETTA LINDIG BREAST CARE [MP4-STE300] - 452 | Biopsy Ultrasound | 6/1/18 |  | 6/1/19 |  | REFRIGERATORS, LABORATORY |  | .needs class | [5 empty] | Danby Prod |  |  |  |  | 9/17/20 |  |  | Not Covered Vendor Only - Biomedical | MHHS-OPID
NO | NO | [5 empty] | DANBY PRODUCTS | DCR39W |  | 4ACK901463 | OPID - (MC) - HEDWIG VILLAGE - 469 | MHHS-OPID | [5 empty] | West & Memorial City |  | OPID - (MC) - HEDWIG VILLAGE - 469 | [5 empty] | REFRIGERATORS, LABORATORY |  | .needs class | [5 empty] | Danby Prod | [7 empty] | Not Covered Vendor Only - Biomedical | MHHS-OPID
NO | NO |  |  |  | 005-10597 |  | DANBY PRODUCTS | DCR432W |  |  | MH MG - (SE) - URGENT CARE - FRIENDSWOOD | MHHS-MG |  | Refrigerator, Kitchen |  | 005-10597 |  | Southeast & Bay Area |  | MH MG - (SE) - URGENT CARE - FRIENDSWOOD | [5 empty] | REFRIGERATORS, LABORATORY |  | REFRIGERATORKITCHEN-Danby Prod-DCR432W | REFRIGERATORKITCHEN | DCR432W |  |  |  | Danby Prod | Refrigerator, Kitchen |  | REFRIGERATORKITCHEN-Danby Prod-DCR432W |  |  |  |  | Not Covered Vendor Only - Biomedical | MHHS-MG
NO | NO |  |  |  | 583-00506 |  | DANBY PRODUCTS | DFF100C2WDD |  |  | OPID - (KY) - KATY REHAB - 585 | MHHS-OPID |  |  |  | 583-00506 |  | Katy |  | OPID - (KY) - KATY REHAB - 585 | [5 empty] | REFRIGERATORS, LABORATORY |  | .needs class | [5 empty] | Danby Prod | [7 empty] | Not Covered Vendor Only - Biomedical | MHHS-OPID
NO | YES |  |  |  | 133-09861 | 133-09861 | DANBY PRODUCTS | DFF177A1WDD00 |  |  | Katy-Laboratory | MHHS-Katy |  |  |  | 133-09861 | 133-09861 | Katy | MHHS-Katy | Katy-Laboratory | Pathology holding room | 1/1/20 | 1/1/21 |  |  | REFRIGERATORS, LABORATORY |  | .needs class | [5 empty] | Danby Prod |  |  |  |  | 9/17/20 |  |  | Not Covered Vendor Only - Biomedical | MHHS-Katy
NO | YES |  |  |  | 583-00910 | 583-00910 | DANBY PRODUCTS | DFF177A1WDD00 |  |  | MH MG-(KY)-Katy CCC | MHHS-MG |  |  |  | 583-00910 | 583-00910 | Katy | MHHS-MG | MH MG-(KY)-Katy CCC | Lab | 4/1/18 |  |  |  | REFRIGERATORS, LABORATORY |  | .needs class | [5 empty] | Danby Prod |  |  |  |  | 9/17/20 |  |  | Not Covered Vendor Only - Biomedical | MHHS-MG
NO | YES |  |  |  | 077-09585 | 077-09585 | DANBY PRODUCTS | DFF501WDD02 |  |  | TMC-Children's-ECMO (7Hp) | MHHS-TMC |  |  |  | 077-09585 | 077-09585 | TMC | MHHS-TMC | TMC-Children's-ECMO (7Hp) | [5 empty] | REFRIGERATORS, PHARMACY |  | .needs class | [5 empty] | Danby Prod |  |  |  |  | 9/17/20 | Verified 3/30/2020 4:07pm (Central) |  | Not Covered Vendor Only - Biomedical | MHHS-TMC
NO | NO |  |  |  | 583-01441 |  | DANBY PRODUCTS | DRC016C1BDB |  |  | CAHF - (KY) - KATY [MP2-STE200] | MHHS - Heart Failure Clinics |  |  |  | 583-01441 |  | Katy |  | CAHF - (KY) - KATY [MP2-STE200] | [5 empty] | REFRIGERATORS, PHARMACY |  | .needs class | [5 empty] | Danby Prod | [7 empty] | Covered PM Repair - Biomedical | MHHS - Heart Failure Clinics
NO | YES |  |  |  | 583-00766 | 583-00766 | DANBY PRODUCTS | DUF408WE |  |  | MH MG-(KY)-Firethorne | MHHS-MG |  | Refrigerator, Kitchen |  | 583-00766 | 583-00766 | Katy | MHHS-MG | MH MG-(KY)-Firethorne | Nurses station | 1/1/19 |  |  | One time safety | FREEZERS, LABORATORY | Refrigerator, Kitchen | REFRIGERATORKITCHEN-Danby Prod-DUF408WE | REFRIGERATORKITCHEN | DUF408WE |  |  |  | Danby Prod | Refrigerator, Kitchen |  | REFRIGERATORKITCHEN-Danby Prod-DUF408WE |  |  |  |  | Covered PM Repair - Biomedical | MHHS-MG | [8 empty] | REFRIGERATORKITCHEN | Refrigerator, Kitchen | Danby Prod
NO | YES |  |  |  | 129-05770 | 129-05770 | DANBY PRODUCTS | DUF408WE |  |  | MH MG-(STX)-South Texas-Rosenberg | MHHS-MG |  | Refrigerator, Kitchen |  | 129-05770 | 129-05770 | South | MHHS-MG | MH MG-(STX)-South Texas-Rosenberg | Storage |  |  |  | ?AuNo PM Required?Au Sticker | FREEZERS, LABORATORY | Refrigerator, Kitchen | REFRIGERATORKITCHEN-Danby Prod-DUF408WE | REFRIGERATORKITCHEN | DUF408WE |  |  |  | Danby Prod | Refrigerator, Kitchen |  | REFRIGERATORKITCHEN-Danby Prod-DUF408WE |  |  |  |  | Covered PM Repair - Biomedical | MHHS-MG | [8 empty] | REFRIGERATORKITCHEN | Refrigerator, Kitchen | Danby Prod
NO | NO |  |  |  | 069-41392 |  | DANBY PRODUCTS | DUF408WE |  |  | MH MG - (TMC) - UPPER KIRBY | MHHS-MG |  | Refrigerator, Kitchen |  | 069-41392 |  | TMC |  | MH MG - (TMC) - UPPER KIRBY | [5 empty] | FREEZERS, LABORATORY |  | REFRIGERATORKITCHEN-Danby Prod-DUF408WE | REFRIGERATORKITCHEN | DUF408WE |  |  |  | Danby Prod | Refrigerator, Kitchen |  | REFRIGERATORKITCHEN-Danby Prod-DUF408WE |  |  |  |  | Covered PM Repair - Biomedical | MHHS-MG
NO | YES |  |  |  | 009-10783 | 009-10783 | DANBY PRODUCTS | DUFM032A1WDB |  |  | SMR-(GH)-Greater Heights | MHHS-SMR |  |  |  | 009-10783 | 009-10783 | Central | MHHS-Others | SMR-(GH)-Greater Heights | Gym floor | 4/1/19 | 4/1/20 |  |  | FREEZERS, LABORATORY |  | .needs class | [5 empty] | Danby Prod | [7 empty] | Covered PM Repair - Biomedical | MHHS-SMR
YES | YES | Serial Number Cnf |  |  | 583-00769 | 583-00769 | DANBY PRODUCTS | DUFM032A1WDB |  | Cnf | MH MG - (KY) - FIRETHORNE |  |  |  |  | 583-00769 | 583-00769 | Katy | Memorial Hermann Summer Creek Primary Care | MH MG - (KY) - FIRETHORNE | Lab |  |  |  | Could not get to serial
NO | NO | [5 empty] | DANBY PRODUCTS | DUFM032A1WDB |  |  | MH MG - (CY) - FAIRFIELD [MP1-STE100] | MHHS-MG | [5 empty] | Northwest & Cypress |  | MH MG - (CY) - FAIRFIELD [MP1-STE100] | [5 empty] | FREEZERS, LABORATORY |  | .needs class | [5 empty] | Danby Prod | [7 empty] | Covered PM Repair - Biomedical | MHHS-MG
NO | YES |  |  |  | 000-05012 |  | DANBY PRODUCTS | DUFM043A1WDD |  |  | MH MG - (MC) - PHILLIPS 66 | MHHS-MG |  | Freezer, Laboratory |  | 000-05012 |  | West & Memorial City |  | MH MG - (MC) - PHILLIPS 66 |  | 04/05/2019 |  |  |  | FREEZERS, LABORATORY |  | FREEZERLAB-Danby Prod-DUFM043A1WDD | FREEZERLAB | DUFM043A1WDD |  |  |  | Danby Prod | Freezer, Laboratory |  | FREEZERLAB-Danby Prod-DUFM043A1WDD |  |  |  |  | Covered PM Repair - Biomedical | MHHS-MG
NO | YES |  |  |  |  | 151-03857 | DANBY PRODUCTS | DUFM043A1WDD |  |  | MH MG-(CY)-Copperfield | MHHS-MG |  | Freezer, Laboratory |  |  | 151-03857 | Northwest | MHHS-MG | MH MG-(CY)-Copperfield | Lab | 3/1/18 |  |  | One time inspection only sticker | FREEZERS, LABORATORY | Freezer, Laboratory | FREEZERLAB-Danby Prod-DUFM043A1WDD | FREEZERLAB | DUFM043A1WDD |  |  |  | Danby Prod | Freezer, Laboratory |  | FREEZERLAB-Danby Prod-DUFM043A1WDD |  |  |  | FL-A | Covered PM Repair - Biomedical | MHHS-MG | [8 empty] | FREEZERLAB | Freezer, Laboratory | Danby Prod
NO | YES |  |  |  | 129-07385 | 129-07385 | DANBY PRODUCTS | DUFM043A1WDD |  |  | MH MG-(STX)-South Texas-Wharton | MHHS-MG |  | Freezer, Laboratory |  | 129-07385 | 129-07385 | South | MHHS-MG | MH MG-(STX)-South Texas-Wharton | Injection Room | 10/1/19 |  |  |  | FREEZERS, LABORATORY | Freezer, Laboratory | FREEZERLAB-Danby Prod-DUFM043A1WDD | FREEZERLAB | DUFM043A1WDD |  |  |  | Danby Prod | Freezer, Laboratory |  | FREEZERLAB-Danby Prod-DUFM043A1WDD |  |  |  | FL-A | Covered PM Repair - Biomedical | MHHS-MG | [8 empty] | FREEZERLAB | Freezer, Laboratory | Danby Prod
NO | YES |  |  |  | 069-42722 | 069-42722 | DANBY PRODUCTS | DUFM043A1WDD |  |  | MH MG - (TMC) - INT MED/ENDOCRINOLOGY (STE 2015) | MHHS-MG |  | Freezer, Laboratory |  | 069-42722 | 069-42722 | TMC | Memorial Hermann- | MH MG - (TMC) - INT MED/ENDOCRINOLOGY (STE 2015) | 2015 lab | 5/1/18 |  |  | No PM Sticker | FREEZERS, LABORATORY | Freezer, Laboratory | FREEZERLAB-Danby Prod-DUFM043A1WDD | FREEZERLAB | DUFM043A1WDD |  |  |  | Danby Prod | Freezer, Laboratory |  | FREEZERLAB-Danby Prod-DUFM043A1WDD |  |  |  | FL-A | Covered PM Repair - Biomedical | MHHS-MG | [8 empty] | FREEZERLAB | Freezer, Laboratory | Danby Prod
NO | YES |  |  |  | 929-01340 | 929-01340 | DANBY PRODUCTS | DUFM043A1WDD |  |  | MH MG-(WDLS)-Twl Exec Health (Ste 301) | MHHS-MG |  | Freezer, Laboratory |  | 929-01340 | 929-01340 | Woodlands | MHHS-MG | MH MG-(WDLS)-Twl Exec Health (Ste 301) | Workroom |  |  |  |  | FREEZERS, LABORATORY | Freezer, Laboratory | FREEZERLAB-Danby Prod-DUFM043A1WDD | FREEZERLAB | DUFM043A1WDD |  |  |  | Danby Prod | Freezer, Laboratory |  | FREEZERLAB-Danby Prod-DUFM043A1WDD |  | 3/14/14 |  | FL-A | Covered PM Repair - Biomedical | MHHS-MG | [8 empty] | FREEZERLAB | Freezer, Laboratory | Danby Prod
NO | YES |  |  |  | 029-12285 | 029-12285 | DANBY PRODUCTS | DUFM043A1WDD |  |  | SMR-(WDLS)-Med Plaza 4 (Mp4) | MHHS-SMR |  | Freezer, Laboratory |  | 029-12285 | 029-12285 | Woodlands | MHHS-Others | SMR-(WDLS)-Med Plaza 4 (Mp4) | Open Gym | 1/1/20 |  | 1/1/21 |  | FREEZERS, LABORATORY | Freezer, Laboratory | FREEZERLAB-Danby Prod-DUFM043A1WDD | FREEZERLAB | DUFM043A1WDD |  |  |  | Danby Prod | Freezer, Laboratory |  | FREEZERLAB-Danby Prod-DUFM043A1WDD |  | 1/3/19 |  | FL-A | Covered PM Repair - Biomedical | MHHS-SMR | [8 empty] | FREEZERLAB | Freezer, Laboratory | Danby Prod
NO | YES |  |  |  | 029-11995 | 029-11995 | DANBY PRODUCTS | DUFM043A1WDD |  |  | SMR-(WDLS)-Spring Sports Park | MHHS-SMR |  | Freezer, Laboratory |  | 029-11995 | 029-11995 | Woodlands | MHHS-Others | SMR-(WDLS)-Spring Sports Park | Sport rehab | 5/1/19 |  |  |  | FREEZERS, LABORATORY | Freezer, Laboratory | FREEZERLAB-Danby Prod-DUFM043A1WDD | FREEZERLAB | DUFM043A1WDD |  |  |  | Danby Prod | Freezer, Laboratory |  | FREEZERLAB-Danby Prod-DUFM043A1WDD |  |  |  | FL-A | Covered PM Repair - Biomedical | MHHS-SMR | [8 empty] | FREEZERLAB | Freezer, Laboratory | Danby Prod
NO | NO |  |  |  | 000-03595 |  | DANBY PRODUCTS | DUFM043A1WDD |  |  | MH MG - (SE) - ALVIN | MHHS-MG |  | Freezer, Laboratory |  | 000-03595 |  | Southeast & Bay Area |  | MH MG - (SE) - ALVIN | [5 empty] | FREEZERS, LABORATORY |  | FREEZERLAB-Danby Prod-DUFM043A1WDD | FREEZERLAB | DUFM043A1WDD |  |  |  | Danby Prod | Freezer, Laboratory |  | FREEZERLAB-Danby Prod-DUFM043A1WDD |  |  |  |  | Covered PM Repair - Biomedical | MHHS-MG
NO | NO |  |  |  | 129-06783 |  | DANBY PRODUCTS | DUFM043A1WDD |  |  | MH MG - (SL) - SUGAR LAND PEDIATRICS | MHHS-MG |  | Freezer, Laboratory |  | 129-06783 |  | Sugar Land |  | MH MG - (SL) - SUGAR LAND PEDIATRICS | [5 empty] | FREEZERS, LABORATORY |  | FREEZERLAB-Danby Prod-DUFM043A1WDD | FREEZERLAB | DUFM043A1WDD |  |  |  | Danby Prod | Freezer, Laboratory |  | FREEZERLAB-Danby Prod-DUFM043A1WDD |  |  |  |  | Covered PM Repair - Biomedical | MHHS-MG
NO | NO |  |  |  | 929-01099 |  | DANBY PRODUCTS | DUFM043A1WDD |  |  | MH MG - (SL) - SWEETWATER | MHHS-MG |  | Freezer, Laboratory |  | 929-01099 |  | Sugar Land |  | MH MG - (SL) - SWEETWATER | [5 empty] | FREEZERS, LABORATORY |  | FREEZERLAB-Danby Prod-DUFM043A1WDD | FREEZERLAB | DUFM043A1WDD |  |  |  | Danby Prod | Freezer, Laboratory |  | FREEZERLAB-Danby Prod-DUFM043A1WDD |  |  |  |  | Covered PM Repair - Biomedical | MHHS-MG
NO | NO |  |  |  | 069-43616 |  | DANBY PRODUCTS | DUFM043A1WDD |  |  | MH MG - (TMC) - DOWNTOWN | MHHS-MG |  | Freezer, Laboratory |  | 069-43616 |  | TMC |  | MH MG - (TMC) - DOWNTOWN | [5 empty] | FREEZERS, LABORATORY |  | FREEZERLAB-Danby Prod-DUFM043A1WDD | FREEZERLAB | DUFM043A1WDD |  |  |  | Danby Prod | Freezer, Laboratory |  | FREEZERLAB-Danby Prod-DUFM043A1WDD |  |  |  |  | Covered PM Repair - Biomedical | MHHS-MG
NO | NO |  |  |  | 069-43492 |  | DANBY PRODUCTS | DUFM043A1WDD |  |  | MH MG - (TMC) - PEDIATRICS (STE 2445) | MHHS-MG |  | Freezer, Laboratory |  | 069-43492 |  | TMC |  | MH MG - (TMC) - PEDIATRICS (STE 2445) | [5 empty] | FREEZERS, LABORATORY |  | FREEZERLAB-Danby Prod-DUFM043A1WDD | FREEZERLAB | DUFM043A1WDD |  |  |  | Danby Prod | Freezer, Laboratory |  | FREEZERLAB-Danby Prod-DUFM043A1WDD |  |  |  |  | Covered PM Repair - Biomedical | MHHS-MG
NO | NO |  |  |  | 069-43548 |  | DANBY PRODUCTS | DUFM043A1WDD |  |  | MH MG - (TMC) - VANGUARD UROLOGY (STE 2300) | MHHS-MG |  | Freezer, Laboratory |  | 069-43548 |  | TMC |  | MH MG - (TMC) - VANGUARD UROLOGY (STE 2300) | [5 empty] | FREEZERS, LABORATORY |  | FREEZERLAB-Danby Prod-DUFM043A1WDD | FREEZERLAB | DUFM043A1WDD |  |  |  | Danby Prod | Freezer, Laboratory |  | FREEZERLAB-Danby Prod-DUFM043A1WDD |  |  |  |  | Covered PM Repair - Biomedical | MHHS-MG
NO | NO |  |  |  | 029-11973 |  | DANBY PRODUCTS | DUFM043A1WDD |  |  | MH MG - (WDLS) - BENDERS LANDING | MHHS-MG |  | Freezer, Laboratory |  | 029-11973 |  | Woodlands |  | MH MG - (WDLS) - BENDERS LANDING | [5 empty] | FREEZERS, LABORATORY |  | FREEZERLAB-Danby Prod-DUFM043A1WDD | FREEZERLAB | DUFM043A1WDD |  |  |  | Danby Prod | Freezer, Laboratory |  | FREEZERLAB-Danby Prod-DUFM043A1WDD |  |  |  |  | Covered PM Repair - Biomedical | MHHS-MG
NO | NO |  |  |  | 029-12099 |  | DANBY PRODUCTS | DUFM043A1WDD |  |  | MH MG - (WDLS) - STERLING RIDGE | MHHS-MG |  | Freezer, Laboratory |  | 029-12099 |  | Woodlands |  | MH MG - (WDLS) - STERLING RIDGE | [5 empty] | FREEZERS, LABORATORY |  | FREEZERLAB-Danby Prod-DUFM043A1WDD | FREEZERLAB | DUFM043A1WDD |  |  |  | Danby Prod | Freezer, Laboratory |  | FREEZERLAB-Danby Prod-DUFM043A1WDD |  |  |  |  | Covered PM Repair - Biomedical | MHHS-MG
NO | NO | [5 empty] | DANBY PRODUCTS | Unknown |  |  | SE - UNIT 4B (WOMENS SERVICES) | MHHS-Southeast | [5 empty] | Southeast & Bay Area |  | SE - UNIT 4B (WOMENS SERVICES) | [5 empty] | REFRIGERATORS, LABORATORY |  | .needs class |  |  |  |  | .needs class | Danby Prod | [7 empty] | Covered PM Repair - Biomedical | MHHS-Southeast
YES | YES | Serial Number Cnf |  |  | 099-04972 | 099-04972 | Danby Products Inc | Cnf |  | Cnf | KATY - NICU |  |  |  |  | 099-04972 | 099-04972 | Katy | Memorial Hermann Katy Hospital | KATY - NICU | Nurse station A |  | 2/1/20 |  |  |  |  | .needs class
YES | YES | Serial Number Cnf |  |  | 099-02786 | 099-02786 | Danby Products Inc | D8600WY |  | Cnf | MH MG - (GH) - URGENT CARE - WASHINGTON AVE |  |  |  |  | 099-02786 | 099-02786 | Central | Memorial Hermann Urgent Care Washington Avenue (#100) | MH MG - (GH) - URGENT CARE - WASHINGTON AVE | Lab |  |  |  | Could not get a serial
YES | YES | Serial Number Cnf |  |  | 099-02819 | 099-02819 | Danby Products Inc | D8600WY |  | Cnf | MH MG - (GH) - URGENT CARE - GREATER HEIGHTS |  |  |  |  | 099-02819 | 099-02819 | Central | Memorial Hermann Urgent Care Greater Heights (#100) | MH MG - (GH) - URGENT CARE - GREATER HEIGHTS | Lab |  |  |  | Could not get serial
YES | YES | Serial Number Cnf |  |  | 099-02820 | 099-02820 | Danby Products Inc | D8600WY |  | Cnf | MH MG - (GH) - URGENT CARE - GREATER HEIGHTS |  |  |  |  | 099-02820 | 099-02820 | Central | Memorial Hermann Urgent Care Greater Heights (#100) | MH MG - (GH) - URGENT CARE - GREATER HEIGHTS | Lab |  |  |  | Could not get a serial
YES | YES | Serial Number Cnf |  |  | 583-01617 | 583-01617 | Danby Products Inc | Danby designer |  | Cnf | MEMORIAL CITY - EAST TOWER - NEUROLOGY |  |  |  |  | 583-01617 | 583-01617 | West |  | MEMORIAL CITY - EAST TOWER - NEUROLOGY
YES | YES |  |  |  | 009-33077 | 009-33077 | Danby Products Inc | DAR026A1BWDD |  |  | MH MG - (NE) - ATASCOCITA PEDIATRICS |  |  |  |  | 009-33077 | 009-33077 | Katy | MHMG-Suite 202 | MH MG - (NE) - ATASCOCITA PEDIATRICS
YES | YES |  |  |  | 009-33076 | 009-33076 | Danby Products Inc | DAR026A1BWDD |  |  | MH MG - (NE) - ATASCOCITA PEDIATRICS |  |  |  |  | 009-33076 | 009-33076 | Katy | MHMG-Suite 202 | MH MG - (NE) - ATASCOCITA PEDIATRICS
YES | YES |  |  |  | 099-04369 | 099-04369 | Danby Products Inc | DAR026A1WDD |  |  | PEARLAND - CARDIOLOGY SERVICES |  |  |  |  | 099-04369 | 099-04369 | Pearland | Memorial Hermann Pearland Hospital | PEARLAND - CARDIOLOGY SERVICES | ECHO
YES | YES |  |  |  | 099-00807 | 099-00807 | Danby Products Inc | DAR026A1WDD |  |  | MH MG - (KY) - KATY UROLOGY (MP2) |  |  |  |  | 099-00807 | 099-00807 | Katy | Memorial Hermann Medical Group Katy Urology (#401) | MH MG - (KY) - KATY UROLOGY (MP2) | Lab
YES | YES |  |  |  | 151-04393 | 151-04393 | Danby Products Inc | DAR044A4WDD |  |  | MH MG - (PL) - CENTRAL PEARLAND |  |  |  |  | 151-04393 | 151-04393 | Pearland | Memorial Hermann Sports Medicine | MH MG - (PL) - CENTRAL PEARLAND | Lab 1
YES | YES | Serial Number Cnf |  |  | 005-13147 | 005-13147 | Danby Products Inc | DAR044A4WDD |  | CNF | MH MG - (GH) - GH CCC |  |  |  |  | 005-13147 | 005-13147 | Central | 7400 Fannin Suite 1160 | MH MG - (GH) - GH CCC | Hallway
YES | YES |  |  |  | 041-19807 | 041-19807 | Danby Products Inc | DAR044A4WDD |  |  | Memorial Hermann-JHC |  |  |  |  | 041-19807 | 041-19807 | West | Memorial Hermann Memorial City Medical Center | Memorial Hermann-JHC | MH8 Medication Room
YES | YES |  |  |  | 041-10845 | 041-10845 | Danby Products Inc | DAR110A1WDD |  |  | MEMORIAL CITY - Outpatient Surgery |  |  |  |  | 041-10845 | 041-10845 | West | Memorial Hermann Memorial City Medical Center | MEMORIAL CITY - Outpatient Surgery | W1 Anesthesia workroom
YES | YES |  |  |  | 099-02727 | 099-02727 | Danby Products Inc | DAR259W |  |  | KATY - ULTRASOUND |  |  |  |  | 099-02727 | 099-02727 | Katy | Plaza 1 - 305 | KATY - ULTRASOUND | Nst room | 2/1/20
YES | YES |  |  |  | 099-01528 | 099-01528 | Danby Products Inc | DAR440W |  |  | 5th floor storage |  |  |  |  | 099-01528 | 099-01528 | Katy | Memorial Hermann Northeast Hospital | 5th floor storage | Room Hallway
YES | YES | Serial Number Cnf |  |  | 142-09246 | 142-09246 | Danby Products Inc | DAR440W |  | Cnf | MH MG - (SL) - URGENT CARE - TELFAIR |  |  |  |  | 142-09246 | 142-09246 | Sugar Land | Memorial Hermann Urgent Care Telfair (#A) | MH MG - (SL) - URGENT CARE - TELFAIR | Exam room 1
YES | YES |  |  |  | 099-01269 | 099-01269 | Danby Products Inc | DCR122WDD | [7 empty] | 099-01269 | 099-01269 | Katy | Memorial Hermann Northeast Hospital |  | Lab | 2/1/20
NO | YES |  |  |  | 142-01777 | 142-01777 | Danby Products Inc | DCR412BLS | [7 empty] | 142-01777 | 142-01777 | Katy | Memorial Hermann Imaging Center - Northeast (#100) | [5 empty] | No pm
YES | YES | Serial Number Cnf |  |  | 099-03613 | 099-03613 | Danby Products Inc | Designer |  | Cnf | KATY - PEDS |  |  |  |  | 099-03613 | 099-03613 | Katy | Memorial Hermann Katy Hospital | KATY - PEDS | E3 251.1
YES | YES |  |  |  | 099-03619 | 099-03619 | Danby Products Inc | Designer |  |  | Peds |  |  |  |  | 099-03619 | 099-03619 | Katy | Memorial Hermann Katy Hospital | Peds | Med Room
YES | YES | Serial Number Cnf |  |  | 099-00353 | 099-00353 | Danby Products Inc | Designer |  | Cnf | MH MG - (KY) - KATY PEDS (MP2) |  |  |  |  | 099-00353 | 099-00353 | Katy | Memorial Hermann Medical Group Katy Pediatrics (#250) | MH MG - (KY) - KATY PEDS (MP2) | Storage
YES | YES | Serial Number Cnf |  |  | 099-00371 | 099-00371 | Danby Products Inc | Designer |  | Cnf | KATY - ER |  |  |  |  | 099-00371 | 099-00371 | Katy | Memorial Hermann Katy Hospital | KATY - ER | Across from EC 25
YES | YES |  |  |  | 000-03611 | 000-03611 | Danby Products Inc | DUF408WE |  |  | MH MG - (PL) - CENTRAL PEARLAND |  |  |  |  | 000-03611 | 000-03611 | Pearland | Memorial Hermann Sports Medicine | MH MG - (PL) - CENTRAL PEARLAND | Lab
YES | YES |  |  |  | 099-02403 | 099-02403 | Danby Products Inc | DUFM032A1WDB |  |  | MH MG-(WDLS)-Imperial Oaks |  |  |  |  | 099-02403 | 099-02403 | Woodlands | Memorial herman Imperial Oaks suite 100 | MH MG-(WDLS)-Imperial Oaks | Lab |  |  |  | No pm
NO | YES |  |  |  | 129-07535 | 129-07535 | Danby Products Inc | DUFM043A1WDD |  |  | MH MG-(STX)-South Texas-Needville | MHHS-MG |  | Freezer, Laboratory |  | 129-07535 | 129-07535 | South | MHHS-MG | MH MG-(STX)-South Texas-Needville | Nursing |  |  |  |  | FREEZERS, LABORATORY | Freezer, Laboratory | FREEZERLAB-Danby Prod-DUFM043A1WDD | FREEZERLAB | DUFM043A1WDD |  |  |  | Danby Prod | Freezer, Laboratory |  | FREEZERLAB-Danby Prod-DUFM043A1WDD |  |  |  | FL-A | Covered PM Repair - Biomedical | MHHS-MG | [8 empty] | FREEZERLAB | Freezer, Laboratory | Danby Prod
YES | YES |  |  |  | 151-04392 | 151-04392 | Danby Products Inc | DUFM043A1WDD |  |  | MH MG - (PL) - CENTRAL PEARLAND |  |  |  |  | 151-04392 | 151-04392 | Pearland | Memorial Hermann Sports Medicine | MH MG - (PL) - CENTRAL PEARLAND | Lab 1 | [5 empty] | Freezer, Laboratory | FREEZERLAB-Danby Prod-DUFM043A1WDD | [12 empty] | FL-A | [10 empty] | FREEZERLAB | Freezer, Laboratory | Danby Prod
YES | YES | Serial Number Cnf |  |  | 041-33810 | 041-33810 | Danby Products Inc | Medical Refirgorator |  | Cnf | Neural science |  |  |  |  | 041-33810 | 041-33810 | Memorial city - memorial herman hospital | Memorial city | Neural science | E6400.3 dispensory |  |  |  | No pm found
YES | YES | Serial Number Cnf |  |  | 099-02995 | 099-02995 | Danby Products Inc | Refrigerator |  | CNF | KATY - ICU |  |  |  |  | 099-02995 | 099-02995 | Katy | Memorial Hermann Katy Hospital | KATY - ICU | ICU Storage
YES | YES | Serial Number Cnf |  |  | 099-02476 | 099-02476 | Danby Products Inc | Refrigerator |  | CNF | Katy - Nuclear Medicine |  |  |  |  | 099-02476 | 099-02476 | Katy | Memorial Hermann Katy Hospital | Katy - Nuclear Medicine | Nuclear Medicine |  | 2/1/20
YES | YES | Serial Number Cnf |  |  | 099-00411 | 099-00411 | Danby Products Inc | Refrigerator Small |  | CNF | MEMORIAL CITY - CATH LAB |  |  |  |  | 099-00411 | 099-00411 | West | Memorial Hermann - Memorial City | MEMORIAL CITY - CATH LAB | Interventional Radiology Room 1
NO | NO | [5 empty] | DANNINGER |  |  | 480-02169 | SW - REHAB | MHHS-Southwest |  | Stainer, Slide |  |  |  | Southwest |  | SW - REHAB | [5 empty] | EXERCISERS, CONTINUOUS PASSIVE MOTION |  | STAINERSLIDE-Lab Vision-480 | STAINERSLIDE |  |  |  |  | Lab Vision | Stainer, Slide |  |  | STAINERSLIDE-Lab Vision-480 |  |  |  | Covered PM Repair - Biomedical | MHHS-Southwest
NO | YES |  |  |  | 029-07462 | 029-07462 | Dantec Corporation | 9033G0701 |  | 2012-1408 | MNA-(WDLS)-The Woodlands (Mp4) | MHHS - Mischer Neuroscience |  |  |  | 029-07462 | 029-07462 | Woodlands | MHHS-Others | MNA-(WDLS)-The Woodlands (Mp4) | MOB neuro | 8/1/19 |  | 2/1/20 |  | ELECTROMYOGRAPHS |  | .needs class |  |  |  |  | .needs class | [8 empty] | Covered PM Repair - Biomedical | MHHS - Mischer Neuroscience
NO | NO |  |  |  | 069-46995 |  | DARBY DENTAL SUPPLY | LED CURING LIGHT |  | U01860/2019 | TMC - JONES - ENT CLINIC (JB) | MHHS-TMC |  |  |  | 069-46995 |  | TMC |  | TMC - JONES - ENT CLINIC (JB) | [5 empty] | LIGHT SOURCES, FIBEROPTIC |  | .needs class | [5 empty] | Darby Dental | [7 empty] | Covered PM Repair - Biomedical | MHHS-TMC
NO | YES |  |  |  | DQB127 |  | DATASCOPE | 0040-00-0361-02 |  | RA06624-K9 | Rental | MHHS-Orthopedic & Spine |  |  |  | DQB127 |  | Central & Greater Heights |  | Rental | [7 empty] | .Needs Class |  | PANORAMA INSTRUMENT TRANCEIVER SW 8.5+ |  |  | .Needs Class | [6 empty] | Verified as Rental |  |  | MHHS-Orthopedic & Spine
NO | YES |  |  |  | KUG122 |  | DATASCOPE | 09980001700014A |  | CM11869-H1 | Rental | MHHS-Orthopedic & Spine |  |  |  | KUG122 |  | Central & Greater Heights |  | Rental | [7 empty] | MONITORCARDIACFIXED-Datascope-PASSPORT 2 |  | PASSPORT 2 NR-CD,RES,NIBP,MSSPO2,T,PRINT |  |  | MONITORCARDIACFIXED-Datascope-PASSPORT 2 | [6 empty] | Verified as Rental |  |  | MHHS-Orthopedic & Spine
NO | YES |  |  |  | UBU145 |  | DATASCOPE | 09980001704010A |  | TM20197-E6 | Rental | MHHS-Orthopedic & Spine |  |  |  | UBU145 |  | Central & Greater Heights |  | Rental | [7 empty] | MONITORCARDIACFIXED-Datascope-PASSPORT 2 |  | PASSPORT 2 C02 MAS REC NIBP 2IBP |  |  | MONITORCARDIACFIXED-Datascope-PASSPORT 2 | [6 empty] | Verified as Rental |  |  | MHHS-Orthopedic & Spine
NO | YES |  |  |  | UFB101 |  | DATASCOPE | 0998000900L5014 |  | TS151836 B9 | Rental | MHHS-Orthopedic & Spine |  |  |  | UFB101 |  | Central & Greater Heights |  | Rental | [7 empty] | MONITORCARDIACFIXED-Datascope-PASSPORT 2 |  | PASSPORT-2 MSPO2 ARRY BAT REC COMM PORT |  |  | MONITORCARDIACFIXED-Datascope-PASSPORT 2 | [6 empty] | Verified as Rental |  |  | MHHS-Orthopedic & Spine
NO | YES |  |  |  | DQC101 |  | DATASCOPE | 6100F-PA00195 |  | PV08541B2 | Rental | MHHS-Orthopedic & Spine |  |  |  | DQC101 |  | Central & Greater Heights |  | Rental | [7 empty] | MONITORCARDIACFIXED-Datascope-Passport V |  | PASSPORT V-MAS SP02,REC,CO2,TEMP,2 IBP |  |  | MONITORCARDIACFIXED-Datascope-Passport V | [6 empty] | Verified as Rental |  |  | MHHS-Orthopedic & Spine
NO | YES |  |  |  | DQC105 |  | DATASCOPE | 6100F-PA00195 |  | PV08392A2 | Rental | MHHS-Orthopedic & Spine |  |  |  | DQC105 |  | Central & Greater Heights |  | Rental | [7 empty] | MONITORCARDIACFIXED-Datascope-Passport V |  | PASSPORT V-MAS SP02,REC,CO2,TEMP,2 IBP |  |  | MONITORCARDIACFIXED-Datascope-Passport V | [6 empty] | Verified as Rental |  |  | MHHS-Orthopedic & Spine
NO | YES |  |  |  | DQD102 |  | DATASCOPE | 6100F-PA00219 |  | PV08371A2 | Rental | MHHS-Orthopedic & Spine |  |  |  | DQD102 |  | Central & Greater Heights |  | Rental | [7 empty] | MONITORCARDIACFIXED-Datascope-Passport V |  | PASSPORT V-ECG,NIBP,MAS SP02,REC,2 IBP |  |  | MONITORCARDIACFIXED-Datascope-Passport V | [6 empty] | Verified as Rental |  |  | MHHS-Orthopedic & Spine
NO | YES | [5 empty] | Datascope Corp. | ACCUTORR 1A |  | A7514609K1 | MHOSH-3rd Floor | MHHS Orthopedic & Spine | [5 empty] | Central & Greater Heights | MHHS-Orthopedic & Spine | MHOSH-3rd Floor |  | 10/2/19 |  |  |  | MONITORS, PHYSIOLOGIC, VITAL SIGNS | Monitor, Vital Signs | MONITORVITALSIGNS-Datascope-Accutorr |  |  |  |  | MONITORVITALSIGNS-Datascope-Accutorr | Datascope |  |  |  |  | 1/1/18 | MHOSH Inventory Dec 2019 into 2020 - Copy.xls - Newly Verified | MVS-A | Not Covered Vendor Only - Resp/Ster | MHHS Orthopedic & Spine | [8 empty] | MONITORVITALSIGNS | Monitor, Vital Signs | Datascope
NO | YES | [5 empty] | Datascope Corp. | ACCUTORR 1A |  | A7514600K1 | MHOSH-3rd Floor | MHHS Orthopedic & Spine | [5 empty] | Central & Greater Heights | MHHS-Orthopedic & Spine | MHOSH-3rd Floor |  | 10/2/19 |  |  |  | MONITORS, PHYSIOLOGIC, VITAL SIGNS | Monitor, Vital Signs | MONITORVITALSIGNS-Datascope-Accutorr |  |  |  |  | MONITORVITALSIGNS-Datascope-Accutorr | Datascope |  |  |  |  | 1/1/18 | MHOSH Inventory Dec 2019 into 2020 - Copy.xls - Newly Verified | MVS-A | Not Covered Vendor Only - Resp/Ster | MHHS Orthopedic & Spine | [8 empty] | MONITORVITALSIGNS | Monitor, Vital Signs | Datascope
NO | YES | Serial Number A7514610K1 |  |  |  |  | Datascope Corp. | ACCUTORR 1A |  | A7514610K1 | MHOSH-3rd Floor | MHHS Orthopedic & Spine | [5 empty] | Central & Greater Heights | MHHS-Orthopedic & Spine | MHOSH-3rd Floor |  | 10/15/19 |  |  |  | MONITORS, PHYSIOLOGIC, VITAL SIGNS | Monitor, Vital Signs | MONITORVITALSIGNS-Datascope-Accutorr |  |  |  |  | MONITORVITALSIGNS-Datascope-Accutorr | Datascope |  |  |  |  | 1/1/18 | MHOSH Inventory Dec 2019 into 2020 - Copy.xls - Newly Verified | MVS-A | Not Covered Vendor Only - Resp/Ster | MHHS Orthopedic & Spine | [8 empty] | MONITORVITALSIGNS | Monitor, Vital Signs | Datascope
NO | YES | [5 empty] | Datascope Corp. | ACCUTORR 1A |  | A7514597K1 | MHOSH-3rd Floor | MHHS Orthopedic & Spine | [5 empty] | Central & Greater Heights | MHHS-Orthopedic & Spine | MHOSH-3rd Floor |  | 10/22/19 |  |  |  | MONITORS, PHYSIOLOGIC, VITAL SIGNS | Monitor, Vital Signs | MONITORVITALSIGNS-Datascope-Accutorr |  |  |  |  | MONITORVITALSIGNS-Datascope-Accutorr | Datascope |  |  |  |  | 1/1/18 | MHOSH Inventory Dec 2019 into 2020 - Copy.xls - Newly Verified | MVS-A | Not Covered Vendor Only - Resp/Ster | MHHS Orthopedic & Spine | [8 empty] | MONITORVITALSIGNS | Monitor, Vital Signs | Datascope
NO | YES | [5 empty] | Datascope Corp. | ACCUTORR 1A |  | A7514608K1 | MHOSH-3rd Floor | MHHS Orthopedic & Spine | [5 empty] | Central & Greater Heights | MHHS-Orthopedic & Spine | MHOSH-3rd Floor |  | 10/22/19 |  |  |  | MONITORS, PHYSIOLOGIC, VITAL SIGNS | Monitor, Vital Signs | MONITORVITALSIGNS-Datascope-Accutorr |  |  |  |  | MONITORVITALSIGNS-Datascope-Accutorr | Datascope |  |  |  |  | 1/1/18 | MHOSH Inventory Dec 2019 into 2020 - Copy.xls - Newly Verified | MVS-A | Not Covered Vendor Only - Resp/Ster | MHHS Orthopedic & Spine | [8 empty] | MONITORVITALSIGNS | Monitor, Vital Signs | Datascope
NO | YES | [5 empty] | Datascope Corp. | ACCUTORR 1A |  | A7514598K1 | MHOSH-3rd Floor | MHHS Orthopedic & Spine | [5 empty] | Central & Greater Heights | MHHS-Orthopedic & Spine | MHOSH-3rd Floor |  | 10/2/19 |  |  |  | MONITORS, PHYSIOLOGIC, VITAL SIGNS | Monitor, Vital Signs | MONITORVITALSIGNS-Datascope-Accutorr |  |  |  |  | MONITORVITALSIGNS-Datascope-Accutorr | Datascope |  |  |  |  | 1/1/18 | MHOSH Inventory Dec 2019 into 2020 - Copy.xls - Newly Verified | MVS-A | Not Covered Vendor Only - Resp/Ster | MHHS Orthopedic & Spine | [8 empty] | MONITORVITALSIGNS | Monitor, Vital Signs | Datascope
NO | YES | [5 empty] | Datascope Corp. | ACCUTORR 1A |  | A7514606K1 | MHOSH-3rd Floor | MHHS Orthopedic & Spine | [5 empty] | Central & Greater Heights | MHHS-Orthopedic & Spine | MHOSH-3rd Floor |  | 10/2/19 |  |  |  | MONITORS, PHYSIOLOGIC, VITAL SIGNS | Monitor, Vital Signs | MONITORVITALSIGNS-Datascope-Accutorr |  |  |  |  | MONITORVITALSIGNS-Datascope-Accutorr | Datascope |  |  |  |  | 1/1/18 | MHOSH Inventory Dec 2019 into 2020 - Copy.xls - Newly Verified | MVS-A | Not Covered Vendor Only - Resp/Ster | MHHS Orthopedic & Spine | [8 empty] | MONITORVITALSIGNS | Monitor, Vital Signs | Datascope
NO | YES | [5 empty] | Datascope Corp. | ACCUTORR PLUS |  |  | MHOSH-3rd Floor | MHHS Orthopedic & Spine |  | Monitor, Vital Signs |  |  |  | Central & Greater Heights | MHHS-Orthopedic & Spine | MHOSH-3rd Floor |  | 1/8/19 |  |  |  | MONITORS, PHYSIOLOGIC, VITAL SIGNS | Monitor, Vital Signs | MONITORVITALSIGNS-Datascope-Accutorr Plus | MONITORVITALSIGNS | Accutorr Plus |  |  |  | Datascope | Monitor, Vital Signs |  | MONITORVITALSIGNS-Datascope-Accutorr Plus |  | 1/1/18 | MHOSH Inventory Dec 2019 into 2020 - Copy.xls - Newly Verified | MVS-A | Not Covered Vendor Only - Resp/Ster | MHHS Orthopedic & Spine | [8 empty] | MONITORVITALSIGNS | Monitor, Vital Signs | Datascope
NO | YES | [5 empty] | Datascope Corp. | ACCUTORR PLUS |  | A744096 | GH-Radiology | MHHS Orthopedic & Spine |  | Monitor, Vital Signs |  |  |  | Central | MHHS-Greater Heights | GH-Radiology |  | 9/1/19 |  | 9/1/20 |  | MONITORS, PHYSIOLOGIC, VITAL SIGNS | Monitor, Vital Signs | MONITORVITALSIGNS-Datascope-Accutorr Plus | MONITORVITALSIGNS | Accutorr Plus |  |  |  | Datascope | Monitor, Vital Signs |  | MONITORVITALSIGNS-Datascope-Accutorr Plus |  | 1/1/18 | MHOSH Inventory Dec 2019 into 2020 - Copy.xls - Already Verified | MVS-A | Not Covered Vendor Only - Resp/Ster | MHHS Orthopedic & Spine | [8 empty] | MONITORVITALSIGNS | Monitor, Vital Signs | Datascope
NO | YES | [5 empty] | Datascope Corp. | ACCUTORR PLUS |  | A743877 | GH-Radiology | MHHS Orthopedic & Spine |  | Monitor, Vital Signs |  |  |  | Central | MHHS-Greater Heights | GH-Radiology |  | 9/1/19 |  | 9/1/20 |  | MONITORS, PHYSIOLOGIC, VITAL SIGNS | Monitor, Vital Signs | MONITORVITALSIGNS-Datascope-Accutorr Plus | MONITORVITALSIGNS | Accutorr Plus |  |  |  | Datascope | Monitor, Vital Signs |  | MONITORVITALSIGNS-Datascope-Accutorr Plus |  | 1/1/18 | MHOSH Inventory Dec 2019 into 2020 - Copy.xls - Already Verified | MVS-A | Not Covered Vendor Only - Resp/Ster | MHHS Orthopedic & Spine | [8 empty] | MONITORVITALSIGNS | Monitor, Vital Signs | Datascope
NO | YES | [5 empty] | Datascope Corp. | ACCUTORR PLUS |  | A743897 | MHOSH-Laboratory | MHHS Orthopedic & Spine |  | Monitor, Vital Signs |  |  |  | Central & Greater Heights | MHHS-Orthopedic & Spine | MHOSH-Laboratory |  | 6/21/19 |  |  |  | MONITORS, PHYSIOLOGIC, VITAL SIGNS | Monitor, Vital Signs | MONITORVITALSIGNS-Datascope-Accutorr Plus | MONITORVITALSIGNS | Accutorr Plus |  |  |  | Datascope | Monitor, Vital Signs |  | MONITORVITALSIGNS-Datascope-Accutorr Plus |  | 1/1/18 | MHOSH Inventory Dec 2019 into 2020 - Copy.xls - Newly Verified | MVS-A | Not Covered Vendor Only - Resp/Ster | MHHS Orthopedic & Spine | [8 empty] | MONITORVITALSIGNS | Monitor, Vital Signs | Datascope
NO | YES | [5 empty] | Datascope Corp. | ACCUTORR PLUS |  | A743515 | MHOSH-4th Floor | MHHS Orthopedic & Spine |  | Monitor, Vital Signs |  |  |  | Central & Greater Heights | MHHS-Orthopedic & Spine | MHOSH-4th Floor |  | 10/22/19 |  |  |  | MONITORS, PHYSIOLOGIC, VITAL SIGNS | Monitor, Vital Signs | MONITORVITALSIGNS-Datascope-Accutorr Plus | MONITORVITALSIGNS | Accutorr Plus |  |  |  | Datascope | Monitor, Vital Signs |  | MONITORVITALSIGNS-Datascope-Accutorr Plus |  | 1/1/18 | MHOSH Inventory Dec 2019 into 2020 - Copy.xls - Newly Verified | MVS-A | Not Covered Vendor Only - Resp/Ster | MHHS Orthopedic & Spine | [8 empty] | MONITORVITALSIGNS | Monitor, Vital Signs | Datascope
NO | YES | [5 empty] | Datascope Corp. | ACCUTORR PLUS |  | A743494 | MHOSH-4th Floor | MHHS Orthopedic & Spine |  | Monitor, Vital Signs |  |  |  | Central & Greater Heights | MHHS-Orthopedic & Spine | MHOSH-4th Floor |  | 10/22/19 |  |  |  | MONITORS, PHYSIOLOGIC, VITAL SIGNS | Monitor, Vital Signs | MONITORVITALSIGNS-Datascope-Accutorr Plus | MONITORVITALSIGNS | Accutorr Plus |  |  |  | Datascope | Monitor, Vital Signs |  | MONITORVITALSIGNS-Datascope-Accutorr Plus |  | 1/1/18 | MHOSH Inventory Dec 2019 into 2020 - Copy.xls - Newly Verified | MVS-A | Not Covered Vendor Only - Resp/Ster | MHHS Orthopedic & Spine | [8 empty] | MONITORVITALSIGNS | Monitor, Vital Signs | Datascope
NO | YES | [5 empty] | Datascope Corp. | ACCUTORR PLUS |  | A743522 | MHOSH-Radiology | MHHS Orthopedic & Spine |  | Monitor, Vital Signs |  |  |  | Central & Greater Heights | MHHS-Orthopedic & Spine | MHOSH-Radiology |  | 10/2/19 |  |  |  | MONITORS, PHYSIOLOGIC, VITAL SIGNS | Monitor, Vital Signs | MONITORVITALSIGNS-Datascope-Accutorr Plus | MONITORVITALSIGNS | Accutorr Plus |  |  |  | Datascope | Monitor, Vital Signs |  | MONITORVITALSIGNS-Datascope-Accutorr Plus |  | 1/1/18 | MHOSH Inventory Dec 2019 into 2020 - Copy.xls - Newly Verified | MVS-A | Not Covered Vendor Only - Resp/Ster | MHHS Orthopedic & Spine | [8 empty] | MONITORVITALSIGNS | Monitor, Vital Signs | Datascope
NO | NO |  |  |  | 925-00844 |  | Datascope Corp. | ACCUTORR PLUS |  | A743526 | SMR - (MHOSH) - BELLAIRE | MHHS-SMR |  | Monitor, Vital Signs |  | 925-00844 |  | Central & Greater Heights |  | SMR - (MHOSH) - BELLAIRE | [5 empty] | MONITORS, PHYSIOLOGIC, VITAL SIGNS |  | MONITORVITALSIGNS-Datascope-Accutorr Plus | MONITORVITALSIGNS | Accutorr Plus |  |  |  | Datascope | Monitor, Vital Signs |  | MONITORVITALSIGNS-Datascope-Accutorr Plus |  |  |  |  | Not Covered Vendor Only - Resp/Ster | MHHS-SMR
NO | YES |  |  |  | 009-04747 | 009-04747 | Datascope Corp. | CS100 |  | SA03757-D5 | GH-Cath Lab | MHHS-Greater Heights |  | Pump, Intra-Aortic Balloon |  | 009-04747 | 009-04747 | Central | MHHS-Greater Heights | GH-Cath Lab | GH CATH LAB | 9/1/19 |  | 9/1/20 |  | CIRCULATORY ASSIST UNITS, INTRA-AORTIC BALLOON | Pump, Intra-Aortic Balloon | PUMPINTRAAORTICBALLOON-Datascope-CS100 | PUMPINTRAAORTICBALLOON | CS100 |  |  |  | Datascope | Pump, Intra-Aortic Balloon |  | PUMPINTRAAORTICBALLOON-Datascope-CS100 |  | 4/20/17 |  | PIAB-SA | Covered PM Repair - Biomedical | MHHS-Greater Heights | [8 empty] | PUMPINTRAAORTICBALLOON | Pump, Intra-Aortic Balloon | Datascope
NO | YES |  |  |  |  | 013-13217 | Datascope Corp. | CS100 |  | sa05904-h6 | SW-HVI-OR | MHHS-Southwest |  | Pump, Intra-Aortic Balloon |  |  | 013-13217 | Southwest | MHHS-Southwest | SW-HVI-OR | SW-HVI-OR | 10/1/19 |  | 4/1/20 |  | CIRCULATORY ASSIST UNITS, INTRA-AORTIC BALLOON | Pump, Intra-Aortic Balloon | PUMPINTRAAORTICBALLOON-Datascope-CS100 | PUMPINTRAAORTICBALLOON | CS100 |  |  |  | Datascope | Pump, Intra-Aortic Balloon |  | PUMPINTRAAORTICBALLOON-Datascope-CS100 |  | 4/20/17 |  | PIAB-SA | Covered PM Repair - Biomedical | MHHS-Southwest | [8 empty] | PUMPINTRAAORTICBALLOON | Pump, Intra-Aortic Balloon | Datascope
NO | YES |  |  |  |  | 013-13216 | Datascope Corp. | CS100 |  | SA05759-G6 | SW-Cath Lab | MHHS-Southwest |  | Pump, Intra-Aortic Balloon |  |  | 013-13216 | Southwest | MHHS-Southwest | SW-Cath Lab | SW - CV - OR | 10/1/19 |  | 4/1/20 |  | CIRCULATORY ASSIST UNITS, INTRA-AORTIC BALLOON | Pump, Intra-Aortic Balloon | PUMPINTRAAORTICBALLOON-Datascope-CS100 | PUMPINTRAAORTICBALLOON | CS100 |  |  |  | Datascope | Pump, Intra-Aortic Balloon |  | PUMPINTRAAORTICBALLOON-Datascope-CS100 |  | 4/20/17 |  | PIAB-SA | Covered PM Repair - Biomedical | MHHS-Southwest | [8 empty] | PUMPINTRAAORTICBALLOON | Pump, Intra-Aortic Balloon | Datascope
NO | NO |  |  |  | 009-04974 |  | Datascope Corp. | CS100 |  | SA05371-E6 | GH - OR | MHHS-Greater Heights |  | Pump, Intra-Aortic Balloon |  | 009-04974 |  | Central & Greater Heights |  | GH - OR | [5 empty] | CIRCULATORY ASSIST UNITS, INTRA-AORTIC BALLOON |  | PUMPINTRAAORTICBALLOON-Datascope-CS100 | PUMPINTRAAORTICBALLOON | CS100 |  |  |  | Datascope | Pump, Intra-Aortic Balloon |  | PUMPINTRAAORTICBALLOON-Datascope-CS100 |  |  |  |  | Covered PM Repair - Biomedical | MHHS-Greater Heights
NO | NO | [5 empty] | Datascope Corp. | CS100 |  | SA05738-G6 | SW - HVI - OR | MHHS-Southwest |  | Pump, Intra-Aortic Balloon |  |  |  | Southwest |  | SW - HVI - OR | [5 empty] | CIRCULATORY ASSIST UNITS, INTRA-AORTIC BALLOON |  | PUMPINTRAAORTICBALLOON-Datascope-CS100 | PUMPINTRAAORTICBALLOON | CS100 |  |  |  | Datascope | Pump, Intra-Aortic Balloon |  | PUMPINTRAAORTICBALLOON-Datascope-CS100 |  |  |  |  | Covered PM Repair - Biomedical | MHHS-Southwest
NO | YES |  |  |  | 151-01464 | 151-01464 | Datascope Corp. | CS300 |  | SI245701K6 | CY-Cardiac Cath Lab | MHHS-Cypress |  | Pump, Intra-Aortic Balloon |  | 151-01464 | 151-01464 | Northwest | MHHS-Cypress | CY-Cardiac Cath Lab | Cath lab | 3/1/21 | 2/1/20 |  | C pic for warrenty | CIRCULATORY ASSIST UNITS, INTRA-AORTIC BALLOON | Pump, Intra-Aortic Balloon | PUMPINTRAAORTICBALLOON-Datascope-CS300 | PUMPINTRAAORTICBALLOON | CS300 |  |  |  | Datascope | Pump, Intra-Aortic Balloon |  | PUMPINTRAAORTICBALLOON-Datascope-CS300 |  | 12/26/19 |  | PIAB-SA | Covered PM Repair - Respiratory/Steriliz | MHHS-Cypress | [8 empty] | PUMPINTRAAORTICBALLOON | Pump, Intra-Aortic Balloon | Datascope
NO | YES |  |  |  | 151-02882 | 151-02882 | Datascope Corp. | CS300 |  | SI290447K8 | CY-Cardiac Cath Lab | MHHS-Cypress |  | Pump, Intra-Aortic Balloon |  | 151-02882 | 151-02882 | Northwest | MHHS-Cypress | CY-Cardiac Cath Lab |  | 9/1/19 |  |  |  | CIRCULATORY ASSIST UNITS, INTRA-AORTIC BALLOON | Pump, Intra-Aortic Balloon | PUMPINTRAAORTICBALLOON-Datascope-CS300 | PUMPINTRAAORTICBALLOON | CS300 |  |  |  | Datascope | Pump, Intra-Aortic Balloon |  | PUMPINTRAAORTICBALLOON-Datascope-CS300 |  | 12/26/19 |  | PIAB-SA | Covered PM Repair - Respiratory/Steriliz | MHHS-Cypress | [8 empty] | PUMPINTRAAORTICBALLOON | Pump, Intra-Aortic Balloon | Datascope
NO | YES | [5 empty] | Datascope Corp. | CS300 |  | SI100417H7 | GH-Cath Lab | MHHS-Greater Heights |  | Pump, Intra-Aortic Balloon |  |  |  | Central & Greater Heights | MHHS-Greater Heights | GH-Cath Lab | OR 9 | 9/1/19 |  | 9/1/20 |  | CIRCULATORY ASSIST UNITS, INTRA-AORTIC BALLOON | Pump, Intra-Aortic Balloon | PUMPINTRAAORTICBALLOON-Datascope-CS300 | PUMPINTRAAORTICBALLOON | CS300 |  |  |  | Datascope | Pump, Intra-Aortic Balloon |  | PUMPINTRAAORTICBALLOON-Datascope-CS300 |  | 10/7/12 |  | PIAB-SA | Covered PM Repair - Respiratory/Steriliz | MHHS-Greater Heights | [8 empty] | PUMPINTRAAORTICBALLOON | Pump, Intra-Aortic Balloon | Datascope
NO | YES |  |  |  | 041-10939 | 041-10939 | Datascope Corp. | CS300 |  | SI01118-A7 | MEMORIAL CITY - DIGESTIVE DISEASE CENTER | MHHS-Mem City |  | Pump, Intra-Aortic Balloon |  | 041-10939 | 041-10939 | West | Memorial Hermann Memorial City Medical Center | MEMORIAL CITY - DIGESTIVE DISEASE CENTER | Central Supply |  |  |  |  | CIRCULATORY ASSIST UNITS, INTRA-AORTIC BALLOON |  | PUMPINTRAAORTICBALLOON-Datascope-CS300 | PUMPINTRAAORTICBALLOON | CS300 |  |  |  | Datascope | Pump, Intra-Aortic Balloon |  | PUMPINTRAAORTICBALLOON-Datascope-CS300 |  |  |  |  | Covered PM Repair - Respiratory/Steriliz | MHHS-Mem City
NO | YES |  |  |  |  | 041-10937 | Datascope Corp. | CS300 |  | SI117170A8 | MEMORIAL CITY - CATH LAB | MHHS-Mem City |  | Pump, Intra-Aortic Balloon |  |  | 041-10937 | West | Memorial city - memorial herman hospital | MEMORIAL CITY - CATH LAB | Biomed |  |  |  |  | CIRCULATORY ASSIST UNITS, INTRA-AORTIC BALLOON |  | PUMPINTRAAORTICBALLOON-Datascope-CS300 | PUMPINTRAAORTICBALLOON | CS300 |  |  |  | Datascope | Pump, Intra-Aortic Balloon |  | PUMPINTRAAORTICBALLOON-Datascope-CS300 |  |  |  |  | Covered PM Repair - Respiratory/Steriliz | MHHS-Mem City
NO | YES |  |  |  | 041-20398 | 041-20398 | Datascope Corp. | CS300 |  | SI234732E6 | MEMORIAL CITY - CATH LAB | MHHS-Mem City |  | Pump, Intra-Aortic Balloon |  | 041-20398 | 041-20398 | West | Memorial Hermann Heart | MEMORIAL CITY - CATH LAB | Cath Lab 3 |  |  |  |  | CIRCULATORY ASSIST UNITS, INTRA-AORTIC BALLOON |  | PUMPINTRAAORTICBALLOON-Datascope-CS300 | PUMPINTRAAORTICBALLOON | CS300 |  |  |  | Datascope | Pump, Intra-Aortic Balloon |  | PUMPINTRAAORTICBALLOON-Datascope-CS300 |  |  |  |  | Covered PM Repair - Respiratory/Steriliz | MHHS-Mem City
NO | YES |  |  |  | 041-20487 | 041-20487 | Datascope Corp. | CS300 |  | SI231845D6 | Memorial city Operating room | MHHS-Mem City |  | Pump, Intra-Aortic Balloon |  | 041-20487 | 041-20487 | West Memorial city | Memorial city - memorial herman hospital | Memorial city Operating room | Procedure room 2 |  |  |  |  | CIRCULATORY ASSIST UNITS, INTRA-AORTIC BALLOON |  | PUMPINTRAAORTICBALLOON-Datascope-CS300 | PUMPINTRAAORTICBALLOON | CS300 |  |  |  | Datascope | Pump, Intra-Aortic Balloon |  | PUMPINTRAAORTICBALLOON-Datascope-CS300 |  |  |  |  | Covered PM Repair - Respiratory/Steriliz | MHHS-Mem City
NO | YES |  |  |  |  | 041-/0935 | Datascope Corp. | CS300 |  | si01143-a7 | MEMORIAL CITY MOR | MHHS-Mem City |  | Pump, Intra-Aortic Balloon |  |  | 041-/0935 | West | Memorial Hermann Memorial City Medical Center | MEMORIAL CITY MOR | MEMORIAL CITY MOR |  |  |  |  | CIRCULATORY ASSIST UNITS, INTRA-AORTIC BALLOON |  | PUMPINTRAAORTICBALLOON-Datascope-CS300 | PUMPINTRAAORTICBALLOON | CS300 |  |  |  | Datascope | Pump, Intra-Aortic Balloon |  | PUMPINTRAAORTICBALLOON-Datascope-CS300 |  |  |  |  | Covered PM Repair - Respiratory/Steriliz | MHHS-Mem City
NO | YES |  |  |  |  | 142-00864 | Datascope Corp. | CS300 |  | SI130229E8 | NE-Cath Lab | MHHS-Northeast |  | Pump, Intra-Aortic Balloon |  |  | 142-00864 | Katy | MHHS-Northeast | NE-Cath Lab | Room 1 |  |  |  |  | CIRCULATORY ASSIST UNITS, INTRA-AORTIC BALLOON | Pump, Intra-Aortic Balloon | PUMPINTRAAORTICBALLOON-Datascope-CS300 | PUMPINTRAAORTICBALLOON | CS300 |  |  |  | Datascope | Pump, Intra-Aortic Balloon |  | PUMPINTRAAORTICBALLOON-Datascope-CS300 |  | 3/10/17 |  | PIAB-SA | Covered PM Repair - Biomedical | MHHS-Northeast | [8 empty] | PUMPINTRAAORTICBALLOON | Pump, Intra-Aortic Balloon | Datascope
NO | YES |  |  |  | 145-00113 | 145-00113 | Datascope Corp. | CS300 |  | SI220175J5 | Pearland-Cardiac Cath Lab | MHHS-Pearland Hospital |  | Pump, Intra-Aortic Balloon |  | 145-00113 | 145-00113 | Pearland | MHHS-Pearland Hospital | Pearland-Cardiac Cath Lab | Storage Room | 5/1/19 | 5/1/20 |  |  | CIRCULATORY ASSIST UNITS, INTRA-AORTIC BALLOON | Pump, Intra-Aortic Balloon | PUMPINTRAAORTICBALLOON-Datascope-CS300 | PUMPINTRAAORTICBALLOON | CS300 |  |  |  | Datascope | Pump, Intra-Aortic Balloon |  | PUMPINTRAAORTICBALLOON-Datascope-CS300 |  |  |  | PIAB-SA | Covered PM Repair - Respiratory/Steriliz | MHHS-Pearland Hospital | [8 empty] | PUMPINTRAAORTICBALLOON | Pump, Intra-Aortic Balloon | Datascope
NO | YES |  |  |  |  | 129-04154 | Datascope Corp. | CS300 |  | SI170484A0 | Sugar Land-Cath Lab | MHHS-Sugarland |  | Pump, Intra-Aortic Balloon |  |  | 129-04154 | Sugar Land | MHHS-Sugarland | Sugar Land-Cath Lab |  | 8/1/19 |  |  |  | CIRCULATORY ASSIST UNITS, INTRA-AORTIC BALLOON | Pump, Intra-Aortic Balloon | PUMPINTRAAORTICBALLOON-Datascope-CS300 | PUMPINTRAAORTICBALLOON | CS300 |  |  |  | Datascope | Pump, Intra-Aortic Balloon |  | PUMPINTRAAORTICBALLOON-Datascope-CS300 |  | 4/20/17 |  | PIAB-SA | Covered PM Repair - Biomedical | MHHS-Sugarland | [8 empty] | PUMPINTRAAORTICBALLOON | Pump, Intra-Aortic Balloon | Datascope
NO | YES | [5 empty] | Datascope Corp. | CS300 |  | S1135792G8 | TMC-Cath Lab-Adult (2Hvi) | MHHS-TMC |  | Pump, Intra-Aortic Balloon |  |  |  | TMC | MHHS-TMC | TMC-Cath Lab-Adult (2Hvi) |  | 11/16/19 |  |  |  | CIRCULATORY ASSIST UNITS, INTRA-AORTIC BALLOON | Pump, Intra-Aortic Balloon | PUMPINTRAAORTICBALLOON-Datascope-CS300 | PUMPINTRAAORTICBALLOON | CS300 |  |  |  | Datascope | Pump, Intra-Aortic Balloon |  | PUMPINTRAAORTICBALLOON-Datascope-CS300 |  | 7/23/19 | Finished from Script 3/27/2020 12:11:52pm (Central) | PIAB-SA | Covered PM Repair - Respiratory/Steriliz | MHHS-TMC | [8 empty] | PUMPINTRAAORTICBALLOON | Pump, Intra-Aortic Balloon | Datascope
NO | YES | [5 empty] | Datascope Corp. | CS300 |  | SI135790G8 | TMC-Cath Lab-Adult (2Hvi) | MHHS-TMC |  | Pump, Intra-Aortic Balloon |  |  |  | TMC | MHHS-TMC | TMC-Cath Lab-Adult (2Hvi) |  | 12/11/19 |  |  |  | CIRCULATORY ASSIST UNITS, INTRA-AORTIC BALLOON | Pump, Intra-Aortic Balloon | PUMPINTRAAORTICBALLOON-Datascope-CS300 | PUMPINTRAAORTICBALLOON | CS300 |  |  |  | Datascope | Pump, Intra-Aortic Balloon |  | PUMPINTRAAORTICBALLOON-Datascope-CS300 |  | 7/23/19 | Finished from Script 3/27/2020 12:11:52pm (Central) | PIAB-SA | Covered PM Repair - Respiratory/Steriliz | MHHS-TMC | [8 empty] | PUMPINTRAAORTICBALLOON | Pump, Intra-Aortic Balloon | Datascope
NO | YES |  |  |  |  | 074-00808 | Datascope Corp. | CS300 |  | SI172267C0 | TMC-Cath Lab-Adult (2Hvi) | MHHS-TMC |  | Pump, Intra-Aortic Balloon |  |  | 074-00808 | TMC | MHHS-TMC | TMC-Cath Lab-Adult (2Hvi) | TMC - CATH LAB - ADULT (2HVI)q | 12/1/19 |  | 5/1/20 |  | CIRCULATORY ASSIST UNITS, INTRA-AORTIC BALLOON | Pump, Intra-Aortic Balloon | PUMPINTRAAORTICBALLOON-Datascope-CS300 | PUMPINTRAAORTICBALLOON | CS300 |  |  |  | Datascope | Pump, Intra-Aortic Balloon |  | PUMPINTRAAORTICBALLOON-Datascope-CS300 |  | 7/23/19 |  | PIAB-SA | Covered PM Repair - Respiratory/Steriliz | MHHS-TMC | [8 empty] | PUMPINTRAAORTICBALLOON | Pump, Intra-Aortic Balloon | Datascope
NO | YES |  |  |  | 029-11001 | 029-11001 | Datascope Corp. | CS300 |  | SI241448I6 | Woodlands-OR | MHHS-Woodlands |  | Pump, Intra-Aortic Balloon |  | 029-11001 | 029-11001 | Woodlands | MHHS-Woodlands | Woodlands-OR | Equipment supply storage | 1/1/20 |  | 7/1/20 |  | CIRCULATORY ASSIST UNITS, INTRA-AORTIC BALLOON | Pump, Intra-Aortic Balloon | PUMPINTRAAORTICBALLOON-Datascope-CS300 | PUMPINTRAAORTICBALLOON | CS300 |  |  |  | Datascope | Pump, Intra-Aortic Balloon |  | PUMPINTRAAORTICBALLOON-Datascope-CS300 |  | 4/20/17 |  | PIAB-SA | Covered PM Repair - Biomedical | MHHS-Woodlands | [8 empty] | PUMPINTRAAORTICBALLOON | Pump, Intra-Aortic Balloon | Datascope
NO | NO |  |  |  | 151-01463 |  | Datascope Corp. | CS300 |  | SI245700K6 | CY - CARDIAC CATH LAB | MHHS-Cypress |  | Pump, Intra-Aortic Balloon |  | 151-01463 |  | Northwest & Cypress |  | CY - CARDIAC CATH LAB | [5 empty] | CIRCULATORY ASSIST UNITS, INTRA-AORTIC BALLOON |  | PUMPINTRAAORTICBALLOON-Datascope-CS300 | PUMPINTRAAORTICBALLOON | CS300 |  |  |  | Datascope | Pump, Intra-Aortic Balloon |  | PUMPINTRAAORTICBALLOON-Datascope-CS300 |  |  |  |  | Covered PM Repair - Biomedical | MHHS-Cypress
NO | NO |  |  |  | SI01515-F7 |  | Datascope Corp. | CS300 |  | SI01515-F7 | KATY - CATH LAB | MHHS-Katy |  | Pump, Intra-Aortic Balloon |  | SI01515-F7 |  | Katy |  | KATY - CATH LAB | [5 empty] | CIRCULATORY ASSIST UNITS, INTRA-AORTIC BALLOON |  | PUMPINTRAAORTICBALLOON-Datascope-CS300 | PUMPINTRAAORTICBALLOON | CS300 |  |  |  | Datascope | Pump, Intra-Aortic Balloon |  | PUMPINTRAAORTICBALLOON-Datascope-CS300 |  |  |  |  | Covered PM Repair - Biomedical | MHHS-Katy
NO | NO |  |  |  | SI01546-F7 |  | Datascope Corp. | CS300 |  | SI01546-F7 | KATY - ICU | MHHS-Katy |  | Pump, Intra-Aortic Balloon |  | SI01546-F7 |  | Katy |  | KATY - ICU | [5 empty] | CIRCULATORY ASSIST UNITS, INTRA-AORTIC BALLOON |  | PUMPINTRAAORTICBALLOON-Datascope-CS300 | PUMPINTRAAORTICBALLOON | CS300 |  |  |  | Datascope | Pump, Intra-Aortic Balloon |  | PUMPINTRAAORTICBALLOON-Datascope-CS300 |  |  |  |  | Covered PM Repair - Biomedical | MHHS-Katy
NO | NO | [5 empty] | Datascope Corp. | CS300 |  | SI122077C8 | MEMORIAL CITY - CENTRAL SUPPLY | MHHS-Mem City |  | Pump, Intra-Aortic Balloon |  |  |  | West & Memorial City |  | MEMORIAL CITY - CENTRAL SUPPLY | [5 empty] | CIRCULATORY ASSIST UNITS, INTRA-AORTIC BALLOON |  | PUMPINTRAAORTICBALLOON-Datascope-CS300 | PUMPINTRAAORTICBALLOON | CS300 |  |  |  | Datascope | Pump, Intra-Aortic Balloon |  | PUMPINTRAAORTICBALLOON-Datascope-CS300 |  |  |  |  | Covered PM Repair - Respiratory/Steriliz | MHHS-Mem City
NO | NO | [5 empty] | Datascope Corp. | CS300 |  | SI121112C8 | MEMORIAL CITY - MOR | MHHS-Mem City |  | Pump, Intra-Aortic Balloon |  |  |  | West & Memorial City |  | MEMORIAL CITY - MOR | [5 empty] | CIRCULATORY ASSIST UNITS, INTRA-AORTIC BALLOON |  | PUMPINTRAAORTICBALLOON-Datascope-CS300 | PUMPINTRAAORTICBALLOON | CS300 |  |  |  | Datascope | Pump, Intra-Aortic Balloon |  | PUMPINTRAAORTICBALLOON-Datascope-CS300 |  |  |  |  | Covered PM Repair - Respiratory/Steriliz | MHHS-Mem City
NO | NO | [5 empty] | Datascope Corp. | CS300 |  | SI130250E8 | NE - CATH LAB | MHHS-Northeast |  | Pump, Intra-Aortic Balloon |  |  |  | Katy |  | NE - CATH LAB | [5 empty] | CIRCULATORY ASSIST UNITS, INTRA-AORTIC BALLOON |  | PUMPINTRAAORTICBALLOON-Datascope-CS300 | PUMPINTRAAORTICBALLOON | CS300 |  |  |  | Datascope | Pump, Intra-Aortic Balloon |  | PUMPINTRAAORTICBALLOON-Datascope-CS300 |  |  |  |  | Covered PM Repair - Respiratory/Steriliz | MHHS-Northeast
NO | NO |  |  |  | 142-03563 |  | Datascope Corp. | CS300 |  | SI118216B8 | NE - CATH LAB | MHHS-Northeast |  | Pump, Intra-Aortic Balloon |  | 142-03563 |  | Katy |  | NE - CATH LAB | [5 empty] | CIRCULATORY ASSIST UNITS, INTRA-AORTIC BALLOON |  | PUMPINTRAAORTICBALLOON-Datascope-CS300 | PUMPINTRAAORTICBALLOON | CS300 |  |  |  | Datascope | Pump, Intra-Aortic Balloon |  | PUMPINTRAAORTICBALLOON-Datascope-CS300 |  |  |  |  | Covered PM Repair - Biomedical | MHHS-Northeast
NO | NO | [5 empty] | Datascope Corp. | CS300 |  | SI172450C0 | TMC - CATH LAB - ADULT (2HVI) | MHHS-TMC |  | Pump, Intra-Aortic Balloon |  |  |  | TMC |  | TMC - CATH LAB - ADULT (2HVI) | [5 empty] | CIRCULATORY ASSIST UNITS, INTRA-AORTIC BALLOON |  | PUMPINTRAAORTICBALLOON-Datascope-CS300 | PUMPINTRAAORTICBALLOON | CS300 |  |  |  | Datascope | Pump, Intra-Aortic Balloon |  | PUMPINTRAAORTICBALLOON-Datascope-CS300 |  |  |  |  | Covered PM Repair - Respiratory/Steriliz | MHHS-TMC
NO | NO |  |  |  | 029-10039 |  | Datascope Corp. | CS300 |  | SI214787G5 | WOODLANDS - CATH LAB | MHHS-Woodlands |  | Pump, Intra-Aortic Balloon |  | 029-10039 |  | Woodlands |  | WOODLANDS - CATH LAB | [5 empty] | CIRCULATORY ASSIST UNITS, INTRA-AORTIC BALLOON |  | PUMPINTRAAORTICBALLOON-Datascope-CS300 | PUMPINTRAAORTICBALLOON | CS300 |  |  |  | Datascope | Pump, Intra-Aortic Balloon |  | PUMPINTRAAORTICBALLOON-Datascope-CS300 |  |  |  |  | Covered PM Repair - Biomedical | MHHS-Woodlands
NO | NO | [5 empty] | Datascope Corp. | CS300 |  | SI161381F9 | WOODLANDS - CATH LAB | MHHS-Woodlands |  | Pump, Intra-Aortic Balloon |  |  |  | Woodlands |  | WOODLANDS - CATH LAB | [5 empty] | CIRCULATORY ASSIST UNITS, INTRA-AORTIC BALLOON |  | PUMPINTRAAORTICBALLOON-Datascope-CS300 | PUMPINTRAAORTICBALLOON | CS300 |  |  |  | Datascope | Pump, Intra-Aortic Balloon |  | PUMPINTRAAORTICBALLOON-Datascope-CS300 |  |  |  |  | Covered PM Repair - Biomedical | MHHS-Woodlands
NO | NO | [5 empty] | Datascope Corp. | CS300 |  | SI195405G1 | WOODLANDS - OR | MHHS-Woodlands |  | Pump, Intra-Aortic Balloon |  |  |  | Woodlands |  | WOODLANDS - OR | [5 empty] | CIRCULATORY ASSIST UNITS, INTRA-AORTIC BALLOON |  | PUMPINTRAAORTICBALLOON-Datascope-CS300 | PUMPINTRAAORTICBALLOON | CS300 |  |  |  | Datascope | Pump, Intra-Aortic Balloon |  | PUMPINTRAAORTICBALLOON-Datascope-CS300 |  |  |  |  | Covered PM Repair - Biomedical | MHHS-Woodlands
NO | YES | [5 empty] | Datascope Corp. | GAS MODULE III |  | G300262-L9 | MHOSH-OR | MHHS Orthopedic & Spine | [5 empty] | Central & Greater Heights | MHHS-Orthopedic & Spine | MHOSH-OR |  | 10/18/19 |  |  |  | MONITORS, BEDSIDE, RESPIRATION, CARBON DIOXIDE/OXY |  | .needs class | [5 empty] | Datascope |  |  |  |  | 6/4/20 | MHOSH Inventory Dec 2019 into 2020 - Copy.xls - Newly Verified |  | Not Covered Vendor Only - Biomedical | MHHS Orthopedic & Spine
NO | YES | [5 empty] | Datascope Corp. | GAS MODULE SE |  |  | MHOSH-OR | MHHS Orthopedic & Spine |  | Module, Respiratory Gas |  |  |  | Central & Greater Heights | MHHS-Orthopedic & Spine | MHOSH-OR |  | 3/18/19 |  |  |  | MONITORS, BEDSIDE, RESPIRATION, CARBON DIOXIDE/OXY | Module, Respiratory Gas | MODULERESPIRATORYGAS-Mindray-Gas Module SE | MODULERESPIRATORYGAS | Gas Module SE |  |  |  | Mindray | Module, Respiratory Gas |  |  | MODULERESPIRATORYGAS-Mindray-Gas Module SE | 7/1/20 | MHOSH Inventory Dec 2019 into 2020 - Copy.xls - Newly Verified | MDRG-A | Not Covered Vendor Only - Biomedical | MHHS Orthopedic & Spine | [8 empty] | MODULERESPIRATORYGAS | Module, Respiratory Gas | Mindray
NO | YES | [5 empty] | Datascope Corp. | GAS MODULE SE |  |  | MHOSH-OR | MHHS Orthopedic & Spine |  | Module, Respiratory Gas |  |  |  | Central & Greater Heights | MHHS-Orthopedic & Spine | MHOSH-OR |  | 10/25/19 |  |  |  | MONITORS, BEDSIDE, RESPIRATION, CARBON DIOXIDE/OXY | Module, Respiratory Gas | MODULERESPIRATORYGAS-Mindray-Gas Module SE | MODULERESPIRATORYGAS | Gas Module SE |  |  |  | Mindray | Module, Respiratory Gas |  |  | MODULERESPIRATORYGAS-Mindray-Gas Module SE | 9/19/19 | MHOSH Inventory Dec 2019 into 2020 - Copy.xls - Newly Verified | MDRG-A | Covered PM Repair - Biomedical | MHHS Orthopedic & Spine | [8 empty] | MODULERESPIRATORYGAS | Module, Respiratory Gas | Mindray
NO | YES | Asset Tag 005-06376 |  |  | 005-06376 | 005-06376 | Datascope Corp. | PASSPORT |  | P5 2836-C6 | (null) | MHHS-Southeast |  | Monitor, Cardiac, Fixed |  | 005-06376 | 005-06376 | (null) | MHHS-Southeast | (null) | (null) |  |  |  | (null) | MONITORS, PHYSIOLOGIC, VITAL SIGNS |  | MONITORCARDIACFIXED-Datascope-PASSPORT | MONITORCARDIACFIXED | PASSPORT |  |  |  | Datascope | Monitor, Cardiac, Fixed |  | MONITORCARDIACFIXED-Datascope-PASSPORT |  | 6/14/20 |  |  | Not Covered Vendor Only - Biomedical | MHHS-Southeast
NO | YES | [5 empty] | Datascope Corp. | PASSPORT 2 |  | TS02105-L5 | MHOSH-3rd Floor | MHHS Orthopedic & Spine |  | Monitor, Cardiac, Fixed |  |  |  | Central & Greater Heights | MHHS-Orthopedic & Spine | MHOSH-3rd Floor |  | 10/17/19 |  |  |  | MONITORS, PHYSIOLOGIC, VITAL SIGNS | Monitor, Cardiac, Fixed | MONITORCARDIACFIXED-Datascope-PASSPORT 2 | MONITORCARDIACFIXED | PASSPORT 2 |  |  |  | Datascope | Monitor, Cardiac, Fixed |  | MONITORCARDIACFIXED-Datascope-PASSPORT 2 |  | 6/14/20 | MHOSH Inventory Dec 2019 into 2020 - Copy.xls - Newly Verified | MCH-A | Not Covered Vendor Only - Biomedical | MHHS Orthopedic & Spine | [8 empty] | MONITORCARDIACFIXED | Monitor, Cardiac, Fixed | Datascope
NO | YES | [5 empty] | Datascope Corp. | PASSPORT 2 |  | TS01621 | MHOSH-3rd Floor | MHHS Orthopedic & Spine |  | Monitor, Cardiac, Fixed |  |  |  | Central & Greater Heights | MHHS-Orthopedic & Spine | MHOSH-3rd Floor |  | 10/24/19 |  |  |  | MONITORS, PHYSIOLOGIC, VITAL SIGNS | Monitor, Cardiac, Fixed | MONITORCARDIACFIXED-Datascope-PASSPORT 2 | MONITORCARDIACFIXED | PASSPORT 2 |  |  |  | Datascope | Monitor, Cardiac, Fixed |  | MONITORCARDIACFIXED-Datascope-PASSPORT 2 |  | 6/14/20 | MHOSH Inventory Dec 2019 into 2020 - Copy.xls - Newly Verified | MCH-A | Not Covered Vendor Only - Biomedical | MHHS Orthopedic & Spine | [8 empty] | MONITORCARDIACFIXED | Monitor, Cardiac, Fixed | Datascope
NO | YES | [5 empty] | Datascope Corp. | PASSPORT 2 |  | TS01617-L5 | MHOSH-3rd Floor | MHHS Orthopedic & Spine |  | Monitor, Cardiac, Fixed |  |  |  | Central & Greater Heights | MHHS-Orthopedic & Spine | MHOSH-3rd Floor |  | 10/17/19 |  |  |  | MONITORS, PHYSIOLOGIC, VITAL SIGNS | Monitor, Cardiac, Fixed | MONITORCARDIACFIXED-Datascope-PASSPORT 2 | MONITORCARDIACFIXED | PASSPORT 2 |  |  |  | Datascope | Monitor, Cardiac, Fixed |  | MONITORCARDIACFIXED-Datascope-PASSPORT 2 |  | 6/29/20 | MHOSH Inventory Dec 2019 into 2020 - Copy.xls - Newly Verified | MCH-A | Not Covered Vendor Only - Biomedical | MHHS Orthopedic & Spine | [8 empty] | MONITORCARDIACFIXED | Monitor, Cardiac, Fixed | Datascope
NO | YES | [5 empty] | Datascope Corp. | PASSPORT 2 |  | TS01634 | MHOSH-3rd Floor | MHHS Orthopedic & Spine |  | Monitor, Cardiac, Fixed |  |  |  | Central & Greater Heights | MHHS-Orthopedic & Spine | MHOSH-3rd Floor |  | 10/24/19 |  |  |  | MONITORS, PHYSIOLOGIC, VITAL SIGNS | Monitor, Cardiac, Fixed | MONITORCARDIACFIXED-Datascope-PASSPORT 2 | MONITORCARDIACFIXED | PASSPORT 2 |  |  |  | Datascope | Monitor, Cardiac, Fixed |  | MONITORCARDIACFIXED-Datascope-PASSPORT 2 |  | 6/29/20 | MHOSH Inventory Dec 2019 into 2020 - Copy.xls - Newly Verified | MCH-A | Not Covered Vendor Only - Biomedical | MHHS Orthopedic & Spine | [8 empty] | MONITORCARDIACFIXED | Monitor, Cardiac, Fixed | Datascope
NO | YES | [5 empty] | Datascope Corp. | PASSPORT 2 |  | TS02101 | MHOSH-3rd Floor | MHHS Orthopedic & Spine |  | Monitor, Cardiac, Fixed |  |  |  | Central & Greater Heights | MHHS-Orthopedic & Spine | MHOSH-3rd Floor |  | 10/17/19 |  |  |  | MONITORS, PHYSIOLOGIC, VITAL SIGNS | Monitor, Cardiac, Fixed | MONITORCARDIACFIXED-Datascope-PASSPORT 2 | MONITORCARDIACFIXED | PASSPORT 2 |  |  |  | Datascope | Monitor, Cardiac, Fixed |  | MONITORCARDIACFIXED-Datascope-PASSPORT 2 |  | 6/29/20 | MHOSH Inventory Dec 2019 into 2020 - Copy.xls - Newly Verified | MCH-A | Not Covered Vendor Only - Biomedical | MHHS Orthopedic & Spine | [8 empty] | MONITORCARDIACFIXED | Monitor, Cardiac, Fixed | Datascope
NO | YES | [5 empty] | Datascope Corp. | PASSPORT 2 |  | TS01626 | MHOSH-3rd Floor | MHHS Orthopedic & Spine |  | Monitor, Cardiac, Fixed |  |  |  | Central & Greater Heights | MHHS-Orthopedic & Spine | MHOSH-3rd Floor |  | 10/17/19 |  |  |  | MONITORS, PHYSIOLOGIC, VITAL SIGNS | Monitor, Cardiac, Fixed | MONITORCARDIACFIXED-Datascope-PASSPORT 2 | MONITORCARDIACFIXED | PASSPORT 2 |  |  |  | Datascope | Monitor, Cardiac, Fixed |  | MONITORCARDIACFIXED-Datascope-PASSPORT 2 |  | 6/29/20 | MHOSH Inventory Dec 2019 into 2020 - Copy.xls - Newly Verified | MCH-A | Not Covered Vendor Only - Biomedical | MHHS Orthopedic & Spine | [8 empty] | MONITORCARDIACFIXED | Monitor, Cardiac, Fixed | Datascope
NO | YES | [5 empty] | Datascope Corp. | PASSPORT 2 |  | TS02107 | MHOSH-3rd Floor | MHHS Orthopedic & Spine |  | Monitor, Cardiac, Fixed |  |  |  | Central & Greater Heights | MHHS-Orthopedic & Spine | MHOSH-3rd Floor |  | 10/17/19 |  |  |  | MONITORS, PHYSIOLOGIC, VITAL SIGNS | Monitor, Cardiac, Fixed | MONITORCARDIACFIXED-Datascope-PASSPORT 2 | MONITORCARDIACFIXED | PASSPORT 2 |  |  |  | Datascope | Monitor, Cardiac, Fixed |  | MONITORCARDIACFIXED-Datascope-PASSPORT 2 |  | 6/29/20 | MHOSH Inventory Dec 2019 into 2020 - Copy.xls - Newly Verified | MCH-A | Not Covered Vendor Only - Biomedical | MHHS Orthopedic & Spine | [8 empty] | MONITORCARDIACFIXED | Monitor, Cardiac, Fixed | Datascope
NO | YES | [5 empty] | Datascope Corp. | PASSPORT 2 |  | TM17971 | MHOSH-3rd Floor | MHHS Orthopedic & Spine |  | Monitor, Cardiac, Fixed |  |  |  | Central & Greater Heights | MHHS-Orthopedic & Spine | MHOSH-3rd Floor |  | 10/8/19 |  |  |  | MONITORS, PHYSIOLOGIC, VITAL SIGNS | Monitor, Cardiac, Fixed | MONITORCARDIACFIXED-Datascope-PASSPORT 2 | MONITORCARDIACFIXED | PASSPORT 2 |  |  |  | Datascope | Monitor, Cardiac, Fixed |  | MONITORCARDIACFIXED-Datascope-PASSPORT 2 |  | 6/29/20 | MHOSH Inventory Dec 2019 into 2020 - Copy.xls - Newly Verified | MCH-A | Not Covered Vendor Only - Biomedical | MHHS Orthopedic & Spine | [8 empty] | MONITORCARDIACFIXED | Monitor, Cardiac, Fixed | Datascope
NO | YES | [5 empty] | Datascope Corp. | PASSPORT 2 |  | TM17986 | GH-Radiology | MHHS Orthopedic & Spine |  | Monitor, Cardiac, Fixed |  |  |  | Central | MHHS-Greater Heights | GH-Radiology |  | 10/1/19 |  | 10/1/20 |  | MONITORS, PHYSIOLOGIC, VITAL SIGNS | Monitor, Cardiac, Fixed | MONITORCARDIACFIXED-Datascope-PASSPORT 2 | MONITORCARDIACFIXED | PASSPORT 2 |  |  |  | Datascope | Monitor, Cardiac, Fixed |  | MONITORCARDIACFIXED-Datascope-PASSPORT 2 |  | 6/29/20 | MHOSH Inventory Dec 2019 into 2020 - Copy.xls - Already Verified | MCH-A | Covered PM Repair - Biomedical | MHHS Orthopedic & Spine | [8 empty] | MONITORCARDIACFIXED | Monitor, Cardiac, Fixed | Datascope
NO | YES | [5 empty] | Datascope Corp. | PASSPORT 2 |  | TS01615 | MHOSH-3rd Floor | MHHS Orthopedic & Spine |  | Monitor, Cardiac, Fixed |  |  |  | Central & Greater Heights | MHHS-Orthopedic & Spine | MHOSH-3rd Floor |  | 10/21/19 |  |  |  | MONITORS, PHYSIOLOGIC, VITAL SIGNS | Monitor, Cardiac, Fixed | MONITORCARDIACFIXED-Datascope-PASSPORT 2 | MONITORCARDIACFIXED | PASSPORT 2 |  |  |  | Datascope | Monitor, Cardiac, Fixed |  | MONITORCARDIACFIXED-Datascope-PASSPORT 2 |  | 6/29/20 | MHOSH Inventory Dec 2019 into 2020 - Copy.xls - Newly Verified | MCH-A | Covered PM Repair - Biomedical | MHHS Orthopedic & Spine | [8 empty] | MONITORCARDIACFIXED | Monitor, Cardiac, Fixed | Datascope
NO | YES | [5 empty] | Datascope Corp. | PASSPORT 2 |  | TS02194 | MHOSH-3rd Floor | MHHS Orthopedic & Spine |  | Monitor, Cardiac, Fixed |  |  |  | Central & Greater Heights | MHHS-Orthopedic & Spine | MHOSH-3rd Floor |  | 10/8/19 |  |  |  | MONITORS, PHYSIOLOGIC, VITAL SIGNS | Monitor, Cardiac, Fixed | MONITORCARDIACFIXED-Datascope-PASSPORT 2 | MONITORCARDIACFIXED | PASSPORT 2 |  |  |  | Datascope | Monitor, Cardiac, Fixed |  | MONITORCARDIACFIXED-Datascope-PASSPORT 2 |  | 6/29/20 | MHOSH Inventory Dec 2019 into 2020 - Copy.xls - Newly Verified | MCH-A | Covered PM Repair - Biomedical | MHHS Orthopedic & Spine | [8 empty] | MONITORCARDIACFIXED | Monitor, Cardiac, Fixed | Datascope
NO | YES | [5 empty] | Datascope Corp. | PASSPORT 2 |  | TS01740 | GH-Radiology | MHHS Orthopedic & Spine |  | Monitor, Cardiac, Fixed |  |  |  | Central | MHHS-Greater Heights | GH-Radiology |  | 1/1/19 |  | 1/1/21 |  | MONITORS, PHYSIOLOGIC, VITAL SIGNS | Monitor, Cardiac, Fixed | MONITORCARDIACFIXED-Datascope-PASSPORT 2 | MONITORCARDIACFIXED | PASSPORT 2 |  |  |  | Datascope | Monitor, Cardiac, Fixed |  | MONITORCARDIACFIXED-Datascope-PASSPORT 2 |  | 6/29/20 | MHOSH Inventory Dec 2019 into 2020 - Copy.xls - Already Verified | MCH-A | Covered PM Repair - Biomedical | MHHS Orthopedic & Spine | [8 empty] | MONITORCARDIACFIXED | Monitor, Cardiac, Fixed | Datascope
NO | YES | [5 empty] | Datascope Corp. | PASSPORT 2 |  | TS01769 | MHOSH-3rd Floor | MHHS Orthopedic & Spine |  | Monitor, Cardiac, Fixed |  |  |  | Central & Greater Heights | MHHS-Orthopedic & Spine | MHOSH-3rd Floor |  | 10/9/19 |  |  |  | MONITORS, PHYSIOLOGIC, VITAL SIGNS | Monitor, Cardiac, Fixed | MONITORCARDIACFIXED-Datascope-PASSPORT 2 | MONITORCARDIACFIXED | PASSPORT 2 |  |  |  | Datascope | Monitor, Cardiac, Fixed |  | MONITORCARDIACFIXED-Datascope-PASSPORT 2 |  | 6/29/20 | MHOSH Inventory Dec 2019 into 2020 - Copy.xls - Newly Verified | MCH-A | Covered PM Repair - Biomedical | MHHS Orthopedic & Spine | [8 empty] | MONITORCARDIACFIXED | Monitor, Cardiac, Fixed | Datascope
NO | YES | [5 empty] | Datascope Corp. | PASSPORT 2 |  | TS01819 | MHOSH-3rd Floor | MHHS Orthopedic & Spine |  | Monitor, Cardiac, Fixed |  |  |  | Central & Greater Heights | MHHS-Orthopedic & Spine | MHOSH-3rd Floor |  | 10/3/19 |  |  |  | MONITORS, PHYSIOLOGIC, VITAL SIGNS | Monitor, Cardiac, Fixed | MONITORCARDIACFIXED-Datascope-PASSPORT 2 | MONITORCARDIACFIXED | PASSPORT 2 |  |  |  | Datascope | Monitor, Cardiac, Fixed |  | MONITORCARDIACFIXED-Datascope-PASSPORT 2 |  | 6/14/20 | MHOSH Inventory Dec 2019 into 2020 - Copy.xls - Newly Verified | MCH-A | Not Covered Vendor Only - Biomedical | MHHS Orthopedic & Spine | [8 empty] | MONITORCARDIACFIXED | Monitor, Cardiac, Fixed | Datascope
NO | YES | [5 empty] | Datascope Corp. | PASSPORT 2 |  | TS01692 | MHOSH-3rd Floor | MHHS Orthopedic & Spine |  | Monitor, Cardiac, Fixed |  |  |  | Central & Greater Heights | MHHS-Orthopedic & Spine | MHOSH-3rd Floor |  | 10/17/19 |  |  |  | MONITORS, PHYSIOLOGIC, VITAL SIGNS | Monitor, Cardiac, Fixed | MONITORCARDIACFIXED-Datascope-PASSPORT 2 | MONITORCARDIACFIXED | PASSPORT 2 |  |  |  | Datascope | Monitor, Cardiac, Fixed |  | MONITORCARDIACFIXED-Datascope-PASSPORT 2 |  | 6/14/20 | MHOSH Inventory Dec 2019 into 2020 - Copy.xls - Newly Verified | MCH-A | Not Covered Vendor Only - Biomedical | MHHS Orthopedic & Spine | [8 empty] | MONITORCARDIACFIXED | Monitor, Cardiac, Fixed | Datascope
NO | YES | [5 empty] | Datascope Corp. | PASSPORT 2 |  | NSN | MHOSH-3rd Floor | MHHS Orthopedic & Spine |  | Monitor, Cardiac, Fixed |  |  |  | Central & Greater Heights | MHHS-Orthopedic & Spine | MHOSH-3rd Floor |  | 10/22/19 |  |  |  | MONITORS, PHYSIOLOGIC, VITAL SIGNS | Monitor, Cardiac, Fixed | MONITORCARDIACFIXED-Datascope-PASSPORT 2 | MONITORCARDIACFIXED | PASSPORT 2 |  |  |  | Datascope | Monitor, Cardiac, Fixed |  | MONITORCARDIACFIXED-Datascope-PASSPORT 2 |  | 6/14/20 | MHOSH Inventory Dec 2019 into 2020 - Copy.xls - Newly Verified | MCH-A | Not Covered Vendor Only - Biomedical | MHHS Orthopedic & Spine | [8 empty] | MONITORCARDIACFIXED | Monitor, Cardiac, Fixed | Datascope
NO | YES | [5 empty] | Datascope Corp. | PASSPORT 2 |  | TS01734 | MHOSH-3rd Floor | MHHS Orthopedic & Spine |  | Monitor, Cardiac, Fixed |  |  |  | Central & Greater Heights | MHHS-Orthopedic & Spine | MHOSH-3rd Floor |  | 10/21/19 |  |  |  | MONITORS, PHYSIOLOGIC, VITAL SIGNS | Monitor, Cardiac, Fixed | MONITORCARDIACFIXED-Datascope-PASSPORT 2 | MONITORCARDIACFIXED | PASSPORT 2 |  |  |  | Datascope | Monitor, Cardiac, Fixed |  | MONITORCARDIACFIXED-Datascope-PASSPORT 2 |  | 6/14/20 | MHOSH Inventory Dec 2019 into 2020 - Copy.xls - Newly Verified | MCH-A | Not Covered Vendor Only - Biomedical | MHHS Orthopedic & Spine | [8 empty] | MONITORCARDIACFIXED | Monitor, Cardiac, Fixed | Datascope
NO | YES | [5 empty] | Datascope Corp. | PASSPORT 2 |  | TS01780 | MHOSH-3rd Floor | MHHS Orthopedic & Spine |  | Monitor, Cardiac, Fixed |  |  |  | Central & Greater Heights | MHHS-Orthopedic & Spine | MHOSH-3rd Floor |  | 10/3/19 |  |  |  | MONITORS, PHYSIOLOGIC, VITAL SIGNS | Monitor, Cardiac, Fixed | MONITORCARDIACFIXED-Datascope-PASSPORT 2 | MONITORCARDIACFIXED | PASSPORT 2 |  |  |  | Datascope | Monitor, Cardiac, Fixed |  | MONITORCARDIACFIXED-Datascope-PASSPORT 2 |  | 6/14/20 | MHOSH Inventory Dec 2019 into 2020 - Copy.xls - Newly Verified | MCH-A | Not Covered Vendor Only - Biomedical | MHHS Orthopedic & Spine | [8 empty] | MONITORCARDIACFIXED | Monitor, Cardiac, Fixed | Datascope
NO | YES | [5 empty] | Datascope Corp. | PASSPORT 2 |  | TS01717 | MHOSH-3rd Floor | MHHS Orthopedic & Spine |  | Monitor, Cardiac, Fixed |  |  |  | Central & Greater Heights | MHHS-Orthopedic & Spine | MHOSH-3rd Floor |  | 10/9/19 |  |  |  | MONITORS, PHYSIOLOGIC, VITAL SIGNS | Monitor, Cardiac, Fixed | MONITORCARDIACFIXED-Datascope-PASSPORT 2 | MONITORCARDIACFIXED | PASSPORT 2 |  |  |  | Datascope | Monitor, Cardiac, Fixed |  | MONITORCARDIACFIXED-Datascope-PASSPORT 2 |  | 6/14/20 | MHOSH Inventory Dec 2019 into 2020 - Copy.xls - Newly Verified | MCH-A | Not Covered Vendor Only - Biomedical | MHHS Orthopedic & Spine | [8 empty] | MONITORCARDIACFIXED | Monitor, Cardiac, Fixed | Datascope
NO | YES | [5 empty] | Datascope Corp. | PASSPORT 2 |  | TS01790 | MHOSH-3rd Floor | MHHS Orthopedic & Spine |  | Monitor, Cardiac, Fixed |  |  |  | Central & Greater Heights | MHHS-Orthopedic & Spine | MHOSH-3rd Floor |  | 10/11/19 |  |  |  | MONITORS, PHYSIOLOGIC, VITAL SIGNS | Monitor, Cardiac, Fixed | MONITORCARDIACFIXED-Datascope-PASSPORT 2 | MONITORCARDIACFIXED | PASSPORT 2 |  |  |  | Datascope | Monitor, Cardiac, Fixed |  | MONITORCARDIACFIXED-Datascope-PASSPORT 2 |  | 6/19/20 | MHOSH Inventory Dec 2019 into 2020 - Copy.xls - Newly Verified | MCH-A | Not Covered Vendor Only - Biomedical | MHHS Orthopedic & Spine | [8 empty] | MONITORCARDIACFIXED | Monitor, Cardiac, Fixed | Datascope
NO | YES | Serial Number TS01682-L5 |  |  |  |  | Datascope Corp. | PASSPORT 2 |  | TS01682-L5 | MHOSH-3rd Floor | MHHS Orthopedic & Spine |  | Monitor, Cardiac, Fixed |  |  |  | Central & Greater Heights | MHHS-Orthopedic & Spine | MHOSH-3rd Floor |  | 10/3/19 |  |  |  | MONITORS, PHYSIOLOGIC, VITAL SIGNS | Monitor, Cardiac, Fixed | MONITORCARDIACFIXED-Datascope-PASSPORT 2 | MONITORCARDIACFIXED | PASSPORT 2 |  |  |  | Datascope | Monitor, Cardiac, Fixed |  | MONITORCARDIACFIXED-Datascope-PASSPORT 2 |  | 6/29/20 | MHOSH Inventory Dec 2019 into 2020 - Copy.xls - Newly Verified | MCH-A | Not Covered Vendor Only - Biomedical | MHHS Orthopedic & Spine | [8 empty] | MONITORCARDIACFIXED | Monitor, Cardiac, Fixed | Datascope
NO | YES | [5 empty] | Datascope Corp. | PASSPORT 2 |  | TS01678 | MHOSH-3rd Floor | MHHS Orthopedic & Spine |  | Monitor, Cardiac, Fixed |  |  |  | Central & Greater Heights | MHHS-Orthopedic & Spine | MHOSH-3rd Floor |  | 10/11/19 |  |  |  | MONITORS, PHYSIOLOGIC, VITAL SIGNS | Monitor, Cardiac, Fixed | MONITORCARDIACFIXED-Datascope-PASSPORT 2 | MONITORCARDIACFIXED | PASSPORT 2 |  |  |  | Datascope | Monitor, Cardiac, Fixed |  | MONITORCARDIACFIXED-Datascope-PASSPORT 2 |  | 6/29/20 | MHOSH Inventory Dec 2019 into 2020 - Copy.xls - Newly Verified | MCH-A | Not Covered Vendor Only - Biomedical | MHHS Orthopedic & Spine | [8 empty] | MONITORCARDIACFIXED | Monitor, Cardiac, Fixed | Datascope
NO | YES | [5 empty] | Datascope Corp. | PASSPORT 2 |  | TS01748 | MHOSH-3rd Floor | MHHS Orthopedic & Spine |  | Monitor, Cardiac, Fixed |  |  |  | Central & Greater Heights | MHHS-Orthopedic & Spine | MHOSH-3rd Floor |  | 10/3/19 |  |  |  | MONITORS, PHYSIOLOGIC, VITAL SIGNS | Monitor, Cardiac, Fixed | MONITORCARDIACFIXED-Datascope-PASSPORT 2 | MONITORCARDIACFIXED | PASSPORT 2 |  |  |  | Datascope | Monitor, Cardiac, Fixed |  | MONITORCARDIACFIXED-Datascope-PASSPORT 2 |  | 6/29/20 | MHOSH Inventory Dec 2019 into 2020 - Copy.xls - Newly Verified | MCH-A | Not Covered Vendor Only - Biomedical | MHHS Orthopedic & Spine | [8 empty] | MONITORCARDIACFIXED | Monitor, Cardiac, Fixed | Datascope
NO | YES | Serial Number TS01795-L5 |  |  |  |  | Datascope Corp. | PASSPORT 2 |  | TS01795-L5 | MHOSH-3rd Floor | MHHS Orthopedic & Spine |  | Monitor, Cardiac, Fixed |  |  |  | Central & Greater Heights | MHHS-Orthopedic & Spine | MHOSH-3rd Floor |  | 10/21/19 |  |  |  | MONITORS, PHYSIOLOGIC, VITAL SIGNS | Monitor, Cardiac, Fixed | MONITORCARDIACFIXED-Datascope-PASSPORT 2 | MONITORCARDIACFIXED | PASSPORT 2 |  |  |  | Datascope | Monitor, Cardiac, Fixed |  | MONITORCARDIACFIXED-Datascope-PASSPORT 2 |  | 7/1/20 | MHOSH Inventory Dec 2019 into 2020 - Copy.xls - Newly Verified | MCH-A | Not Covered Vendor Only - Biomedical | MHHS Orthopedic & Spine | [8 empty] | MONITORCARDIACFIXED | Monitor, Cardiac, Fixed | Datascope
NO | YES | Serial Number TS01742-L5 |  |  |  |  | Datascope Corp. | PASSPORT 2 |  | TS01742-L5 | MHOSH-3rd Floor | MHHS Orthopedic & Spine |  | Monitor, Cardiac, Fixed |  |  |  | Central & Greater Heights | MHHS-Orthopedic & Spine | MHOSH-3rd Floor |  | 10/11/19 |  |  |  | MONITORS, PHYSIOLOGIC, VITAL SIGNS | Monitor, Cardiac, Fixed | MONITORCARDIACFIXED-Datascope-PASSPORT 2 | MONITORCARDIACFIXED | PASSPORT 2 |  |  |  | Datascope | Monitor, Cardiac, Fixed |  | MONITORCARDIACFIXED-Datascope-PASSPORT 2 |  | 7/1/20 | MHOSH Inventory Dec 2019 into 2020 - Copy.xls - Newly Verified | MCH-A | Not Covered Vendor Only - Biomedical | MHHS Orthopedic & Spine | [8 empty] | MONITORCARDIACFIXED | Monitor, Cardiac, Fixed | Datascope
NO | YES | Serial Number TS01569-K5 |  |  |  |  | Datascope Corp. | PASSPORT 2 |  | TS01569-K5 | MHOSH-3rd Floor | MHHS Orthopedic & Spine |  | Monitor, Cardiac, Fixed |  |  |  | Central & Greater Heights | MHHS-Orthopedic & Spine | MHOSH-3rd Floor |  | 10/11/19 |  |  |  | MONITORS, PHYSIOLOGIC, VITAL SIGNS | Monitor, Cardiac, Fixed | MONITORCARDIACFIXED-Datascope-PASSPORT 2 | MONITORCARDIACFIXED | PASSPORT 2 |  |  |  | Datascope | Monitor, Cardiac, Fixed |  | MONITORCARDIACFIXED-Datascope-PASSPORT 2 |  | 7/1/20 | MHOSH Inventory Dec 2019 into 2020 - Copy.xls - Newly Verified | MCH-A | Not Covered Vendor Only - Biomedical | MHHS Orthopedic & Spine | [8 empty] | MONITORCARDIACFIXED | Monitor, Cardiac, Fixed | Datascope
NO | YES | [5 empty] | Datascope Corp. | PASSPORT 2 |  | TS01723-L5 | MHOSH-3rd Floor | MHHS Orthopedic & Spine |  | Monitor, Cardiac, Fixed |  |  |  | Central & Greater Heights | MHHS-Orthopedic & Spine | MHOSH-3rd Floor |  | 10/17/19 |  |  |  | MONITORS, PHYSIOLOGIC, VITAL SIGNS | Monitor, Cardiac, Fixed | MONITORCARDIACFIXED-Datascope-PASSPORT 2 | MONITORCARDIACFIXED | PASSPORT 2 |  |  |  | Datascope | Monitor, Cardiac, Fixed |  | MONITORCARDIACFIXED-Datascope-PASSPORT 2 |  | 7/1/20 | MHOSH Inventory Dec 2019 into 2020 - Copy.xls - Newly Verified | MCH-A | Not Covered Vendor Only - Biomedical | MHHS Orthopedic & Spine | [8 empty] | MONITORCARDIACFIXED | Monitor, Cardiac, Fixed | Datascope
NO | YES | [5 empty] | Datascope Corp. | PASSPORT 2 |  | TS01616 | MHOSH-3rd Floor | MHHS Orthopedic & Spine |  | Monitor, Cardiac, Fixed |  |  |  | Central & Greater Heights | MHHS-Orthopedic & Spine | MHOSH-3rd Floor |  | 10/8/19 |  |  |  | MONITORS, PHYSIOLOGIC, VITAL SIGNS | Monitor, Cardiac, Fixed | MONITORCARDIACFIXED-Datascope-PASSPORT 2 | MONITORCARDIACFIXED | PASSPORT 2 |  |  |  | Datascope | Monitor, Cardiac, Fixed |  | MONITORCARDIACFIXED-Datascope-PASSPORT 2 |  | 7/1/20 | MHOSH Inventory Dec 2019 into 2020 - Copy.xls - Newly Verified | MCH-A | Not Covered Vendor Only - Biomedical | MHHS Orthopedic & Spine | [8 empty] | MONITORCARDIACFIXED | Monitor, Cardiac, Fixed | Datascope
NO | YES | Serial Number TS01744-L5 |  |  |  |  | Datascope Corp. | PASSPORT 2 |  | TS01744-L5 | MHOSH-3rd Floor | MHHS Orthopedic & Spine |  | Monitor, Cardiac, Fixed |  |  |  | Central & Greater Heights | MHHS-Orthopedic & Spine | MHOSH-3rd Floor |  | 10/11/19 |  |  |  | MONITORS, PHYSIOLOGIC, VITAL SIGNS | Monitor, Cardiac, Fixed | MONITORCARDIACFIXED-Datascope-PASSPORT 2 | MONITORCARDIACFIXED | PASSPORT 2 |  |  |  | Datascope | Monitor, Cardiac, Fixed |  | MONITORCARDIACFIXED-Datascope-PASSPORT 2 |  | 7/1/20 | MHOSH Inventory Dec 2019 into 2020 - Copy.xls - Newly Verified | MCH-A | Not Covered Vendor Only - Biomedical | MHHS Orthopedic & Spine | [8 empty] | MONITORCARDIACFIXED | Monitor, Cardiac, Fixed | Datascope
NO | YES | [5 empty] | Datascope Corp. | PASSPORT 2 |  | TS01593 | MHOSH-3rd Floor | MHHS Orthopedic & Spine |  | Monitor, Cardiac, Fixed |  |  |  | Central & Greater Heights | MHHS-Orthopedic & Spine | MHOSH-3rd Floor |  | 10/17/19 |  |  |  | MONITORS, PHYSIOLOGIC, VITAL SIGNS | Monitor, Cardiac, Fixed | MONITORCARDIACFIXED-Datascope-PASSPORT 2 | MONITORCARDIACFIXED | PASSPORT 2 |  |  |  | Datascope | Monitor, Cardiac, Fixed |  | MONITORCARDIACFIXED-Datascope-PASSPORT 2 |  | 7/1/20 | MHOSH Inventory Dec 2019 into 2020 - Copy.xls - Newly Verified | MCH-A | Not Covered Vendor Only - Biomedical | MHHS Orthopedic & Spine | [8 empty] | MONITORCARDIACFIXED | Monitor, Cardiac, Fixed | Datascope
NO | YES | [5 empty] | Datascope Corp. | PASSPORT 2 |  | TS02067 | MHOSH-3rd Floor | MHHS Orthopedic & Spine |  | Monitor, Cardiac, Fixed |  |  |  | Central & Greater Heights | MHHS-Orthopedic & Spine | MHOSH-3rd Floor |  | 10/8/19 |  |  |  | MONITORS, PHYSIOLOGIC, VITAL SIGNS | Monitor, Cardiac, Fixed | MONITORCARDIACFIXED-Datascope-PASSPORT 2 | MONITORCARDIACFIXED | PASSPORT 2 |  |  |  | Datascope | Monitor, Cardiac, Fixed |  | MONITORCARDIACFIXED-Datascope-PASSPORT 2 |  | 7/1/20 | MHOSH Inventory Dec 2019 into 2020 - Copy.xls - Newly Verified | MCH-A | Not Covered Vendor Only - Biomedical | MHHS Orthopedic & Spine | [8 empty] | MONITORCARDIACFIXED | Monitor, Cardiac, Fixed | Datascope
NO | YES | [5 empty] | Datascope Corp. | PASSPORT 2 |  | TS01581 | MHOSH-3rd Floor | MHHS Orthopedic & Spine |  | Monitor, Cardiac, Fixed |  |  |  | Central & Greater Heights | MHHS-Orthopedic & Spine | MHOSH-3rd Floor |  | 10/8/19 |  |  |  | MONITORS, PHYSIOLOGIC, VITAL SIGNS | Monitor, Cardiac, Fixed | MONITORCARDIACFIXED-Datascope-PASSPORT 2 | MONITORCARDIACFIXED | PASSPORT 2 |  |  |  | Datascope | Monitor, Cardiac, Fixed |  | MONITORCARDIACFIXED-Datascope-PASSPORT 2 |  | 7/1/20 | MHOSH Inventory Dec 2019 into 2020 - Copy.xls - Newly Verified | MCH-A | Not Covered Vendor Only - Biomedical | MHHS Orthopedic & Spine | [8 empty] | MONITORCARDIACFIXED | Monitor, Cardiac, Fixed | Datascope
NO | YES | [5 empty] | Datascope Corp. | PASSPORT 2 |  | NSN | MHOSH-3rd Floor | MHHS Orthopedic & Spine |  | Monitor, Cardiac, Fixed |  |  |  | Central & Greater Heights | MHHS-Orthopedic & Spine | MHOSH-3rd Floor |  | 10/18/19 |  |  |  | MONITORS, PHYSIOLOGIC, VITAL SIGNS | Monitor, Cardiac, Fixed | MONITORCARDIACFIXED-Datascope-PASSPORT 2 | MONITORCARDIACFIXED | PASSPORT 2 |  |  |  | Datascope | Monitor, Cardiac, Fixed |  | MONITORCARDIACFIXED-Datascope-PASSPORT 2 |  | 7/1/20 | MHOSH Inventory Dec 2019 into 2020 - Copy.xls - Newly Verified | MCH-A | Not Covered Vendor Only - Biomedical | MHHS Orthopedic & Spine | [8 empty] | MONITORCARDIACFIXED | Monitor, Cardiac, Fixed | Datascope
NO | YES | [5 empty] | Datascope Corp. | PASSPORT 2 |  | TS01635 | MHOSH-OR | MHHS Orthopedic & Spine |  | Monitor, Cardiac, Fixed |  |  |  | Central & Greater Heights | MHHS-Orthopedic & Spine | MHOSH-OR |  | 10/18/19 |  |  |  | MONITORS, PHYSIOLOGIC, VITAL SIGNS | Monitor, Cardiac, Fixed | MONITORCARDIACFIXED-Datascope-PASSPORT 2 | MONITORCARDIACFIXED | PASSPORT 2 |  |  |  | Datascope | Monitor, Cardiac, Fixed |  | MONITORCARDIACFIXED-Datascope-PASSPORT 2 |  | 7/22/20 | MHOSH Inventory Dec 2019 into 2020 - Copy.xls - Newly Verified | MCH-A | Not Covered Vendor Only - Biomedical | MHHS Orthopedic & Spine | [8 empty] | MONITORCARDIACFIXED | Monitor, Cardiac, Fixed | Datascope
NO | YES | [5 empty] | Datascope Corp. | PASSPORT 2 |  | TS02200 | MHOSH-OR | MHHS Orthopedic & Spine |  | Monitor, Cardiac, Fixed |  |  |  | Central & Greater Heights | MHHS-Orthopedic & Spine | MHOSH-OR |  | 10/17/19 |  |  |  | MONITORS, PHYSIOLOGIC, VITAL SIGNS | Monitor, Cardiac, Fixed | MONITORCARDIACFIXED-Datascope-PASSPORT 2 | MONITORCARDIACFIXED | PASSPORT 2 |  |  |  | Datascope | Monitor, Cardiac, Fixed |  | MONITORCARDIACFIXED-Datascope-PASSPORT 2 |  | 7/1/20 | MHOSH Inventory Dec 2019 into 2020 - Copy.xls - Newly Verified | MCH-A | Not Covered Vendor Only - Biomedical | MHHS Orthopedic & Spine | [8 empty] | MONITORCARDIACFIXED | Monitor, Cardiac, Fixed | Datascope
NO | YES | [5 empty] | Datascope Corp. | PASSPORT 2 |  | TS02197 | MHOSH-OR | MHHS Orthopedic & Spine |  | Monitor, Cardiac, Fixed |  |  |  | Central & Greater Heights | MHHS-Orthopedic & Spine | MHOSH-OR |  | 10/17/19 |  |  |  | MONITORS, PHYSIOLOGIC, VITAL SIGNS | Monitor, Cardiac, Fixed | MONITORCARDIACFIXED-Datascope-PASSPORT 2 | MONITORCARDIACFIXED | PASSPORT 2 |  |  |  | Datascope | Monitor, Cardiac, Fixed |  | MONITORCARDIACFIXED-Datascope-PASSPORT 2 |  | 6/14/20 | MHOSH Inventory Dec 2019 into 2020 - Copy.xls - Newly Verified | MCH-A | Not Covered Vendor Only - Biomedical | MHHS Orthopedic & Spine | [8 empty] | MONITORCARDIACFIXED | Monitor, Cardiac, Fixed | Datascope
NO | YES | [5 empty] | Datascope Corp. | PASSPORT 2 |  | TS01629 | MHOSH-OR | MHHS Orthopedic & Spine |  | Monitor, Cardiac, Fixed |  |  |  | Central & Greater Heights | MHHS-Orthopedic & Spine | MHOSH-OR |  | 10/8/19 |  |  |  | MONITORS, PHYSIOLOGIC, VITAL SIGNS | Monitor, Cardiac, Fixed | MONITORCARDIACFIXED-Datascope-PASSPORT 2 | MONITORCARDIACFIXED | PASSPORT 2 |  |  |  | Datascope | Monitor, Cardiac, Fixed |  | MONITORCARDIACFIXED-Datascope-PASSPORT 2 |  | 6/14/20 | MHOSH Inventory Dec 2019 into 2020 - Copy.xls - Newly Verified | MCH-A | Not Covered Vendor Only - Biomedical | MHHS Orthopedic & Spine | [8 empty] | MONITORCARDIACFIXED | Monitor, Cardiac, Fixed | Datascope
NO | YES | [5 empty] | Datascope Corp. | PASSPORT 2 |  | TS02063 | MHOSH-OR | MHHS Orthopedic & Spine |  | Monitor, Cardiac, Fixed |  |  |  | Central & Greater Heights | MHHS-Orthopedic & Spine | MHOSH-OR |  | 10/22/19 |  |  |  | MONITORS, PHYSIOLOGIC, VITAL SIGNS | Monitor, Cardiac, Fixed | MONITORCARDIACFIXED-Datascope-PASSPORT 2 | MONITORCARDIACFIXED | PASSPORT 2 |  |  |  | Datascope | Monitor, Cardiac, Fixed |  | MONITORCARDIACFIXED-Datascope-PASSPORT 2 |  | 6/14/20 | MHOSH Inventory Dec 2019 into 2020 - Copy.xls - Newly Verified | MCH-A | Not Covered Vendor Only - Biomedical | MHHS Orthopedic & Spine | [8 empty] | MONITORCARDIACFIXED | Monitor, Cardiac, Fixed | Datascope
NO | YES | [5 empty] | Datascope Corp. | PASSPORT 2 |  | TS01625 | MHOSH-OR | MHHS Orthopedic & Spine |  | Monitor, Cardiac, Fixed |  |  |  | Central & Greater Heights | MHHS-Orthopedic & Spine | MHOSH-OR |  | 10/21/19 |  |  |  | MONITORS, PHYSIOLOGIC, VITAL SIGNS | Monitor, Cardiac, Fixed | MONITORCARDIACFIXED-Datascope-PASSPORT 2 | MONITORCARDIACFIXED | PASSPORT 2 |  |  |  | Datascope | Monitor, Cardiac, Fixed |  | MONITORCARDIACFIXED-Datascope-PASSPORT 2 |  | 6/14/20 | MHOSH Inventory Dec 2019 into 2020 - Copy.xls - Newly Verified | MCH-A | Not Covered Vendor Only - Biomedical | MHHS Orthopedic & Spine | [8 empty] | MONITORCARDIACFIXED | Monitor, Cardiac, Fixed | Datascope
NO | YES | [5 empty] | Datascope Corp. | PASSPORT 2 |  | TS02098 | MHOSH-OR | MHHS Orthopedic & Spine |  | Monitor, Cardiac, Fixed |  |  |  | Central & Greater Heights | MHHS-Orthopedic & Spine | MHOSH-OR |  | 10/5/18 |  |  |  | MONITORS, PHYSIOLOGIC, VITAL SIGNS | Monitor, Cardiac, Fixed | MONITORCARDIACFIXED-Datascope-PASSPORT 2 | MONITORCARDIACFIXED | PASSPORT 2 |  |  |  | Datascope | Monitor, Cardiac, Fixed |  | MONITORCARDIACFIXED-Datascope-PASSPORT 2 |  | 6/19/20 | MHOSH Inventory Dec 2019 into 2020 - Copy.xls - Newly Verified | MCH-A | Not Covered Vendor Only - Biomedical | MHHS Orthopedic & Spine | [8 empty] | MONITORCARDIACFIXED | Monitor, Cardiac, Fixed | Datascope
NO | YES | [5 empty] | Datascope Corp. | PASSPORT 2 |  | TS02110 | MHOSH-OR | MHHS Orthopedic & Spine |  | Monitor, Cardiac, Fixed |  |  |  | Central & Greater Heights | MHHS-Orthopedic & Spine | MHOSH-OR |  | 10/3/19 |  |  |  | MONITORS, PHYSIOLOGIC, VITAL SIGNS | Monitor, Cardiac, Fixed | MONITORCARDIACFIXED-Datascope-PASSPORT 2 | MONITORCARDIACFIXED | PASSPORT 2 |  |  |  | Datascope | Monitor, Cardiac, Fixed |  | MONITORCARDIACFIXED-Datascope-PASSPORT 2 |  | 6/19/20 | MHOSH Inventory Dec 2019 into 2020 - Copy.xls - Newly Verified | MCH-A | Not Covered Vendor Only - Biomedical | MHHS Orthopedic & Spine | [8 empty] | MONITORCARDIACFIXED | Monitor, Cardiac, Fixed | Datascope
NO | YES | [5 empty] | Datascope Corp. | PASSPORT 2 |  | TS02062 | MHOSH-OR | MHHS Orthopedic & Spine |  | Monitor, Cardiac, Fixed |  |  |  | Central & Greater Heights | MHHS-Orthopedic & Spine | MHOSH-OR |  | 10/11/19 |  |  |  | MONITORS, PHYSIOLOGIC, VITAL SIGNS | Monitor, Cardiac, Fixed | MONITORCARDIACFIXED-Datascope-PASSPORT 2 | MONITORCARDIACFIXED | PASSPORT 2 |  |  |  | Datascope | Monitor, Cardiac, Fixed |  | MONITORCARDIACFIXED-Datascope-PASSPORT 2 |  | 6/14/20 | MHOSH Inventory Dec 2019 into 2020 - Copy.xls - Newly Verified | MCH-A | Not Covered Vendor Only - Biomedical | MHHS Orthopedic & Spine | [8 empty] | MONITORCARDIACFIXED | Monitor, Cardiac, Fixed | Datascope
NO | YES | [5 empty] | Datascope Corp. | PASSPORT 2 |  | TS01763 | MHOSH-OR | MHHS Orthopedic & Spine |  | Monitor, Cardiac, Fixed |  |  |  | Central & Greater Heights | MHHS-Orthopedic & Spine | MHOSH-OR |  | 10/3/19 |  |  |  | MONITORS, PHYSIOLOGIC, VITAL SIGNS | Monitor, Cardiac, Fixed | MONITORCARDIACFIXED-Datascope-PASSPORT 2 | MONITORCARDIACFIXED | PASSPORT 2 |  |  |  | Datascope | Monitor, Cardiac, Fixed |  | MONITORCARDIACFIXED-Datascope-PASSPORT 2 |  | 6/14/20 | MHOSH Inventory Dec 2019 into 2020 - Copy.xls - Newly Verified | MCH-A | Not Covered Vendor Only - Biomedical | MHHS Orthopedic & Spine | [8 empty] | MONITORCARDIACFIXED | Monitor, Cardiac, Fixed | Datascope
NO | YES | [5 empty] | Datascope Corp. | PASSPORT 2 |  | TS01755 | MHOSH-Pre/Post Op | MHHS Orthopedic & Spine |  | Monitor, Cardiac, Fixed |  |  |  | Central & Greater Heights | MHHS-Orthopedic & Spine | MHOSH-Pre/Post Op |  | 10/8/19 |  |  |  | MONITORS, PHYSIOLOGIC, VITAL SIGNS | Monitor, Cardiac, Fixed | MONITORCARDIACFIXED-Datascope-PASSPORT 2 | MONITORCARDIACFIXED | PASSPORT 2 |  |  |  | Datascope | Monitor, Cardiac, Fixed |  | MONITORCARDIACFIXED-Datascope-PASSPORT 2 |  | 6/14/20 | MHOSH Inventory Dec 2019 into 2020 - Copy.xls - Newly Verified | MCH-A | Not Covered Vendor Only - Biomedical | MHHS Orthopedic & Spine | [8 empty] | MONITORCARDIACFIXED | Monitor, Cardiac, Fixed | Datascope
NO | YES | [5 empty] | Datascope Corp. | PASSPORT 2 |  | TS01757 | MHOSH-Pre/Post Op | MHHS Orthopedic & Spine |  | Monitor, Cardiac, Fixed |  |  |  | Central & Greater Heights | MHHS-Orthopedic & Spine | MHOSH-Pre/Post Op |  | 10/18/19 |  |  |  | MONITORS, PHYSIOLOGIC, VITAL SIGNS | Monitor, Cardiac, Fixed | MONITORCARDIACFIXED-Datascope-PASSPORT 2 | MONITORCARDIACFIXED | PASSPORT 2 |  |  |  | Datascope | Monitor, Cardiac, Fixed |  | MONITORCARDIACFIXED-Datascope-PASSPORT 2 |  | 6/14/20 | MHOSH Inventory Dec 2019 into 2020 - Copy.xls - Newly Verified | MCH-A | Not Covered Vendor Only - Biomedical | MHHS Orthopedic & Spine | [8 empty] | MONITORCARDIACFIXED | Monitor, Cardiac, Fixed | Datascope
NO | YES | [5 empty] | Datascope Corp. | PASSPORT 2 |  | TS01739 | MHOSH-Pre/Post Op | MHHS Orthopedic & Spine |  | Monitor, Cardiac, Fixed |  |  |  | Central & Greater Heights | MHHS-Orthopedic & Spine | MHOSH-Pre/Post Op |  | 1/16/19 |  |  |  | MONITORS, PHYSIOLOGIC, VITAL SIGNS | Monitor, Cardiac, Fixed | MONITORCARDIACFIXED-Datascope-PASSPORT 2 | MONITORCARDIACFIXED | PASSPORT 2 |  |  |  | Datascope | Monitor, Cardiac, Fixed |  | MONITORCARDIACFIXED-Datascope-PASSPORT 2 |  | 6/14/20 | MHOSH Inventory Dec 2019 into 2020 - Copy.xls - Newly Verified | MCH-A | Not Covered Vendor Only - Biomedical | MHHS Orthopedic & Spine | [8 empty] | MONITORCARDIACFIXED | Monitor, Cardiac, Fixed | Datascope
NO | YES | [5 empty] | Datascope Corp. | PASSPORT 2 |  | TS01662 | MHOSH-Pre/Post Op | MHHS Orthopedic & Spine |  | Monitor, Cardiac, Fixed |  |  |  | Central & Greater Heights | MHHS-Orthopedic & Spine | MHOSH-Pre/Post Op |  | 10/3/19 |  |  |  | MONITORS, PHYSIOLOGIC, VITAL SIGNS | Monitor, Cardiac, Fixed | MONITORCARDIACFIXED-Datascope-PASSPORT 2 | MONITORCARDIACFIXED | PASSPORT 2 |  |  |  | Datascope | Monitor, Cardiac, Fixed |  | MONITORCARDIACFIXED-Datascope-PASSPORT 2 |  | 6/14/20 | MHOSH Inventory Dec 2019 into 2020 - Copy.xls - Newly Verified | MCH-A | Not Covered Vendor Only - Biomedical | MHHS Orthopedic & Spine | [8 empty] | MONITORCARDIACFIXED | Monitor, Cardiac, Fixed | Datascope
NO | YES | [5 empty] | Datascope Corp. | PASSPORT 2 |  | TSO1811 | MHOSH-Pre/Post Op | MHHS Orthopedic & Spine |  | Monitor, Cardiac, Fixed |  |  |  | Central & Greater Heights | MHHS-Orthopedic & Spine | MHOSH-Pre/Post Op |  | 10/8/19 |  |  |  | MONITORS, PHYSIOLOGIC, VITAL SIGNS | Monitor, Cardiac, Fixed | MONITORCARDIACFIXED-Datascope-PASSPORT 2 | MONITORCARDIACFIXED | PASSPORT 2 |  |  |  | Datascope | Monitor, Cardiac, Fixed |  | MONITORCARDIACFIXED-Datascope-PASSPORT 2 |  | 6/14/20 | MHOSH Inventory Dec 2019 into 2020 - Copy.xls - Newly Verified | MCH-A | Not Covered Vendor Only - Biomedical | MHHS Orthopedic & Spine | [8 empty] | MONITORCARDIACFIXED | Monitor, Cardiac, Fixed | Datascope
NO | YES | [5 empty] | Datascope Corp. | PASSPORT 2 |  | TS01455-K5 | MHOSH-Pre/Post Op | MHHS Orthopedic & Spine |  | Monitor, Cardiac, Fixed |  |  |  | Central & Greater Heights | MHHS-Orthopedic & Spine | MHOSH-Pre/Post Op |  | 10/9/19 |  |  |  | MONITORS, PHYSIOLOGIC, VITAL SIGNS | Monitor, Cardiac, Fixed | MONITORCARDIACFIXED-Datascope-PASSPORT 2 | MONITORCARDIACFIXED | PASSPORT 2 |  |  |  | Datascope | Monitor, Cardiac, Fixed |  | MONITORCARDIACFIXED-Datascope-PASSPORT 2 |  | 6/14/20 | MHOSH Inventory Dec 2019 into 2020 - Copy.xls - Newly Verified | MCH-A | Not Covered Vendor Only - Biomedical | MHHS Orthopedic & Spine | [8 empty] | MONITORCARDIACFIXED | Monitor, Cardiac, Fixed | Datascope
NO | YES | [5 empty] | Datascope Corp. | PASSPORT 2 |  | TS01753 | MHOSH-Pre/Post Op | MHHS Orthopedic & Spine |  | Monitor, Cardiac, Fixed |  |  |  | Central & Greater Heights | MHHS-Orthopedic & Spine | MHOSH-Pre/Post Op |  | 10/3/19 |  |  |  | MONITORS, PHYSIOLOGIC, VITAL SIGNS | Monitor, Cardiac, Fixed | MONITORCARDIACFIXED-Datascope-PASSPORT 2 | MONITORCARDIACFIXED | PASSPORT 2 |  |  |  | Datascope | Monitor, Cardiac, Fixed |  | MONITORCARDIACFIXED-Datascope-PASSPORT 2 |  | 6/14/20 | MHOSH Inventory Dec 2019 into 2020 - Copy.xls - Newly Verified | MCH-A | Not Covered Vendor Only - Biomedical | MHHS Orthopedic & Spine | [8 empty] | MONITORCARDIACFIXED | Monitor, Cardiac, Fixed | Datascope
NO | YES | [5 empty] | Datascope Corp. | PASSPORT 2 |  | TS01632 | MHOSH-Pre/Post Op | MHHS Orthopedic & Spine |  | Monitor, Cardiac, Fixed |  |  |  | Central & Greater Heights | MHHS-Orthopedic & Spine | MHOSH-Pre/Post Op |  | 10/18/19 |  |  |  | MONITORS, PHYSIOLOGIC, VITAL SIGNS | Monitor, Cardiac, Fixed | MONITORCARDIACFIXED-Datascope-PASSPORT 2 | MONITORCARDIACFIXED | PASSPORT 2 |  |  |  | Datascope | Monitor, Cardiac, Fixed |  | MONITORCARDIACFIXED-Datascope-PASSPORT 2 |  | 6/14/20 | MHOSH Inventory Dec 2019 into 2020 - Copy.xls - Newly Verified | MCH-A | Not Covered Vendor Only - Biomedical | MHHS Orthopedic & Spine | [8 empty] | MONITORCARDIACFIXED | Monitor, Cardiac, Fixed | Datascope
NO | YES |  |  |  | 925-00768 | 925-00768 | Datascope Corp. | PASSPORT 2 |  | TS01731 | MHOSH-Pre/Post Op | MHHS Orthopedic & Spine |  | Monitor, Cardiac, Fixed |  | 925-00768 | 925-00768 | Central | MHHS-Orthopedic & Spine | MHOSH-Pre/Post Op | Rm 3 | 10/1/19 |  | 10/1/20 |  | MONITORS, PHYSIOLOGIC, VITAL SIGNS | Monitor, Cardiac, Fixed | MONITORCARDIACFIXED-Datascope-PASSPORT 2 | MONITORCARDIACFIXED | PASSPORT 2 |  |  |  | Datascope | Monitor, Cardiac, Fixed |  | MONITORCARDIACFIXED-Datascope-PASSPORT 2 |  | 6/14/20 | MHOSH Inventory Dec 2019 into 2020 - Copy.xls - Already Verified | MCH-A | Not Covered Vendor Only - Biomedical | MHHS Orthopedic & Spine | [8 empty] | MONITORCARDIACFIXED | Monitor, Cardiac, Fixed | Datascope
NO | YES | [5 empty] | Datascope Corp. | PASSPORT 2 |  | TS01787 | MHOSH-Radiology | MHHS Orthopedic & Spine |  | Monitor, Cardiac, Fixed |  |  |  | Central & Greater Heights | MHHS-Orthopedic & Spine | MHOSH-Radiology |  | 10/11/19 |  |  |  | MONITORS, PHYSIOLOGIC, VITAL SIGNS | Monitor, Cardiac, Fixed | MONITORCARDIACFIXED-Datascope-PASSPORT 2 | MONITORCARDIACFIXED | PASSPORT 2 |  |  |  | Datascope | Monitor, Cardiac, Fixed |  | MONITORCARDIACFIXED-Datascope-PASSPORT 2 |  | 6/14/20 | MHOSH Inventory Dec 2019 into 2020 - Copy.xls - Newly Verified | MCH-A | Not Covered Vendor Only - Biomedical | MHHS Orthopedic & Spine | [8 empty] | MONITORCARDIACFIXED | Monitor, Cardiac, Fixed | Datascope
NO | YES |  |  |  |  | 133-08043 | Datascope Corp. | PASSPORT 2 |  | TM17759-I5 | OPID-(KY)-Katy-445 (Mp1) | MHHS-OPID |  | Monitor, Cardiac, Fixed |  |  | 133-08043 | Katy | MHHS-Others | OPID-(KY)-Katy-445 (Mp1) | [5 empty] | MONITORS, PHYSIOLOGIC, VITAL SIGNS | Monitor, Cardiac, Fixed | MONITORCARDIACFIXED-Datascope-PASSPORT 2 | MONITORCARDIACFIXED | PASSPORT 2 |  |  |  | Datascope | Monitor, Cardiac, Fixed |  | MONITORCARDIACFIXED-Datascope-PASSPORT 2 |  | 6/14/20 |  | MCH-A | Not Covered Vendor Only - Biomedical | MHHS-OPID | [8 empty] | MONITORCARDIACFIXED | Monitor, Cardiac, Fixed | Datascope
NO | YES |  |  |  | 133-03706 | 133-03706 | Datascope Corp. | PASSPORT 2 |  | TS02255-A6 | SMR-(KY)-Katy (Mp2) | MHHS-SMR |  | Monitor, Cardiac, Fixed |  | 133-03706 | 133-03706 | Katy | MHHS-Others | SMR-(KY)-Katy (Mp2) | Rehab | 1/1/19 | 1/1/21 |  |  | MONITORS, PHYSIOLOGIC, VITAL SIGNS | Monitor, Cardiac, Fixed | MONITORCARDIACFIXED-Datascope-PASSPORT 2 | MONITORCARDIACFIXED | PASSPORT 2 |  |  |  | Datascope | Monitor, Cardiac, Fixed |  | MONITORCARDIACFIXED-Datascope-PASSPORT 2 |  | 6/14/20 |  | MCH-A | Not Covered Vendor Only - Biomedical | MHHS-SMR | [8 empty] | MONITORCARDIACFIXED | Monitor, Cardiac, Fixed | Datascope
YES | YES |  |  |  | 925-00769 | 925-00769 | Datascope Corp. | PASSPORT 2 |  | TS01753-L5 | MHOSH - PRE/POST OP |  |  |  |  | 925-00769 | 925-00769 | Central | Joint Center - Orthopedic and Spine Hospital | MHOSH - PRE/POST OP | Rm 4 | 10/1/19 |  | 10/1/20
NO | YES |  |  |  | 925-00852 | 925-00852 | Datascope Corp. | PASSPORT 2 |  | TS01658-L5 | MHOSH-Pre/Post Op |  |  |  |  | 925-00852 | 925-00852 | Central | MHHS-Orthopedic & Spine | MHOSH-Pre/Post Op | Rm 5 | 10/1/19 |  | 10/1/20
YES | YES |  |  |  | 925-00700 | 925-00700 | Datascope Corp. | PASSPORT 2 |  | TS01748-L5 | MHOSH - PRE/POST OP |  |  |  |  | 925-00700 | 925-00700 | Central | Joint Center - Orthopedic and Spine Hospital | MHOSH - PRE/POST OP | Rm 6 | 10/1/19 |  | 10/1/20
YES | YES |  |  |  | 929-00534 | 929-00534 | Datascope Corp. | PASSPORT 2 |  | TS01763-L5 | MHOSH - PRE/POST OP |  |  |  |  | 929-00534 | 929-00534 | Central | Joint Center - Orthopedic and Spine Hospital | MHOSH - PRE/POST OP | Rm 7 | 10/1/19 |  | 10/1/20
YES | YES |  |  |  | 925-00656 | 925-00656 | Datascope Corp. | PASSPORT 2 |  | TS02062-L5 | MHOSH - PRE/POST OP |  |  |  |  | 925-00656 | 925-00656 | Central | Joint Center - Orthopedic and Spine Hospital | MHOSH - PRE/POST OP | Rm 10
NO | YES | [5 empty] | Datascope Corp. | TRIO |  | MC09124 | MHOSH-ER | MHHS Orthopedic & Spine |  | Monitor, Cardiac, Fixed |  |  |  | Central & Greater Heights | MHHS-Orthopedic & Spine | MHOSH-ER |  | 10/21/19 |  |  |  | MONITORS, PHYSIOLOGIC, VITAL SIGNS | Monitor, Cardiac, Fixed | MONITORCARDIACFIXED-Datascope-Trio | MONITORCARDIACFIXED | Trio |  |  |  | Datascope | Monitor, Cardiac, Fixed |  | MONITORCARDIACFIXED-Datascope-Trio |  | 4/1/18 | MHOSH Inventory Dec 2019 into 2020 - Copy.xls - Newly Verified | MCH-A | Covered PM Repair - Biomedical | MHHS Orthopedic & Spine | [8 empty] | MONITORCARDIACFIXED | Monitor, Cardiac, Fixed | Datascope
NO | YES | [5 empty] | Datascope Corp. | TRIO |  | MC17807-K6 | GH-Radiology | MHHS Orthopedic & Spine |  | Monitor, Cardiac, Fixed |  |  |  | Central | MHHS-Greater Heights | GH-Radiology |  | 10/1/19 |  | 10/1/20 |  | MONITORS, PHYSIOLOGIC, VITAL SIGNS | Monitor, Cardiac, Fixed | MONITORCARDIACFIXED-Datascope-Trio | MONITORCARDIACFIXED | Trio |  |  |  | Datascope | Monitor, Cardiac, Fixed |  | MONITORCARDIACFIXED-Datascope-Trio |  | 2/22/17 | MHOSH Inventory Dec 2019 into 2020 - Copy.xls - Already Verified | MCH-A | Covered PM Repair - Biomedical | MHHS Orthopedic & Spine | [8 empty] | MONITORCARDIACFIXED | Monitor, Cardiac, Fixed | Datascope
NO | YES | [5 empty] | Datascope Corp. | TRIO |  | MC17812-K6 | MHOSH-OR | MHHS Orthopedic & Spine |  | Monitor, Cardiac, Fixed |  |  |  | Central & Greater Heights | MHHS-Orthopedic & Spine | MHOSH-OR |  | 10/24/19 |  |  |  | MONITORS, PHYSIOLOGIC, VITAL SIGNS | Monitor, Cardiac, Fixed | MONITORCARDIACFIXED-Datascope-Trio | MONITORCARDIACFIXED | Trio |  |  |  | Datascope | Monitor, Cardiac, Fixed |  | MONITORCARDIACFIXED-Datascope-Trio |  | 3/1/16 | MHOSH Inventory Dec 2019 into 2020 - Copy.xls - Newly Verified | MCH-A | Covered PM Repair - Biomedical | MHHS Orthopedic & Spine | [8 empty] | MONITORCARDIACFIXED | Monitor, Cardiac, Fixed | Datascope
NO | YES | [5 empty] | Datascope Corp. | TRIO |  | MC09521 | MHOSH-Radiology | MHHS Orthopedic & Spine |  | Monitor, Cardiac, Fixed |  |  |  | Central & Greater Heights | MHHS-Orthopedic & Spine | MHOSH-Radiology |  | 10/21/19 |  |  |  | MONITORS, PHYSIOLOGIC, VITAL SIGNS | Monitor, Cardiac, Fixed | MONITORCARDIACFIXED-Datascope-Trio | MONITORCARDIACFIXED | Trio |  |  |  | Datascope | Monitor, Cardiac, Fixed |  | MONITORCARDIACFIXED-Datascope-Trio |  | 2/22/21 | MHOSH Inventory Dec 2019 into 2020 - Copy.xls - Newly Verified | MCH-A | Not Covered Vendor Only - Biomedical | MHHS Orthopedic & Spine | [8 empty] | MONITORCARDIACFIXED | Monitor, Cardiac, Fixed | Datascope
NO | YES | [5 empty] | Datascope Corp. | TRIO |  | MC09505 | MHOSH-Radiology | MHHS Orthopedic & Spine |  | Monitor, Cardiac, Fixed |  |  |  | Central & Greater Heights | MHHS-Orthopedic & Spine | MHOSH-Radiology |  | 10/21/19 |  |  |  | MONITORS, PHYSIOLOGIC, VITAL SIGNS | Monitor, Cardiac, Fixed | MONITORCARDIACFIXED-Datascope-Trio | MONITORCARDIACFIXED | Trio |  |  |  | Datascope | Monitor, Cardiac, Fixed |  | MONITORCARDIACFIXED-Datascope-Trio |  | 2/22/17 | MHOSH Inventory Dec 2019 into 2020 - Copy.xls - Newly Verified | MCH-A | Covered PM Repair - Biomedical | MHHS Orthopedic & Spine | [8 empty] | MONITORCARDIACFIXED | Monitor, Cardiac, Fixed | Datascope
YES | YES |  |  |  | 151-04947 | 151-04947 | Datascope Corporation | 0998-00-0308 |  | TC277877E8 | CY - CARDIAC CATH LAB |  |  |  |  | 151-04947 | 151-04947 | Northwest | Memorial Hermann Cypress Hospital | CY - CARDIAC CATH LAB | M2 217
YES | YES |  |  |  | 099-04905 | 099-04905 | Datascope Corporation | CS300 |  | S101547-F7 | KATY - CATH LAB |  |  |  |  | 099-04905 | 099-04905 | Katy | Memorial Hermann Katy Hospital | KATY - CATH LAB | Cath lab 1 |  | 2/1/20
NO | YES |  |  |  | 074-03049 | 074-03049 | Datascope Corporation | CS300 |  | SI118234B8 | ICU |  |  |  |  | 074-03049 | 074-03049 | TMC | Memorial Hermann-Texas Medical Center | ICU |  | 11/1/19 |  | 11/1/20
YES | YES |  |  |  | 074-00806 | 074-00806 | Datascope Corporation | CS300 |  | 21DN307094G9 | TMC - HVI - HEART FAILURE ICU (5HVI) |  |  |  |  | 074-00806 | 074-00806 | TMC | Memorial Hermann-Texas Medical Center | TMC - HVI - HEART FAILURE ICU (5HVI)
NO | YES |  |  |  | 074-00807 | 074-00807 | Datascope Corporation | CS300 |  | SI172479C0 | TMC-HVI-Heart Failure ICU (5Hvi) |  |  |  |  | 074-00807 | 074-00807 | TMC | MHHS-TMC | TMC-HVI-Heart Failure ICU (5Hvi) |  | 11/1/19 |  | 5/1/20
YES | YES |  |  |  | 074-03047 | 074-03047 | Datascope Corporation | CS300 |  | S 1135790G8 | Cardiac cath lab |  |  |  |  | 074-03047 | 074-03047 | TMC | Memorial Hermann-Texas Medical Center | Cardiac cath lab | Cath Lab 1 | 12/1/19 |  | 5/1/20
YES | YES | [5 empty] | Datascope Corporation | Gas Module SE |  | GAS3 OEM 00 EN VG3 | Rad | [6 empty] | Central | Joint Center - Orthopedic and Spine Hospital | Rad |  | 10/1/19 |  | 10/1/20
YES | YES | Serial Number Cnf |  |  | 099-13577 | 099-13577 | Datascope Corporation | IABP Doppler |  | Cnf | ICU |  |  |  |  | 099-13577 | 099-13577 | TMC | Memorial Hermann-Texas Medical Center | ICU
YES | YES |  |  |  | 151-05067 | 151-05067 | Datascope Corporation | Iabp Trainer |  | TC238609H6 | Cardiac CV |  |  |  |  | 151-05067 | 151-05067 | Northwest | Memorial Hermann Cypress Hospital | Cardiac CV | M2 217 |  | 2/1/20 |  | In cabinets above sink
YES | YES |  |  |  | 151-05068 | 151-05068 | Datascope Corporation | Iabp trainer |  | TC238635H6 | Cardiac imaging |  |  |  |  | 151-05068 | 151-05068 | Northwest | Memorial Hermann Cypress Hospital | Cardiac imaging | M2 217 |  | 2/1/20 |  | Model may be 0998-00-0308
NO | YES | [5 empty] | Datascope Corporation | PASSPORT 2 |  | MC09517 | GH-Radiology | MHHS Orthopedic & Spine |  | Monitor, Cardiac, Fixed |  |  |  | Central | MHHS-Greater Heights | GH-Radiology |  | 10/1/19 |  | 10/1/20 |  | MONITORS, PHYSIOLOGIC, VITAL SIGNS | Monitor, Cardiac, Fixed | MONITORCARDIACFIXED-Datascope-Trio | MONITORCARDIACFIXED | Trio |  |  |  | Datascope | Monitor, Cardiac, Fixed |  | MONITORCARDIACFIXED-Datascope-Trio |  | 4/1/18 | MHOSH Inventory Dec 2019 into 2020 - Copy.xls - Already Verified | MCH-A | Covered PM Repair - Biomedical | MHHS Orthopedic & Spine | [8 empty] | MONITORCARDIACFIXED | Monitor, Cardiac, Fixed | Datascope
YES | YES |  |  |  | 925-00698 | 925-00698 | Datascope Corporation | PASSPORT 2 |  | TS01733-L5 | MHOSH - 4th FLOOR |  |  |  |  | 925-00698 | 925-00698 | Central | Memorial Hermann Hospital spine and orthopedic | MHOSH - 4th FLOOR | Room 441 | 10/1/19 |  | 10/1/20
YES | YES |  |  |  | 925-00706 | 925-00706 | Datascope Corporation | PASSPORT 2 |  | TS01818-L5 | PreOp |  |  |  |  | 925-00706 | 925-00706 | Central | Joint Center - Orthopedic and Spine Hospital | PreOp |  | 10/1/19 |  | 10/1/20
YES | YES |  |  |  | 925-00669 | 925-00669 | Datascope Corporation | PASSPORT 2 |  | TS01780-L5 | PreOp |  |  |  |  | 925-00669 | 925-00669 | Central | Joint Center - Orthopedic and Spine Hospital | PreOp |  | 10/1/19 |  | 10/1/20
YES | YES |  |  |  | 925-00772 | 925-00772 | Datascope Corporation | PASSPORT 2 |  | TS01662-L5 | PreOp |  |  |  |  | 925-00772 | 925-00772 | Central | Joint Center - Orthopedic and Spine Hospital | PreOp |  | 10/1/19 |  | 10/1/20
NO | YES | Serial Number TS01682-L5 |  |  | 925-01637 | 925-01637 | Datascope Corporation | PASSPORT 2 |  | TS01682-L5 | MHOSH-Pre/Post Op |  |  |  |  | 925-01637 | 925-01637 | Central | MHHS-Orthopedic & Spine | MHOSH-Pre/Post Op | Bay 9 | 10/1/19 |  | 10/1/20
YES | YES |  |  |  | 925-00702 | 925-00702 | Datascope Corporation | PASSPORT 2 |  | TS01769-L5 | Overflow Recovery OR |  |  |  |  | 925-00702 | 925-00702 | TMC | Memorial Hermann orthopedic and spine hospital | Overflow Recovery OR | Bay 1 | 10/1/19 |  | 10/1/20
YES | YES |  |  |  | 925-00690 | 925-00690 | Datascope Corporation | PASSPORT 2 |  | TS01581-L5 | MHOSH - 3RD FLOOR |  |  |  |  | 925-00690 | 925-00690 | Central | Memorial Hermann orthopedic and spine | MHOSH - 3RD FLOOR | MHOSH - 3RD FLOOR | 10/1/19 |  | 10/1/20
YES | YES |  |  |  | 925-00637 | 925-00637 | Datascope Corporation | PASSPORT 2 |  | TS02110-L5 | MHOSH - 3RD FLOOR |  |  |  |  | 925-00637 | 925-00637 | Central | Memorial Hermann orthopedic and spine | MHOSH - 3RD FLOOR | MHOSH - 3RD FLOOR | 10/1/19 |  | 10/1/20
YES | YES |  |  |  | 925-00777 | 925-00777 | Datascope Corporation | PASSPORT 2 |  | TS01621-L5 | Overflow Recovery OR |  |  |  |  | 925-00777 | 925-00777 | TMC | Memorial Hermann orthopedic and spine hospital | Overflow Recovery OR | Bay 2 | 10/1/19 |  | 10/1/20
YES | YES |  |  |  | 925-00754 | 925-00754 | Datascope Corporation | PASSPORT 2 |  | TS02067-L5 | MHOSH - 3RD FLOOR |  |  |  |  | 925-00754 | 925-00754 | Central | Memorial Hermann orthopedic and spine | MHOSH - 3RD FLOOR | MHOSH - 3RD FLOOR | 10/1/20 |  | 9/1/20
YES | YES |  |  |  | 925-00773 | 925-00773 | Datascope Corporation | PASSPORT 2 |  | TS01739-L5 | Overflow Recovery OR |  |  |  |  | 925-00773 | 925-00773 | TMC | Memorial Hermann orthopedic and spine hospital | Overflow Recovery OR | Bay 3 | 1/1/20 |  | 1/1/21
YES | YES |  |  |  | 925-00774 | 925-00774 | Datascope Corporation | PASSPORT 2 |  | TS01629-L5 | MHOSH - 3RD FLOOR |  |  |  |  | 925-00774 | 925-00774 | Central | Memorial Hermann orthopedic and spine | MHOSH - 3RD FLOOR | MHOSH - 3RD FLOOR | 10/1/19 |  | 10/1/20
YES | YES |  |  |  | 925-00738 | 925-00738 | Datascope Corporation | PASSPORT 2 |  | TS01616-L5 | MHOSH - 3RD FLOOR |  |  |  |  | 925-00738 | 925-00738 | Central | Memorial Hermann orthopedic and spine | MHOSH - 3RD FLOOR | MHOSH - 3RD FLOOR | 10/1/19 |  | 10/1/20
YES | YES |  |  |  | 925-00784 | 925-00784 | Datascope Corporation | PASSPORT 2 |  | TS02194-L5 | MHOSH - 3RD FLOOR |  |  |  |  | 925-00784 | 925-00784 | Central | Memorial Hermann orthopedic and spine | MHOSH - 3RD FLOOR | MHOSH - 3RD FLOOR | 10/1/19 |  | 10/1/20
NO | YES | Serial Number TS01569-K5 |  |  | 925-00783 | 925-00783 | Datascope Corporation | PASSPORT 2 |  | TS01569-K5 | MHOSH-3rd Floor |  |  |  |  | 925-00783 | 925-00783 | Central | MHHS-Orthopedic & Spine | MHOSH-3rd Floor | MHOSH - 3RD FLOOR | 10/1/19 |  | 10/1/20
YES | YES |  |  |  | 925-00703 | 925-00703 | Datascope Corporation | PASSPORT 2 |  | TS01717-L5 | Overflow Recovery OR |  |  |  |  | 925-00703 | 925-00703 | TMC | Memorial Hermann orthopedic and spine hospital | Overflow Recovery OR | Bay 4 | 10/1/19 |  | 10/1/20
YES | YES |  |  |  | 925-00767 | 925-00767 | Datascope Corporation | PASSPORT 2 |  | TS01755-L5 | Recovery |  |  |  |  | 925-00767 | 925-00767 | TMC | Herman memorial spine and orthopedic Hospital | Recovery | Bay 12 | 10/1/19 |  | 10/1/20
YES | YES |  |  |  | 925-01648 | 925-01648 | Datascope Corporation | PASSPORT 2 |  | TS01729-L5 | Recovery |  |  |  |  | 925-01648 | 925-01648 | TMC | Herman memorial spine and orthopedic Hospital | Recovery | Bay 13 | 10/1/19 |  | 10/1/20
YES | YES |  |  |  | 925-00757 | 925-00757 | Datascope Corporation | PASSPORT 2 |  | TS01678-L5 | MHOSH - 3RD FLOOR |  |  |  |  | 925-00757 | 925-00757 | Central | Memorial Hermann orthopedic and spine | MHOSH - 3RD FLOOR | MHOSH - 3RD FLOOR | 10/1/19 |  | 10/1/20
NO | YES | Serial Number TS01744-L5 |  |  | 925-00737 | 925-00737 | Datascope Corporation | PASSPORT 2 |  | TS01744-L5 | MHOSH-3rd Floor |  |  |  |  | 925-00737 | 925-00737 | Central | MHHS-Orthopedic & Spine | MHOSH-3rd Floor | MHOSH - 3RD FLOOR | 10/1/19 |  | 11/1/20
YES | YES |  |  |  | 925-00785 | 925-00785 | Datascope Corporation | PASSPORT 2 |  | TM17971-K5 | MHOSH - 3RD FLOOR |  |  |  |  | 925-00785 | 925-00785 | Central | Memorial Hermann orthopedic and spine | MHOSH - 3RD FLOOR | MHOSH - 3RD FLOOR | 10/1/19 |  | 10/1/20
NO | YES | Serial Number TS01742-L5 |  |  | 925-00782 | 925-00782 | Datascope Corporation | PASSPORT 2 |  | TS01742-L5 | Recovery |  |  |  |  | 925-00782 | 925-00782 | TMC | Herman memorial spine and orthopedic Hospital | Recovery | Bay 12 | 10/1/19 |  | 10/1/20
YES | YES |  |  |  | 925-01911 | 925-01911 | Datascope Corporation | PASSPORT 2 |  | TS01787-L5 | Recovery overflow |  |  |  |  | 925-01911 | 925-01911 | TMC | Herman memorial spine and orthopedic Hospital | Recovery overflow | Bay 5 | 10/1/19 |  | 10/1/20
YES | YES |  |  |  | 925-00778 | 925-00778 | Datascope Corporation | PASSPORT 2 |  | TS01634-L5 | MHOSH - OR |  |  |  |  | 925-00778 | 925-00778 | Central | Memorial Hermann Greater Heights Hospital | MHOSH - OR | MHOSH - OR | 10/1/19 |  | 10/1/20
YES | YES |  |  |  | 129-02850 | 129-02850 | Datascope Corporation | PASSPORT 2LT |  | PL10018-I8 | SUGAR LAND - CATH LAB |  |  |  |  | 129-02850 | 129-02850 | Sugar Land | Memorial Hermann Sugar Land Hospital | SUGAR LAND - CATH LAB | Biomed | 7/1/04 | 7/1/05
YES | YES |  |  |  | 099-00332 | 099-00332 | Datascope Corporation | SYSTEM 90 |  | T95402-F8 | Biomed shop |  |  |  |  | 099-00332 | 099-00332 | Katy | Memorial Hermann Katy Hospital | Biomed shop | Biomed shop
YES | YES |  |  |  | TC232661D6 | TC232661D6 | Datascope Corporation | System 90 IABP Trainer |  | TC232661D6 | OR |  |  |  |  | TC232661D6 | TC232661D6 | West | Memorial Hermann - Memorial City | OR | E2 Room 300 Storage/Equipment Room
YES | YES |  |  |  | 925-00549 | 925-00549 | Datascope Corporation | Trio |  | MC09124-J5 | MHOSH - Radiology |  |  |  |  | 925-00549 | 925-00549 | Central | Memorial Hermann orthopedic and spine | MHOSH - Radiology | MHOSH - 3RD FLOOR | 10/1/19 |  | 10/1/20
YES | YES |  |  |  | 929-00500 | 929-00500 | Datascope Corporation | Trio |  | MC09505-L5 | MHOSH - Radiology |  |  |  |  | 929-00500 | 929-00500 | Central | Memorial Hermann orthopedic and spine | MHOSH - Radiology | MHOSH - Radiology | 10/1/19 |  | 10/1/20
YES | YES |  |  |  | 929-00503 | 929-00503 | Datascope Corporation | Trio |  | MC09521-L5 | MHOSH - Radiology |  |  |  |  | 929-00503 | 929-00503 | Central | Memorial Hermann orthopedic and spine | MHOSH - Radiology | MHOSH - Radiology | 10/1/19 |  | 10/1/20
NO | YES | Serial Number TS01795-L5 |  |  | 925-00744 | 925-00744 | Datascope Corporation | Trio |  | TS01795-L5 | OPID-(GH)-Greater Heights CCC-439 |  |  |  |  | 925-00744 | 925-00744 | Central | MHHS-Others | OPID-(GH)-Greater Heights CCC-439 | MHOS- Radiology | 10/1/19 |  | 10/1/20
YES | YES | [5 empty] | Datex - Ohmeda | Aestiva 5 |  |  | OR | [6 empty] | Central | Labor and delivery | OR | Rm 3
NO | NO | [5 empty] | Datex-Ohmeda | 1011-8084-000 |  | ANFTBEI10839 | WOODLANDS - ANESTHESIA | MHHS-Woodlands | [5 empty] | Woodlands |  | WOODLANDS - ANESTHESIA | [5 empty] | MONITORS, VIDEO |  | .needs class |  |  |  |  | .needs class | Datex-Ohmeda | [7 empty] | Not Covered Vendor Only - Biomedical | MHHS-Woodlands
NO | NO |  |  |  | 029-07670 |  | Datex-Ohmeda | 1011-8084-000 |  | ANFPBE102725 | WOODLANDS - OR | MHHS-Woodlands |  |  |  | 029-07670 |  | Woodlands |  | WOODLANDS - OR | [5 empty] | MONITORS, VIDEO |  | .needs class |  |  |  |  | .needs class | Datex-Ohmeda | [7 empty] | Not Covered Vendor Only - Biomedical | MHHS-Woodlands
NO | NO | [5 empty] | Datex-Ohmeda | 1011-8084-000 |  | ANFTBEI09131 | WOODLANDS - OR | MHHS-Woodlands | [5 empty] | Woodlands |  | WOODLANDS - OR | [5 empty] | MONITORS, VIDEO |  | .needs class |  |  |  |  | .needs class | Datex-Ohmeda | [7 empty] | Not Covered Vendor Only - Biomedical | MHHS-Woodlands
NO | YES |  |  |  | 029-12754 | 029-12754 | Datex-Ohmeda | 1100-9025-000 |  | BGCY00615 | Woodlands-Birth Center | MHHS-Woodlands |  |  |  | 029-12754 | 029-12754 | Woodlands | MHHS-Woodlands | Woodlands-Birth Center | L | 12/1/19 |  | 12/1/20 |  | ANESTHESIA UNIT VAPORIZERS | Vaporizer, Anesthesia | VAPORIZERANESTHESIA-Datex-Ohmeda-Aladin2 DES |  |  |  |  | VAPORIZERANESTHESIA-Datex-Ohmeda-Aladin2 DES | Datex-Ohmeda | [6 empty] | VA-SA | Covered PM Repair - Biomedical | MHHS-Woodlands | [8 empty] | VAPORIZERANESTHESIA | Vaporizer, Anesthesia | Datex-Ohmeda
NO | YES |  |  |  | 029-12736 | 029-12736 | Datex-Ohmeda | 1100-9029-000 |  | BGAY00613 | Woodlands-Central Supply | MHHS-Woodlands |  |  |  | 029-12736 | 029-12736 | Woodlands | MHHS-Woodlands | Woodlands-Central Supply | PACU L | 12/1/19 |  | 12/1/20 |  | ANESTHESIA UNIT VAPORIZERS |  | VAPORIZERANESTHESIA-Datex-Ohmeda-Aladin2 SEV |  |  |  |  | VAPORIZERANESTHESIA-Datex-Ohmeda-Aladin2 SEV | Datex-Ohmeda | [7 empty] | Covered PM Repair - Biomedical | MHHS-Woodlands
NO | YES |  |  |  | 029-12747 | 029-12747 | Datex-Ohmeda | 1100-9029-000 |  | BGAY00614 | Woodlands-Birth Center | MHHS-Woodlands |  |  |  | 029-12747 | 029-12747 | Woodlands | MHHS-Woodlands | Woodlands-Birth Center | L | 12/1/19 |  | 12/1/20 |  | ANESTHESIA UNIT VAPORIZERS |  | VAPORIZERANESTHESIA-Datex-Ohmeda-Aladin2 SEV |  |  |  |  | VAPORIZERANESTHESIA-Datex-Ohmeda-Aladin2 SEV | Datex-Ohmeda | [7 empty] | Covered PM Repair - Biomedical | MHHS-Woodlands
NO | YES |  |  |  | 029-12753 | 029-12753 | Datex-Ohmeda | 1100-9029-000 |  | BGAY00600 | Woodlands-Birth Center | MHHS-Woodlands |  |  |  | 029-12753 | 029-12753 | Woodlands | MHHS-Woodlands | Woodlands-Birth Center | L | 12/1/19 |  | 12/1/20 |  | ANESTHESIA UNIT VAPORIZERS |  | VAPORIZERANESTHESIA-Datex-Ohmeda-Aladin2 SEV |  |  |  |  | VAPORIZERANESTHESIA-Datex-Ohmeda-Aladin2 SEV | Datex-Ohmeda | [7 empty] | Covered PM Repair - Biomedical | MHHS-Woodlands
NO | YES |  |  |  | 029-12745 | 029-12745 | Datex-Ohmeda | 1100-9030-000 |  | BGBY01119 | Woodlands-Birth Center | MHHS-Woodlands |  |  |  | 029-12745 | 029-12745 | Woodlands | MHHS-Woodlands | Woodlands-Birth Center | L | 12/1/19 |  | 12/1/20 |  | ANESTHESIA UNIT VAPORIZERS | Vaporizer, Anesthesia | VAPORIZERANESTHESIA-Datex-Ohmeda-Aladin2 ISO |  |  |  |  | VAPORIZERANESTHESIA-Datex-Ohmeda-Aladin2 ISO | Datex-Ohmeda | [6 empty] | VA-SA | Covered PM Repair - Biomedical | MHHS-Woodlands | [8 empty] | VAPORIZERANESTHESIA | Vaporizer, Anesthesia | Datex-Ohmeda
NO | YES |  |  |  | 029-12748 | 029-12748 | Datex-Ohmeda | 1100-9030-000 |  | BGBY01122 | Woodlands-Central Supply | MHHS-Woodlands |  |  |  | 029-12748 | 029-12748 | Woodlands | MHHS-Woodlands | Woodlands-Central Supply | PACU L | 12/1/19 |  | 9/1/20 |  | ANESTHESIA UNIT VAPORIZERS | Vaporizer, Anesthesia | VAPORIZERANESTHESIA-Datex-Ohmeda-Aladin2 ISO |  |  |  |  | VAPORIZERANESTHESIA-Datex-Ohmeda-Aladin2 ISO | Datex-Ohmeda | [6 empty] | VA-SA | Covered PM Repair - Biomedical | MHHS-Woodlands | [8 empty] | VAPORIZERANESTHESIA | Vaporizer, Anesthesia | Datex-Ohmeda
NO | YES |  |  |  | 029-12749 | 029-12749 | Datex-Ohmeda | 1100-9030-000 |  | BGBY01113 | Woodlands-Birth Center | MHHS-Woodlands |  |  |  | 029-12749 | 029-12749 | Woodlands | MHHS-Woodlands | Woodlands-Birth Center | L |  |  | 3/1/20 | No p.m. sticker | ANESTHESIA UNIT VAPORIZERS | Vaporizer, Anesthesia | VAPORIZERANESTHESIA-Datex-Ohmeda-Aladin2 ISO |  |  |  |  | VAPORIZERANESTHESIA-Datex-Ohmeda-Aladin2 ISO | Datex-Ohmeda | [6 empty] | VA-SA | Covered PM Repair - Biomedical | MHHS-Woodlands | [8 empty] | VAPORIZERANESTHESIA | Vaporizer, Anesthesia | Datex-Ohmeda
NO | NO |  |  |  | SHAY00511 |  | Datex-Ohmeda |  |  | SHAY00511 | TMC - SAROFIM 3 - OR | MHHS-TMC |  | Regulator, Vacuum |  | SHAY00511 |  | TMC |  | TMC - SAROFIM 3 - OR | [5 empty] | REGULATORS, SUCTION |  | REGULATORVACUUM-OhmedaMedical-1247 | REGULATORVACUUM |  |  |  |  | Ohmeda Med | Regulator, Vacuum |  |  | REGULATORVACUUM-OhmedaMedical-1247 |  |  |  | Covered PM Repair - Biomedical | MHHS-TMC
NO | NO |  |  |  | SHAY00515 |  | Datex-Ohmeda |  |  | SHAY00515 | TMC - SAROFIM 3 - OR | MHHS-TMC |  | Regulator, Vacuum |  | SHAY00515 |  | TMC |  | TMC - SAROFIM 3 - OR | [5 empty] | REGULATORS, SUCTION |  | REGULATORVACUUM-OhmedaMedical-1247 | REGULATORVACUUM |  |  |  |  | Ohmeda Med | Regulator, Vacuum |  |  | REGULATORVACUUM-OhmedaMedical-1247 |  |  |  | Covered PM Repair - Biomedical | MHHS-TMC
NO | NO |  |  |  | SHAY00527 |  | Datex-Ohmeda |  |  | SHAY00527 | TMC - SAROFIM 3 - OR | MHHS-TMC |  | Regulator, Vacuum |  | SHAY00527 |  | TMC |  | TMC - SAROFIM 3 - OR | [5 empty] | REGULATORS, SUCTION |  | REGULATORVACUUM-OhmedaMedical-1247 | REGULATORVACUUM |  |  |  |  | Ohmeda Med | Regulator, Vacuum |  |  | REGULATORVACUUM-OhmedaMedical-1247 |  |  |  | Covered PM Repair - Biomedical | MHHS-TMC
NO | NO |  |  |  | SHAY00529 |  | Datex-Ohmeda |  |  | SHAY00529 | TMC - SAROFIM 3 - OR | MHHS-TMC |  | Regulator, Vacuum |  | SHAY00529 |  | TMC |  | TMC - SAROFIM 3 - OR | [5 empty] | REGULATORS, SUCTION |  | REGULATORVACUUM-OhmedaMedical-1247 | REGULATORVACUUM |  |  |  |  | Ohmeda Med | Regulator, Vacuum |  |  | REGULATORVACUUM-OhmedaMedical-1247 |  |  |  | Covered PM Repair - Biomedical | MHHS-TMC
NO | NO |  |  |  | SHAY00533 |  | Datex-Ohmeda |  |  | SHAY00533 | TMC - SAROFIM 3 - OR | MHHS-TMC |  | Regulator, Vacuum |  | SHAY00533 |  | TMC |  | TMC - SAROFIM 3 - OR | [5 empty] | REGULATORS, SUCTION |  | REGULATORVACUUM-OhmedaMedical-1247 | REGULATORVACUUM |  |  |  |  | Ohmeda Med | Regulator, Vacuum |  |  | REGULATORVACUUM-OhmedaMedical-1247 |  |  |  | Covered PM Repair - Biomedical | MHHS-TMC
NO | NO |  |  |  | SHAY00536 |  | Datex-Ohmeda |  |  | SHAY00536 | TMC - SAROFIM 3 - OR | MHHS-TMC |  | Regulator, Vacuum |  | SHAY00536 |  | TMC |  | TMC - SAROFIM 3 - OR | [5 empty] | REGULATORS, SUCTION |  | REGULATORVACUUM-OhmedaMedical-1247 | REGULATORVACUUM |  |  |  |  | Ohmeda Med | Regulator, Vacuum |  |  | REGULATORVACUUM-OhmedaMedical-1247 |  |  |  | Covered PM Repair - Biomedical | MHHS-TMC
NO | YES |  |  |  | 009-05246 | 009-05246 | Datex-Ohmeda |  |  | JGGU22493 | GH-CV ICU | MHHS-Greater Heights |  |  |  | 009-05246 | 009-05246 | Central | MHHS-Greater Heights | GH-CV ICU | GH-CV ICU |  |  |  |  | REGULATORS, SUCTION | Regulator, Vacuum | REGULATORVACUUM-OhmedaMedical-66-1251 |  |  |  |  | REGULATORVACUUM-OhmedaMedical-66-1251 | Datex-Ohmeda | [7 empty] | Covered PM Repair - Biomedical | MHHS-Greater Heights | [8 empty] | REGULATORVACUUM | Regulator, Vacuum | Ohmeda Med
NO | YES | Serial Number JGGM10330 |  |  |  |  | Datex-Ohmeda |  |  | JGGM10330 | Memorial City-Labor & Delivery | MHHS-Mem City | [5 empty] | (null) | MHHS-Mem City | Memorial City-Labor & Delivery | (null) |  |  |  | (null) | REGULATORS, SUCTION |  | REGULATORVACUUM-OhmedaMedical-66-1251 |  |  |  |  | REGULATORVACUUM-OhmedaMedical-66-1251 | Datex-Ohmeda | [7 empty] | Covered PM Repair - Biomedical | MHHS-Mem City
NO | YES |  |  |  | 041-13642 | 041-13642 | Datex-Ohmeda |  |  | JGGN05011 | MEMORIAL CITY - LABOR | MHHS-Mem City |  |  |  | 041-13642 | 041-13642 | West | Womens Memorial Hermann Memorial City Hospital | MEMORIAL CITY - LABOR | Infant Resuscitation | 10/1/16 |  |  |  | REGULATORS, SUCTION |  | REGULATORVACUUM-OhmedaMedical-66-1251 |  |  |  |  | REGULATORVACUUM-OhmedaMedical-66-1251 | Datex-Ohmeda |  |  |  |  | 12/12/14 |  |  | Covered PM Repair - Biomedical | MHHS-Mem City
NO | NO |  |  |  | 009-10075 |  | Datex-Ohmeda |  |  | GFHR00512 | GH - CENTRAL SUPPLY | MHHS-Greater Heights |  |  |  | 009-10075 |  | Central & Greater Heights |  | GH - CENTRAL SUPPLY | [5 empty] | REGULATORS, SUCTION |  | REGULATORVACUUM-OhmedaMedical-66-1251 |  |  |  |  | REGULATORVACUUM-OhmedaMedical-66-1251 | Datex-Ohmeda | [7 empty] | Covered PM Repair - Biomedical | MHHS-Greater Heights
NO | NO |  |  |  | 009-05247 |  | Datex-Ohmeda |  |  | JGGU22491 | GH - ICU | MHHS-Greater Heights |  |  |  | 009-05247 |  | Central & Greater Heights |  | GH - ICU | [5 empty] | REGULATORS, SUCTION |  | REGULATORVACUUM-OhmedaMedical-66-1251 |  |  |  |  | REGULATORVACUUM-OhmedaMedical-66-1251 | Datex-Ohmeda | [7 empty] | Covered PM Repair - Biomedical | MHHS-Greater Heights
NO | NO |  |  |  | 009-33720 |  | Datex-Ohmeda |  |  | JGGV14563 | GH - ICU | MHHS-Greater Heights |  |  |  | 009-33720 |  | Central & Greater Heights |  | GH - ICU | [5 empty] | REGULATORS, SUCTION |  | REGULATORVACUUM-OhmedaMedical-66-1251 |  |  |  |  | REGULATORVACUUM-OhmedaMedical-66-1251 | Datex-Ohmeda | [7 empty] | Covered PM Repair - Biomedical | MHHS-Greater Heights
NO | NO |  |  |  | 009-34613 |  | Datex-Ohmeda |  |  | JGGV14560 | GH - ICU | MHHS-Greater Heights |  |  |  | 009-34613 |  | Central & Greater Heights |  | GH - ICU | [5 empty] | REGULATORS, SUCTION |  | REGULATORVACUUM-OhmedaMedical-66-1251 |  |  |  |  | REGULATORVACUUM-OhmedaMedical-66-1251 | Datex-Ohmeda | [7 empty] | Covered PM Repair - Biomedical | MHHS-Greater Heights
NO | NO |  |  |  | 009-34612 |  | Datex-Ohmeda |  |  | JGGV08298 | GH - IMU | MHHS-Greater Heights |  |  |  | 009-34612 |  | Central & Greater Heights |  | GH - IMU | [5 empty] | REGULATORS, SUCTION |  | REGULATORVACUUM-OhmedaMedical-66-1251 |  |  |  |  | REGULATORVACUUM-OhmedaMedical-66-1251 | Datex-Ohmeda | [7 empty] | Covered PM Repair - Biomedical | MHHS-Greater Heights
NO | NO |  |  |  | 009-34614 |  | Datex-Ohmeda |  |  | GFFL13623 | GH - RADIOLOGY | MHHS-Greater Heights |  |  |  | 009-34614 |  | Central & Greater Heights |  | GH - RADIOLOGY | [5 empty] | REGULATORS, SUCTION |  | REGULATORVACUUM-OhmedaMedical-66-1251 |  |  |  |  | REGULATORVACUUM-OhmedaMedical-66-1251 | Datex-Ohmeda | [7 empty] | Covered PM Repair - Biomedical | MHHS-Greater Heights
NO | NO |  |  |  | 041-12005 |  | Datex-Ohmeda |  |  | JGGM10324 | MEMORIAL CITY - MHT - NICU | MHHS-Mem City |  |  |  | 041-12005 |  | West & Memorial City |  | MEMORIAL CITY - MHT - NICU | [5 empty] | REGULATORS, SUCTION |  | REGULATORVACUUM-OhmedaMedical-66-1251 |  |  |  |  | REGULATORVACUUM-OhmedaMedical-66-1251 | Datex-Ohmeda | [7 empty] | Covered PM Repair - Biomedical | MHHS-Mem City
NO | NO |  |  |  | JGGV03798 |  | Datex-Ohmeda |  |  | JGGV03798 | SE - UNIT 1A (OBSERVATION) | MHHS-Southeast |  |  |  | JGGV03798 |  | Southeast & Bay Area |  | SE - UNIT 1A (OBSERVATION) | [5 empty] | REGULATORS, SUCTION |  | REGULATORVACUUM-OhmedaMedical-66-1251 |  |  |  |  | REGULATORVACUUM-OhmedaMedical-66-1251 | Datex-Ohmeda | [7 empty] | Covered PM Repair - Biomedical | MHHS-Southeast
NO | NO |  |  |  | JGGV03799 |  | Datex-Ohmeda |  |  | JGGV03799 | SE - UNIT 1A (OBSERVATION) | MHHS-Southeast |  |  |  | JGGV03799 |  | Southeast & Bay Area |  | SE - UNIT 1A (OBSERVATION) | [5 empty] | REGULATORS, SUCTION |  | REGULATORVACUUM-OhmedaMedical-66-1251 |  |  |  |  | REGULATORVACUUM-OhmedaMedical-66-1251 | Datex-Ohmeda | [7 empty] | Covered PM Repair - Biomedical | MHHS-Southeast
NO | NO |  |  |  | JGGV03800 |  | Datex-Ohmeda |  |  | JGGV03800 | SE - UNIT 1A (OBSERVATION) | MHHS-Southeast |  |  |  | JGGV03800 |  | Southeast & Bay Area |  | SE - UNIT 1A (OBSERVATION) | [5 empty] | REGULATORS, SUCTION |  | REGULATORVACUUM-OhmedaMedical-66-1251 |  |  |  |  | REGULATORVACUUM-OhmedaMedical-66-1251 | Datex-Ohmeda | [7 empty] | Covered PM Repair - Biomedical | MHHS-Southeast
NO | NO |  |  |  | JGGV03901 |  | Datex-Ohmeda |  |  | JGGV03901 | SE - UNIT 1A (OBSERVATION) | MHHS-Southeast |  |  |  | JGGV03901 |  | Southeast & Bay Area |  | SE - UNIT 1A (OBSERVATION) | [5 empty] | REGULATORS, SUCTION |  | REGULATORVACUUM-OhmedaMedical-66-1251 |  |  |  |  | REGULATORVACUUM-OhmedaMedical-66-1251 | Datex-Ohmeda | [7 empty] | Covered PM Repair - Biomedical | MHHS-Southeast
NO | NO |  |  |  | JGGV03902 |  | Datex-Ohmeda |  |  | JGGV03902 | SE - UNIT 1A (OBSERVATION) | MHHS-Southeast |  |  |  | JGGV03902 |  | Southeast & Bay Area |  | SE - UNIT 1A (OBSERVATION) | [5 empty] | REGULATORS, SUCTION |  | REGULATORVACUUM-OhmedaMedical-66-1251 |  |  |  |  | REGULATORVACUUM-OhmedaMedical-66-1251 | Datex-Ohmeda | [7 empty] | Covered PM Repair - Biomedical | MHHS-Southeast
NO | NO |  |  |  | JGGV03903 |  | Datex-Ohmeda |  |  | JGGV03903 | SE - UNIT 1A (OBSERVATION) | MHHS-Southeast |  |  |  | JGGV03903 |  | Southeast & Bay Area |  | SE - UNIT 1A (OBSERVATION) | [5 empty] | REGULATORS, SUCTION |  | REGULATORVACUUM-OhmedaMedical-66-1251 |  |  |  |  | REGULATORVACUUM-OhmedaMedical-66-1251 | Datex-Ohmeda | [7 empty] | Covered PM Repair - Biomedical | MHHS-Southeast
NO | NO |  |  |  | JGGV03904 |  | Datex-Ohmeda |  |  | JGGV03904 | SE - UNIT 1A (OBSERVATION) | MHHS-Southeast |  |  |  | JGGV03904 |  | Southeast & Bay Area |  | SE - UNIT 1A (OBSERVATION) | [5 empty] | REGULATORS, SUCTION |  | REGULATORVACUUM-OhmedaMedical-66-1251 |  |  |  |  | REGULATORVACUUM-OhmedaMedical-66-1251 | Datex-Ohmeda | [7 empty] | Covered PM Repair - Biomedical | MHHS-Southeast
NO | NO |  |  |  | JGGV03905 |  | Datex-Ohmeda |  |  | JGGV03905 | SE - UNIT 1A (OBSERVATION) | MHHS-Southeast |  |  |  | JGGV03905 |  | Southeast & Bay Area |  | SE - UNIT 1A (OBSERVATION) | [5 empty] | REGULATORS, SUCTION |  | REGULATORVACUUM-OhmedaMedical-66-1251 |  |  |  |  | REGULATORVACUUM-OhmedaMedical-66-1251 | Datex-Ohmeda | [7 empty] | Covered PM Repair - Biomedical | MHHS-Southeast
NO | NO |  |  |  | JGGV03906 |  | Datex-Ohmeda |  |  | JGGV03906 | SE - UNIT 1A (OBSERVATION) | MHHS-Southeast |  |  |  | JGGV03906 |  | Southeast & Bay Area |  | SE - UNIT 1A (OBSERVATION) | [5 empty] | REGULATORS, SUCTION |  | REGULATORVACUUM-OhmedaMedical-66-1251 |  |  |  |  | REGULATORVACUUM-OhmedaMedical-66-1251 | Datex-Ohmeda | [7 empty] | Covered PM Repair - Biomedical | MHHS-Southeast
NO | NO |  |  |  | JGGV03907 |  | Datex-Ohmeda |  |  | JGGV03907 | SE - UNIT 1A (OBSERVATION) | MHHS-Southeast |  |  |  | JGGV03907 |  | Southeast & Bay Area |  | SE - UNIT 1A (OBSERVATION) | [5 empty] | REGULATORS, SUCTION |  | REGULATORVACUUM-OhmedaMedical-66-1251 |  |  |  |  | REGULATORVACUUM-OhmedaMedical-66-1251 | Datex-Ohmeda | [7 empty] | Covered PM Repair - Biomedical | MHHS-Southeast
NO | NO |  |  |  | JGGV03909 |  | Datex-Ohmeda |  |  | JGGV03909 | SE - UNIT 1A (OBSERVATION) | MHHS-Southeast |  |  |  | JGGV03909 |  | Southeast & Bay Area |  | SE - UNIT 1A (OBSERVATION) | [5 empty] | REGULATORS, SUCTION |  | REGULATORVACUUM-OhmedaMedical-66-1251 |  |  |  |  | REGULATORVACUUM-OhmedaMedical-66-1251 | Datex-Ohmeda | [7 empty] | Covered PM Repair - Biomedical | MHHS-Southeast
NO | NO |  |  |  | JGGV03910 |  | Datex-Ohmeda |  |  | JGGV03910 | SE - UNIT 1A (OBSERVATION) | MHHS-Southeast |  |  |  | JGGV03910 |  | Southeast & Bay Area |  | SE - UNIT 1A (OBSERVATION) | [5 empty] | REGULATORS, SUCTION |  | REGULATORVACUUM-OhmedaMedical-66-1251 |  |  |  |  | REGULATORVACUUM-OhmedaMedical-66-1251 | Datex-Ohmeda | [7 empty] | Covered PM Repair - Biomedical | MHHS-Southeast
NO | NO |  |  |  | JGGV03911 |  | Datex-Ohmeda |  |  | JGGV03911 | SE - UNIT 1A (OBSERVATION) | MHHS-Southeast |  |  |  | JGGV03911 |  | Southeast & Bay Area |  | SE - UNIT 1A (OBSERVATION) | [5 empty] | REGULATORS, SUCTION |  | REGULATORVACUUM-OhmedaMedical-66-1251 |  |  |  |  | REGULATORVACUUM-OhmedaMedical-66-1251 | Datex-Ohmeda | [7 empty] | Covered PM Repair - Biomedical | MHHS-Southeast
NO | NO |  |  |  | JGGV03912 |  | Datex-Ohmeda |  |  | JGGV03912 | SE - UNIT 1A (OBSERVATION) | MHHS-Southeast |  |  |  | JGGV03912 |  | Southeast & Bay Area |  | SE - UNIT 1A (OBSERVATION) | [5 empty] | REGULATORS, SUCTION |  | REGULATORVACUUM-OhmedaMedical-66-1251 |  |  |  |  | REGULATORVACUUM-OhmedaMedical-66-1251 | Datex-Ohmeda | [7 empty] | Covered PM Repair - Biomedical | MHHS-Southeast
NO | NO |  |  |  | JGGV03913 |  | Datex-Ohmeda |  |  | JGGV03913 | SE - UNIT 1A (OBSERVATION) | MHHS-Southeast |  |  |  | JGGV03913 |  | Southeast & Bay Area |  | SE - UNIT 1A (OBSERVATION) | [5 empty] | REGULATORS, SUCTION |  | REGULATORVACUUM-OhmedaMedical-66-1251 |  |  |  |  | REGULATORVACUUM-OhmedaMedical-66-1251 | Datex-Ohmeda | [7 empty] | Covered PM Repair - Biomedical | MHHS-Southeast
NO | NO |  |  |  | JGGV03914 |  | Datex-Ohmeda |  |  | JGGV03914 | SE - UNIT 1A (OBSERVATION) | MHHS-Southeast |  |  |  | JGGV03914 |  | Southeast & Bay Area |  | SE - UNIT 1A (OBSERVATION) | [5 empty] | REGULATORS, SUCTION |  | REGULATORVACUUM-OhmedaMedical-66-1251 |  |  |  |  | REGULATORVACUUM-OhmedaMedical-66-1251 | Datex-Ohmeda | [7 empty] | Covered PM Repair - Biomedical | MHHS-Southeast
NO | NO |  |  |  | JGGV03915 |  | Datex-Ohmeda |  |  | JGGV03915 | SE - UNIT 1A (OBSERVATION) | MHHS-Southeast |  |  |  | JGGV03915 |  | Southeast & Bay Area |  | SE - UNIT 1A (OBSERVATION) | [5 empty] | REGULATORS, SUCTION |  | REGULATORVACUUM-OhmedaMedical-66-1251 |  |  |  |  | REGULATORVACUUM-OhmedaMedical-66-1251 | Datex-Ohmeda | [7 empty] | Covered PM Repair - Biomedical | MHHS-Southeast
NO | NO |  |  |  | JGGV03917 |  | Datex-Ohmeda |  |  | JGGV03917 | SE - UNIT 1A (OBSERVATION) | MHHS-Southeast |  |  |  | JGGV03917 |  | Southeast & Bay Area |  | SE - UNIT 1A (OBSERVATION) | [5 empty] | REGULATORS, SUCTION |  | REGULATORVACUUM-OhmedaMedical-66-1251 |  |  |  |  | REGULATORVACUUM-OhmedaMedical-66-1251 | Datex-Ohmeda | [7 empty] | Covered PM Repair - Biomedical | MHHS-Southeast
NO | NO |  |  |  | JGGV03919 |  | Datex-Ohmeda |  |  | JGGV03919 | SE - UNIT 1A (OBSERVATION) | MHHS-Southeast |  |  |  | JGGV03919 |  | Southeast & Bay Area |  | SE - UNIT 1A (OBSERVATION) | [5 empty] | REGULATORS, SUCTION |  | REGULATORVACUUM-OhmedaMedical-66-1251 |  |  |  |  | REGULATORVACUUM-OhmedaMedical-66-1251 | Datex-Ohmeda | [7 empty] | Covered PM Repair - Biomedical | MHHS-Southeast
NO | NO |  |  |  | JGGV03920 |  | Datex-Ohmeda |  |  | JGGV03920 | SE - UNIT 1A (OBSERVATION) | MHHS-Southeast |  |  |  | JGGV03920 |  | Southeast & Bay Area |  | SE - UNIT 1A (OBSERVATION) | [5 empty] | REGULATORS, SUCTION |  | REGULATORVACUUM-OhmedaMedical-66-1251 |  |  |  |  | REGULATORVACUUM-OhmedaMedical-66-1251 | Datex-Ohmeda | [7 empty] | Covered PM Repair - Biomedical | MHHS-Southeast
NO | NO |  |  |  | JGGV03057 |  | Datex-Ohmeda |  |  | JGGV03057 | SE - UNIT 1B (MED/SURG) | MHHS-Southeast |  |  |  | JGGV03057 |  | Southeast & Bay Area |  | SE - UNIT 1B (MED/SURG) | [5 empty] | REGULATORS, SUCTION |  | REGULATORVACUUM-OhmedaMedical-66-1251 |  |  |  |  | REGULATORVACUUM-OhmedaMedical-66-1251 | Datex-Ohmeda | [7 empty] | Covered PM Repair - Biomedical | MHHS-Southeast
NO | NO |  |  |  | JGGV03060 |  | Datex-Ohmeda |  |  | JGGV03060 | SE - UNIT 1B (MED/SURG) | MHHS-Southeast |  |  |  | JGGV03060 |  | Southeast & Bay Area |  | SE - UNIT 1B (MED/SURG) | [5 empty] | REGULATORS, SUCTION |  | REGULATORVACUUM-OhmedaMedical-66-1251 |  |  |  |  | REGULATORVACUUM-OhmedaMedical-66-1251 | Datex-Ohmeda | [7 empty] | Covered PM Repair - Biomedical | MHHS-Southeast
NO | NO |  |  |  | JGGV03064 |  | Datex-Ohmeda |  |  | JGGV03064 | SE - UNIT 1B (MED/SURG) | MHHS-Southeast |  |  |  | JGGV03064 |  | Southeast & Bay Area |  | SE - UNIT 1B (MED/SURG) | [5 empty] | REGULATORS, SUCTION |  | REGULATORVACUUM-OhmedaMedical-66-1251 |  |  |  |  | REGULATORVACUUM-OhmedaMedical-66-1251 | Datex-Ohmeda | [7 empty] | Covered PM Repair - Biomedical | MHHS-Southeast
NO | NO |  |  |  | JGGV03066 |  | Datex-Ohmeda |  |  | JGGV03066 | SE - UNIT 1B (MED/SURG) | MHHS-Southeast |  |  |  | JGGV03066 |  | Southeast & Bay Area |  | SE - UNIT 1B (MED/SURG) | [5 empty] | REGULATORS, SUCTION |  | REGULATORVACUUM-OhmedaMedical-66-1251 |  |  |  |  | REGULATORVACUUM-OhmedaMedical-66-1251 | Datex-Ohmeda | [7 empty] | Covered PM Repair - Biomedical | MHHS-Southeast
NO | NO |  |  |  | JGGV03069 |  | Datex-Ohmeda |  |  | JGGV03069 | SE - UNIT 1B (MED/SURG) | MHHS-Southeast |  |  |  | JGGV03069 |  | Southeast & Bay Area |  | SE - UNIT 1B (MED/SURG) | [5 empty] | REGULATORS, SUCTION |  | REGULATORVACUUM-OhmedaMedical-66-1251 |  |  |  |  | REGULATORVACUUM-OhmedaMedical-66-1251 | Datex-Ohmeda | [7 empty] | Covered PM Repair - Biomedical | MHHS-Southeast
NO | NO |  |  |  | JGGV03075 |  | Datex-Ohmeda |  |  | JGGV03075 | SE - UNIT 1B (MED/SURG) | MHHS-Southeast |  |  |  | JGGV03075 |  | Southeast & Bay Area |  | SE - UNIT 1B (MED/SURG) | [5 empty] | REGULATORS, SUCTION |  | REGULATORVACUUM-OhmedaMedical-66-1251 |  |  |  |  | REGULATORVACUUM-OhmedaMedical-66-1251 | Datex-Ohmeda | [7 empty] | Covered PM Repair - Biomedical | MHHS-Southeast
NO | NO |  |  |  | JGGV03076 |  | Datex-Ohmeda |  |  | JGGV03076 | SE - UNIT 1B (MED/SURG) | MHHS-Southeast |  |  |  | JGGV03076 |  | Southeast & Bay Area |  | SE - UNIT 1B (MED/SURG) | [5 empty] | REGULATORS, SUCTION |  | REGULATORVACUUM-OhmedaMedical-66-1251 |  |  |  |  | REGULATORVACUUM-OhmedaMedical-66-1251 | Datex-Ohmeda | [7 empty] | Covered PM Repair - Biomedical | MHHS-Southeast
NO | NO |  |  |  | JGGV03078 |  | Datex-Ohmeda |  |  | JGGV03078 | SE - UNIT 1B (MED/SURG) | MHHS-Southeast |  |  |  | JGGV03078 |  | Southeast & Bay Area |  | SE - UNIT 1B (MED/SURG) | [5 empty] | REGULATORS, SUCTION |  | REGULATORVACUUM-OhmedaMedical-66-1251 |  |  |  |  | REGULATORVACUUM-OhmedaMedical-66-1251 | Datex-Ohmeda | [7 empty] | Covered PM Repair - Biomedical | MHHS-Southeast
NO | NO |  |  |  | JGGV03081 |  | Datex-Ohmeda |  |  | JGGV03081 | SE - UNIT 1B (MED/SURG) | MHHS-Southeast |  |  |  | JGGV03081 |  | Southeast & Bay Area |  | SE - UNIT 1B (MED/SURG) | [5 empty] | REGULATORS, SUCTION |  | REGULATORVACUUM-OhmedaMedical-66-1251 |  |  |  |  | REGULATORVACUUM-OhmedaMedical-66-1251 | Datex-Ohmeda | [7 empty] | Covered PM Repair - Biomedical | MHHS-Southeast
NO | NO |  |  |  | JGGV03082 |  | Datex-Ohmeda |  |  | JGGV03082 | SE - UNIT 1B (MED/SURG) | MHHS-Southeast |  |  |  | JGGV03082 |  | Southeast & Bay Area |  | SE - UNIT 1B (MED/SURG) | [5 empty] | REGULATORS, SUCTION |  | REGULATORVACUUM-OhmedaMedical-66-1251 |  |  |  |  | REGULATORVACUUM-OhmedaMedical-66-1251 | Datex-Ohmeda | [7 empty] | Covered PM Repair - Biomedical | MHHS-Southeast
NO | NO |  |  |  | JGGV03083 |  | Datex-Ohmeda |  |  | JGGV03083 | SE - UNIT 1B (MED/SURG) | MHHS-Southeast |  |  |  | JGGV03083 |  | Southeast & Bay Area |  | SE - UNIT 1B (MED/SURG) | [5 empty] | REGULATORS, SUCTION |  | REGULATORVACUUM-OhmedaMedical-66-1251 |  |  |  |  | REGULATORVACUUM-OhmedaMedical-66-1251 | Datex-Ohmeda | [7 empty] | Covered PM Repair - Biomedical | MHHS-Southeast
NO | NO |  |  |  | JGGV03085 |  | Datex-Ohmeda |  |  | JGGV03085 | SE - UNIT 1B (MED/SURG) | MHHS-Southeast |  |  |  | JGGV03085 |  | Southeast & Bay Area |  | SE - UNIT 1B (MED/SURG) | [5 empty] | REGULATORS, SUCTION |  | REGULATORVACUUM-OhmedaMedical-66-1251 |  |  |  |  | REGULATORVACUUM-OhmedaMedical-66-1251 | Datex-Ohmeda | [7 empty] | Covered PM Repair - Biomedical | MHHS-Southeast
NO | NO |  |  |  | JGGV03086 |  | Datex-Ohmeda |  |  | JGGV03086 | SE - UNIT 1B (MED/SURG) | MHHS-Southeast |  |  |  | JGGV03086 |  | Southeast & Bay Area |  | SE - UNIT 1B (MED/SURG) | [5 empty] | REGULATORS, SUCTION |  | REGULATORVACUUM-OhmedaMedical-66-1251 |  |  |  |  | REGULATORVACUUM-OhmedaMedical-66-1251 | Datex-Ohmeda | [7 empty] | Covered PM Repair - Biomedical | MHHS-Southeast
NO | NO |  |  |  | JGGV03090 |  | Datex-Ohmeda |  |  | JGGV03090 | SE - UNIT 1B (MED/SURG) | MHHS-Southeast |  |  |  | JGGV03090 |  | Southeast & Bay Area |  | SE - UNIT 1B (MED/SURG) | [5 empty] | REGULATORS, SUCTION |  | REGULATORVACUUM-OhmedaMedical-66-1251 |  |  |  |  | REGULATORVACUUM-OhmedaMedical-66-1251 | Datex-Ohmeda | [7 empty] | Covered PM Repair - Biomedical | MHHS-Southeast
NO | NO |  |  |  | JGGV03092 |  | Datex-Ohmeda |  |  | JGGV03092 | SE - UNIT 1B (MED/SURG) | MHHS-Southeast |  |  |  | JGGV03092 |  | Southeast & Bay Area |  | SE - UNIT 1B (MED/SURG) | [5 empty] | REGULATORS, SUCTION |  | REGULATORVACUUM-OhmedaMedical-66-1251 |  |  |  |  | REGULATORVACUUM-OhmedaMedical-66-1251 | Datex-Ohmeda | [7 empty] | Covered PM Repair - Biomedical | MHHS-Southeast
NO | NO |  |  |  | JGGV03093 |  | Datex-Ohmeda |  |  | JGGV03093 | SE - UNIT 1B (MED/SURG) | MHHS-Southeast |  |  |  | JGGV03093 |  | Southeast & Bay Area |  | SE - UNIT 1B (MED/SURG) | [5 empty] | REGULATORS, SUCTION |  | REGULATORVACUUM-OhmedaMedical-66-1251 |  |  |  |  | REGULATORVACUUM-OhmedaMedical-66-1251 | Datex-Ohmeda | [7 empty] | Covered PM Repair - Biomedical | MHHS-Southeast
NO | NO |  |  |  | JGGV03094 |  | Datex-Ohmeda |  |  | JGGV03094 | SE - UNIT 1B (MED/SURG) | MHHS-Southeast |  |  |  | JGGV03094 |  | Southeast & Bay Area |  | SE - UNIT 1B (MED/SURG) | [5 empty] | REGULATORS, SUCTION |  | REGULATORVACUUM-OhmedaMedical-66-1251 |  |  |  |  | REGULATORVACUUM-OhmedaMedical-66-1251 | Datex-Ohmeda | [7 empty] | Covered PM Repair - Biomedical | MHHS-Southeast
NO | NO |  |  |  | JGGV03095 |  | Datex-Ohmeda |  |  | JGGV03095 | SE - UNIT 1B (MED/SURG) | MHHS-Southeast |  |  |  | JGGV03095 |  | Southeast & Bay Area |  | SE - UNIT 1B (MED/SURG) | [5 empty] | REGULATORS, SUCTION |  | REGULATORVACUUM-OhmedaMedical-66-1251 |  |  |  |  | REGULATORVACUUM-OhmedaMedical-66-1251 | Datex-Ohmeda | [7 empty] | Covered PM Repair - Biomedical | MHHS-Southeast
NO | NO |  |  |  | JGGV03096 |  | Datex-Ohmeda |  |  | JGGV03096 | SE - UNIT 1B (MED/SURG) | MHHS-Southeast |  |  |  | JGGV03096 |  | Southeast & Bay Area |  | SE - UNIT 1B (MED/SURG) | [5 empty] | REGULATORS, SUCTION |  | REGULATORVACUUM-OhmedaMedical-66-1251 |  |  |  |  | REGULATORVACUUM-OhmedaMedical-66-1251 | Datex-Ohmeda | [7 empty] | Covered PM Repair - Biomedical | MHHS-Southeast
NO | NO |  |  |  | JGGV05649 |  | Datex-Ohmeda |  |  | JGGV05649 | TIRR - WOODLANDS INPATIENT | MHHS-TIRR |  |  |  | JGGV05649 |  | Woodlands |  | TIRR - WOODLANDS INPATIENT | [5 empty] | REGULATORS, SUCTION |  | REGULATORVACUUM-OhmedaMedical-66-1251 |  |  |  |  | REGULATORVACUUM-OhmedaMedical-66-1251 | Datex-Ohmeda | [7 empty] | Covered PM Repair - Biomedical | MHHS-TIRR
NO | NO |  |  |  | GFFC11590 |  | Datex-Ohmeda |  |  | GFFC11590 | TMC - MHTMC - CENTRAL SUPPLY | MHHS-TMC |  |  |  | GFFC11590 |  | TMC |  | TMC - MHTMC - CENTRAL SUPPLY | [5 empty] | REGULATORS, SUCTION |  | REGULATORVACUUM-OhmedaMedical-66-1251 |  |  |  |  | REGULATORVACUUM-OhmedaMedical-66-1251 | Datex-Ohmeda | [7 empty] | Covered PM Repair - Biomedical | MHHS-TMC
NO | NO |  |  |  | GFFC12688 |  | Datex-Ohmeda |  |  | GFFC12688 | TMC - MHTMC - CENTRAL SUPPLY | MHHS-TMC |  |  |  | GFFC12688 |  | TMC |  | TMC - MHTMC - CENTRAL SUPPLY | [5 empty] | REGULATORS, SUCTION |  | REGULATORVACUUM-OhmedaMedical-66-1251 |  |  |  |  | REGULATORVACUUM-OhmedaMedical-66-1251 | Datex-Ohmeda | [7 empty] | Covered PM Repair - Biomedical | MHHS-TMC
NO | NO |  |  |  | GFFC12693 |  | Datex-Ohmeda |  |  | GFFC12693 | TMC - MHTMC - CENTRAL SUPPLY | MHHS-TMC |  |  |  | GFFC12693 |  | TMC |  | TMC - MHTMC - CENTRAL SUPPLY | [5 empty] | REGULATORS, SUCTION |  | REGULATORVACUUM-OhmedaMedical-66-1251 |  |  |  |  | REGULATORVACUUM-OhmedaMedical-66-1251 | Datex-Ohmeda | [7 empty] | Covered PM Repair - Biomedical | MHHS-TMC
NO | NO |  |  |  | GFFL18786 |  | Datex-Ohmeda |  |  | GFFL18786 | TMC - MHTMC - CENTRAL SUPPLY | MHHS-TMC |  |  |  | GFFL18786 |  | TMC |  | TMC - MHTMC - CENTRAL SUPPLY | [5 empty] | REGULATORS, SUCTION |  | REGULATORVACUUM-OhmedaMedical-66-1251 |  |  |  |  | REGULATORVACUUM-OhmedaMedical-66-1251 | Datex-Ohmeda | [7 empty] | Covered PM Repair - Biomedical | MHHS-TMC
NO | NO |  |  |  | GRRK07262 |  | Datex-Ohmeda |  |  | GRRK07262 | TMC - MHTMC - CENTRAL SUPPLY | MHHS-TMC |  |  |  | GRRK07262 |  | TMC |  | TMC - MHTMC - CENTRAL SUPPLY | [5 empty] | REGULATORS, SUCTION |  | REGULATORVACUUM-OhmedaMedical-66-1251 |  |  |  |  | REGULATORVACUUM-OhmedaMedical-66-1251 | Datex-Ohmeda | [7 empty] | Covered PM Repair - Biomedical | MHHS-TMC
NO | YES |  |  |  | 069-26391 | 069-26391 | Datex-Ohmeda | 3300 IWS |  | AAN00668 | TMC-Children's-L&D (5Hp) | MHHS-TMC |  |  |  | 069-26391 | 069-26391 | TMC | MHHS-TMC | TMC-Children's-L&D (5Hp) |  | 12/24/19 |  |  |  | WARMING UNITS, PATIENT, RADIANT, INFANT |  | WARMERRADINFANT-GE-Panda 3300 |  |  |  |  | WARMERRADINFANT-GE-Panda 3300 | Datex-Ohmeda |  |  |  |  | 3/11/16 | Verified 3/30/2020 4:07pm (Central) |  | Covered PM Repair - Biomedical | MHHS-TMC
NO | YES |  |  |  | 077-00308 | 077-00308 | Datex-Ohmeda | 3300 IWS |  | AANV00959 | TMC-Children's-L&D (5Hp) | MHHS-TMC |  |  |  | 077-00308 | 077-00308 | TMC | MHHS-TMC | TMC-Children's-L&D (5Hp) |  | 12/24/19 |  |  |  | WARMING UNITS, PATIENT, RADIANT, INFANT |  | WARMERRADINFANT-GE-Panda 3300 |  |  |  |  | WARMERRADINFANT-GE-Panda 3300 | Datex-Ohmeda | [5 empty] | Verified 3/30/2020 4:07pm (Central) |  | Covered PM Repair - Biomedical | MHHS-TMC
NO | YES | [5 empty] | Datex-Ohmeda | 3300 IWS |  | AANP00653 | TMC-Children's-L&D (5Hp) | MHHS-TMC | [5 empty] | TMC | MHHS-TMC | TMC-Children's-L&D (5Hp) |  | 12/17/19 |  |  |  | WARMING UNITS, PATIENT, RADIANT, INFANT |  | WARMERRADINFANT-GE-Panda 3300 |  |  |  |  | WARMERRADINFANT-GE-Panda 3300 | Datex-Ohmeda | [5 empty] | Verified 3/30/2020 4:07pm (Central) |  | Covered PM Repair - Biomedical | MHHS-TMC
NO | YES | [5 empty] | Datex-Ohmeda | 3300 IWS |  | HCCP00224 | TMC-Children's-L&D (5Hp) | MHHS-TMC | [5 empty] | TMC | MHHS-TMC | TMC-Children's-L&D (5Hp) |  | 12/24/19 |  |  |  | WARMING UNITS, PATIENT, RADIANT, INFANT |  | WARMERRADINFANT-GE-Panda 3300 |  |  |  |  | WARMERRADINFANT-GE-Panda 3300 | Datex-Ohmeda | [5 empty] | Verified 3/30/2020 4:07pm (Central) |  | Covered PM Repair - Respiratory/Steriliz | MHHS-TMC
NO | YES | [5 empty] | Datex-Ohmeda | 3300 IWS |  | HCCP00215 | TMC-Children's-L&D (5Hp) | MHHS-TMC | [5 empty] | TMC | MHHS-TMC | TMC-Children's-L&D (5Hp) |  | 6/11/19 |  |  |  | WARMING UNITS, PATIENT, RADIANT, INFANT |  | WARMERRADINFANT-GE-Panda 3300 |  |  |  |  | WARMERRADINFANT-GE-Panda 3300 | Datex-Ohmeda | [5 empty] | Verified 3/30/2020 4:07pm (Central) |  | Covered PM Repair - Biomedical | MHHS-TMC
NO | YES | [5 empty] | Datex-Ohmeda | 3300 IWS |  | HCCP00214 | TMC-Children's-L&D (5Hp) | MHHS-TMC | [5 empty] | TMC | MHHS-TMC | TMC-Children's-L&D (5Hp) |  | 6/11/19 |  |  |  | WARMING UNITS, PATIENT, RADIANT, INFANT |  | WARMERRADINFANT-GE-Panda 3300 |  |  |  |  | WARMERRADINFANT-GE-Panda 3300 | Datex-Ohmeda | [5 empty] | Verified 3/30/2020 4:07pm (Central) |  | Covered PM Repair - Biomedical | MHHS-TMC
NO | YES | [5 empty] | Datex-Ohmeda | 3300 IWS |  | AANV00478 | TMC-Children's-L&D (5Hp) | MHHS-TMC | [5 empty] | TMC | MHHS-TMC | TMC-Children's-L&D (5Hp) |  | 12/18/19 |  |  |  | WARMING UNITS, PATIENT, RADIANT, INFANT |  | WARMERRADINFANT-GE-Panda 3300 |  |  |  |  | WARMERRADINFANT-GE-Panda 3300 | Datex-Ohmeda | [5 empty] | Verified 3/30/2020 4:07pm (Central) |  | Covered PM Repair - Biomedical | MHHS-TMC
NO | YES | [5 empty] | Datex-Ohmeda | 3300 IWS |  | AANV0054 | TMC-Children's-L&D (5Hp) | MHHS-TMC | [5 empty] | TMC | MHHS-TMC | TMC-Children's-L&D (5Hp) |  | 6/24/19 |  |  |  | WARMING UNITS, PATIENT, RADIANT, INFANT |  | WARMERRADINFANT-GE-Panda 3300 |  |  |  |  | WARMERRADINFANT-GE-Panda 3300 | Datex-Ohmeda | [5 empty] | Verified 3/29/2020 11:26:am (Central) |  | Covered PM Repair - Biomedical | MHHS-TMC
NO | YES |  |  |  |  | 069-02868 | Datex-Ohmeda | 3300 IWS |  | AANV00436 | TMC-Children's-L&D (5Hp) | MHHS-TMC |  |  |  |  | 069-02868 | TMC | MHHS-TMC | TMC-Children's-L&D (5Hp) |  | 12/1/19 |  | 6/1/20 |  | WARMING UNITS, PATIENT, RADIANT, INFANT |  | WARMERRADINFANT-GE-Panda 3300 |  |  |  |  | WARMERRADINFANT-GE-Panda 3300 | Datex-Ohmeda |  |  |  |  | 9/1/16 |  |  | Covered PM Repair - Biomedical | MHHS-TMC
NO | YES |  |  |  | 077-00271 | 077-00271 | Datex-Ohmeda | 3300 IWS |  | AANP00669 | TMC-Children's-NICU (7Hp) | MHHS-TMC |  |  |  | 077-00271 | 077-00271 | TMC | MHHS-TMC | TMC-Children's-NICU (7Hp) |  | 9/27/19 |  |  |  | WARMING UNITS, PATIENT, RADIANT, INFANT |  | WARMERRADINFANT-GE-Panda 3300 |  |  |  |  | WARMERRADINFANT-GE-Panda 3300 | Datex-Ohmeda |  |  |  |  | 9/1/16 | Verified 3/30/2020 4:07pm (Central) |  | Covered PM Repair - Biomedical | MHHS-TMC
NO | YES | [5 empty] | Datex-Ohmeda | 3300 IWS |  | AANP00662 | TMC-Children's-NICU (7Hp) | MHHS-TMC | [5 empty] | TMC | MHHS-TMC | TMC-Children's-NICU (7Hp) |  | 9/9/19 |  |  |  | WARMING UNITS, PATIENT, RADIANT, INFANT |  | WARMERRADINFANT-GE-Panda 3300 |  |  |  |  | WARMERRADINFANT-GE-Panda 3300 | Datex-Ohmeda | [5 empty] | Verified 3/30/2020 4:07pm (Central) |  | Covered PM Repair - Biomedical | MHHS-TMC
NO | YES |  |  |  | 077-03093 | 077-03093 | Datex-Ohmeda | 3300 IWS |  | AANW00330 | TMC-Children's-NICU/SCU (8Hp) | MHHS-TMC |  |  |  | 077-03093 | 077-03093 | TMC | MHHS-TMC | TMC-Children's-NICU/SCU (8Hp) |  | 9/6/19 |  |  |  | WARMING UNITS, PATIENT, RADIANT, INFANT |  | WARMERRADINFANT-GE-Panda 3300 |  |  |  |  | WARMERRADINFANT-GE-Panda 3300 | Datex-Ohmeda | [5 empty] | Verified 3/30/2020 4:07pm (Central) |  | Covered PM Repair - Biomedical | MHHS-TMC
NO | YES | [5 empty] | Datex-Ohmeda | 3300 IWS |  | AANP00657 | TMC-Children's-NICU/SCU (8Hp) | MHHS-TMC | [5 empty] | TMC | MHHS-TMC | TMC-Children's-NICU/SCU (8Hp) |  | 9/27/19 |  |  |  | WARMING UNITS, PATIENT, RADIANT, INFANT |  | WARMERRADINFANT-GE-Panda 3300 |  |  |  |  | WARMERRADINFANT-GE-Panda 3300 | Datex-Ohmeda |  |  |  |  | 8/4/12 | Verified 3/30/2020 4:07pm (Central) |  | Covered PM Repair - Biomedical | MHHS-TMC
NO | NO | [5 empty] | Datex-Ohmeda | 3300 IWS |  | AANP00553 | TMC - CHILDRENS - L&D (5HP) | MHHS-TMC | [5 empty] | TMC |  | TMC - CHILDRENS - L&D (5HP) | [5 empty] | WARMING UNITS, PATIENT, RADIANT, INFANT |  | WARMERRADINFANT-GE-Panda 3300 |  |  |  |  | WARMERRADINFANT-GE-Panda 3300 | Datex-Ohmeda | [7 empty] | Covered PM Repair - Biomedical | MHHS-TMC
NO | NO | [5 empty] | Datex-Ohmeda | 3300 IWS |  | AANV00598 | TMC - CHILDRENS - L&D (5HP) | MHHS-TMC | [5 empty] | TMC |  | TMC - CHILDRENS - L&D (5HP) | [5 empty] | WARMING UNITS, PATIENT, RADIANT, INFANT |  | WARMERRADINFANT-GE-Panda 3300 |  |  |  |  | WARMERRADINFANT-GE-Panda 3300 | Datex-Ohmeda | [7 empty] | Covered PM Repair - Biomedical | MHHS-TMC
NO | NO | [5 empty] | Datex-Ohmeda | 3300 IWS |  | AANV00597 | TMC - CHILDRENS - L&D (6HP) | MHHS-TMC | [5 empty] | TMC |  | TMC - CHILDRENS - L&D (6HP) | [5 empty] | WARMING UNITS, PATIENT, RADIANT, INFANT |  | WARMERRADINFANT-GE-Panda 3300 |  |  |  |  | WARMERRADINFANT-GE-Panda 3300 | Datex-Ohmeda | [7 empty] | Covered PM Repair - Biomedical | MHHS-TMC
NO | NO | [5 empty] | Datex-Ohmeda | 3300 IWS |  | AANV00479 | TMC - CHILDRENS - L&D (6HP) | MHHS-TMC | [5 empty] | TMC |  | TMC - CHILDRENS - L&D (6HP) | [5 empty] | WARMING UNITS, PATIENT, RADIANT, INFANT |  | WARMERRADINFANT-GE-Panda 3300 |  |  |  |  | WARMERRADINFANT-GE-Panda 3300 | Datex-Ohmeda | [7 empty] | Covered PM Repair - Biomedical | MHHS-TMC
NO | NO | [5 empty] | Datex-Ohmeda | 3300 IWS |  | AANP00238 | TMC - CHILDRENS - L&D (6HP) | MHHS-TMC | [5 empty] | TMC |  | TMC - CHILDRENS - L&D (6HP) | [5 empty] | WARMING UNITS, PATIENT, RADIANT, INFANT |  | WARMERRADINFANT-GE-Panda 3300 |  |  |  |  | WARMERRADINFANT-GE-Panda 3300 | Datex-Ohmeda | [7 empty] | Covered PM Repair - Biomedical | MHHS-TMC
NO | NO |  |  |  | 077-00285 |  | Datex-Ohmeda | 3300 IWS |  | AANP00511 | TMC - CHILDRENS - NICU (7HP) | MHHS-TMC |  |  |  | 077-00285 |  | TMC |  | TMC - CHILDRENS - NICU (7HP) | [5 empty] | WARMING UNITS, PATIENT, RADIANT, INFANT |  | WARMERRADINFANT-GE-Panda 3300 |  |  |  |  | WARMERRADINFANT-GE-Panda 3300 | Datex-Ohmeda | [7 empty] | Covered PM Repair - Biomedical | MHHS-TMC
NO | NO | [5 empty] | Datex-Ohmeda | 3300 IWS |  | AANV00647 | TMC - CHILDRENS - NICU (7HP) | MHHS-TMC | [5 empty] | TMC |  | TMC - CHILDRENS - NICU (7HP) | [5 empty] | WARMING UNITS, PATIENT, RADIANT, INFANT |  | WARMERRADINFANT-GE-Panda 3300 |  |  |  |  | WARMERRADINFANT-GE-Panda 3300 | Datex-Ohmeda | [7 empty] | Covered PM Repair - Biomedical | MHHS-TMC
NO | NO | [5 empty] | Datex-Ohmeda | 3300 IWS |  | AANP00654 | TMC - CHILDRENS - NICU (7HP) | MHHS-TMC | [5 empty] | TMC |  | TMC - CHILDRENS - NICU (7HP) | [5 empty] | WARMING UNITS, PATIENT, RADIANT, INFANT |  | WARMERRADINFANT-GE-Panda 3300 |  |  |  |  | WARMERRADINFANT-GE-Panda 3300 | Datex-Ohmeda | [7 empty] | Covered PM Repair - Biomedical | MHHS-TMC
NO | NO | [5 empty] | Datex-Ohmeda | 3300 IWS |  | AANP00567 | TMC - CHILDRENS - NICU (7HP) | MHHS-TMC | [5 empty] | TMC |  | TMC - CHILDRENS - NICU (7HP) | [5 empty] | WARMING UNITS, PATIENT, RADIANT, INFANT |  | WARMERRADINFANT-GE-Panda 3300 |  |  |  |  | WARMERRADINFANT-GE-Panda 3300 | Datex-Ohmeda | [7 empty] | Covered PM Repair - Biomedical | MHHS-TMC
NO | NO | [5 empty] | Datex-Ohmeda | 3300 IWS |  | AANP00670 | TMC - CHILDRENS - NICU (7HP) | MHHS-TMC | [5 empty] | TMC |  | TMC - CHILDRENS - NICU (7HP) | [5 empty] | WARMING UNITS, PATIENT, RADIANT, INFANT |  | WARMERRADINFANT-GE-Panda 3300 |  |  |  |  | WARMERRADINFANT-GE-Panda 3300 | Datex-Ohmeda | [7 empty] | Covered PM Repair - Biomedical | MHHS-TMC
NO | NO | [5 empty] | Datex-Ohmeda | 3300 IWS |  | AANP00541 | TMC - CHILDRENS - NICU (7HP) | MHHS-TMC | [5 empty] | TMC |  | TMC - CHILDRENS - NICU (7HP) | [5 empty] | WARMING UNITS, PATIENT, RADIANT, INFANT |  | WARMERRADINFANT-GE-Panda 3300 |  |  |  |  | WARMERRADINFANT-GE-Panda 3300 | Datex-Ohmeda | [7 empty] | Covered PM Repair - Biomedical | MHHS-TMC
NO | NO | [5 empty] | Datex-Ohmeda | 3300 IWS |  | AANP00552 | TMC - CHILDRENS - NICU (7HP) | MHHS-TMC | [5 empty] | TMC |  | TMC - CHILDRENS - NICU (7HP) | [5 empty] | WARMING UNITS, PATIENT, RADIANT, INFANT |  | WARMERRADINFANT-GE-Panda 3300 |  |  |  |  | WARMERRADINFANT-GE-Panda 3300 | Datex-Ohmeda | [7 empty] | Covered PM Repair - Biomedical | MHHS-TMC
NO | NO | [5 empty] | Datex-Ohmeda | 3300 IWS |  | Unreadable | TMC - CHILDRENS - NICU (7HP) | MHHS-TMC | [5 empty] | TMC |  | TMC - CHILDRENS - NICU (7HP) | [5 empty] | WARMING UNITS, PATIENT, RADIANT, INFANT |  | WARMERRADINFANT-GE-Panda 3300 |  |  |  |  | WARMERRADINFANT-GE-Panda 3300 | Datex-Ohmeda | [7 empty] | Covered PM Repair - Biomedical | MHHS-TMC
NO | NO |  |  |  | 077-09054 |  | Datex-Ohmeda | 3300 IWS |  | AANP00571 | TMC - CHILDRENS - NICU/SCU (8HP) | MHHS-TMC |  |  |  | 077-09054 |  | TMC |  | TMC - CHILDRENS - NICU/SCU (8HP) | [5 empty] | WARMING UNITS, PATIENT, RADIANT, INFANT |  | WARMERRADINFANT-GE-Panda 3300 |  |  |  |  | WARMERRADINFANT-GE-Panda 3300 | Datex-Ohmeda | [7 empty] | Covered PM Repair - Biomedical | MHHS-TMC
NO | NO | [5 empty] | Datex-Ohmeda | 3300 IWS |  | AANW00334 | TMC - CHILDRENS - NICU/SCU (8HP) | MHHS-TMC | [5 empty] | TMC |  | TMC - CHILDRENS - NICU/SCU (8HP) | [5 empty] | WARMING UNITS, PATIENT, RADIANT, INFANT |  | WARMERRADINFANT-GE-Panda 3300 |  |  |  |  | WARMERRADINFANT-GE-Panda 3300 | Datex-Ohmeda | [7 empty] | Covered PM Repair - Biomedical | MHHS-TMC
NO | NO | [5 empty] | Datex-Ohmeda | 3300 IWS |  | AANP00572 | TMC - CHILDRENS - RCW (8HP) | MHHS-TMC | [5 empty] | TMC |  | TMC - CHILDRENS - RCW (8HP) | [5 empty] | WARMING UNITS, PATIENT, RADIANT, INFANT |  | WARMERRADINFANT-GE-Panda 3300 |  |  |  |  | WARMERRADINFANT-GE-Panda 3300 | Datex-Ohmeda | [7 empty] | Covered PM Repair - Biomedical | MHHS-TMC
NO | NO | [5 empty] | Datex-Ohmeda | 3300 IWS |  | AANV00974 | TMC - CHILDRENS - RCW (8HP) | MHHS-TMC | [5 empty] | TMC |  | TMC - CHILDRENS - RCW (8HP) | [5 empty] | WARMING UNITS, PATIENT, RADIANT, INFANT |  | WARMERRADINFANT-GE-Panda 3300 |  |  |  |  | WARMERRADINFANT-GE-Panda 3300 | Datex-Ohmeda | [7 empty] | Covered PM Repair - Biomedical | MHHS-TMC
NO | NO | [5 empty] | Datex-Ohmeda | 3300 IWS |  | AANP00233 | TMC - OR - LABOR/ DELIVERY (5/6HP) | MHHS-TMC | [5 empty] | TMC |  | TMC - OR - LABOR/ DELIVERY (5/6HP) | [5 empty] | WARMING UNITS, PATIENT, RADIANT, INFANT |  | WARMERRADINFANT-GE-Panda 3300 |  |  |  |  | WARMERRADINFANT-GE-Panda 3300 | Datex-Ohmeda | [7 empty] | Covered PM Repair - Biomedical | MHHS-TMC
NO | YES |  |  |  | 041-11828 | 041-11828 | Datex-Ohmeda |  |  | HCCM00572 | Memorial City-Postpartum-Nursery | MHHS-Mem City |  | Software, Information System, Data Management, Hospital |  | 041-11828 | 041-11828 | West | MHHS-Mem City | Memorial City-Postpartum-Nursery |  | 6/1/19 |  |  |  | WARMING UNITS, PATIENT, RADIANT, INFANT |  | MISCELLANEOUS-Intermec Tech-3400 | MISCELLANEOUS |  |  |  |  | Intermec Tech | Software, Information System, Data Management, Hospital |  |  | MISCELLANEOUS-Intermec Tech-3400 |  |  |  | Covered PM Repair - Radiology, Low End | MHHS-Mem City
NO | YES |  |  |  | 129-02772 | 129-02772 | Datex-Ohmeda |  |  | HCCK01203 | Sugar Land-Labor & Delivery | MHHS-Sugarland |  | Software, Information System, Data Management, Hospital |  | 129-02772 | 129-02772 | Sugar Land | MHHS-Sugarland | Sugar Land-Labor & Delivery | Suite 302 | 1/1/20 | 7/1/20 |  |  | WARMING UNITS, PATIENT, RADIANT, INFANT | Regulator, Vacuum | REGULATORVACUUM-Precision Med-3400D | MISCELLANEOUS |  |  |  |  | Intermec Tech | Software, Information System, Data Management, Hospital |  |  | MISCELLANEOUS-Intermec Tech-3400 |  |  |  | Covered PM Repair - Biomedical | MHHS-Sugarland | [8 empty] | REGULATORVACUUM | Regulator, Vacuum | Precision Med
NO | YES |  |  |  | 129-02776 | 129-02776 | Datex-Ohmeda |  |  | HCCK01207 | Sugar Land-Labor & Delivery | MHHS-Sugarland |  | Software, Information System, Data Management, Hospital |  | 129-02776 | 129-02776 | Sugar Land | MHHS-Sugarland | Sugar Land-Labor & Delivery | Nursery | 1/1/20 |  | 1/1/21 |  | WARMING UNITS, PATIENT, RADIANT, INFANT | Regulator, Vacuum | REGULATORVACUUM-Precision Med-3400D | MISCELLANEOUS |  |  |  |  | Intermec Tech | Software, Information System, Data Management, Hospital |  |  | MISCELLANEOUS-Intermec Tech-3400 |  |  |  | Covered PM Repair - Biomedical | MHHS-Sugarland | [8 empty] | REGULATORVACUUM | Regulator, Vacuum | Precision Med
NO | YES |  |  |  | 129-02778 | 129-02778 | Datex-Ohmeda |  |  | HCCK01205 | Sugar Land-Labor & Delivery | MHHS-Sugarland |  | Software, Information System, Data Management, Hospital |  | 129-02778 | 129-02778 | Sugar Land | MHHS-Sugarland | Sugar Land-Labor & Delivery | Storage | 1/1/20 | 7/1/20 |  |  | WARMING UNITS, PATIENT, RADIANT, INFANT | Regulator, Vacuum | REGULATORVACUUM-Precision Med-3400D | MISCELLANEOUS |  |  |  |  | Intermec Tech | Software, Information System, Data Management, Hospital |  |  | MISCELLANEOUS-Intermec Tech-3400 | 2/25/14 |  |  | Covered PM Repair - Biomedical | MHHS-Sugarland | [8 empty] | REGULATORVACUUM | Regulator, Vacuum | Precision Med
NO | YES |  |  |  | 129-02780 | 129-02780 | Datex-Ohmeda |  |  | HCCK01208 | Sugar Land-Labor & Delivery | MHHS-Sugarland |  | Software, Information System, Data Management, Hospital |  | 129-02780 | 129-02780 | Sugar Land | MHHS-Sugarland | Sugar Land-Labor & Delivery | Nursery | 7/1/20 |  | 7/1/20 |  | WARMING UNITS, PATIENT, RADIANT, INFANT | Regulator, Vacuum | REGULATORVACUUM-Precision Med-3400D | MISCELLANEOUS |  |  |  |  | Intermec Tech | Software, Information System, Data Management, Hospital |  |  | MISCELLANEOUS-Intermec Tech-3400 | 2/25/14 |  |  | Covered PM Repair - Biomedical | MHHS-Sugarland | [8 empty] | REGULATORVACUUM | Regulator, Vacuum | Precision Med
NO | YES |  |  |  | 129-02777 | 129-02777 | Datex-Ohmeda |  |  | HCCK01199 | Sugar Land-Nursery | MHHS-Sugarland |  | Software, Information System, Data Management, Hospital |  | 129-02777 | 129-02777 | Sugar Land | MHHS-Sugarland | Sugar Land-Nursery | Nursery | 8/1/19 |  | 7/1/20 | Panda Baby Warmer | WARMING UNITS, PATIENT, RADIANT, INFANT | Regulator, Vacuum | REGULATORVACUUM-Precision Med-3400D | MISCELLANEOUS |  |  |  |  | Intermec Tech | Software, Information System, Data Management, Hospital |  |  | MISCELLANEOUS-Intermec Tech-3400 |  |  |  | Covered PM Repair - Biomedical | MHHS-Sugarland | [8 empty] | REGULATORVACUUM | Regulator, Vacuum | Precision Med
NO | NO |  |  |  | 129-02770 |  | Datex-Ohmeda |  |  | HCCK01200 | SUGAR LAND - LABOR & DELIVERY | MHHS-Sugarland |  | Software, Information System, Data Management, Hospital |  | 129-02770 |  | Sugar Land |  | SUGAR LAND - LABOR & DELIVERY | [5 empty] | WARMING UNITS, PATIENT, RADIANT, INFANT |  | MISCELLANEOUS-Intermec Tech-3400 | MISCELLANEOUS |  |  |  |  | Intermec Tech | Software, Information System, Data Management, Hospital |  |  | MISCELLANEOUS-Intermec Tech-3400 |  |  |  | Covered PM Repair - Biomedical | MHHS-Sugarland
NO | NO |  |  |  | 129-02773 |  | Datex-Ohmeda |  |  | HCCK01206 | SUGAR LAND - LABOR & DELIVERY | MHHS-Sugarland |  | Software, Information System, Data Management, Hospital |  | 129-02773 |  | Sugar Land |  | SUGAR LAND - LABOR & DELIVERY | [5 empty] | WARMING UNITS, PATIENT, RADIANT, INFANT |  | MISCELLANEOUS-Intermec Tech-3400 | MISCELLANEOUS |  |  |  |  | Intermec Tech | Software, Information System, Data Management, Hospital |  |  | MISCELLANEOUS-Intermec Tech-3400 |  |  |  | Covered PM Repair - Biomedical | MHHS-Sugarland
NO | NO |  |  |  | 129-02775 |  | Datex-Ohmeda |  |  | HCCK01202 | SUGAR LAND - LABOR & DELIVERY | MHHS-Sugarland |  | Software, Information System, Data Management, Hospital |  | 129-02775 |  | Sugar Land |  | SUGAR LAND - LABOR & DELIVERY | [5 empty] | WARMING UNITS, PATIENT, RADIANT, INFANT |  | MISCELLANEOUS-Intermec Tech-3400 | MISCELLANEOUS |  |  |  |  | Intermec Tech | Software, Information System, Data Management, Hospital |  |  | MISCELLANEOUS-Intermec Tech-3400 |  |  |  | Covered PM Repair - Biomedical | MHHS-Sugarland
NO | NO |  |  |  | 129-02779 |  | Datex-Ohmeda |  |  | HCCK01201 | SUGAR LAND - LABOR & DELIVERY | MHHS-Sugarland |  | Software, Information System, Data Management, Hospital |  | 129-02779 |  | Sugar Land |  | SUGAR LAND - LABOR & DELIVERY | [5 empty] | WARMING UNITS, PATIENT, RADIANT, INFANT |  | MISCELLANEOUS-Intermec Tech-3400 | MISCELLANEOUS |  |  |  |  | Intermec Tech | Software, Information System, Data Management, Hospital |  |  | MISCELLANEOUS-Intermec Tech-3400 |  |  |  | Covered PM Repair - Biomedical | MHHS-Sugarland
NO | NO |  |  |  | 129-02774 |  | Datex-Ohmeda |  |  | HCCK01204 | SUGAR LAND - NURSERY | MHHS-Sugarland |  | Software, Information System, Data Management, Hospital |  | 129-02774 |  | Sugar Land |  | SUGAR LAND - NURSERY | [5 empty] | WARMING UNITS, PATIENT, RADIANT, INFANT |  | MISCELLANEOUS-Intermec Tech-3400 | MISCELLANEOUS |  |  |  |  | Intermec Tech | Software, Information System, Data Management, Hospital |  |  | MISCELLANEOUS-Intermec Tech-3400 |  |  |  | Covered PM Repair - Biomedical | MHHS-Sugarland
NO | YES | [5 empty] | Datex-Ohmeda | 3500 IWS |  | HCCG00112 | GH - LABOR | MHHS-Greater Heights | [5 empty] | Central | GH-Labor | GH - LABOR | LD1 |  |  |  |  | WARMING UNITS, PATIENT, RADIANT, INFANT |  | WARMERRADINFANT-OhmedaMedical-IWS 3500 |  |  |  |  | WARMERRADINFANT-OhmedaMedical-IWS 3500 | Datex-Ohmeda | [7 empty] | Covered PM Repair - Biomedical | MHHS-Greater Heights
NO | YES |  |  |  |  | 009-02810 | Datex-Ohmeda | 3500 IWS |  | HCCG00113 | GH - Nicu | MHHS-Greater Heights |  |  |  |  | 009-02810 | Central | Memorial Hermann Greater Heights Hospital | GH - Nicu | OB room 108 |  |  |  |  | WARMING UNITS, PATIENT, RADIANT, INFANT |  | WARMERRADINFANT-OhmedaMedical-IWS 3500 |  |  |  |  | WARMERRADINFANT-OhmedaMedical-IWS 3500 | Datex-Ohmeda | [7 empty] | Covered PM Repair - Biomedical | MHHS-Greater Heights
NO | YES |  |  |  | 041-11834 | 041-11834 | Datex-Ohmeda | 3500 IWS |  | HCCM00650 | Memorial City-Postpartum-Nursery | MHHS-Mem City |  |  |  | 041-11834 | 041-11834 | West | MHHS-Mem City | Memorial City-Postpartum-Nursery |  | 6/1/19 |  |  |  | WARMING UNITS, PATIENT, RADIANT, INFANT |  | WARMERRADINFANT-OhmedaMedical-IWS 3500 |  |  |  |  | WARMERRADINFANT-OhmedaMedical-IWS 3500 | Datex-Ohmeda |  |  |  |  | 3/13/15 |  |  | Covered PM Repair - Biomedical | MHHS-Mem City
NO | YES |  |  |  |  | 041-11831 | Datex-Ohmeda | 3500 IWS |  | HCCM00654 | Memorial City-Postpartum-Nursery | MHHS-Mem City |  |  |  |  | 041-11831 | West | MHHS-Mem City | Memorial City-Postpartum-Nursery |  | 6/1/19 |  |  |  | WARMING UNITS, PATIENT, RADIANT, INFANT |  | WARMERRADINFANT-OhmedaMedical-IWS 3500 |  |  |  |  | WARMERRADINFANT-OhmedaMedical-IWS 3500 | Datex-Ohmeda |  |  |  |  | 3/13/15 |  |  | Covered PM Repair - Biomedical | MHHS-Mem City
NO | YES | Asset Tag 129-00043 |  |  | 129-00043 | 129-00043 | Datex-Ohmeda | 3500 IWS |  | HCCC01154 | Sugar Land-Nursery | MHHS-Sugarland |  |  |  | 129-00043 | 129-00043 | Sugar Land | MHHS-Sugarland | Sugar Land-Nursery |  | 8/6/19 |  |  |  | WARMING UNITS, PATIENT, RADIANT, INFANT | Warmer, Radiant, Infant | WARMERRADINFANT-OhmedaMedical-IWS 3500 |  |  |  |  | WARMERRADINFANT-OhmedaMedical-IWS 3500 | Datex-Ohmeda |  |  |  |  | 3/13/15 | Finished from Script 3/27/2020 12:11:52pm (Central) | WRI-SA | Covered PM Repair - Biomedical | MHHS-Sugarland | [8 empty] | WARMERRADINFANT | Warmer, Radiant, Infant | Ohmeda Med
NO | YES | [5 empty] | Datex-Ohmeda | 3500 IWS |  | HCCG00439 | TMC-Children's-NICU (7Hp) | MHHS-TMC | [5 empty] | TMC | MHHS-TMC | TMC-Children's-NICU (7Hp) |  | 9/10/19 |  |  |  | WARMING UNITS, PATIENT, RADIANT, INFANT |  | WARMERRADINFANT-OhmedaMedical-IWS 3500 |  |  |  |  | WARMERRADINFANT-OhmedaMedical-IWS 3500 | Datex-Ohmeda |  |  |  |  | 3/13/15 | Verified 3/30/2020 4:07pm (Central) |  | Covered PM Repair - Biomedical | MHHS-TMC
NO | YES | [5 empty] | Datex-Ohmeda | 3500 IWS |  | HCCG00681 | TMC-Children's-NICU (7Hp) | MHHS-TMC | [5 empty] | TMC | MHHS-TMC | TMC-Children's-NICU (7Hp) |  | 9/11/19 |  |  |  | WARMING UNITS, PATIENT, RADIANT, INFANT |  | WARMERRADINFANT-OhmedaMedical-IWS 3500 |  |  |  |  | WARMERRADINFANT-OhmedaMedical-IWS 3500 | Datex-Ohmeda |  |  |  |  | 3/13/15 | Verified 3/30/2020 4:07pm (Central) |  | Covered PM Repair - Biomedical | MHHS-TMC
NO | YES | [5 empty] | Datex-Ohmeda | 3500 IWS |  | HCCG00443 | TMC-Children's-NICU (7Hp) | MHHS-TMC | [5 empty] | TMC | MHHS-TMC | TMC-Children's-NICU (7Hp) |  | 9/12/19 |  |  |  | WARMING UNITS, PATIENT, RADIANT, INFANT |  | WARMERRADINFANT-OhmedaMedical-IWS 3500 |  |  |  |  | WARMERRADINFANT-OhmedaMedical-IWS 3500 | Datex-Ohmeda |  |  |  |  | 3/13/15 | Verified 3/30/2020 4:07pm (Central) |  | Covered PM Repair - Biomedical | MHHS-TMC
NO | YES | [5 empty] | Datex-Ohmeda | 3500 IWS |  | HCCL01705 | TMC-Children's-NICU/SCU (8Hp) | MHHS-TMC | [5 empty] | TMC | MHHS-TMC | TMC-Children's-NICU/SCU (8Hp) |  | 9/9/19 |  |  |  | WARMING UNITS, PATIENT, RADIANT, INFANT |  | WARMERRADINFANT-OhmedaMedical-IWS 3500 |  |  |  |  | WARMERRADINFANT-OhmedaMedical-IWS 3500 | Datex-Ohmeda |  |  |  |  | 3/13/15 | Verified 3/30/2020 4:07pm (Central) |  | Covered PM Repair - Biomedical | MHHS-TMC
NO | YES | [5 empty] | Datex-Ohmeda | 3500 IWS |  | HCCL01706 | TMC-Children's-RCW (8Hp) | MHHS-TMC | [5 empty] | TMC | MHHS-TMC | TMC-Children's-RCW (8Hp) |  | 9/27/19 |  |  |  | WARMING UNITS, PATIENT, RADIANT, INFANT |  | WARMERRADINFANT-OhmedaMedical-IWS 3500 |  |  |  |  | WARMERRADINFANT-OhmedaMedical-IWS 3500 | Datex-Ohmeda |  |  |  |  | 3/13/15 | Verified 3/30/2020 4:07pm (Central) |  | Covered PM Repair - Biomedical | MHHS-TMC
NO | YES | [5 empty] | Datex-Ohmeda | 3500 IWS |  | HCCG00678 | TMC-Children's-RCW (8Hp) | MHHS-TMC | [5 empty] | TMC | MHHS-TMC | TMC-Children's-RCW (8Hp) |  | 9/4/19 |  |  |  | WARMING UNITS, PATIENT, RADIANT, INFANT |  | WARMERRADINFANT-OhmedaMedical-IWS 3500 |  |  |  |  | WARMERRADINFANT-OhmedaMedical-IWS 3500 | Datex-Ohmeda |  |  |  |  | 3/13/15 | Verified 3/30/2020 4:07pm (Central) |  | Covered PM Repair - Biomedical | MHHS-TMC
NO | NO |  |  |  | 041-09970 |  | Datex-Ohmeda | 3500 IWS |  | HCCK01297 | MEMORIAL CITY - POSTPARTUM - NURSERY | MHHS-Mem City |  |  |  | 041-09970 |  | West & Memorial City |  | MEMORIAL CITY - POSTPARTUM - NURSERY | [5 empty] | WARMING UNITS, PATIENT, RADIANT, INFANT |  | WARMERRADINFANT-OhmedaMedical-IWS 3500 |  |  |  |  | WARMERRADINFANT-OhmedaMedical-IWS 3500 | Datex-Ohmeda | [7 empty] | Covered PM Repair - Biomedical | MHHS-Mem City
NO | NO |  |  |  | 041-11830 |  | Datex-Ohmeda | 3500 IWS |  | HCCM00651 | MEMORIAL CITY - POSTPARTUM - NURSERY | MHHS-Mem City |  |  |  | 041-11830 |  | West & Memorial City |  | MEMORIAL CITY - POSTPARTUM - NURSERY | [5 empty] | WARMING UNITS, PATIENT, RADIANT, INFANT |  | WARMERRADINFANT-OhmedaMedical-IWS 3500 |  |  |  |  | WARMERRADINFANT-OhmedaMedical-IWS 3500 | Datex-Ohmeda | [7 empty] | Covered PM Repair - Biomedical | MHHS-Mem City
NO | NO |  |  |  | 041-11832 |  | Datex-Ohmeda | 3500 IWS |  | HCCM00629 | MEMORIAL CITY - POSTPARTUM - NURSERY | MHHS-Mem City |  |  |  | 041-11832 |  | West & Memorial City |  | MEMORIAL CITY - POSTPARTUM - NURSERY | [5 empty] | WARMING UNITS, PATIENT, RADIANT, INFANT |  | WARMERRADINFANT-OhmedaMedical-IWS 3500 |  |  |  |  | WARMERRADINFANT-OhmedaMedical-IWS 3500 | Datex-Ohmeda | [7 empty] | Covered PM Repair - Biomedical | MHHS-Mem City
NO | NO | [5 empty] | Datex-Ohmeda | 3500 IWS |  | HDJP50179 | SW - NICU | MHHS-Southwest | [5 empty] | Southwest |  | SW - NICU | [5 empty] | WARMING UNITS, PATIENT, RADIANT, INFANT |  | WARMERRADINFANT-OhmedaMedical-IWS 3500 |  |  |  |  | WARMERRADINFANT-OhmedaMedical-IWS 3500 | Datex-Ohmeda | [7 empty] | Covered PM Repair - Biomedical | MHHS-Southwest
NO | NO | [5 empty] | Datex-Ohmeda | 3500 IWS |  | HCCG00682 | TMC - CHILDRENS - NICU (7HP) | MHHS-TMC | [5 empty] | TMC |  | TMC - CHILDRENS - NICU (7HP) | [5 empty] | WARMING UNITS, PATIENT, RADIANT, INFANT |  | WARMERRADINFANT-OhmedaMedical-IWS 3500 |  |  |  |  | WARMERRADINFANT-OhmedaMedical-IWS 3500 | Datex-Ohmeda | [7 empty] | Covered PM Repair - Biomedical | MHHS-TMC
NO | NO |  |  |  | 005-03118 |  | Datex-Ohmeda |  |  | FBDD00413 | SE - REHAB SERVICES | MHHS-Southeast |  | Oximeter, Pulse |  | 005-03118 |  | Southeast & Bay Area |  | SE - REHAB SERVICES | [5 empty] | OXIMETERS, PULSE |  | OXIMETERPULSE-Datex-Ohmeda-3770 | OXIMETERPULSE |  |  |  |  | Datex-Ohmeda | Oximeter, Pulse |  | OXIMETERPULSE-Datex-Ohmeda-3770 |  |  |  |  | Covered PM Repair - Biomedical | MHHS-Southeast
NO | YES |  |  |  |  | 013-00325 | Datex-Ohmeda | 4300 IWS |  | HCAY00764 | SW-NICU | MHHS-Southwest |  |  |  |  | 013-00325 | Southwest | MHHS-Southwest | SW-NICU | NICU | 12/1/18 |  | 7/1/19 |  | WARMING UNITS, PATIENT, RADIANT, INFANT | Warmer, Radiant, Infant | WARMERRADINFANT-OhmedaMedical-IWS4300 |  |  |  |  | WARMERRADINFANT-OhmedaMedical-IWS4300 | Datex-Ohmeda |  |  |  |  | 11/30/17 |  | WRI-SA | Covered PM Repair - Biomedical | MHHS-Southwest | [8 empty] | WARMERRADINFANT | Warmer, Radiant, Infant | Ohmeda Med
NO | YES | [5 empty] | Datex-Ohmeda | 4300 IWS |  | HCAY00770 | SW-Nursery | MHHS-Southwest | [5 empty] | Southwest | MHHS-Southwest | SW-Nursery | Nursery | 1/1/20 |  | 7/1/20 |  | WARMING UNITS, PATIENT, RADIANT, INFANT | Warmer, Radiant, Infant | WARMERRADINFANT-OhmedaMedical-IWS4300 |  |  |  |  | WARMERRADINFANT-OhmedaMedical-IWS4300 | Datex-Ohmeda |  |  |  |  | 11/30/17 |  | WRI-SA | Covered PM Repair - Biomedical | MHHS-Southwest | [8 empty] | WARMERRADINFANT | Warmer, Radiant, Infant | Ohmeda Med
NO | YES |  |  |  | 005-05779 | 005-05779 | Datex-Ohmeda | 4400 IWS |  | HCCL00499 | SE-Neonatal ICU | MHHS-Southeast |  |  |  | 005-05779 | 005-05779 | Southeast | MHHS-Southeast | SE-Neonatal ICU |  | 10/1/19 |  |  |  | WARMING UNITS, PATIENT, RADIANT, INFANT |  | WARMERRADINFANT-OhmedaMedical-IWS4400 |  |  |  |  | WARMERRADINFANT-OhmedaMedical-IWS4400 | Datex-Ohmeda |  |  |  |  | 3/1/17 |  |  | Covered PM Repair - Biomedical | MHHS-Southeast
NO | YES |  |  |  | 099-05085 | 099-05085 | Datex-Ohmeda | 4400 IWS |  | HCCB01106 | TMC-Children's-NICU (7Hp) | MHHS-TMC |  |  |  | 099-05085 | 099-05085 | TMC | MHHS-TMC | TMC-Children's-NICU (7Hp) |  | 10/1/19 |  |  |  | WARMING UNITS, PATIENT, RADIANT, INFANT |  | WARMERRADINFANT-OhmedaMedical-IWS4400 |  |  |  |  | WARMERRADINFANT-OhmedaMedical-IWS4400 | Datex-Ohmeda | [7 empty] | Covered PM Repair - Biomedical | MHHS-TMC
NO | YES | [5 empty] | Datex-Ohmeda | 4400 IWS |  | HCCA00922 | TMC-Children's-NICU (7Hp) | MHHS-TMC | [5 empty] | TMC | MHHS-TMC | TMC-Children's-NICU (7Hp) |  | 12/24/19 |  |  |  | WARMING UNITS, PATIENT, RADIANT, INFANT |  | WARMERRADINFANT-OhmedaMedical-IWS4400 |  |  |  |  | WARMERRADINFANT-OhmedaMedical-IWS4400 | Datex-Ohmeda | [5 empty] | Verified 3/30/2020 4:07pm (Central) |  | Covered PM Repair - Biomedical | MHHS-TMC
NO | YES | [5 empty] | Datex-Ohmeda | 4400 IWS |  | HCCC00563 | TMC-Children's-NICU (7Hp) | MHHS-TMC | [5 empty] | TMC | MHHS-TMC | TMC-Children's-NICU (7Hp) |  | 9/30/19 |  |  |  | WARMING UNITS, PATIENT, RADIANT, INFANT |  | WARMERRADINFANT-OhmedaMedical-IWS4400 |  |  |  |  | WARMERRADINFANT-OhmedaMedical-IWS4400 | Datex-Ohmeda | [5 empty] | Verified 3/30/2020 4:07pm (Central) |  | Covered PM Repair - Biomedical | MHHS-TMC
NO | YES | [5 empty] | Datex-Ohmeda | 4400 IWS |  | HCCB01105 | TMC-Children's-NICU (7Hp) | MHHS-TMC | [5 empty] | TMC | MHHS-TMC | TMC-Children's-NICU (7Hp) |  | 9/19/19 |  |  |  | WARMING UNITS, PATIENT, RADIANT, INFANT |  | WARMERRADINFANT-OhmedaMedical-IWS4400 |  |  |  |  | WARMERRADINFANT-OhmedaMedical-IWS4400 | Datex-Ohmeda |  |  |  |  | 8/1/13 | Verified 3/30/2020 4:07pm (Central) |  | Covered PM Repair - Biomedical | MHHS-TMC
NO | YES | [5 empty] | Datex-Ohmeda | 4400 IWS |  | HCCZ00122 | TMC-Children's-NICU (7Hp) | MHHS-TMC | [5 empty] | TMC | MHHS-TMC | TMC-Children's-NICU (7Hp) |  | 9/11/19 |  |  |  | WARMING UNITS, PATIENT, RADIANT, INFANT |  | WARMERRADINFANT-OhmedaMedical-IWS4400 |  |  |  |  | WARMERRADINFANT-OhmedaMedical-IWS4400 | Datex-Ohmeda | [7 empty] | Covered PM Repair - Biomedical | MHHS-TMC
NO | YES | [5 empty] | Datex-Ohmeda | 4400 IWS |  |  | TMC-Children's-NICU (7Hp) | MHHS-TMC | [5 empty] | TMC | MHHS-TMC | TMC-Children's-NICU (7Hp) |  | 10/28/19 |  |  |  | WARMING UNITS, PATIENT, RADIANT, INFANT |  | WARMERRADINFANT-OhmedaMedical-IWS4400 |  |  |  |  | WARMERRADINFANT-OhmedaMedical-IWS4400 | Datex-Ohmeda |  |  |  |  | 12/4/15 | Verified 3/30/2020 4:07pm (Central) |  | Covered PM Repair - Biomedical | MHHS-TMC
NO | YES | [5 empty] | Datex-Ohmeda | 4400 IWS |  | HCCC00560 | TMC-Children's-NICU (7Hp) | MHHS-TMC | [5 empty] | TMC | MHHS-TMC | TMC-Children's-NICU (7Hp) |  | 9/12/19 |  |  |  | WARMING UNITS, PATIENT, RADIANT, INFANT |  | WARMERRADINFANT-OhmedaMedical-IWS4400 |  |  |  |  | WARMERRADINFANT-OhmedaMedical-IWS4400 | Datex-Ohmeda |  |  |  |  | 8/2/13 | Verified 3/30/2020 4:07pm (Central) |  | Covered PM Repair - Biomedical | MHHS-TMC
NO | YES | [5 empty] | Datex-Ohmeda | 4400 IWS |  | HCCC00815 | TMC-Children's-NICU/SCU (8Hp) | MHHS-TMC | [5 empty] | TMC | MHHS-TMC | TMC-Children's-NICU/SCU (8Hp) |  | 9/30/19 |  |  |  | WARMING UNITS, PATIENT, RADIANT, INFANT |  | WARMERRADINFANT-OhmedaMedical-IWS4400 |  |  |  |  | WARMERRADINFANT-OhmedaMedical-IWS4400 | Datex-Ohmeda | [5 empty] | Verified 3/30/2020 4:07pm (Central) |  | Covered PM Repair - Biomedical | MHHS-TMC
NO | YES | [5 empty] | Datex-Ohmeda | 4400 IWS |  | HCCB01104 | TMC-Children's-NICU/SCU (8Hp) | MHHS-TMC | [5 empty] | TMC | MHHS-TMC | TMC-Children's-NICU/SCU (8Hp) |  | 9/19/19 |  |  |  | WARMING UNITS, PATIENT, RADIANT, INFANT |  | WARMERRADINFANT-OhmedaMedical-IWS4400 |  |  |  |  | WARMERRADINFANT-OhmedaMedical-IWS4400 | Datex-Ohmeda |  |  |  |  | 10/1/16 | Verified 3/30/2020 4:07pm (Central) |  | Covered PM Repair - Biomedical | MHHS-TMC
NO | NO | [5 empty] | Datex-Ohmeda | 4400 IWS |  | HCCB01103 | TMC - CHILDRENS - NICU (7HP) | MHHS-TMC | [5 empty] | TMC |  | TMC - CHILDRENS - NICU (7HP) | [5 empty] | WARMING UNITS, PATIENT, RADIANT, INFANT |  | WARMERRADINFANT-OhmedaMedical-IWS4400 |  |  |  |  | WARMERRADINFANT-OhmedaMedical-IWS4400 | Datex-Ohmeda | [7 empty] | Covered PM Repair - Biomedical | MHHS-TMC
NO | NO | [5 empty] | Datex-Ohmeda | 4400 IWS |  | HCCC00564 | TMC - CHILDRENS - NICU (7HP) | MHHS-TMC | [5 empty] | TMC |  | TMC - CHILDRENS - NICU (7HP) | [5 empty] | WARMING UNITS, PATIENT, RADIANT, INFANT |  | WARMERRADINFANT-OhmedaMedical-IWS4400 |  |  |  |  | WARMERRADINFANT-OhmedaMedical-IWS4400 | Datex-Ohmeda | [7 empty] | Covered PM Repair - Biomedical | MHHS-TMC
NO | NO | [5 empty] | Datex-Ohmeda | 4400 IWS |  | HCCC00806 | TMC - CHILDRENS - NICU (7HP) | MHHS-TMC | [5 empty] | TMC |  | TMC - CHILDRENS - NICU (7HP) | [5 empty] | WARMING UNITS, PATIENT, RADIANT, INFANT |  | WARMERRADINFANT-OhmedaMedical-IWS4400 |  |  |  |  | WARMERRADINFANT-OhmedaMedical-IWS4400 | Datex-Ohmeda | [7 empty] | Covered PM Repair - Biomedical | MHHS-TMC
NO | NO | [5 empty] | Datex-Ohmeda | 4400 IWS |  | HCCG00492 | TMC - CHILDRENS - NICU (7HP) | MHHS-TMC | [5 empty] | TMC |  | TMC - CHILDRENS - NICU (7HP) | [5 empty] | WARMING UNITS, PATIENT, RADIANT, INFANT |  | WARMERRADINFANT-OhmedaMedical-IWS4400 |  |  |  |  | WARMERRADINFANT-OhmedaMedical-IWS4400 | Datex-Ohmeda | [7 empty] | Covered PM Repair - Biomedical | MHHS-TMC
NO | NO | [5 empty] | Datex-Ohmeda | 4400 IWS |  | HCCZ00366 | TMC - CHILDRENS - NICU (7HP) | MHHS-TMC | [5 empty] | TMC |  | TMC - CHILDRENS - NICU (7HP) | [5 empty] | WARMING UNITS, PATIENT, RADIANT, INFANT |  | WARMERRADINFANT-OhmedaMedical-IWS4400 |  |  |  |  | WARMERRADINFANT-OhmedaMedical-IWS4400 | Datex-Ohmeda | [7 empty] | Not Covered Vendor Only - Biomedical | MHHS-TMC
NO | NO | [5 empty] | Datex-Ohmeda | 4400 IWS |  | HCCC00805 | TMC - CHILDRENS - NICU (7HP) | MHHS-TMC | [5 empty] | TMC |  | TMC - CHILDRENS - NICU (7HP) | [5 empty] | WARMING UNITS, PATIENT, RADIANT, INFANT |  | WARMERRADINFANT-OhmedaMedical-IWS4400 |  |  |  |  | WARMERRADINFANT-OhmedaMedical-IWS4400 | Datex-Ohmeda | [7 empty] | Covered PM Repair - Biomedical | MHHS-TMC
NO | NO |  |  |  | 077-05666 |  | Datex-Ohmeda | 4400 IWS |  | HCCC00557 | TMC - CHILDRENS - NICU/SCU (8HP) | MHHS-TMC |  |  |  | 077-05666 |  | TMC |  | TMC - CHILDRENS - NICU/SCU (8HP) | [5 empty] | WARMING UNITS, PATIENT, RADIANT, INFANT |  | WARMERRADINFANT-OhmedaMedical-IWS4400 |  |  |  |  | WARMERRADINFANT-OhmedaMedical-IWS4400 | Datex-Ohmeda | [7 empty] | Covered PM Repair - Biomedical | MHHS-TMC
NO | NO | [5 empty] | Datex-Ohmeda | 4400 IWS |  | HCCC00812 | TMC - CHILDRENS - NICU/SCU (8HP) | MHHS-TMC | [5 empty] | TMC |  | TMC - CHILDRENS - NICU/SCU (8HP) | [5 empty] | WARMING UNITS, PATIENT, RADIANT, INFANT |  | WARMERRADINFANT-OhmedaMedical-IWS4400 |  |  |  |  | WARMERRADINFANT-OhmedaMedical-IWS4400 | Datex-Ohmeda | [7 empty] | Covered PM Repair - Biomedical | MHHS-TMC
NO | YES |  |  |  |  | 013-00063 | Datex-Ohmeda | 5000 IWS |  | HCAW00974 | SW-NICU | MHHS-Southwest |  |  |  |  | 013-00063 | Southwest | MHHS-Southwest | SW-NICU | NICU | 2/1/20 |  | 8/1/20 |  | WARMING UNITS, PATIENT, RADIANT, INFANT |  | .needs class |  |  |  |  | .needs class | Datex-Ohmeda |  |  |  |  | 3/1/14 |  |  | Covered PM Repair - Biomedical | MHHS-Southwest
NO | YES |  |  |  |  | 013-00080 | Datex-Ohmeda | 5000 IWS |  | HCAW00975 | SW-NICU | MHHS-Southwest |  |  |  |  | 013-00080 | Southwest | MHHS-Southwest | SW-NICU | NICU | 8/1/19 |  |  |  | WARMING UNITS, PATIENT, RADIANT, INFANT |  | .needs class |  |  |  |  | .needs class | Datex-Ohmeda |  |  |  |  | 3/1/14 |  |  | Covered PM Repair - Biomedical | MHHS-Southwest
NO | NO | [5 empty] | Datex-Ohmeda | 5000 IWS |  |  | SW - NURSERY | MHHS-Southwest | [5 empty] | Southwest |  | SW - NURSERY | [5 empty] | WARMING UNITS, PATIENT, RADIANT, INFANT |  | .needs class |  |  |  |  | .needs class | Datex-Ohmeda | [7 empty] | Covered PM Repair - Biomedical | MHHS-Southwest
NO | NO | [5 empty] | Datex-Ohmeda | 6600-0029-900 |  | 6600-0029-900 | WOODLANDS - NICU | MHHS-Woodlands |  | Lamp, Phototherapy |  |  |  | Woodlands |  | WOODLANDS - NICU | [5 empty] | LIGHTS, EXAMINATION |  | LAMPPHOTOTHERAPY-OhmedaMedical-6600-0029-900 | LAMPPHOTOTHERAPY | 6600-0029-900 |  |  |  | Ohmeda Med | Lamp, Phototherapy |  |  | LAMPPHOTOTHERAPY-OhmedaMedical-6600-0029-900 |  |  |  | Covered PM Repair - Biomedical | MHHS-Woodlands
NO | YES |  |  |  | 133-03120 | 133-03120 | Datex-Ohmeda | 6600-0393-900 |  | HCCK01110 | Katy-ER | MHHS-Katy |  |  |  | 133-03120 | 133-03120 | Katy | MHHS-Katy | Katy-ER | EC 17 | 12/1/19 | 12/1/20 |  |  | WARMING UNITS, PATIENT, RADIANT, INFANT | Lamp, Phototherapy | LAMPPHOTOTHERAPY-OhmedaMedical-6600 |  |  |  |  | LAMPPHOTOTHERAPY-OhmedaMedical-6600 | Datex-Ohmeda |  |  |  |  | 11/18/18 |  | LP-A | Covered PM Repair - Biomedical | MHHS-Katy | [8 empty] | LAMPPHOTOTHERAPY | Lamp, Phototherapy | Ohmeda Med
NO | YES |  |  |  | 133-03601 | 133-03601 | Datex-Ohmeda | 6600-0393-900 |  | HCCK01106 | Katy-Postpartum-2W | MHHS-Katy |  |  |  | 133-03601 | 133-03601 | Katy | MHHS-Katy | Katy-Postpartum-2W | Treatment room | 1/1/20 | 7/1/20 |  |  | WARMING UNITS, PATIENT, RADIANT, INFANT | Lamp, Phototherapy | LAMPPHOTOTHERAPY-OhmedaMedical-6600 |  |  |  |  | LAMPPHOTOTHERAPY-OhmedaMedical-6600 | Datex-Ohmeda | [6 empty] | LP-A | Covered PM Repair - Biomedical | MHHS-Katy | [8 empty] | LAMPPHOTOTHERAPY | Lamp, Phototherapy | Ohmeda Med
NO | YES |  |  |  | 133-03603 | 133-03603 | Datex-Ohmeda | 6600-0393-900 |  | HCCK01107 | Katy-Postpartum-2W | MHHS-Katy |  |  |  | 133-03603 | 133-03603 | Katy | MHHS-Katy | Katy-Postpartum-2W | Treatment room | 1/1/20 | 7/1/20 |  |  | WARMING UNITS, PATIENT, RADIANT, INFANT | Lamp, Phototherapy | LAMPPHOTOTHERAPY-OhmedaMedical-6600 |  |  |  |  | LAMPPHOTOTHERAPY-OhmedaMedical-6600 | Datex-Ohmeda |  |  |  |  | 3/9/19 |  | LP-A | Covered PM Repair - Biomedical | MHHS-Katy | [8 empty] | LAMPPHOTOTHERAPY | Lamp, Phototherapy | Ohmeda Med
NO | YES |  |  |  | 133-03606 | 133-03606 | Datex-Ohmeda | 6600-0393-900 |  | HCCK01111 | Katy-Nursery | MHHS-Katy |  |  |  | 133-03606 | 133-03606 | Katy | MHHS-Katy | Katy-Nursery | Storage Room | 12/1/19 | 12/1/20 |  |  | WARMING UNITS, PATIENT, RADIANT, INFANT | Lamp, Phototherapy | LAMPPHOTOTHERAPY-OhmedaMedical-6600 |  |  |  |  | LAMPPHOTOTHERAPY-OhmedaMedical-6600 | Datex-Ohmeda |  |  |  |  | 3/9/19 |  | LP-A | Covered PM Repair - Biomedical | MHHS-Katy | [8 empty] | LAMPPHOTOTHERAPY | Lamp, Phototherapy | Ohmeda Med
NO | NO |  |  |  | 133-03600 |  | Datex-Ohmeda | 6600-0393-900 |  | HCCK01112 | KATY - POSTPARTUM - 2W | MHHS-Katy |  |  |  | 133-03600 |  | Katy |  | KATY - POSTPARTUM - 2W | [5 empty] | WARMING UNITS, PATIENT, RADIANT, INFANT |  | LAMPPHOTOTHERAPY-OhmedaMedical-6600 |  |  |  |  | LAMPPHOTOTHERAPY-OhmedaMedical-6600 | Datex-Ohmeda | [7 empty] | Covered PM Repair - Biomedical | MHHS-Katy
NO | YES |  |  |  | 009-03087 | 009-03087 | Datex-Ohmeda | 6600-0435-900 |  | HCCG00561 | GH-Nursery | MHHS-Greater Heights |  |  |  | 009-03087 | 009-03087 | Central | MHHS-Greater Heights | GH-Nursery | Nursery | 11/1/19 |  | 6/1/20 |  | WARMING UNITS, PATIENT, RADIANT, INFANT | Lamp, Phototherapy | LAMPPHOTOTHERAPY-OhmedaMedical-6600 |  |  |  |  | LAMPPHOTOTHERAPY-OhmedaMedical-6600 | Datex-Ohmeda |  |  |  |  | 11/26/19 |  | LP-A | No Coverage Specified | MHHS-Greater Heights | [8 empty] | LAMPPHOTOTHERAPY | Lamp, Phototherapy | Ohmeda Med
NO | YES |  |  |  | 009-03093 | 009-03093 | Datex-Ohmeda | 6600-0435-900 |  | HCCG00557 | GH-Labor & Delivery | MHHS-Greater Heights |  |  |  | 009-03093 | 009-03093 | Greater heights | MHHS-Greater Heights | GH-Labor & Delivery | Room 9 | 5/1/19 |  | 11/1/19 |  | WARMING UNITS, PATIENT, RADIANT, INFANT | Lamp, Phototherapy | LAMPPHOTOTHERAPY-OhmedaMedical-6600 |  |  |  |  | LAMPPHOTOTHERAPY-OhmedaMedical-6600 | Datex-Ohmeda |  |  |  |  | 12/17/19 |  | LP-A | Covered PM Repair - Biomedical | MHHS-Greater Heights | [8 empty] | LAMPPHOTOTHERAPY | Lamp, Phototherapy | Ohmeda Med
NO | YES |  |  |  | 009-03095 | 009-03095 | Datex-Ohmeda | 6600-0435-900 |  | HCCG00564 | GH-Nursery | MHHS-Greater Heights |  |  |  | 009-03095 | 009-03095 | Central | MHHS-Greater Heights | GH-Nursery | Nursery | 12/1/19 |  | 6/1/20 |  | WARMING UNITS, PATIENT, RADIANT, INFANT | Lamp, Phototherapy | LAMPPHOTOTHERAPY-OhmedaMedical-6600 |  |  |  |  | LAMPPHOTOTHERAPY-OhmedaMedical-6600 | Datex-Ohmeda | [6 empty] | LP-A | Covered PM Repair - Biomedical | MHHS-Greater Heights | [8 empty] | LAMPPHOTOTHERAPY | Lamp, Phototherapy | Ohmeda Med
NO | YES |  |  |  |  | 009-03094 | Datex-Ohmeda | 6600-0435-900 |  | HCCG00551 | GH-Labor & Delivery | MHHS-Greater Heights |  |  |  |  | 009-03094 | Greater heights | MHHS-Greater Heights | GH-Labor & Delivery | Room 5 | 11/1/19 |  | 5/1/20 |  | WARMING UNITS, PATIENT, RADIANT, INFANT | Lamp, Phototherapy | LAMPPHOTOTHERAPY-OhmedaMedical-6600 |  |  |  |  | LAMPPHOTOTHERAPY-OhmedaMedical-6600 | Datex-Ohmeda | [6 empty] | LP-A | Covered PM Repair - Biomedical | MHHS-Greater Heights | [8 empty] | LAMPPHOTOTHERAPY | Lamp, Phototherapy | Ohmeda Med
NO | YES |  |  |  |  | 009-03090 | Datex-Ohmeda | 6600-0435-900 |  | HCCG00550 | GH - LABOR | MHHS-Greater Heights |  |  |  |  | 009-03090 | Central | GH-Labor | GH - LABOR | [5 empty] | WARMING UNITS, PATIENT, RADIANT, INFANT |  | LAMPPHOTOTHERAPY-OhmedaMedical-6600 |  |  |  |  | LAMPPHOTOTHERAPY-OhmedaMedical-6600 | Datex-Ohmeda | [7 empty] | Covered PM Repair - Biomedical | MHHS-Greater Heights
NO | YES | [5 empty] | Datex-Ohmeda | 6600-0435-900 |  | HCCG00549 | GH-Nursery | MHHS-Greater Heights | [5 empty] | Central | MHHS-Greater Heights | GH-Nursery | Nursery | 11/1/19 |  | 5/1/20 |  | WARMING UNITS, PATIENT, RADIANT, INFANT | Lamp, Phototherapy | LAMPPHOTOTHERAPY-OhmedaMedical-6600 |  |  |  |  | LAMPPHOTOTHERAPY-OhmedaMedical-6600 | Datex-Ohmeda |  |  |  |  | 12/17/19 |  | LP-A | Covered PM Repair - Biomedical | MHHS-Greater Heights | [8 empty] | LAMPPHOTOTHERAPY | Lamp, Phototherapy | Ohmeda Med
NO | YES | [5 empty] | Datex-Ohmeda | 6600-0435-900 |  | HCCG00555 | GH-Labor | MHHS-Greater Heights | [5 empty] | Central | Memorial Hermann Greater Heights Hospital | GH-Labor | LD3 |  |  |  |  | WARMING UNITS, PATIENT, RADIANT, INFANT |  | LAMPPHOTOTHERAPY-OhmedaMedical-6600 |  |  |  |  | LAMPPHOTOTHERAPY-OhmedaMedical-6600 | Datex-Ohmeda | [7 empty] | Covered PM Repair - Biomedical | MHHS-Greater Heights
NO | YES |  |  |  | 133-03607 | 133-03607 | Datex-Ohmeda | 6600-0435-900 |  | HCCK01090 | Katy-Nursery | MHHS-Katy |  |  |  | 133-03607 | 133-03607 | Katy | MHHS-Katy | Katy-Nursery | Nursery A | 10/1/19 | 3/1/20 |  |  | WARMING UNITS, PATIENT, RADIANT, INFANT | Lamp, Phototherapy | LAMPPHOTOTHERAPY-OhmedaMedical-6600 |  |  |  |  | LAMPPHOTOTHERAPY-OhmedaMedical-6600 | Datex-Ohmeda |  |  |  |  | 11/7/17 |  | LP-A | Covered PM Repair - Biomedical | MHHS-Katy | [8 empty] | LAMPPHOTOTHERAPY | Lamp, Phototherapy | Ohmeda Med
NO | YES |  |  |  | 133-03608 | 133-03609 | Datex-Ohmeda | 6600-0435-900 |  | HCCK00393 | Katy-Nursery | MHHS-Katy |  |  |  | 133-03608 | 133-03609 | Katy | MHHS-Katy | Katy-Nursery | Nursery A | 10/1/19 | 4/1/20 |  |  | WARMING UNITS, PATIENT, RADIANT, INFANT | Lamp, Phototherapy | LAMPPHOTOTHERAPY-OhmedaMedical-6600 |  |  |  |  | LAMPPHOTOTHERAPY-OhmedaMedical-6600 | Datex-Ohmeda |  |  |  |  | 11/6/17 |  | LP-A | Covered PM Repair - Biomedical | MHHS-Katy | [8 empty] | LAMPPHOTOTHERAPY | Lamp, Phototherapy | Ohmeda Med
NO | YES |  |  |  | 133-03609 | 133-03609 | Datex-Ohmeda | 6600-0435-900 |  | HCCK01143 | Katy-Nursery | MHHS-Katy |  |  |  | 133-03609 | 133-03609 | Katy | MHHS-Katy | Katy-Nursery | Nursery A | 10/1/19 | 4/1/20 |  |  | WARMING UNITS, PATIENT, RADIANT, INFANT | Lamp, Phototherapy | LAMPPHOTOTHERAPY-OhmedaMedical-6600 |  |  |  |  | LAMPPHOTOTHERAPY-OhmedaMedical-6600 | Datex-Ohmeda | [6 empty] | LP-A | Covered PM Repair - Biomedical | MHHS-Katy | [8 empty] | LAMPPHOTOTHERAPY | Lamp, Phototherapy | Ohmeda Med
NO | YES |  |  |  | 133-03610 | 133-03610 | Datex-Ohmeda | 6600-0435-900 |  | HCCK01095 | Katy-Nursery | MHHS-Katy |  |  |  | 133-03610 | 133-03610 | Katy | MHHS-Katy | Katy-Nursery | L | 10/1/19 | 10/1/20 |  |  | WARMING UNITS, PATIENT, RADIANT, INFANT | Lamp, Phototherapy | LAMPPHOTOTHERAPY-OhmedaMedical-6600 |  |  |  |  | LAMPPHOTOTHERAPY-OhmedaMedical-6600 | Datex-Ohmeda |  |  |  |  | 11/6/17 |  | LP-A | Covered PM Repair - Biomedical | MHHS-Katy | [8 empty] | LAMPPHOTOTHERAPY | Lamp, Phototherapy | Ohmeda Med
NO | YES |  |  |  | 133-03612 | 133-03612 | Datex-Ohmeda | 6600-0435-900 |  | HCCK01094 | Katy-Nursery | MHHS-Katy |  |  |  | 133-03612 | 133-03612 | Katy | MHHS-Katy | Katy-Nursery | Nursery A | 10/1/19 | 4/1/20 |  |  | WARMING UNITS, PATIENT, RADIANT, INFANT | Lamp, Phototherapy | LAMPPHOTOTHERAPY-OhmedaMedical-6600 |  |  |  |  | LAMPPHOTOTHERAPY-OhmedaMedical-6600 | Datex-Ohmeda |  |  |  |  | 11/7/17 |  | LP-A | Covered PM Repair - Biomedical | MHHS-Katy | [8 empty] | LAMPPHOTOTHERAPY | Lamp, Phototherapy | Ohmeda Med
NO | YES |  |  |  | 133-07138 | 133-07138 | Datex-Ohmeda | 6600-0435-900 |  | HCCN00264 | Katy-Nursery | MHHS-Katy |  |  |  | 133-07138 | 133-07138 | Katy | MHHS-Katy | Katy-Nursery | OR 2 | 7/1/19 | 7/1/20 |  |  | WARMING UNITS, PATIENT, RADIANT, INFANT | Lamp, Phototherapy | LAMPPHOTOTHERAPY-OhmedaMedical-6600 |  |  |  |  | LAMPPHOTOTHERAPY-OhmedaMedical-6600 | Datex-Ohmeda |  |  |  |  | 11/6/17 |  | LP-A | Covered PM Repair - Biomedical | MHHS-Katy | [8 empty] | LAMPPHOTOTHERAPY | Lamp, Phototherapy | Ohmeda Med
NO | YES |  |  |  | 133-07139 | 133-07139 | Datex-Ohmeda | 6600-0435-900 |  | HCCN00280 | Katy-Central Supply | MHHS-Katy |  |  |  | 133-07139 | 133-07139 | Katy | MHHS-Katy | Katy-Central Supply | Pediatrics |  | 2/1/20 |  | No pm | WARMING UNITS, PATIENT, RADIANT, INFANT | Lamp, Phototherapy | LAMPPHOTOTHERAPY-OhmedaMedical-6600 |  |  |  |  | LAMPPHOTOTHERAPY-OhmedaMedical-6600 | Datex-Ohmeda |  |  |  |  | 11/6/17 |  | LP-A | Covered PM Repair - Biomedical | MHHS-Katy | [8 empty] | LAMPPHOTOTHERAPY | Lamp, Phototherapy | Ohmeda Med
NO | YES |  |  |  | 133-07140 | 133-07140 | Datex-Ohmeda | 6600-0435-900 |  | HCCN00281 | Katy-NICU | MHHS-Katy |  |  |  | 133-07140 | 133-07140 | Katy | MHHS-Katy | Katy-NICU | Pediactrics | 7/1/19 | 7/1/20 |  |  | WARMING UNITS, PATIENT, RADIANT, INFANT | Lamp, Phototherapy | LAMPPHOTOTHERAPY-OhmedaMedical-6600 |  |  |  |  | LAMPPHOTOTHERAPY-OhmedaMedical-6600 | Datex-Ohmeda |  |  |  |  | 11/7/17 |  | LP-A | Covered PM Repair - Biomedical | MHHS-Katy | [8 empty] | LAMPPHOTOTHERAPY | Lamp, Phototherapy | Ohmeda Med
NO | YES |  |  |  | 133-03611 | 133-03611 | Datex-Ohmeda | 6600-0435-900 |  | HCCK01093 | Katy-Postpartum-2W | MHHS-Katy |  |  |  | 133-03611 | 133-03611 | Katy | MHHS-Katy | Katy-Postpartum-2W | OR 2 | 7/1/19 | 7/1/20 |  |  | WARMING UNITS, PATIENT, RADIANT, INFANT | Lamp, Phototherapy | LAMPPHOTOTHERAPY-OhmedaMedical-6600 |  |  |  |  | LAMPPHOTOTHERAPY-OhmedaMedical-6600 | Datex-Ohmeda |  |  |  |  | 11/7/17 |  | LP-A | Covered PM Repair - Biomedical | MHHS-Katy | [8 empty] | LAMPPHOTOTHERAPY | Lamp, Phototherapy | Ohmeda Med
NO | YES |  |  |  | 013-14450 | 013-14450 | Datex-Ohmeda | 6600-0435-900 |  | HCCL00242 | SW-Labor & Delivery | MHHS-Southwest |  |  |  | 013-14450 | 013-14450 | Southwest | MHHS-Southwest | SW-Labor & Delivery | Delivery Room 3 | 9/1/19 |  |  |  | WARMING UNITS, PATIENT, RADIANT, INFANT | Lamp, Phototherapy | LAMPPHOTOTHERAPY-OhmedaMedical-6600 |  |  |  |  | LAMPPHOTOTHERAPY-OhmedaMedical-6600 | Datex-Ohmeda | [6 empty] | LP-A | Covered PM Repair - Biomedical | MHHS-Southwest | [8 empty] | LAMPPHOTOTHERAPY | Lamp, Phototherapy | Ohmeda Med
NO | YES |  |  |  | 013-14456 | 013-14456 | Datex-Ohmeda | 6600-0435-900 |  | HCCL00244 | SW-Labor | MHHS-Southwest |  |  |  | 013-14456 | 013-14456 | Southwest | MHHS-Southwest | SW-Labor | LDR 14 |  |  |  |  | WARMING UNITS, PATIENT, RADIANT, INFANT | Lamp, Phototherapy | LAMPPHOTOTHERAPY-OhmedaMedical-6600 |  |  |  |  | LAMPPHOTOTHERAPY-OhmedaMedical-6600 | Datex-Ohmeda |  |  |  |  | 4/28/15 |  | LP-A | Covered PM Repair - Biomedical | MHHS-Southwest | [8 empty] | LAMPPHOTOTHERAPY | Lamp, Phototherapy | Ohmeda Med
NO | YES |  |  |  | 013-14454 | 013-14454 | Datex-Ohmeda | 6600-0435-900 |  | HCCL00243 | SW-Labor | MHHS-Southwest |  |  |  | 013-14454 | 013-14454 | Southwest | MHHS-Southwest | SW-Labor | LDR9 |  |  |  |  | WARMING UNITS, PATIENT, RADIANT, INFANT | Lamp, Phototherapy | LAMPPHOTOTHERAPY-OhmedaMedical-6600 |  |  |  |  | LAMPPHOTOTHERAPY-OhmedaMedical-6600 | Datex-Ohmeda |  |  |  |  | 3/9/19 |  | LP-A | Covered PM Repair - Biomedical | MHHS-Southwest | [8 empty] | LAMPPHOTOTHERAPY | Lamp, Phototherapy | Ohmeda Med
NO | YES |  |  |  | 013-14452 | 013-14452 | Datex-Ohmeda | 6600-0435-900 |  | HCCL00233 | SW-Labor | MHHS-Southwest |  |  |  | 013-14452 | 013-14452 | Southwest | MHHS-Southwest | SW-Labor | OR 2 |  |  |  |  | WARMING UNITS, PATIENT, RADIANT, INFANT | Lamp, Phototherapy | LAMPPHOTOTHERAPY-OhmedaMedical-6600 |  |  |  |  | LAMPPHOTOTHERAPY-OhmedaMedical-6600 | Datex-Ohmeda |  |  |  |  | 11/18/18 |  | LP-A | Covered PM Repair - Biomedical | MHHS-Southwest | [8 empty] | LAMPPHOTOTHERAPY | Lamp, Phototherapy | Ohmeda Med
NO | YES |  |  |  |  | 013-14458 | Datex-Ohmeda | 6600-0435-900 |  | HCCL00231 | SW-Labor | MHHS-Southwest |  |  |  |  | 013-14458 | Southwest | MHHS-Southwest | SW-Labor | Recovery |  |  |  |  | WARMING UNITS, PATIENT, RADIANT, INFANT | Lamp, Phototherapy | LAMPPHOTOTHERAPY-OhmedaMedical-6600 |  |  |  |  | LAMPPHOTOTHERAPY-OhmedaMedical-6600 | Datex-Ohmeda |  |  |  |  | 12/17/19 |  | LP-A | Covered PM Repair - Biomedical | MHHS-Southwest | [8 empty] | LAMPPHOTOTHERAPY | Lamp, Phototherapy | Ohmeda Med
NO | YES | [5 empty] | Datex-Ohmeda | 6600-0435-900 |  |  | SW-Nursery | MHHS-Southwest | [5 empty] | Southwest | MHHS-Southwest | SW-Nursery | Nursery | 1/1/20 |  | 7/1/20 |  | WARMING UNITS, PATIENT, RADIANT, INFANT | Lamp, Phototherapy | LAMPPHOTOTHERAPY-OhmedaMedical-6600 |  |  |  |  | LAMPPHOTOTHERAPY-OhmedaMedical-6600 | Datex-Ohmeda |  |  |  |  | 11/18/18 |  | LP-A | Covered PM Repair - Biomedical | MHHS-Southwest | [8 empty] | LAMPPHOTOTHERAPY | Lamp, Phototherapy | Ohmeda Med
NO | YES |  |  |  |  | 013-14459 | Datex-Ohmeda | 6600-0435-900 |  | HCCL00235 | SW-Labor | MHHS-Southwest |  |  |  |  | 013-14459 | Southwest | MHHS-Southwest | SW-Labor | LDR 2 |  |  |  |  | WARMING UNITS, PATIENT, RADIANT, INFANT | Lamp, Phototherapy | LAMPPHOTOTHERAPY-OhmedaMedical-6600 |  |  |  |  | LAMPPHOTOTHERAPY-OhmedaMedical-6600 | Datex-Ohmeda |  |  |  |  | 3/9/19 |  | LP-A | Covered PM Repair - Biomedical | MHHS-Southwest | [8 empty] | LAMPPHOTOTHERAPY | Lamp, Phototherapy | Ohmeda Med
NO | YES |  |  |  |  | 013-14457 | Datex-Ohmeda | 6600-0435-900 |  | HCCL00246 | SW-Labor & Delivery | MHHS-Southwest |  |  |  |  | 013-14457 | Southwest | MHHS-Southwest | SW-Labor & Delivery | LDR 5 | 10/1/19 |  | 10/1/20 |  | WARMING UNITS, PATIENT, RADIANT, INFANT | Lamp, Phototherapy | LAMPPHOTOTHERAPY-OhmedaMedical-6600 |  |  |  |  | LAMPPHOTOTHERAPY-OhmedaMedical-6600 | Datex-Ohmeda |  |  |  |  | 3/8/19 |  | LP-A | Covered PM Repair - Biomedical | MHHS-Southwest | [8 empty] | LAMPPHOTOTHERAPY | Lamp, Phototherapy | Ohmeda Med
NO | YES |  |  |  |  | 013-10770 | Datex-Ohmeda | 6600-0435-900 |  | HCCH00117 | SW-Nursery | MHHS-Southwest |  |  |  |  | 013-10770 | Southwest | MHHS-Southwest | SW-Nursery | Nursery | 8/1/19 |  | 8/1/20 |  | WARMING UNITS, PATIENT, RADIANT, INFANT | Lamp, Phototherapy | LAMPPHOTOTHERAPY-OhmedaMedical-6600 |  |  |  |  | LAMPPHOTOTHERAPY-OhmedaMedical-6600 | Datex-Ohmeda |  |  |  |  | 8/1/27 |  | LP-A | Covered PM Repair - Biomedical | MHHS-Southwest | [8 empty] | LAMPPHOTOTHERAPY | Lamp, Phototherapy | Ohmeda Med
NO | YES |  |  |  | 013-14451 | 013-14451 | Datex-Ohmeda | 6600-0435-900 |  | HCCK10021 | SW-Labor | MHHS-Southwest |  |  |  | 013-14451 | 013-14451 | Southwest | MHHS-Southwest | SW-Labor | LDR 15 |  |  |  |  | WARMING UNITS, PATIENT, RADIANT, INFANT | Lamp, Phototherapy | LAMPPHOTOTHERAPY-OhmedaMedical-6600 |  |  |  |  | LAMPPHOTOTHERAPY-OhmedaMedical-6600 | Datex-Ohmeda |  |  |  |  | 11/18/18 |  | LP-A | Covered PM Repair - Biomedical | MHHS-Southwest | [8 empty] | LAMPPHOTOTHERAPY | Lamp, Phototherapy | Ohmeda Med
YES | YES |  |  |  | 133-03240 | 133-03240 | Datex-Ohmeda | 6600-0435-900 |  | GFFK21095 | 1st floor |  |  |  |  | 133-03240 | 133-03240 | Katy | Katy | 1st floor | ER |  |  |  | No pm |  | Lamp, Phototherapy | LAMPPHOTOTHERAPY-OhmedaMedical-6600 | [12 empty] | LP-A | [10 empty] | LAMPPHOTOTHERAPY | Lamp, Phototherapy | Ohmeda Med
YES | YES |  |  |  | 133-03256 | 133-03256 | Datex-Ohmeda | 6600-0435-900 |  | GFFK21036 | 1st floor |  |  |  |  | 133-03256 | 133-03256 | Katy | Katy | 1st floor | ER |  |  |  | No pm |  | Lamp, Phototherapy | LAMPPHOTOTHERAPY-OhmedaMedical-6600 | [12 empty] | LP-A | [10 empty] | LAMPPHOTOTHERAPY | Lamp, Phototherapy | Ohmeda Med
YES | YES |  |  |  | 009-02933 | 009-02933 | Datex-Ohmeda | 6600-0435-900 |  |  | L D |  |  |  |  | 009-02933 | 009-02933 | Greater heights | Memorial Hermann greater heights | L D | Room 5
NO | NO |  |  |  | 009-03088 |  | Datex-Ohmeda | 6600-0435-900 |  | HCCG00553 | GH - LABOR & DELIVERY | MHHS-Greater Heights |  |  |  | 009-03088 |  | Central & Greater Heights |  | GH - LABOR & DELIVERY | [5 empty] | WARMING UNITS, PATIENT, RADIANT, INFANT |  | LAMPPHOTOTHERAPY-OhmedaMedical-6600 |  |  |  |  | LAMPPHOTOTHERAPY-OhmedaMedical-6600 | Datex-Ohmeda | [7 empty] | No Coverage Specified | MHHS-Greater Heights
NO | NO | [5 empty] | Datex-Ohmeda | 6600-0435-900 |  | HCCL00245 | SW - LABOR & DELIVERY | MHHS-Southwest | [5 empty] | Southwest |  | SW - LABOR & DELIVERY | [5 empty] | WARMING UNITS, PATIENT, RADIANT, INFANT |  | LAMPPHOTOTHERAPY-OhmedaMedical-6600 |  |  |  |  | LAMPPHOTOTHERAPY-OhmedaMedical-6600 | Datex-Ohmeda | [7 empty] | Covered PM Repair - Biomedical | MHHS-Southwest
NO | NO | [5 empty] | Datex-Ohmeda | 6600-0435-900 |  | HCCK10019 | SW - LABOR & DELIVERY | MHHS-Southwest | [5 empty] | Southwest |  | SW - LABOR & DELIVERY | [5 empty] | WARMING UNITS, PATIENT, RADIANT, INFANT |  | LAMPPHOTOTHERAPY-OhmedaMedical-6600 |  |  |  |  | LAMPPHOTOTHERAPY-OhmedaMedical-6600 | Datex-Ohmeda | [7 empty] | No Coverage Specified | MHHS-Southwest
NO | NO | [5 empty] | Datex-Ohmeda | 6600-0652-801 |  | HDKG50896 | TMC - CHILDRENS - NICU (7HP) | MHHS-TMC | [5 empty] | TMC |  | TMC - CHILDRENS - NICU (7HP) | [5 empty] | PHOTOTHERAPY UNITS |  | LAMPPHOTOTHERAPY-OhmedaMedical-6600 |  |  |  |  | LAMPPHOTOTHERAPY-OhmedaMedical-6600 | Datex-Ohmeda | [7 empty] | Covered PM Repair - Biomedical | MHHS-TMC
NO | NO | [5 empty] | Datex-Ohmeda | 6600-0652-801 |  | HDKG50891 | TMC - CHILDRENS - NICU (7HP) | MHHS-TMC | [5 empty] | TMC |  | TMC - CHILDRENS - NICU (7HP) | [5 empty] | PHOTOTHERAPY UNITS |  | LAMPPHOTOTHERAPY-OhmedaMedical-6600 |  |  |  |  | LAMPPHOTOTHERAPY-OhmedaMedical-6600 | Datex-Ohmeda | [7 empty] | Covered PM Repair - Biomedical | MHHS-TMC
NO | NO | [5 empty] | Datex-Ohmeda | 6600-0654-801 |  | HDKK50514 | TMC - CHILDRENS - NICU (7HP) | MHHS-TMC |  | Lamp, Phototherapy |  |  |  | TMC |  | TMC - CHILDRENS - NICU (7HP) | [5 empty] | PHOTOTHERAPY UNITS |  | LAMPPHOTOTHERAPY-OhmedaMedical-6600-0654-801 | LAMPPHOTOTHERAPY | 6600-0654-801 |  |  |  | Ohmeda Med | Lamp, Phototherapy |  |  | LAMPPHOTOTHERAPY-OhmedaMedical-6600-0654-801 |  |  |  | Covered PM Repair - Biomedical | MHHS-TMC
NO | NO | [5 empty] | Datex-Ohmeda | 6600-0654-801 |  | hdkj50296 | TMC - CHILDRENS - NICU (7HP) | MHHS-TMC |  | Lamp, Phototherapy |  |  |  | TMC |  | TMC - CHILDRENS - NICU (7HP) | [5 empty] | PHOTOTHERAPY UNITS |  | LAMPPHOTOTHERAPY-OhmedaMedical-6600-0654-801 | LAMPPHOTOTHERAPY | 6600-0654-801 |  |  |  | Ohmeda Med | Lamp, Phototherapy |  |  | LAMPPHOTOTHERAPY-OhmedaMedical-6600-0654-801 |  |  |  | Covered PM Repair - Biomedical | MHHS-TMC
NO | NO | [5 empty] | Datex-Ohmeda | 6600-0654-801 |  | HDKK50522 | TMC - CHILDRENS - NICU (7HP) | MHHS-TMC |  | Lamp, Phototherapy |  |  |  | TMC |  | TMC - CHILDRENS - NICU (7HP) | [5 empty] | PHOTOTHERAPY UNITS |  | LAMPPHOTOTHERAPY-OhmedaMedical-6600-0654-801 | LAMPPHOTOTHERAPY | 6600-0654-801 |  |  |  | Ohmeda Med | Lamp, Phototherapy |  |  | LAMPPHOTOTHERAPY-OhmedaMedical-6600-0654-801 |  |  |  | Covered PM Repair - Biomedical | MHHS-TMC
NO | YES | [5 empty] | Datex-Ohmeda | 6600-0845-800 |  | HEBL50613 | TMC-Children's-NICU (7Hp) | MHHS-TMC |  | Lamp, Phototherapy |  |  |  | TMC | MHHS-TMC | TMC-Children's-NICU (7Hp) |  | 3/11/19 |  |  |  | PHOTOTHERAPY UNITS |  | LAMPPHOTOTHERAPY-OhmedaMedical-6600-0845-800 | LAMPPHOTOTHERAPY | 6600-0845-800 |  |  |  | Ohmeda Med | Lamp, Phototherapy |  |  | LAMPPHOTOTHERAPY-OhmedaMedical-6600-0845-800 | 5/1/19 | Verified 3/30/2020 4:07pm (Central) |  | Covered PM Repair - Biomedical | MHHS-TMC
NO | YES | [5 empty] | Datex-Ohmeda | 6600-0845-800 |  | HEBL51149 | TMC-Children's-NICU (7Hp) | MHHS-TMC |  | Lamp, Phototherapy |  |  |  | TMC | MHHS-TMC | TMC-Children's-NICU (7Hp) |  | 3/6/19 |  |  |  | PHOTOTHERAPY UNITS |  | LAMPPHOTOTHERAPY-OhmedaMedical-6600-0845-800 | LAMPPHOTOTHERAPY | 6600-0845-800 |  |  |  | Ohmeda Med | Lamp, Phototherapy |  |  | LAMPPHOTOTHERAPY-OhmedaMedical-6600-0845-800 | 5/1/19 | Verified 3/30/2020 4:07pm (Central) |  | Covered PM Repair - Biomedical | MHHS-TMC
NO | YES | [5 empty] | Datex-Ohmeda | 6600-0845-800 |  | HEBL51057 | TMC-Children's-NICU (7Hp) | MHHS-TMC |  | Lamp, Phototherapy |  |  |  | TMC | MHHS-TMC | TMC-Children's-NICU (7Hp) |  | 3/6/19 |  |  |  | PHOTOTHERAPY UNITS |  | LAMPPHOTOTHERAPY-OhmedaMedical-6600-0845-800 | LAMPPHOTOTHERAPY | 6600-0845-800 |  |  |  | Ohmeda Med | Lamp, Phototherapy |  |  | LAMPPHOTOTHERAPY-OhmedaMedical-6600-0845-800 | 6/6/18 | Verified 3/30/2020 4:07pm (Central) |  | Covered PM Repair - Biomedical | MHHS-TMC
NO | YES | [5 empty] | Datex-Ohmeda | 6600-0845-800 |  | HEBL51151 | TMC-Children's-RCW (8Hp) | MHHS-TMC |  | Lamp, Phototherapy |  |  |  | TMC | MHHS-TMC | TMC-Children's-RCW (8Hp) |  | 3/6/19 |  |  |  | PHOTOTHERAPY UNITS |  | LAMPPHOTOTHERAPY-OhmedaMedical-6600-0845-800 | LAMPPHOTOTHERAPY | 6600-0845-800 |  |  |  | Ohmeda Med | Lamp, Phototherapy |  |  | LAMPPHOTOTHERAPY-OhmedaMedical-6600-0845-800 | 8/14/18 | Verified 3/30/2020 4:07pm (Central) |  | Covered PM Repair - Biomedical | MHHS-TMC
NO | YES |  |  |  | 133-03613 | 133-03613 | Datex-Ohmeda | 6650-0001-901 |  | HDGK51768 | Katy-Central Supply | MHHS-Katy |  |  |  | 133-03613 | 133-03613 | Katy | MHHS-Katy | Katy-Central Supply | Pediatrics | 5/1/19 | 5/1/20 |  |  | INCUBATORS, INFANT | Incubator, Infant | INCUBATORINFANT-GE-Giraffe OmniBed |  |  |  |  | INCUBATORINFANT-GE-Giraffe OmniBed | Datex-Ohmeda | [6 empty] | II-SA | Covered PM Repair - Biomedical | MHHS-Katy | [8 empty] | INCUBATORINFANT | Incubator, Infant | GE
NO | YES |  |  |  | 133-03645 | 133-03645 | Datex-Ohmeda | 6650-0001-901 |  | HDGK51729 | Katy-NICU | MHHS-Katy |  |  |  | 133-03645 | 133-03645 | Katy | MHHS-Katy | Katy-NICU | NICU 309 | 1/1/20 | 1/1/21 |  |  | INCUBATORS, INFANT | Incubator, Infant | INCUBATORINFANT-GE-Giraffe OmniBed |  |  |  |  | INCUBATORINFANT-GE-Giraffe OmniBed | Datex-Ohmeda | [6 empty] | II-SA | Covered PM Repair - Biomedical | MHHS-Katy | [8 empty] | INCUBATORINFANT | Incubator, Infant | GE
NO | YES |  |  |  | 133-03646 | 133-03646 | Datex-Ohmeda | 6650-0001-901 |  | HDGK51741 | Katy-NICU | MHHS-Katy |  |  |  | 133-03646 | 133-03646 | Katy | MHHS-Katy | Katy-NICU | E312 | 5/1/19 | 5/1/20 |  |  | INCUBATORS, INFANT | Incubator, Infant | INCUBATORINFANT-GE-Giraffe OmniBed |  |  |  |  | INCUBATORINFANT-GE-Giraffe OmniBed | Datex-Ohmeda | [6 empty] | II-SA | Covered PM Repair - Biomedical | MHHS-Katy | [8 empty] | INCUBATORINFANT | Incubator, Infant | GE
NO | YES |  |  |  | 133-03649 | 133-03649 | Datex-Ohmeda | 6650-0001-901 |  | HDGK51724 | Katy-NICU | MHHS-Katy |  |  |  | 133-03649 | 133-03649 | Katy | MHHS-Katy | Katy-NICU | NICU STORAGE | 3/1/19 | 3/1/20 |  |  | INCUBATORS, INFANT | Incubator, Infant | INCUBATORINFANT-GE-Giraffe OmniBed |  |  |  |  | INCUBATORINFANT-GE-Giraffe OmniBed | Datex-Ohmeda |  |  |  |  | 1/11/19 |  | II-SA | Covered PM Repair - Biomedical | MHHS-Katy | [8 empty] | INCUBATORINFANT | Incubator, Infant | GE
NO | YES |  |  |  | 133-07063 | 133-07063 | Datex-Ohmeda | 6650-0001-901 |  | HDGN50456 | Katy-Nursery | MHHS-Katy |  |  |  | 133-07063 | 133-07063 | Katy | MHHS-Katy | Katy-Nursery | L | 4/1/19 | 4/1/20 |  |  | INCUBATORS, INFANT | Incubator, Infant | INCUBATORINFANT-GE-Giraffe OmniBed |  |  |  |  | INCUBATORINFANT-GE-Giraffe OmniBed | Datex-Ohmeda | [6 empty] | II-SA | Covered PM Repair - Biomedical | MHHS-Katy | [8 empty] | INCUBATORINFANT | Incubator, Infant | GE
NO | YES |  |  |  | 133-07066 | 133-07066 | Datex-Ohmeda | 6650-0001-901 |  | HDGN50455 | Katy-NICU | MHHS-Katy |  |  |  | 133-07066 | 133-07066 | Katy | MHHS-Katy | Katy-NICU | NICU Storage | 6/1/19 | 6/1/19 |  |  | INCUBATORS, INFANT | Incubator, Infant | INCUBATORINFANT-GE-Giraffe OmniBed |  |  |  |  | INCUBATORINFANT-GE-Giraffe OmniBed | Datex-Ohmeda | [6 empty] | II-SA | Covered PM Repair - Biomedical | MHHS-Katy | [8 empty] | INCUBATORINFANT | Incubator, Infant | GE
NO | YES |  |  |  | 133-07069 | 133-07069 | Datex-Ohmeda | 6650-0001-901 |  | HDGN50415 | Katy-Nursery | MHHS-Katy |  |  |  | 133-07069 | 133-07069 | Katy | MHHS-Katy | Katy-Nursery | NICU | 5/1/19 | 5/1/20 |  |  | INCUBATORS, INFANT | Incubator, Infant | INCUBATORINFANT-GE-Giraffe OmniBed |  |  |  |  | INCUBATORINFANT-GE-Giraffe OmniBed | Datex-Ohmeda | [6 empty] | II-SA | Covered PM Repair - Biomedical | MHHS-Katy | [8 empty] | INCUBATORINFANT | Incubator, Infant | GE
NO | YES |  |  |  | 133-03119 | 133-03119 | Datex-Ohmeda | 6650-0001-901 |  | HDGK51725 | Katy-Nursery | MHHS-Katy |  |  |  | 133-03119 | 133-03119 | Katy | MHHS-Katy | Katy-Nursery | L | 1/1/19 | 1/1/20 |  |  | INCUBATORS, INFANT | Incubator, Infant | INCUBATORINFANT-GE-Giraffe OmniBed |  |  |  |  | INCUBATORINFANT-GE-Giraffe OmniBed | Datex-Ohmeda | [6 empty] | II-SA | Covered PM Repair - Biomedical | MHHS-Katy | [8 empty] | INCUBATORINFANT | Incubator, Infant | GE
NO | YES |  |  |  | 133-03615 | 133-03615 | Datex-Ohmeda | 6650-0001-901 |  | HDGK51728 | Katy-Nursery | MHHS-Katy |  |  |  | 133-03615 | 133-03615 | Katy | MHHS-Katy | Katy-Nursery | NICU Hallway | 7/1/19 | 7/1/20 |  |  | INCUBATORS, INFANT | Incubator, Infant | INCUBATORINFANT-GE-Giraffe OmniBed |  |  |  |  | INCUBATORINFANT-GE-Giraffe OmniBed | Datex-Ohmeda | [6 empty] | II-SA | Covered PM Repair - Biomedical | MHHS-Katy | [8 empty] | INCUBATORINFANT | Incubator, Infant | GE
NO | YES |  |  |  | 133-03647 | 133-03647 | Datex-Ohmeda | 6650-0001-901 |  | HDGK51733 | Katy-Nursery | MHHS-Katy |  |  |  | 133-03647 | 133-03647 | Katy | MHHS-Katy | Katy-Nursery | Biomed Shop | 7/1/19 | 7/1/20 |  |  | INCUBATORS, INFANT | Incubator, Infant | INCUBATORINFANT-GE-Giraffe OmniBed |  |  |  |  | INCUBATORINFANT-GE-Giraffe OmniBed | Datex-Ohmeda | [6 empty] | II-SA | Covered PM Repair - Biomedical | MHHS-Katy | [8 empty] | INCUBATORINFANT | Incubator, Infant | GE
NO | YES |  |  |  | 133-03614 | 133-03614 | Datex-Ohmeda | 6650-0001-901 |  | HDGK51713 | Katy-Nursery | MHHS-Katy |  |  |  | 133-03614 | 133-03614 | Katy | MHHS-Katy | Katy-Nursery | NICU | 7/1/19 | 7/1/20 |  |  | INCUBATORS, INFANT | Incubator, Infant | INCUBATORINFANT-GE-Giraffe OmniBed |  |  |  |  | INCUBATORINFANT-GE-Giraffe OmniBed | Datex-Ohmeda | [6 empty] | II-SA | Covered PM Repair - Biomedical | MHHS-Katy | [8 empty] | INCUBATORINFANT | Incubator, Infant | GE
NO | YES |  |  |  | 133-03648 | 133-03648 | Datex-Ohmeda | 6650-0001-901 |  | HDGK51732 | Katy-Nursery | MHHS-Katy |  |  |  | 133-03648 | 133-03648 | Katy | MHHS-Katy | Katy-Nursery | E311 | 3/1/19 | 3/1/20 |  |  | INCUBATORS, INFANT | Incubator, Infant | INCUBATORINFANT-GE-Giraffe OmniBed |  |  |  |  | INCUBATORINFANT-GE-Giraffe OmniBed | Datex-Ohmeda | [6 empty] | II-SA | Covered PM Repair - Biomedical | MHHS-Katy | [8 empty] | INCUBATORINFANT | Incubator, Infant | GE
NO | YES |  |  |  | 041-12622 | 041-12622 | Datex-Ohmeda | 6650-0001-901 |  | HDGM51204 | Memorial City - Neonatal | MHHS-Mem City |  |  |  | 041-12622 | 041-12622 | West | Memorial Hermann - Memorial City | Memorial City - Neonatal | MH4 113 Room 4M23 |  |  |  |  | INCUBATORS, INFANT |  | INCUBATORINFANT-GE-Giraffe OmniBed |  |  |  |  | INCUBATORINFANT-GE-Giraffe OmniBed | Datex-Ohmeda | [7 empty] | Covered PM Repair - Biomedical | MHHS-Mem City
NO | YES |  |  |  |  | 142-05348 | Datex-Ohmeda | 6650-0001-901 |  | HDGR50063 | NE-NICU | MHHS-Northeast |  |  |  |  | 142-05348 | Katy | MHHS-Northeast | NE-NICU |  | 5/1/19 | 5/1/20 |  |  | INCUBATORS, INFANT | Incubator, Infant | INCUBATORINFANT-GE-Giraffe OmniBed |  |  |  |  | INCUBATORINFANT-GE-Giraffe OmniBed | Datex-Ohmeda |  |  |  |  | 4/16/19 |  | II-SA | Covered PM Repair - Biomedical | MHHS-Northeast | [8 empty] | INCUBATORINFANT | Incubator, Infant | GE
NO | YES |  |  |  | 013-36606 | 013-36606 | Datex-Ohmeda | 6650-0001-901 |  | HDGG54397 | SW-NICU | MHHS-Southwest |  |  |  | 013-36606 | 013-36606 | Southwest | MHHS-Southwest | SW-NICU | NICU | 12/1/19 |  | 6/1/20 |  | INCUBATORS, INFANT | Incubator, Infant | INCUBATORINFANT-GE-Giraffe OmniBed |  |  |  |  | INCUBATORINFANT-GE-Giraffe OmniBed | Datex-Ohmeda | [6 empty] | II-SA | Covered PM Repair - Biomedical | MHHS-Southwest | [8 empty] | INCUBATORINFANT | Incubator, Infant | GE
NO | YES |  |  |  | 129-01585 | 120-01585 | Datex-Ohmeda | 6650-0001-901 |  | HDGG60076 | Sugar Land-Labor & Delivery | MHHS-Sugarland |  |  |  | 129-01585 | 120-01585 | Sugar Land | MHHS-Sugarland | Sugar Land-Labor & Delivery | NICU | 7/1/19 |  | 7/1/20 |  | INCUBATORS, INFANT | Incubator, Infant | INCUBATORINFANT-GE-Giraffe OmniBed |  |  |  |  | INCUBATORINFANT-GE-Giraffe OmniBed | Datex-Ohmeda | [6 empty] | II-SA | No Coverage Specified | MHHS-Sugarland | [8 empty] | INCUBATORINFANT | Incubator, Infant | GE
NO | YES |  |  |  | 129-02572 | 129-02572 | Datex-Ohmeda | 6650-0001-901 |  | HDGK51669 | Sugar Land-Nursery | MHHS-Sugarland |  |  |  | 129-02572 | 129-02572 | Sugar Land | MHHS-Sugarland | Sugar Land-Nursery | Nursery | 7/1/19 |  | 7/1/20 |  | INCUBATORS, INFANT | Incubator, Infant | INCUBATORINFANT-GE-Giraffe OmniBed |  |  |  |  | INCUBATORINFANT-GE-Giraffe OmniBed | Datex-Ohmeda | [6 empty] | II-SA | Covered PM Repair - Biomedical | MHHS-Sugarland | [8 empty] | INCUBATORINFANT | Incubator, Infant | GE
NO | YES |  |  |  | 129-02805 | 129-02805 | Datex-Ohmeda | 6650-0001-901 |  | HDGK51727 | Sugar Land-Nursery | MHHS-Sugarland |  |  |  | 129-02805 | 129-02805 | Sugar Land | MHHS-Sugarland | Sugar Land-Nursery | Nursery | 7/1/19 |  | 7/1/20 |  | INCUBATORS, INFANT | Incubator, Infant | INCUBATORINFANT-GE-Giraffe OmniBed |  |  |  |  | INCUBATORINFANT-GE-Giraffe OmniBed | Datex-Ohmeda | [6 empty] | II-SA | Covered PM Repair - Biomedical | MHHS-Sugarland | [8 empty] | INCUBATORINFANT | Incubator, Infant | GE
NO | YES |  |  |  | 129-02806 | 129-02806 | Datex-Ohmeda | 6650-0001-901 |  | HDGK51730 | Sugar Land-Nursery | MHHS-Sugarland |  |  |  | 129-02806 | 129-02806 | Sugar Land | MHHS-Sugarland | Sugar Land-Nursery | NICU | 7/1/19 |  | 7/1/20 |  | INCUBATORS, INFANT | Incubator, Infant | INCUBATORINFANT-GE-Giraffe OmniBed |  |  |  |  | INCUBATORINFANT-GE-Giraffe OmniBed | Datex-Ohmeda | [6 empty] | II-SA | Covered PM Repair - Biomedical | MHHS-Sugarland | [8 empty] | INCUBATORINFANT | Incubator, Infant | GE
NO | YES | [5 empty] | Datex-Ohmeda | 6650-0001-901 |  | HDGG60077 | TMC-Children's-NICU (7Hp) | MHHS-TMC | [5 empty] | TMC | MHHS-TMC | TMC-Children's-NICU (7Hp) |  | 9/20/19 |  |  |  | INCUBATORS, INFANT |  | INCUBATORINFANT-GE-Giraffe OmniBed |  |  |  |  | INCUBATORINFANT-GE-Giraffe OmniBed | Datex-Ohmeda | [5 empty] | Verified 3/30/2020 4:07pm (Central) |  | Covered PM Repair - Biomedical | MHHS-TMC
NO | YES | [5 empty] | Datex-Ohmeda | 6650-0001-901 |  | HDGG54371 | TMC-Children's-NICU (7Hp) | MHHS-TMC | [5 empty] | TMC | MHHS-TMC | TMC-Children's-NICU (7Hp) |  | 9/26/19 |  |  |  | INCUBATORS, INFANT |  | INCUBATORINFANT-GE-Giraffe OmniBed |  |  |  |  | INCUBATORINFANT-GE-Giraffe OmniBed | Datex-Ohmeda | [5 empty] | Verified 3/30/2020 4:07pm (Central) |  | Covered PM Repair - Biomedical | MHHS-TMC
NO | YES | [5 empty] | Datex-Ohmeda | 6650-0001-901 |  | HDGG54379 | TMC-Children's-NICU (7Hp) | MHHS-TMC | [5 empty] | TMC | MHHS-TMC | TMC-Children's-NICU (7Hp) |  | 9/23/19 |  |  |  | INCUBATORS, INFANT |  | INCUBATORINFANT-GE-Giraffe OmniBed |  |  |  |  | INCUBATORINFANT-GE-Giraffe OmniBed | Datex-Ohmeda | [5 empty] | Verified 3/30/2020 4:07pm (Central) |  | Covered PM Repair - Biomedical | MHHS-TMC
NO | YES | [5 empty] | Datex-Ohmeda | 6650-0001-901 |  | HDGG54338 | TMC-Children's-NICU (7Hp) | MHHS-TMC | [5 empty] | TMC | MHHS-TMC | TMC-Children's-NICU (7Hp) |  | 9/11/19 |  |  |  | INCUBATORS, INFANT |  | INCUBATORINFANT-GE-Giraffe OmniBed |  |  |  |  | INCUBATORINFANT-GE-Giraffe OmniBed | Datex-Ohmeda |  |  |  |  | 2/20/18 | Verified 3/30/2020 4:07pm (Central) |  | Covered PM Repair - Biomedical | MHHS-TMC
NO | YES | [5 empty] | Datex-Ohmeda | 6650-0001-901 |  | HDGG60043 | TMC-Children's-NICU (7Hp) | MHHS-TMC | [5 empty] | TMC | MHHS-TMC | TMC-Children's-NICU (7Hp) |  | 10/1/19 |  |  |  | INCUBATORS, INFANT |  | INCUBATORINFANT-GE-Giraffe OmniBed |  |  |  |  | INCUBATORINFANT-GE-Giraffe OmniBed | Datex-Ohmeda |  |  |  |  | 9/23/18 | Verified 3/30/2020 4:07pm (Central) |  | Covered PM Repair - Biomedical | MHHS-TMC
NO | YES | [5 empty] | Datex-Ohmeda | 6650-0001-901 |  | HDGG60038 | TMC-Children's-NICU (7Hp) | MHHS-TMC | [5 empty] | TMC | MHHS-TMC | TMC-Children's-NICU (7Hp) |  | 9/11/19 |  |  |  | INCUBATORS, INFANT |  | INCUBATORINFANT-GE-Giraffe OmniBed |  |  |  |  | INCUBATORINFANT-GE-Giraffe OmniBed | Datex-Ohmeda | [5 empty] | Verified 3/30/2020 4:07pm (Central) |  | Covered PM Repair - Biomedical | MHHS-TMC
NO | YES |  |  |  | 077-03544 | 077-03544 | Datex-Ohmeda | 6650-0001-901 |  | HDGG54378 | TMC-Children's-NICU/SCU (8Hp) | MHHS-TMC |  |  |  | 077-03544 | 077-03544 | TMC | MHHS-TMC | TMC-Children's-NICU/SCU (8Hp) |  | 9/30/19 |  |  |  | INCUBATORS, INFANT |  | INCUBATORINFANT-GE-Giraffe OmniBed |  |  |  |  | INCUBATORINFANT-GE-Giraffe OmniBed | Datex-Ohmeda | [5 empty] | Verified 3/30/2020 4:07pm (Central) |  | Covered PM Repair - Biomedical | MHHS-TMC
NO | YES | [5 empty] | Datex-Ohmeda | 6650-0001-901 |  | HDGG54265 | TMC-Children's-NICU/SCU (8Hp) | MHHS-TMC | [5 empty] | TMC | MHHS-TMC | TMC-Children's-NICU/SCU (8Hp) |  | 9/6/19 |  |  |  | INCUBATORS, INFANT |  | INCUBATORINFANT-GE-Giraffe OmniBed |  |  |  |  | INCUBATORINFANT-GE-Giraffe OmniBed | Datex-Ohmeda | [5 empty] | Verified 3/30/2020 4:07pm (Central) |  | Covered PM Repair - Biomedical | MHHS-TMC
NO | YES | [5 empty] | Datex-Ohmeda | 6650-0001-901 |  | HDGG60047 | TMC-Children's-NICU/SCU (8Hp) | MHHS-TMC | [5 empty] | TMC | MHHS-TMC | TMC-Children's-NICU/SCU (8Hp) |  | 9/20/19 |  |  |  | INCUBATORS, INFANT |  | INCUBATORINFANT-GE-Giraffe OmniBed |  |  |  |  | INCUBATORINFANT-GE-Giraffe OmniBed | Datex-Ohmeda | [5 empty] | Verified 3/30/2020 4:07pm (Central) |  | Covered PM Repair - Biomedical | MHHS-TMC
NO | YES | [5 empty] | Datex-Ohmeda | 6650-0001-901 |  | HDGG60042 | TMC-Children's-NICU/SCU (8Hp) | MHHS-TMC | [5 empty] | TMC | MHHS-TMC | TMC-Children's-NICU/SCU (8Hp) |  | 12/17/19 |  |  |  | INCUBATORS, INFANT |  | INCUBATORINFANT-GE-Giraffe OmniBed |  |  |  |  | INCUBATORINFANT-GE-Giraffe OmniBed | Datex-Ohmeda | [5 empty] | Verified 3/30/2020 4:07pm (Central) |  | Covered PM Repair - Biomedical | MHHS-TMC
NO | YES | [5 empty] | Datex-Ohmeda | 6650-0001-901 |  | HDGL51180 | TMC-Children's-NICU/SCU (8Hp) | MHHS-TMC | [5 empty] | TMC | MHHS-TMC | TMC-Children's-NICU/SCU (8Hp) |  | 9/20/19 |  |  |  | INCUBATORS, INFANT |  | INCUBATORINFANT-GE-Giraffe OmniBed |  |  |  |  | INCUBATORINFANT-GE-Giraffe OmniBed | Datex-Ohmeda | [5 empty] | Verified 3/30/2020 4:07pm (Central) |  | Covered PM Repair - Biomedical | MHHS-TMC
NO | YES | [5 empty] | Datex-Ohmeda | 6650-0001-901 |  | HDGL51206 | TMC-Children's-NICU/SCU (8Hp) | MHHS-TMC | [5 empty] | TMC | MHHS-TMC | TMC-Children's-NICU/SCU (8Hp) |  | 9/20/19 |  |  |  | INCUBATORS, INFANT |  | INCUBATORINFANT-GE-Giraffe OmniBed |  |  |  |  | INCUBATORINFANT-GE-Giraffe OmniBed | Datex-Ohmeda | [5 empty] | Verified 3/30/2020 4:07pm (Central) |  | Covered PM Repair - Biomedical | MHHS-TMC
NO | YES |  |  |  | 077-03541 | 077-03541 | Datex-Ohmeda | 6650-0001-901 |  | HDGG54385 | TMC-Children's-RCW (8Hp) | MHHS-TMC |  |  |  | 077-03541 | 077-03541 | TMC | MHHS-TMC | TMC-Children's-RCW (8Hp) |  | 9/12/19 |  |  |  | INCUBATORS, INFANT |  | INCUBATORINFANT-GE-Giraffe OmniBed |  |  |  |  | INCUBATORINFANT-GE-Giraffe OmniBed | Datex-Ohmeda | [5 empty] | Verified 3/30/2020 4:07pm (Central) |  | Covered PM Repair - Biomedical | MHHS-TMC
NO | YES |  |  |  | 029-01880 | 029-01880 | Datex-Ohmeda | 6650-0001-901 |  | HDGF54126 | Woodlands-NICU | MHHS-Woodlands |  |  |  | 029-01880 | 029-01880 | Woodlands | MHHS-Woodlands | Woodlands-NICU | Equipment Storage | 5/1/19 |  | 5/1/20 |  | INCUBATORS, INFANT | Incubator, Infant | INCUBATORINFANT-GE-Giraffe OmniBed |  |  |  |  | INCUBATORINFANT-GE-Giraffe OmniBed | Datex-Ohmeda |  |  |  |  | 1/11/19 |  | II-SA | Covered PM Repair - Biomedical | MHHS-Woodlands | [8 empty] | INCUBATORINFANT | Incubator, Infant | GE
NO | YES | [5 empty] | Datex-Ohmeda | 6650-0001-901 |  | HDGK52192 | Woodlands-NICU (New) | MHHS-Woodlands | [5 empty] | Woodlands | MHHS-Woodlands | Woodlands-NICU (New) | Storage room | 6/1/19 |  | 6/1/20 |  | INCUBATORS, INFANT | Incubator, Infant | INCUBATORINFANT-GE-Giraffe OmniBed |  |  |  |  | INCUBATORINFANT-GE-Giraffe OmniBed | Datex-Ohmeda |  |  |  |  | 4/19/16 |  | II-SA | Covered PM Repair - Biomedical | MHHS-Woodlands | [8 empty] | INCUBATORINFANT | Incubator, Infant | GE
NO | YES |  |  |  | 029-04578 | 029-04578 | Datex-Ohmeda | 6650-0001-901 |  | HDGK52246 | Woodlands-NICU (New) | MHHS-Woodlands |  |  |  | 029-04578 | 029-04578 | Woodlands | MHHS-Woodlands | Woodlands-NICU (New) | NICU | 6/1/19 |  | 6/1/20 |  | INCUBATORS, INFANT | Incubator, Infant | INCUBATORINFANT-GE-Giraffe OmniBed |  |  |  |  | INCUBATORINFANT-GE-Giraffe OmniBed | Datex-Ohmeda |  |  |  |  | 4/19/16 |  | II-SA | Covered PM Repair - Biomedical | MHHS-Woodlands | [8 empty] | INCUBATORINFANT | Incubator, Infant | GE
NO | NO | [5 empty] | Datex-Ohmeda | 6650-0001-901 |  | HDGJ51109 | MEMORIAL CITY - MHT - NICU | MHHS-Mem City | [5 empty] | West & Memorial City |  | MEMORIAL CITY - MHT - NICU | [5 empty] | INCUBATORS, INFANT |  | INCUBATORINFANT-GE-Giraffe OmniBed |  |  |  |  | INCUBATORINFANT-GE-Giraffe OmniBed | Datex-Ohmeda | [7 empty] | Covered PM Repair - Biomedical | MHHS-Mem City
NO | NO | [5 empty] | Datex-Ohmeda | 6650-0001-901 |  | HDGM51202 | MEMORIAL CITY - MHT - NICU | MHHS-Mem City | [5 empty] | West & Memorial City |  | MEMORIAL CITY - MHT - NICU | [5 empty] | INCUBATORS, INFANT |  | INCUBATORINFANT-GE-Giraffe OmniBed |  |  |  |  | INCUBATORINFANT-GE-Giraffe OmniBed | Datex-Ohmeda | [7 empty] | Covered PM Repair - Biomedical | MHHS-Mem City
NO | NO | [5 empty] | Datex-Ohmeda | 6650-0001-901 |  | HDGR50234 | NE - NICU | MHHS-Northeast | [5 empty] | Katy |  | NE - NICU | [5 empty] | INCUBATORS, INFANT |  | INCUBATORINFANT-GE-Giraffe OmniBed |  |  |  |  | INCUBATORINFANT-GE-Giraffe OmniBed | Datex-Ohmeda | [7 empty] | Covered PM Repair - Biomedical | MHHS-Northeast
NO | NO |  |  |  | 077-03530 |  | Datex-Ohmeda | 6650-0001-901 |  | HDGG54266 | TMC - CHILDRENS - NICU (7HP) | MHHS-TMC |  |  |  | 077-03530 |  | TMC |  | TMC - CHILDRENS - NICU (7HP) | [5 empty] | INCUBATORS, INFANT |  | INCUBATORINFANT-GE-Giraffe OmniBed |  |  |  |  | INCUBATORINFANT-GE-Giraffe OmniBed | Datex-Ohmeda | [7 empty] | Covered PM Repair - Biomedical | MHHS-TMC
NO | NO |  |  |  | 077-05484 |  | Datex-Ohmeda | 6650-0001-901 |  | HDGL51181 | TMC - CHILDRENS - NICU (7HP) | MHHS-TMC |  |  |  | 077-05484 |  | TMC |  | TMC - CHILDRENS - NICU (7HP) | [5 empty] | INCUBATORS, INFANT |  | INCUBATORINFANT-GE-Giraffe OmniBed |  |  |  |  | INCUBATORINFANT-GE-Giraffe OmniBed | Datex-Ohmeda | [7 empty] | Covered PM Repair - Biomedical | MHHS-TMC
NO | NO | [5 empty] | Datex-Ohmeda | 6650-0001-901 |  | HDGG54372 | TMC - CHILDRENS - NICU (7HP) | MHHS-TMC | [5 empty] | TMC |  | TMC - CHILDRENS - NICU (7HP) | [5 empty] | INCUBATORS, INFANT |  | INCUBATORINFANT-GE-Giraffe OmniBed |  |  |  |  | INCUBATORINFANT-GE-Giraffe OmniBed | Datex-Ohmeda | [7 empty] | Covered PM Repair - Biomedical | MHHS-TMC
NO | NO | [5 empty] | Datex-Ohmeda | 6650-0001-901 |  | HDGG60037 | TMC - CHILDRENS - NICU (7HP) | MHHS-TMC | [5 empty] | TMC |  | TMC - CHILDRENS - NICU (7HP) | [5 empty] | INCUBATORS, INFANT |  | INCUBATORINFANT-GE-Giraffe OmniBed |  |  |  |  | INCUBATORINFANT-GE-Giraffe OmniBed | Datex-Ohmeda | [7 empty] | Covered PM Repair - Biomedical | MHHS-TMC
NO | NO | [5 empty] | Datex-Ohmeda | 6650-0001-901 |  | HDGL51062 | TMC - CHILDRENS - NICU (7HP) | MHHS-TMC | [5 empty] | TMC |  | TMC - CHILDRENS - NICU (7HP) | [5 empty] | INCUBATORS, INFANT |  | INCUBATORINFANT-GE-Giraffe OmniBed |  |  |  |  | INCUBATORINFANT-GE-Giraffe OmniBed | Datex-Ohmeda | [7 empty] | Covered PM Repair - Biomedical | MHHS-TMC
NO | NO | [5 empty] | Datex-Ohmeda | 6650-0001-901 |  | HDGG54333 | TMC - CHILDRENS - NICU (7HP) | MHHS-TMC | [5 empty] | TMC |  | TMC - CHILDRENS - NICU (7HP) | [5 empty] | INCUBATORS, INFANT |  | INCUBATORINFANT-GE-Giraffe OmniBed |  |  |  |  | INCUBATORINFANT-GE-Giraffe OmniBed | Datex-Ohmeda | [7 empty] | Covered PM Repair - Biomedical | MHHS-TMC
NO | NO | [5 empty] | Datex-Ohmeda | 6650-0001-901 |  | HDGL51057 | TMC - CHILDRENS - NICU (7HP) | MHHS-TMC | [5 empty] | TMC |  | TMC - CHILDRENS - NICU (7HP) | [5 empty] | INCUBATORS, INFANT |  | INCUBATORINFANT-GE-Giraffe OmniBed |  |  |  |  | INCUBATORINFANT-GE-Giraffe OmniBed | Datex-Ohmeda | [7 empty] | Covered PM Repair - Biomedical | MHHS-TMC
NO | NO | [5 empty] | Datex-Ohmeda | 6650-0001-901 |  | HDGL51063 | TMC - CHILDRENS - NICU (7HP) | MHHS-TMC | [5 empty] | TMC |  | TMC - CHILDRENS - NICU (7HP) | [5 empty] | INCUBATORS, INFANT |  | INCUBATORINFANT-GE-Giraffe OmniBed |  |  |  |  | INCUBATORINFANT-GE-Giraffe OmniBed | Datex-Ohmeda | [7 empty] | Covered PM Repair - Biomedical | MHHS-TMC
NO | NO | [5 empty] | Datex-Ohmeda | 6650-0001-901 |  | HDGL50774 | TMC - CHILDRENS - NICU (7HP) | MHHS-TMC | [5 empty] | TMC |  | TMC - CHILDRENS - NICU (7HP) | [5 empty] | INCUBATORS, INFANT |  | INCUBATORINFANT-GE-Giraffe OmniBed |  |  |  |  | INCUBATORINFANT-GE-Giraffe OmniBed | Datex-Ohmeda | [7 empty] | Covered PM Repair - Biomedical | MHHS-TMC
NO | NO | [5 empty] | Datex-Ohmeda | 6650-0001-901 |  | HDGL51020 | TMC - CHILDRENS - NICU (7HP) | MHHS-TMC | [5 empty] | TMC |  | TMC - CHILDRENS - NICU (7HP) | [5 empty] | INCUBATORS, INFANT |  | INCUBATORINFANT-GE-Giraffe OmniBed |  |  |  |  | INCUBATORINFANT-GE-Giraffe OmniBed | Datex-Ohmeda | [7 empty] | Covered PM Repair - Biomedical | MHHS-TMC
NO | NO | [5 empty] | Datex-Ohmeda | 6650-0001-901 |  | HDGL51066 | TMC - CHILDRENS - NICU (7HP) | MHHS-TMC | [5 empty] | TMC |  | TMC - CHILDRENS - NICU (7HP) | [5 empty] | INCUBATORS, INFANT |  | INCUBATORINFANT-GE-Giraffe OmniBed |  |  |  |  | INCUBATORINFANT-GE-Giraffe OmniBed | Datex-Ohmeda | [7 empty] | Covered PM Repair - Biomedical | MHHS-TMC
NO | NO | [5 empty] | Datex-Ohmeda | 6650-0001-901 |  | HDGG54384 | TMC - CHILDRENS - NICU/SCU (8HP) | MHHS-TMC | [5 empty] | TMC |  | TMC - CHILDRENS - NICU/SCU (8HP) | [5 empty] | INCUBATORS, INFANT |  | INCUBATORINFANT-GE-Giraffe OmniBed |  |  |  |  | INCUBATORINFANT-GE-Giraffe OmniBed | Datex-Ohmeda | [7 empty] | Covered PM Repair - Biomedical | MHHS-TMC
NO | NO | [5 empty] | Datex-Ohmeda | 6650-0001-901 |  | HDGL51175 | TMC - CHILDRENS - NICU/SCU (8HP) | MHHS-TMC | [5 empty] | TMC |  | TMC - CHILDRENS - NICU/SCU (8HP) | [5 empty] | INCUBATORS, INFANT |  | INCUBATORINFANT-GE-Giraffe OmniBed |  |  |  |  | INCUBATORINFANT-GE-Giraffe OmniBed | Datex-Ohmeda | [7 empty] | Covered PM Repair - Biomedical | MHHS-TMC
NO | NO | [5 empty] | Datex-Ohmeda | 6650-0001-901 |  | HDGL51177 | TMC - CHILDRENS - NICU/SCU (8HP) | MHHS-TMC | [5 empty] | TMC |  | TMC - CHILDRENS - NICU/SCU (8HP) | [5 empty] | INCUBATORS, INFANT |  | INCUBATORINFANT-GE-Giraffe OmniBed |  |  |  |  | INCUBATORINFANT-GE-Giraffe OmniBed | Datex-Ohmeda | [7 empty] | Covered PM Repair - Biomedical | MHHS-TMC
NO | NO | [5 empty] | Datex-Ohmeda | 6650-0001-901 |  | HDGL51182 | TMC - CHILDRENS - RCW (8HP) | MHHS-TMC | [5 empty] | TMC |  | TMC - CHILDRENS - RCW (8HP) | [5 empty] | INCUBATORS, INFANT |  | INCUBATORINFANT-GE-Giraffe OmniBed |  |  |  |  | INCUBATORINFANT-GE-Giraffe OmniBed | Datex-Ohmeda | [7 empty] | No Coverage Specified | MHHS-TMC
NO | NO | [5 empty] | Datex-Ohmeda | 6650-0001-901 |  | HDGL51209 | TMC - CHILDRENS - RCW (8HP) | MHHS-TMC | [5 empty] | TMC |  | TMC - CHILDRENS - RCW (8HP) | [5 empty] | INCUBATORS, INFANT |  | INCUBATORINFANT-GE-Giraffe OmniBed |  |  |  |  | INCUBATORINFANT-GE-Giraffe OmniBed | Datex-Ohmeda | [7 empty] | Covered PM Repair - Biomedical | MHHS-TMC
NO | NO | [5 empty] | Datex-Ohmeda | 6650-0001-901 |  | HDGM51484 | WOODLANDS - NICU | MHHS-Woodlands | [5 empty] | Woodlands |  | WOODLANDS - NICU | [5 empty] | INCUBATORS, INFANT |  | INCUBATORINFANT-GE-Giraffe OmniBed |  |  |  |  | INCUBATORINFANT-GE-Giraffe OmniBed | Datex-Ohmeda | [7 empty] | Covered PM Repair - Biomedical | MHHS-Woodlands
NO | YES |  |  |  | 133-08498 | 133-08498 | Datex-Ohmeda | 6650-0004-901 |  | HDGU67575 | Katy-NICU | MHHS-Katy |  |  |  | 133-08498 | 133-08498 | Katy | MHHS-Katy | Katy-NICU | 305B | 8/1/19 | 8/1/20 |  |  | INCUBATORS, INFANT | Incubator, Infant | INCUBATORINFANT-GE-Giraffe OmniBed |  |  |  |  | INCUBATORINFANT-GE-Giraffe OmniBed | Datex-Ohmeda | [6 empty] | II-SA | Covered PM Repair - Biomedical | MHHS-Katy | [8 empty] | INCUBATORINFANT | Incubator, Infant | GE
NO | YES |  |  |  |  | 013-09605 | Datex-Ohmeda | 6650-0004-901 |  | HDGG54392 | SW-NICU | MHHS-Southwest |  |  |  |  | 013-09605 | Southwest | MHHS-Southwest | SW-NICU | NICU | 3/1/20 |  | 9/1/20 |  | INCUBATORS, INFANT | Incubator, Infant | INCUBATORINFANT-GE-Giraffe OmniBed |  |  |  |  | INCUBATORINFANT-GE-Giraffe OmniBed | Datex-Ohmeda | [6 empty] | II-SA | Covered PM Repair - Biomedical | MHHS-Southwest | [8 empty] | INCUBATORINFANT | Incubator, Infant | GE
NO | YES | [5 empty] | Datex-Ohmeda | 6650-0004-901 |  | HDHG54347 | SW-NICU | MHHS-Southwest | [5 empty] | Southwest | MHHS-Southwest | SW-NICU | NICU | 11/1/19 |  |  |  | INCUBATORS, INFANT | Incubator, Infant | INCUBATORINFANT-GE-Giraffe OmniBed |  |  |  |  | INCUBATORINFANT-GE-Giraffe OmniBed | Datex-Ohmeda |  |  |  |  | 4/6/19 |  | II-SA | Covered PM Repair - Biomedical | MHHS-Southwest | [8 empty] | INCUBATORINFANT | Incubator, Infant | GE
NO | YES |  |  |  |  | 013-09596 | Datex-Ohmeda | 6650-0004-901 |  | HDHG54353 | SW-NICU | MHHS-Southwest |  |  |  |  | 013-09596 | Southwest | MHHS-Southwest | SW-NICU | NICU | 2/1/20 |  | 8/1/20 |  | INCUBATORS, INFANT | Incubator, Infant | INCUBATORINFANT-GE-Giraffe OmniBed |  |  |  |  | INCUBATORINFANT-GE-Giraffe OmniBed | Datex-Ohmeda | [6 empty] | II-SA | Covered PM Repair - Biomedical | MHHS-Southwest | [8 empty] | INCUBATORINFANT | Incubator, Infant | GE
NO | YES |  |  |  |  | 013-08349 | Datex-Ohmeda | 6650-0004-901 |  | HDHF54168 | SW-NICU | MHHS-Southwest |  |  |  |  | 013-08349 | Southwest | MHHS-Southwest | SW-NICU | Nicu level 3 |  |  |  |  | INCUBATORS, INFANT | Incubator, Infant | INCUBATORINFANT-GE-Giraffe OmniBed |  |  |  |  | INCUBATORINFANT-GE-Giraffe OmniBed | Datex-Ohmeda | [6 empty] | II-SA | Covered PM Repair - Biomedical | MHHS-Southwest | [8 empty] | INCUBATORINFANT | Incubator, Infant | GE
NO | YES |  |  |  |  | 013-09598 | Datex-Ohmeda | 6650-0004-901 |  | HDHG54349 | SW-NICU | MHHS-Southwest |  |  |  |  | 013-09598 | Southwest | MHHS-Southwest | SW-NICU | NICU Level 3 | 3/1/20 |  |  |  | INCUBATORS, INFANT | Incubator, Infant | INCUBATORINFANT-GE-Giraffe OmniBed |  |  |  |  | INCUBATORINFANT-GE-Giraffe OmniBed | Datex-Ohmeda |  |  |  |  | 2/2/19 |  | II-SA | Covered PM Repair - Biomedical | MHHS-Southwest | [8 empty] | INCUBATORINFANT | Incubator, Infant | GE
NO | YES |  |  |  |  | 013-09586 | Datex-Ohmeda | 6650-0004-901 |  | HDHG54350 | SW-NICU | MHHS-Southwest |  |  |  |  | 013-09586 | Southwest | MHHS-Southwest | SW-NICU | NICU 1 | 2/1/20 |  | 2/1/21 |  | INCUBATORS, INFANT | Incubator, Infant | INCUBATORINFANT-GE-Giraffe OmniBed |  |  |  |  | INCUBATORINFANT-GE-Giraffe OmniBed | Datex-Ohmeda | [6 empty] | II-SA | Covered PM Repair - Biomedical | MHHS-Southwest | [8 empty] | INCUBATORINFANT | Incubator, Infant | GE
NO | YES |  |  |  |  | 013-09584 | Datex-Ohmeda | 6650-0004-901 |  | HDHG54352 | SW-NICU | MHHS-Southwest |  |  |  |  | 013-09584 | Southwest | MHHS-Southwest | SW-NICU | NICU | 8/1/19 |  |  |  | INCUBATORS, INFANT | Incubator, Infant | INCUBATORINFANT-GE-Giraffe OmniBed |  |  |  |  | INCUBATORINFANT-GE-Giraffe OmniBed | Datex-Ohmeda | [6 empty] | II-SA | Covered PM Repair - Biomedical | MHHS-Southwest | [8 empty] | INCUBATORINFANT | Incubator, Infant | GE
NO | YES |  |  |  |  | 013-09592 | Datex-Ohmeda | 6650-0004-901 |  | HDHG54344 | SW-NICU | MHHS-Southwest |  |  |  |  | 013-09592 | Southwest | MHHS-Southwest | SW-NICU | NICU 2 | 10/1/19 |  | 4/1/20 |  | INCUBATORS, INFANT | Incubator, Infant | INCUBATORINFANT-GE-Giraffe OmniBed |  |  |  |  | INCUBATORINFANT-GE-Giraffe OmniBed | Datex-Ohmeda | [6 empty] | II-SA | Covered PM Repair - Biomedical | MHHS-Southwest | [8 empty] | INCUBATORINFANT | Incubator, Infant | GE
NO | YES |  |  |  |  | 013-09593 | Datex-Ohmeda | 6650-0004-901 |  | HDHG54313 | SW-NICU | MHHS-Southwest |  |  |  |  | 013-09593 | Southwest | MHHS-Southwest | SW-NICU | NICU | 12/1/19 |  |  |  | INCUBATORS, INFANT | Incubator, Infant | INCUBATORINFANT-GE-Giraffe OmniBed |  |  |  |  | INCUBATORINFANT-GE-Giraffe OmniBed | Datex-Ohmeda | [6 empty] | II-SA | Covered PM Repair - Biomedical | MHHS-Southwest | [8 empty] | INCUBATORINFANT | Incubator, Infant | GE
NO | YES |  |  |  |  | 013-09594 | Datex-Ohmeda | 6650-0004-901 |  | HDHG54343 | SW-NICU | MHHS-Southwest |  |  |  |  | 013-09594 | Southwest | MHHS-Southwest | SW-NICU | NICU | 10/1/19 |  |  |  | INCUBATORS, INFANT | Incubator, Infant | INCUBATORINFANT-GE-Giraffe OmniBed |  |  |  |  | INCUBATORINFANT-GE-Giraffe OmniBed | Datex-Ohmeda | [6 empty] | II-SA | Covered PM Repair - Biomedical | MHHS-Southwest | [8 empty] | INCUBATORINFANT | Incubator, Infant | GE
NO | YES | [5 empty] | Datex-Ohmeda | 6650-0004-901 |  | HDHG54348 | SW-Nursery | MHHS-Southwest | [5 empty] | Southwest | MHHS-Southwest | SW-Nursery | Nursery | 2/1/20 |  | 8/1/20 |  | INCUBATORS, INFANT | Incubator, Infant | INCUBATORINFANT-GE-Giraffe OmniBed |  |  |  |  | INCUBATORINFANT-GE-Giraffe OmniBed | Datex-Ohmeda | [6 empty] | II-SA | Covered PM Repair - Biomedical | MHHS-Southwest | [8 empty] | INCUBATORINFANT | Incubator, Infant | GE
NO | YES | Serial Number HDGG54398 |  |  |  |  | Datex-Ohmeda | 6650-0004-901 |  | HDGG54398 | SW-NICU | MHHS-Southwest | [5 empty] | Southwest | MHHS-Southwest | SW-NICU |  | 10/22/19 |  |  |  | INCUBATORS, INFANT | Incubator, Infant | INCUBATORINFANT-GE-Giraffe OmniBed |  |  |  |  | INCUBATORINFANT-GE-Giraffe OmniBed | Datex-Ohmeda | [5 empty] | Finished from Script 3/27/2020 12:11:52pm (Central) | II-SA | Covered PM Repair - Biomedical | MHHS-Southwest | [8 empty] | INCUBATORINFANT | Incubator, Infant | GE
NO | YES | [5 empty] | Datex-Ohmeda | 6650-0004-901 |  | HDGF54042 | TMC-Children's-NICU (7Hp) | MHHS-TMC | [5 empty] | TMC | MHHS-TMC | TMC-Children's-NICU (7Hp) |  | 9/4/19 |  |  |  | INCUBATORS, INFANT |  | INCUBATORINFANT-GE-Giraffe OmniBed |  |  |  |  | INCUBATORINFANT-GE-Giraffe OmniBed | Datex-Ohmeda |  |  |  |  | 4/3/19 | Verified 3/30/2020 4:07pm (Central) |  | Covered PM Repair - Biomedical | MHHS-TMC
NO | NO | [5 empty] | Datex-Ohmeda | 6650-0004-901 |  | HDHG54345 | SW - NICU | MHHS-Southwest | [5 empty] | Southwest |  | SW - NICU | [5 empty] | INCUBATORS, INFANT |  | INCUBATORINFANT-GE-Giraffe OmniBed |  |  |  |  | INCUBATORINFANT-GE-Giraffe OmniBed | Datex-Ohmeda | [7 empty] | Covered PM Repair - Biomedical | MHHS-Southwest
NO | NO | [5 empty] | Datex-Ohmeda | 6650-0004-901 |  | HDHG54354 | SW - NICU | MHHS-Southwest | [5 empty] | Southwest |  | SW - NICU | [5 empty] | INCUBATORS, INFANT |  | INCUBATORINFANT-GE-Giraffe OmniBed |  |  |  |  | INCUBATORINFANT-GE-Giraffe OmniBed | Datex-Ohmeda | [7 empty] | Covered PM Repair - Biomedical | MHHS-Southwest
NO | YES |  |  |  |  | 142-00993 | Datex-Ohmeda | 6651-0008-901 |  | HDHM50377 | NE-NICU | MHHS-Northeast |  |  |  |  | 142-00993 | Katy | MHHS-Northeast | NE-NICU |  | 8/1/19 | 8/1/20 |  |  | INCUBATORS, INFANT | Incubator, Infant | INCUBATORINFANT-GE-Giraffe |  |  |  |  | INCUBATORINFANT-GE-Giraffe | Datex-Ohmeda | [6 empty] | II-SA | Covered PM Repair - Biomedical | MHHS-Northeast | [8 empty] | INCUBATORINFANT | Incubator, Infant | GE
NO | YES | [5 empty] | Datex-Ohmeda | 6651-0008-901 |  | HDHL50771 | TMC-Children's-RCW (8Hp) | MHHS-TMC | [5 empty] | TMC | MHHS-TMC | TMC-Children's-RCW (8Hp) |  | 9/3/19 |  |  |  | INCUBATORS, INFANT |  | INCUBATORINFANT-GE-Giraffe |  |  |  |  | INCUBATORINFANT-GE-Giraffe | Datex-Ohmeda | [5 empty] | Verified 3/30/2020 4:07pm (Central) |  | Covered PM Repair - Biomedical | MHHS-TMC
NO | NO | [5 empty] | Datex-Ohmeda | 6651-0008-901 |  | HDHL50646 | TMC - CHILDRENS - NICU (7HP) | MHHS-TMC | [5 empty] | TMC |  | TMC - CHILDRENS - NICU (7HP) | [5 empty] | INCUBATORS, INFANT |  | INCUBATORINFANT-GE-Giraffe |  |  |  |  | INCUBATORINFANT-GE-Giraffe | Datex-Ohmeda | [7 empty] | Covered PM Repair - Biomedical | MHHS-TMC
NO | NO | [5 empty] | Datex-Ohmeda | 6651-0008-901 |  | HDHL50768 | TMC - CHILDRENS - NICU (7HP) | MHHS-TMC | [5 empty] | TMC |  | TMC - CHILDRENS - NICU (7HP) | [5 empty] | INCUBATORS, INFANT |  | INCUBATORINFANT-GE-Giraffe |  |  |  |  | INCUBATORINFANT-GE-Giraffe | Datex-Ohmeda | [7 empty] | Covered PM Repair - Biomedical | MHHS-TMC
NO | NO | [5 empty] | Datex-Ohmeda | 6651-0008-901 |  | HDHL50770 | TMC - CHILDRENS - NICU (7HP) | MHHS-TMC | [5 empty] | TMC |  | TMC - CHILDRENS - NICU (7HP) | [5 empty] | INCUBATORS, INFANT |  | INCUBATORINFANT-GE-Giraffe |  |  |  |  | INCUBATORINFANT-GE-Giraffe | Datex-Ohmeda | [7 empty] | Covered PM Repair - Biomedical | MHHS-TMC
NO | NO | [5 empty] | Datex-Ohmeda | 6651-0008-901 |  | HDHL50773 | TMC - CHILDRENS - NICU/SCU (8HP) | MHHS-TMC | [5 empty] | TMC |  | TMC - CHILDRENS - NICU/SCU (8HP) | [5 empty] | INCUBATORS, INFANT |  | INCUBATORINFANT-GE-Giraffe |  |  |  |  | INCUBATORINFANT-GE-Giraffe | Datex-Ohmeda | [7 empty] | Covered PM Repair - Biomedical | MHHS-TMC
NO | NO | [5 empty] | Datex-Ohmeda | 6651-0008-901 |  | HDHL50769 | TMC - CHILDRENS - NICU/SCU (8HP) | MHHS-TMC | [5 empty] | TMC |  | TMC - CHILDRENS - NICU/SCU (8HP) | [5 empty] | INCUBATORS, INFANT |  | INCUBATORINFANT-GE-Giraffe |  |  |  |  | INCUBATORINFANT-GE-Giraffe | Datex-Ohmeda | [7 empty] | Covered PM Repair - Biomedical | MHHS-TMC
NO | NO | [5 empty] | Datex-Ohmeda | 6651-0008-901 |  | HDHL50772 | TMC - CHILDRENS - RCW (8HP) | MHHS-TMC | [5 empty] | TMC |  | TMC - CHILDRENS - RCW (8HP) | [5 empty] | INCUBATORS, INFANT |  | INCUBATORINFANT-GE-Giraffe |  |  |  |  | INCUBATORINFANT-GE-Giraffe | Datex-Ohmeda | [7 empty] | Covered PM Repair - Biomedical | MHHS-TMC
NO | NO | [5 empty] | Datex-Ohmeda | 6651-0008-901 |  | HDHL50775 | TMC - CHILDRENS - RCW (8HP) | MHHS-TMC | [5 empty] | TMC |  | TMC - CHILDRENS - RCW (8HP) | [5 empty] | INCUBATORS, INFANT |  | INCUBATORINFANT-GE-Giraffe |  |  |  |  | INCUBATORINFANT-GE-Giraffe | Datex-Ohmeda | [7 empty] | Covered PM Repair - Biomedical | MHHS-TMC
NO | YES |  |  |  | 029-01877 | 029-01877 | Datex-Ohmeda | 6651-0051-901 |  | HDHF54142 | Level 2 NICU Nursery | MHHS-Woodlands |  |  |  | 029-01877 | 029-01877 | Woodlands | Herman memorial hospital Woodlands | Level 2 NICU Nursery | Storage Room | 11/1/19 |  | 5/1/20 |  | INCUBATORS, INFANT | Incubator, Infant | INCUBATORINFANT-GE-Giraffe |  |  |  |  | INCUBATORINFANT-GE-Giraffe | Datex-Ohmeda |  |  |  |  | 10/31/17 |  | II-SA | Covered PM Repair - Biomedical | MHHS-Woodlands | [8 empty] | INCUBATORINFANT | Incubator, Infant | GE
NO | YES |  |  |  |  | 029-01878 | Datex-Ohmeda | 6651-0051-901 |  | HDHF54137 | Woodlands-NICU | MHHS-Woodlands |  |  |  |  | 029-01878 | Woodlands | MHHS-Woodlands | Woodlands-NICU | Storage room | 10/1/19 |  | 4/1/20 |  | INCUBATORS, INFANT | Incubator, Infant | INCUBATORINFANT-GE-Giraffe |  |  |  |  | INCUBATORINFANT-GE-Giraffe | Datex-Ohmeda | [6 empty] | II-SA | Covered PM Repair - Biomedical | MHHS-Woodlands | [8 empty] | INCUBATORINFANT | Incubator, Infant | GE
NO | YES |  |  |  |  | 029-01879 | Datex-Ohmeda | 6651-0051-901 |  | HDHF54138 | Woodlands-NICU | MHHS-Woodlands |  |  |  |  | 029-01879 | Woodlands | MHHS-Woodlands | Woodlands-NICU | Storage room | 11/1/19 |  | 5/1/20 |  | INCUBATORS, INFANT | Incubator, Infant | INCUBATORINFANT-GE-Giraffe |  |  |  |  | INCUBATORINFANT-GE-Giraffe | Datex-Ohmeda | [6 empty] | II-SA | Covered PM Repair - Biomedical | MHHS-Woodlands | [8 empty] | INCUBATORINFANT | Incubator, Infant | GE
NO | YES |  |  |  |  | 029-01876 | Datex-Ohmeda | 6651-0051-901 |  | HDHF54140 | Woodlands-NICU (New) | MHHS-Woodlands |  |  |  |  | 029-01876 | Woodlands | MHHS-Woodlands | Woodlands-NICU (New) | Level 2 Nursery | 11/1/19 |  | 11/1/20 |  | INCUBATORS, INFANT | Incubator, Infant | INCUBATORINFANT-GE-Giraffe |  |  |  |  | INCUBATORINFANT-GE-Giraffe | Datex-Ohmeda | [6 empty] | II-SA | Covered PM Repair - Biomedical | MHHS-Woodlands | [8 empty] | INCUBATORINFANT | Incubator, Infant | GE
YES | YES |  |  |  | 029-01846 | 029-01846 | Datex-Ohmeda | 6651-0051-901 |  | GFFF34357 | NICU 2 |  |  |  |  | 029-01846 | 029-01846 | Woodlands | Memorial Hermann Hospital Woodlands | NICU 2 | Storage Room | [5 empty] | Incubator, Infant | INCUBATORINFANT-GE-Giraffe | [12 empty] | II-SA | [10 empty] | INCUBATORINFANT | Incubator, Infant | GE
YES | YES |  |  |  | 029-01888 | 029-01888 | Datex-Ohmeda | 6651-0051-901 |  |  | NICU 2 |  |  |  |  | 029-01888 | 029-01888 | Woodlands | Memorial Hermann Hospital Woodlands | NICU 2 | Nursery Level 2 | [5 empty] | Incubator, Infant | INCUBATORINFANT-GE-Giraffe | [12 empty] | II-SA | [10 empty] | INCUBATORINFANT | Incubator, Infant | GE
YES | YES |  |  |  | 029-01893 | 029-01893 | Datex-Ohmeda | 6651-0051-901 |  |  | NICU 2 |  |  |  |  | 029-01893 | 029-01893 | Woodlands | Memorial Hermann Hospital Woodlands | NICU 2 | Nursery Level 2 | [5 empty] | Incubator, Infant | INCUBATORINFANT-GE-Giraffe | [12 empty] | II-SA | [10 empty] | INCUBATORINFANT | Incubator, Infant | GE
YES | YES |  |  |  | 029-02387 | 029-02387 | Datex-Ohmeda | 6651-0051-901 |  |  | NICU 2 |  |  |  |  | 029-02387 | 029-02387 | Woodlands | Memorial Hermann Hospital Woodlands | NICU 2 | Nursery Level 2 | [5 empty] | Incubator, Infant | INCUBATORINFANT-GE-Giraffe | [12 empty] | II-SA | [10 empty] | INCUBATORINFANT | Incubator, Infant | GE
YES | YES |  |  |  | 029-01145 | 029-01145 | Datex-Ohmeda | 6651-0051-901 |  |  | NICU 2 |  |  |  |  | 029-01145 | 029-01145 | Woodlands | Memorial Hermann Hospital Woodlands | NICU 2 | Nursery Level 2 | [5 empty] | Incubator, Infant | INCUBATORINFANT-GE-Giraffe | [12 empty] | II-SA | [10 empty] | INCUBATORINFANT | Incubator, Infant | GE
NO | NO | [5 empty] | Datex-Ohmeda | 6700-1101-900 |  | CEE0001 | TMC - CHILDRENS - CSC (9HP) | MHHS-TMC | [5 empty] | TMC |  | TMC - CHILDRENS - CSC (9HP) | [5 empty] | ASPIRATORS |  | .needs class |  |  |  |  | .needs class | Datex-Ohmeda | [7 empty] | Covered PM Repair - Biomedical | MHHS-TMC
NO | NO | [5 empty] | Datex-Ohmeda | 6700-1101-900 |  | cce0024 | WOODLANDS - OBSERVATION | MHHS-Woodlands | [5 empty] | Woodlands |  | WOODLANDS - OBSERVATION | [5 empty] | ASPIRATORS |  | .needs class |  |  |  |  | .needs class | Datex-Ohmeda | [7 empty] | Covered PM Repair - Biomedical | MHHS-Woodlands
NO | NO | [5 empty] | Datex-Ohmeda | 6700-1243-900 |  | GFFJ20075 | TMC - JONES - NEURO ICU (7J) | MHHS-TMC | [5 empty] | TMC |  | TMC - JONES - NEURO ICU (7J) | [5 empty] | FLOWMETERS, GAS |  | .needs class |  |  |  |  | .needs class | Datex-Ohmeda | [7 empty] | Covered PM Repair - Biomedical | MHHS-TMC
NO | YES |  |  |  | 041-12007 | 041-12007 | Datex-Ohmeda |  |  | JGGM10337 | MEMORIAL CITY - MHT - NICU | MHHS-Mem City |  | Regulator, Vacuum |  | 041-12007 | 041-12007 | West | West | MEMORIAL CITY - MHT - NICU | MH4:103 4M32 |  |  |  |  | FLOWMETERS, GAS |  | REGULATORVACUUM-OhmedaMedical-6705-1251-907 | REGULATORVACUUM | 6705-1251-907 |  |  |  | Ohmeda Med | Regulator, Vacuum |  |  | REGULATORVACUUM-OhmedaMedical-6705-1251-907 |  |  |  | Covered PM Repair - Biomedical | MHHS-Mem City
NO | NO |  |  |  | 069-38520 |  | Datex-Ohmeda |  |  | CATV00558 | TMC - OR - TRAINING LAB | MHHS-TMC |  | Ventilator, Anesthesia |  | 069-38520 |  | TMC |  | TMC - OR - TRAINING LAB | [5 empty] | VENTILATORS |  | VENTILATORANESTHESIA-Datex-Ohmeda-7800 | VENTILATORANESTHESIA |  |  |  |  | Datex-Ohmeda | Ventilator, Anesthesia |  | VENTILATORANESTHESIA-Datex-Ohmeda-7800 |  |  |  |  | Covered PM Repair - Biomedical | MHHS-TMC
NO | NO |  |  |  | 069-38521 |  | Datex-Ohmeda |  |  | CATV00554 | TMC - OR - TRAINING LAB | MHHS-TMC |  | Ventilator, Anesthesia |  | 069-38521 |  | TMC |  | TMC - OR - TRAINING LAB | [5 empty] | VENTILATORS |  | VENTILATORANESTHESIA-Datex-Ohmeda-7800 | VENTILATORANESTHESIA |  |  |  |  | Datex-Ohmeda | Ventilator, Anesthesia |  | VENTILATORANESTHESIA-Datex-Ohmeda-7800 |  |  |  |  | Not Covered Vendor Only - Lab Ana/Anes | MHHS-TMC
NO | NO |  |  |  | 069-38575 |  | Datex-Ohmeda |  |  | CBAW00237 | TMC - OR - TRAINING LAB | MHHS-TMC |  | Ventilator, Anesthesia |  | 069-38575 |  | TMC |  | TMC - OR - TRAINING LAB | [5 empty] | VENTILATORS |  | VENTILATORANESTHESIA-Datex-Ohmeda-7800 | VENTILATORANESTHESIA |  |  |  |  | Datex-Ohmeda | Ventilator, Anesthesia |  | VENTILATORANESTHESIA-Datex-Ohmeda-7800 |  |  |  |  | Covered PM Repair - Biomedical | MHHS-TMC
NO | NO | [5 empty] | Datex-Ohmeda |  |  | CBAE00142 | TMC - OR - TRAINING LAB | MHHS-TMC |  | Ventilator, Anesthesia |  |  |  | TMC |  | TMC - OR - TRAINING LAB | [5 empty] | VENTILATORS |  | VENTILATORANESTHESIA-Datex-Ohmeda-7800 | VENTILATORANESTHESIA |  |  |  |  | Datex-Ohmeda | Ventilator, Anesthesia |  | VENTILATORANESTHESIA-Datex-Ohmeda-7800 |  |  |  |  | Covered PM Repair - Radiology, Low End | MHHS-TMC
NO | NO |  |  |  | 069-41245 |  | Datex-Ohmeda |  |  | CBBC01153 | TMC - OR - TRAINING LAB | MHHS-TMC |  | Ventilator, Anesthesia |  | 069-41245 |  | TMC |  | TMC - OR - TRAINING LAB | [5 empty] | VENTILATORS |  | VENTILATORANESTHESIA-Datex-Ohmeda-7900 | VENTILATORANESTHESIA |  |  |  |  | Datex-Ohmeda | Ventilator, Anesthesia |  | VENTILATORANESTHESIA-Datex-Ohmeda-7900 |  |  |  |  | Covered PM Repair - Radiology, Low End | MHHS-TMC
NO | NO |  |  |  | 069-41247 |  | Datex-Ohmeda |  |  | CBBC01234 | TMC - OR - TRAINING LAB | MHHS-TMC |  | Ventilator, Anesthesia |  | 069-41247 |  | TMC |  | TMC - OR - TRAINING LAB | [5 empty] | VENTILATORS |  | VENTILATORANESTHESIA-Datex-Ohmeda-7900 | VENTILATORANESTHESIA |  |  |  |  | Datex-Ohmeda | Ventilator, Anesthesia |  | VENTILATORANESTHESIA-Datex-Ohmeda-7900 |  |  |  |  | Covered PM Repair - Biomedical | MHHS-TMC
NO | NO | [5 empty] | Datex-Ohmeda |  |  | CBBZ00823 | TMC - OR - TRAINING LAB | MHHS-TMC |  | Ventilator, Anesthesia |  |  |  | TMC |  | TMC - OR - TRAINING LAB | [5 empty] | VENTILATORS |  | VENTILATORANESTHESIA-Datex-Ohmeda-7900 | VENTILATORANESTHESIA |  |  |  |  | Datex-Ohmeda | Ventilator, Anesthesia |  | VENTILATORANESTHESIA-Datex-Ohmeda-7900 |  |  |  |  | Covered PM Repair - Lab Analyzers/Anesth | MHHS-TMC
NO | YES | [5 empty] | Datex-Ohmeda | AESPIRE |  | ANCJ00469 | MHOSH-Anesthesia | MHHS Orthopedic & Spine | [5 empty] | Central & Greater Heights | MHHS-Orthopedic & Spine | MHOSH-Anesthesia |  | 9/18/19 |  |  |  | ANESTHESIA UNITS |  | .needs class |  |  |  |  | .needs class | Datex-Ohmeda |  |  |  |  | 10/30/20 | MHOSH Inventory Dec 2019 into 2020 - Copy.xls - Newly Verified |  | Not Covered Vendor Only - Biomedical | MHHS Orthopedic & Spine
NO | YES |  |  |  | 929-00548 | 929-00548 | Datex-Ohmeda | AESPIRE |  | ANCJ00464 | MHOSH-Anesthesia | MHHS Orthopedic & Spine |  |  |  | 929-00548 | 929-00548 | Central | MHHS-Orthopedic & Spine | MHOSH-Anesthesia | HMOSH - ANESTHSIA | 9/1/19 |  | 2/1/21 |  | ANESTHESIA UNITS |  | .needs class |  |  |  |  | .needs class | Datex-Ohmeda | [5 empty] | MHOSH Inventory Dec 2019 into 2020 - Copy.xls - Already Verified |  | Covered PM Repair - Biomedical | MHHS Orthopedic & Spine
NO | YES |  |  |  | 013-07634 | 013-07634 | Datex-Ohmeda | AESTIVA 3000 |  | AMRC01080-EP Lab | SW-Cath Lab | MHHS-Southwest |  | Anesthesia Machine |  | 013-07634 | 013-07634 | Southwest | MHHS-Southwest | SW-Cath Lab | HVI EP4 | 12/1/19 |  | 6/1/20 |  | ANESTHESIA UNITS | Anesthesia Machine | ANESTHESIAMACHINE-Datex-Ohmeda-Aestiva 3000 | ANESTHESIAMACHINE | Aestiva 3000 |  |  |  | Datex-Ohmeda | Anesthesia Machine |  | ANESTHESIAMACHINE-Datex-Ohmeda-Aestiva 3000 |  | 4/3/28 |  | AM-SA | Covered PM Repair - Biomedical | MHHS-Southwest | [7 empty] | Anesthesia Machine | ANESTHESIAMACHINE | Anesthesia Machine | Datex-Ohmeda
NO | YES |  |  |  | 041-06233 | 041-06233 | Datex-Ohmeda | AESTIVA/5 7100 |  | AMFV01725-OP 8 | Memorial City-Outpatient Surgery | MHHS-Mem City |  |  |  | 041-06233 | 041-06233 | West | Memorial Hermann Memorial City Medical Center | Memorial City-Outpatient Surgery | W1 OPS OR 8 |  |  |  |  | ANESTHESIA UNITS |  | ANESTHESIAMACHINE-Datex-Ohmeda-Aespire 7100 |  |  |  |  | ANESTHESIAMACHINE-Datex-Ohmeda-Aespire 7100 | Datex-Ohmeda | [7 empty] | Covered PM Repair - Biomedical | MHHS-Mem City
NO | YES |  |  |  | 041-06236 | 041-06236 | Datex-Ohmeda | AESTIVA/5 7100 |  | AMVF01721-OP Cysto | MEMORIAL CITY - OUTPATIENT SURGERY | MHHS-Mem City |  |  |  | 041-06236 | 041-06236 | West | Memorial Hermann Memorial City Medical Center | MEMORIAL CITY - OUTPATIENT SURGERY | Memorial City - Day Surgery Room W1 300.82 OR14 |  |  |  |  | ANESTHESIA UNITS |  | ANESTHESIAMACHINE-Datex-Ohmeda-Aespire 7100 |  |  |  |  | ANESTHESIAMACHINE-Datex-Ohmeda-Aespire 7100 | Datex-Ohmeda | [7 empty] | Covered PM Repair - Biomedical | MHHS-Mem City
NO | YES |  |  |  | 041-06237 | 041-06237 | Datex-Ohmeda | AESTIVA/5 7100 |  | AMFV01724-OP 7 | MEMORIAL CITY - OUTPATIENT SURGERY | MHHS-Mem City |  |  |  | 041-06237 | 041-06237 | West | Memorial Hermann Memorial City Medical Center | MEMORIAL CITY - OUTPATIENT SURGERY | Memorial City - Day Surgery Room W1 300.82 OR14 |  |  |  |  | ANESTHESIA UNITS |  | ANESTHESIAMACHINE-Datex-Ohmeda-Aespire 7100 |  |  |  |  | ANESTHESIAMACHINE-Datex-Ohmeda-Aespire 7100 | Datex-Ohmeda | [7 empty] | Covered PM Repair - Biomedical | MHHS-Mem City
NO | NO |  |  |  | 041-06235 |  | Datex-Ohmeda | AESTIVA/5 7100 |  | AMVF01720-OP 10 | MEMORIAL CITY - ANESTHESIOLOGY | MHHS-Mem City |  |  |  | 041-06235 |  | West & Memorial City |  | MEMORIAL CITY - ANESTHESIOLOGY | [5 empty] | ANESTHESIA UNITS |  | ANESTHESIAMACHINE-Datex-Ohmeda-Aespire 7100 |  |  |  |  | ANESTHESIAMACHINE-Datex-Ohmeda-Aespire 7100 | Datex-Ohmeda | [7 empty] | Covered PM Repair - Biomedical | MHHS-Mem City
NO | NO |  |  |  | 041-07242 |  | Datex-Ohmeda | AESTIVA/5 7100 |  | AMVF01723-OP 3 | MEMORIAL CITY - ANESTHESIOLOGY | MHHS-Mem City |  |  |  | 041-07242 |  | West & Memorial City |  | MEMORIAL CITY - ANESTHESIOLOGY | [5 empty] | ANESTHESIA UNITS |  | ANESTHESIAMACHINE-Datex-Ohmeda-Aespire 7100 |  |  |  |  | ANESTHESIAMACHINE-Datex-Ohmeda-Aespire 7100 | Datex-Ohmeda | [7 empty] | Covered PM Repair - Biomedical | MHHS-Mem City
NO | YES |  |  |  | 009-03412 | 009-03412 | Datex-Ohmeda | AESTIVA/5 7900 |  | AMRG02952-Cath Lab | GH-Cath Lab | MHHS-Greater Heights |  | Anesthesia Machine |  | 009-03412 | 009-03412 | Central | MHHS-Greater Heights | GH-Cath Lab | Cathlab | 3/1/20 |  | 9/1/20 |  | ANESTHESIA UNITS | Anesthesia Machine | ANESTHESIAMACHINE-Datex-Ohmeda-Aestiva 7900 | ANESTHESIAMACHINE | Aestiva 7900 |  |  |  | Datex-Ohmeda | Anesthesia Machine |  | ANESTHESIAMACHINE-Datex-Ohmeda-Aestiva 7900 |  |  |  | AM-SA | Covered PM Repair - Biomedical | MHHS-Greater Heights | [8 empty] | ANESTHESIAMACHINE | Anesthesia Machine | Datex-Ohmeda
NO | YES |  |  |  | 009-03335 | 009-03335 | Datex-Ohmeda | AESTIVA/5 7900 |  | AMRG01212-L | GH-Labor & Delivery-OR | MHHS-Greater Heights |  | Anesthesia Machine |  | 009-03335 | 009-03335 | Central | MHHS-Greater Heights | GH-Labor & Delivery-OR | OR2 | 9/1/19 |  | 9/1/20 |  | ANESTHESIA UNITS | Anesthesia Machine | ANESTHESIAMACHINE-Datex-Ohmeda-Aestiva 7900 | ANESTHESIAMACHINE | Aestiva 7900 |  |  |  | Datex-Ohmeda | Anesthesia Machine |  | ANESTHESIAMACHINE-Datex-Ohmeda-Aestiva 7900 |  |  |  | AM-SA | Covered PM Repair - Biomedical | MHHS-Greater Heights | [8 empty] | ANESTHESIAMACHINE | Anesthesia Machine | Datex-Ohmeda
NO | YES |  |  |  | 009-03411 | 009-03411 | Datex-Ohmeda | AESTIVA/5 7900 |  | AMRG02951-OR 5 | GH-OR | MHHS-Greater Heights |  | Anesthesia Machine |  | 009-03411 | 009-03411 | Central Greater Heights | MHHS-Greater Heights | GH-OR | Room 5 | 9/1/19 |  | 3/1/20 |  | ANESTHESIA UNITS | Anesthesia Machine | ANESTHESIAMACHINE-Datex-Ohmeda-Aestiva 7900 | ANESTHESIAMACHINE | Aestiva 7900 |  |  |  | Datex-Ohmeda | Anesthesia Machine |  | ANESTHESIAMACHINE-Datex-Ohmeda-Aestiva 7900 |  |  |  | AM-SA | Covered PM Repair - Biomedical | MHHS-Greater Heights | [8 empty] | ANESTHESIAMACHINE | Anesthesia Machine | Datex-Ohmeda
NO | YES |  |  |  | 009-03554 | 009-03554 | Datex-Ohmeda | AESTIVA/5 7900 |  | AMRH00634-OR 4 | GH-OR | MHHS-Greater Heights |  | Anesthesia Machine |  | 009-03554 | 009-03554 | Central | MHHS-Greater Heights | GH-OR | OR 4 | 9/1/19 |  |  |  | ANESTHESIA UNITS | Anesthesia Machine | ANESTHESIAMACHINE-Datex-Ohmeda-Aestiva 7900 | ANESTHESIAMACHINE | Aestiva 7900 |  |  |  | Datex-Ohmeda | Anesthesia Machine |  | ANESTHESIAMACHINE-Datex-Ohmeda-Aestiva 7900 |  |  |  | AM-SA | Covered PM Repair - Biomedical | MHHS-Greater Heights | [8 empty] | ANESTHESIAMACHINE | Anesthesia Machine | Datex-Ohmeda
NO | YES |  |  |  | 009-04619 | 009-04619 | Datex-Ohmeda | AESTIVA/5 7900 |  | AMRJ00552-OR 2 | GH-OR Anesthesia | MHHS-Greater Heights |  | Anesthesia Machine |  | 009-04619 | 009-04619 | Central | MHHS-Greater Heights | GH-OR Anesthesia | OR | 9/1/19 |  | 3/1/20 |  | ANESTHESIA UNITS | Anesthesia Machine | ANESTHESIAMACHINE-Datex-Ohmeda-Aestiva 7900 | ANESTHESIAMACHINE | Aestiva 7900 |  |  |  | Datex-Ohmeda | Anesthesia Machine |  | ANESTHESIAMACHINE-Datex-Ohmeda-Aestiva 7900 |  |  |  | AM-SA | Covered PM Repair - Biomedical | MHHS-Greater Heights | [8 empty] | ANESTHESIAMACHINE | Anesthesia Machine | Datex-Ohmeda
NO | YES |  |  |  | 009-04620 | 009-04620 | Datex-Ohmeda | AESTIVA/5 7900 |  | AMRJ00551-OR 9 | GH-OR Anesthesia | MHHS-Greater Heights |  | Anesthesia Machine |  | 009-04620 | 009-04620 | Central | MHHS-Greater Heights | GH-OR Anesthesia | OR | 9/1/19 |  | 9/1/20 |  | ANESTHESIA UNITS | Anesthesia Machine | ANESTHESIAMACHINE-Datex-Ohmeda-Aestiva 7900 | ANESTHESIAMACHINE | Aestiva 7900 |  |  |  | Datex-Ohmeda | Anesthesia Machine |  | ANESTHESIAMACHINE-Datex-Ohmeda-Aestiva 7900 |  |  |  | AM-SA | Covered PM Repair - Biomedical | MHHS-Greater Heights | [8 empty] | ANESTHESIAMACHINE | Anesthesia Machine | Datex-Ohmeda
NO | YES |  |  |  | 009-04621 | 009-04621 | Datex-Ohmeda | AESTIVA/5 7900 |  | AMRJ00554-OR 10 | GH-OR | MHHS-Greater Heights |  | Anesthesia Machine |  | 009-04621 | 009-04621 | Central | MHHS-Greater Heights | GH-OR | OR | 9/1/19 |  | 9/1/20 |  | ANESTHESIA UNITS | Anesthesia Machine | ANESTHESIAMACHINE-Datex-Ohmeda-Aestiva 7900 | ANESTHESIAMACHINE | Aestiva 7900 |  |  |  | Datex-Ohmeda | Anesthesia Machine |  | ANESTHESIAMACHINE-Datex-Ohmeda-Aestiva 7900 |  |  |  | AM-SA | Covered PM Repair - Biomedical | MHHS-Greater Heights | [8 empty] | ANESTHESIAMACHINE | Anesthesia Machine | Datex-Ohmeda
NO | YES |  |  |  | 009-04622 | 009-04622 | Datex-Ohmeda | AESTIVA/5 7900 |  | AMRJ00553-OR 6 | GH-OR | MHHS-Greater Heights |  | Anesthesia Machine |  | 009-04622 | 009-04622 | Central Greater Heights | MHHS-Greater Heights | GH-OR | Room 6 | 9/1/19 |  | 3/1/20 |  | ANESTHESIA UNITS | Anesthesia Machine | ANESTHESIAMACHINE-Datex-Ohmeda-Aestiva 7900 | ANESTHESIAMACHINE | Aestiva 7900 |  |  |  | Datex-Ohmeda | Anesthesia Machine |  | ANESTHESIAMACHINE-Datex-Ohmeda-Aestiva 7900 |  |  |  | AM-SA | Covered PM Repair - Biomedical | MHHS-Greater Heights | [8 empty] | ANESTHESIAMACHINE | Anesthesia Machine | Datex-Ohmeda
NO | YES |  |  |  | 133-02687 | 133-02687 | Datex-Ohmeda | AESTIVA/5 7900 |  | AMRJ03276-Endo1 | Katy-PACU | MHHS-Katy |  | Anesthesia Machine |  | 133-02687 | 133-02687 | Katy | MHHS-Katy | Katy-PACU | Endoscopy 1 |  |  |  |  | ANESTHESIA UNITS | Anesthesia Machine | ANESTHESIAMACHINE-Datex-Ohmeda-Aestiva 7900 | ANESTHESIAMACHINE | Aestiva 7900 |  |  |  | Datex-Ohmeda | Anesthesia Machine |  | ANESTHESIAMACHINE-Datex-Ohmeda-Aestiva 7900 |  |  |  | AM-SA | Covered PM Repair - Biomedical | MHHS-Katy | [8 empty] | ANESTHESIAMACHINE | Anesthesia Machine | Datex-Ohmeda
NO | YES |  |  |  | 133-02522 | 133-02522 | Datex-Ohmeda | AESTIVA/5 7900 |  | AMRH03321-OR4 | Katy-OR | MHHS-Katy |  | Anesthesia Machine |  | 133-02522 | 133-02522 | Katy | MHHS-Katy | Katy-OR | OR 4 | 2/1/20 | 8/1/20 |  |  | ANESTHESIA UNITS | Anesthesia Machine | ANESTHESIAMACHINE-Datex-Ohmeda-Aestiva 7900 | ANESTHESIAMACHINE | Aestiva 7900 |  |  |  | Datex-Ohmeda | Anesthesia Machine |  | ANESTHESIAMACHINE-Datex-Ohmeda-Aestiva 7900 |  |  |  | AM-SA | Covered PM Repair - Biomedical | MHHS-Katy | [8 empty] | ANESTHESIAMACHINE | Anesthesia Machine | Datex-Ohmeda
NO | YES |  |  |  | 133-02531 | 133-02531 | Datex-Ohmeda | AESTIVA/5 7900 |  | AMRH03320-OR3 | Katy-OR | MHHS-Katy |  | Anesthesia Machine |  | 133-02531 | 133-02531 | Katy | MHHS-Katy | Katy-OR | OR 3 | 2/1/20 | 8/1/20 |  |  | ANESTHESIA UNITS | Anesthesia Machine | ANESTHESIAMACHINE-Datex-Ohmeda-Aestiva 7900 | ANESTHESIAMACHINE | Aestiva 7900 |  |  |  | Datex-Ohmeda | Anesthesia Machine |  | ANESTHESIAMACHINE-Datex-Ohmeda-Aestiva 7900 |  |  |  | AM-SA | Covered PM Repair - Biomedical | MHHS-Katy | [8 empty] | ANESTHESIAMACHINE | Anesthesia Machine | Datex-Ohmeda
NO | YES |  |  |  | 133-02603 | 133-02603 | Datex-Ohmeda | AESTIVA/5 7900 |  | AMRJ02252-OR1 | Katy-OR | MHHS-Katy |  | Anesthesia Machine |  | 133-02603 | 133-02603 | Katy | MHHS-Katy | Katy-OR | OR1 | 2/1/20 | 8/1/20 |  |  | ANESTHESIA UNITS | Anesthesia Machine | ANESTHESIAMACHINE-Datex-Ohmeda-Aestiva 7900 | ANESTHESIAMACHINE | Aestiva 7900 |  |  |  | Datex-Ohmeda | Anesthesia Machine |  | ANESTHESIAMACHINE-Datex-Ohmeda-Aestiva 7900 |  |  |  | AM-SA | Covered PM Repair - Biomedical | MHHS-Katy | [8 empty] | ANESTHESIAMACHINE | Anesthesia Machine | Datex-Ohmeda
NO | YES |  |  |  | 133-06095 | 133-06095 | Datex-Ohmeda | AESTIVA/5 7900 |  | AMRL02530-Cysto | Katy-OR | MHHS-Katy |  | Anesthesia Machine |  | 133-06095 | 133-06095 | Katy | MHHS-Katy | Katy-OR | Cystology Procedure Room 5 |  |  |  |  | ANESTHESIA UNITS | Anesthesia Machine | ANESTHESIAMACHINE-Datex-Ohmeda-Aestiva 7900 | ANESTHESIAMACHINE | Aestiva 7900 |  |  |  | Datex-Ohmeda | Anesthesia Machine |  | ANESTHESIAMACHINE-Datex-Ohmeda-Aestiva 7900 |  | 11/8/16 |  | AM-SA | Covered PM Repair - Biomedical | MHHS-Katy | [8 empty] | ANESTHESIAMACHINE | Anesthesia Machine | Datex-Ohmeda
NO | YES |  |  |  | 133-09720 | 133-09720 | Datex-Ohmeda | AESTIVA/5 7900 |  | AMRH03319-OR2 | Katy-OR | MHHS-Katy |  | Anesthesia Machine |  | 133-09720 | 133-09720 | Katy | MHHS-Katy | Katy-OR | OR | 8/1/19 | 8/1/20 |  |  | ANESTHESIA UNITS | Anesthesia Machine | ANESTHESIAMACHINE-Datex-Ohmeda-Aestiva 7900 | ANESTHESIAMACHINE | Aestiva 7900 |  |  |  | Datex-Ohmeda | Anesthesia Machine |  | ANESTHESIAMACHINE-Datex-Ohmeda-Aestiva 7900 |  |  |  | AM-SA | Covered PM Repair - Biomedical | MHHS-Katy | [8 empty] | ANESTHESIAMACHINE | Anesthesia Machine | Datex-Ohmeda
NO | YES |  |  |  | 133-02604 | 133-02604 | Datex-Ohmeda | AESTIVA/5 7900 |  | AMRJ02251-L | Katy-OR | MHHS-Katy |  | Anesthesia Machine |  | 133-02604 | 133-02604 | Katy | MHHS-Katy | Katy-OR | C SECTION OR1 | 2/1/20 | 8/1/20 |  |  | ANESTHESIA UNITS | Anesthesia Machine | ANESTHESIAMACHINE-Datex-Ohmeda-Aestiva 7900 | ANESTHESIAMACHINE | Aestiva 7900 |  |  |  | Datex-Ohmeda | Anesthesia Machine |  | ANESTHESIAMACHINE-Datex-Ohmeda-Aestiva 7900 |  |  |  | AM-SA | Covered PM Repair - Biomedical | MHHS-Katy | [8 empty] | ANESTHESIAMACHINE | Anesthesia Machine | Datex-Ohmeda
NO | YES |  |  |  | 133-02686 | 133-02686 | Datex-Ohmeda | AESTIVA/5 7900 |  | AMRJ03277-L | Katy-Labor & Delivery OR | MHHS-Katy |  | Anesthesia Machine |  | 133-02686 | 133-02686 | Katy | MHHS-Katy | Katy-Labor & Delivery OR | Csection or 2 | 2/1/20 | 8/1/20 |  |  | ANESTHESIA UNITS | Anesthesia Machine | ANESTHESIAMACHINE-Datex-Ohmeda-Aestiva 7900 | ANESTHESIAMACHINE | Aestiva 7900 |  |  |  | Datex-Ohmeda | Anesthesia Machine |  | ANESTHESIAMACHINE-Datex-Ohmeda-Aestiva 7900 |  |  |  | AM-SA | Covered PM Repair - Biomedical | MHHS-Katy | [8 empty] | ANESTHESIAMACHINE | Anesthesia Machine | Datex-Ohmeda
NO | YES |  |  |  | 041-07542 | 041-07542 | Datex-Ohmeda | AESTIVA/5 7900 |  | AMRG02880-OP 9 | MEMORIAL CITY - Outpatient | MHHS-Mem City |  | Anesthesia Machine |  | 041-07542 | 041-07542 | West | Memorial Hermann Memorial City Medical Center | MEMORIAL CITY - Outpatient | MEMORIAL CITY - OUTPATIENT |  |  |  |  | ANESTHESIA UNITS |  | ANESTHESIAMACHINE-Datex-Ohmeda-Aestiva 7900 | ANESTHESIAMACHINE | Aestiva 7900 |  |  |  | Datex-Ohmeda | Anesthesia Machine |  | ANESTHESIAMACHINE-Datex-Ohmeda-Aestiva 7900 |  |  |  |  | Covered PM Repair - Biomedical | MHHS-Mem City
NO | YES |  |  |  | 041-08040 | 041-08040 | Datex-Ohmeda | AESTIVA/5 7900 |  | AMRJ03411-L | Memorial City-Labor & Delivery | MHHS-Mem City |  | Anesthesia Machine |  | 041-08040 | 041-08040 | West | MHHS-Mem City | Memorial City-Labor & Delivery | OR 2 | 10/1/19 |  | 4/1/20 |  | ANESTHESIA UNITS |  | ANESTHESIAMACHINE-Datex-Ohmeda-Aestiva 7900 | ANESTHESIAMACHINE | Aestiva 7900 |  |  |  | Datex-Ohmeda | Anesthesia Machine |  | ANESTHESIAMACHINE-Datex-Ohmeda-Aestiva 7900 |  |  |  |  | Covered PM Repair - Biomedical | MHHS-Mem City
NO | YES |  |  |  | 041-10493 | 041-10493 | Datex-Ohmeda | AESTIVA/5 7900 |  | AMRL01089-Spare | MEMORIAL CITY - ANESTHESIOLOGY | MHHS-Mem City |  | Anesthesia Machine |  | 041-10493 | 041-10493 | West | Memorial Hermann Memorial City Medical Center | MEMORIAL CITY - ANESTHESIOLOGY | 10 floor storage |  |  |  |  | ANESTHESIA UNITS |  | ANESTHESIAMACHINE-Datex-Ohmeda-Aestiva 7900 | ANESTHESIAMACHINE | Aestiva 7900 |  |  |  | Datex-Ohmeda | Anesthesia Machine |  | ANESTHESIAMACHINE-Datex-Ohmeda-Aestiva 7900 |  |  |  |  | Covered PM Repair - Biomedical | MHHS-Mem City
NO | YES |  |  |  | 041-10899 | 041-10899 | Datex-Ohmeda | AESTIVA/5 7900 |  | AMRL01532-MOR 5 | MEMORIAL CITY MOR | MHHS-Mem City |  | Anesthesia Machine |  | 041-10899 | 041-10899 | West | Memorial Hermann Memorial City Medical Center | MEMORIAL CITY MOR | MEMORIAL CITY MOR |  |  |  |  | ANESTHESIA UNITS |  | ANESTHESIAMACHINE-Datex-Ohmeda-Aestiva 7900 | ANESTHESIAMACHINE | Aestiva 7900 |  |  |  | Datex-Ohmeda | Anesthesia Machine |  | ANESTHESIAMACHINE-Datex-Ohmeda-Aestiva 7900 |  |  |  |  | Covered PM Repair - Biomedical | MHHS-Mem City
NO | YES |  |  |  | 041-10900 | 041-10900 | Datex-Ohmeda | AESTIVA/5 7900 |  | AMRL01529-MOR 9 | MEMORIAL CITY - | MHHS-Mem City |  | Anesthesia Machine |  | 041-10900 | 041-10900 | West | Memorial Hermann Memorial City Medical Center | MEMORIAL CITY - | MEMORIAL CITY - MOR |  |  |  |  | ANESTHESIA UNITS |  | ANESTHESIAMACHINE-Datex-Ohmeda-Aestiva 7900 | ANESTHESIAMACHINE | Aestiva 7900 |  |  |  | Datex-Ohmeda | Anesthesia Machine |  | ANESTHESIAMACHINE-Datex-Ohmeda-Aestiva 7900 |  |  |  |  | Covered PM Repair - Biomedical | MHHS-Mem City
NO | YES |  |  |  | 041-10915 | 041-10915 | Datex-Ohmeda | AESTIVA/5 7900 |  | AMRL01527-L |  | MHHS-Mem City |  | Anesthesia Machine |  | 041-10915 | 041-10915 | West | Women?s Memorial Hermann Memorial City Hospital |  | Memorial City - Labor | 10/1/19 |  |  |  | ANESTHESIA UNITS |  | ANESTHESIAMACHINE-Datex-Ohmeda-Aestiva 7900 | ANESTHESIAMACHINE | Aestiva 7900 |  |  |  | Datex-Ohmeda | Anesthesia Machine |  | ANESTHESIAMACHINE-Datex-Ohmeda-Aestiva 7900 |  |  |  |  | Covered PM Repair - Biomedical | MHHS-Mem City
NO | YES |  |  |  | 041-13569 | 041-13569 | Datex-Ohmeda | AESTIVA/5 7900 |  | AMRN00514-OPSC#6 | MEMORIAL CITY - Outpatient | MHHS-Mem City |  | Anesthesia Machine |  | 041-13569 | 041-13569 | West | Memorial Hermann Memorial City Medical Center | MEMORIAL CITY - Outpatient | MEMORIAL CITY - OUTPATIENT |  |  |  |  | ANESTHESIA UNITS |  | ANESTHESIAMACHINE-Datex-Ohmeda-Aestiva 7900 | ANESTHESIAMACHINE | Aestiva 7900 |  |  |  | Datex-Ohmeda | Anesthesia Machine |  | ANESTHESIAMACHINE-Datex-Ohmeda-Aestiva 7900 |  |  |  |  | Covered PM Repair - Biomedical | MHHS-Mem City
NO | YES |  |  |  | 041-14177 | 041-14177 | Datex-Ohmeda | AESTIVA/5 7900 |  | AMRM00591-L | MEMORIAL CITY - ANESTHESIOLOGY | MHHS-Mem City |  | Anesthesia Machine |  | 041-14177 | 041-14177 | West | Memorial City | MEMORIAL CITY - ANESTHESIOLOGY | O.R1 L | 10/1/19 |  |  |  | ANESTHESIA UNITS |  | ANESTHESIAMACHINE-Datex-Ohmeda-Aestiva 7900 | ANESTHESIAMACHINE | Aestiva 7900 |  |  |  | Datex-Ohmeda | Anesthesia Machine |  | ANESTHESIAMACHINE-Datex-Ohmeda-Aestiva 7900 |  |  |  |  | Covered PM Repair - Biomedical | MHHS-Mem City
NO | YES |  |  |  | 041-16565 | 041-16565 | Datex-Ohmeda | AESTIVA/5 7900 |  | AMRP01415-OP 14 | MEMORIAL CITY - OUTPATIENT SURGERY | MHHS-Mem City |  | Anesthesia Machine |  | 041-16565 | 041-16565 | West | Memorial City - Memorial Hermann Hospital West Tower | MEMORIAL CITY - OUTPATIENT SURGERY | W1 300.94 OR 7 |  |  |  |  | ANESTHESIA UNITS |  | ANESTHESIAMACHINE-Datex-Ohmeda-Aestiva 7900 | ANESTHESIAMACHINE | Aestiva 7900 |  |  |  | Datex-Ohmeda | Anesthesia Machine |  | ANESTHESIAMACHINE-Datex-Ohmeda-Aestiva 7900 |  |  |  |  | Covered PM Repair - Biomedical | MHHS-Mem City
NO | YES |  |  |  | 142-00002 | 142-00002 | Datex-Ohmeda | AESTIVA/5 7900 |  | AMRK00763-OR 5 | NE-PACU | MHHS-Northeast |  | Anesthesia Machine |  | 142-00002 | 142-00002 | Katy | MHHS-Northeast | NE-PACU | PACU | 12/1/19 | 6/1/20 |  |  | ANESTHESIA UNITS | Anesthesia Machine | ANESTHESIAMACHINE-Datex-Ohmeda-Aestiva 7900 | ANESTHESIAMACHINE | Aestiva 7900 |  |  |  | Datex-Ohmeda | Anesthesia Machine |  | ANESTHESIAMACHINE-Datex-Ohmeda-Aestiva 7900 |  |  |  | AM-SA | Covered PM Repair - Biomedical | MHHS-Northeast | [8 empty] | ANESTHESIAMACHINE | Anesthesia Machine | Datex-Ohmeda
NO | YES |  |  |  | 142-00019 | 142-00019 | Datex-Ohmeda | AESTIVA/5 7900 |  | AMRJ00439-L | NE-Labor & Delivery | MHHS-Northeast |  | Anesthesia Machine |  | 142-00019 | 142-00019 | Katy | MHHS-Northeast | NE-Labor & Delivery | OR 1 | 12/1/19 | 6/1/20 |  |  | ANESTHESIA UNITS | Anesthesia Machine | ANESTHESIAMACHINE-Datex-Ohmeda-Aestiva 7900 | ANESTHESIAMACHINE | Aestiva 7900 |  |  |  | Datex-Ohmeda | Anesthesia Machine |  | ANESTHESIAMACHINE-Datex-Ohmeda-Aestiva 7900 |  |  |  | AM-SA | Covered PM Repair - Biomedical | MHHS-Northeast | [8 empty] | ANESTHESIAMACHINE | Anesthesia Machine | Datex-Ohmeda
NO | YES |  |  |  | 142-04812 | 142-04812 | Datex-Ohmeda | AESTIVA/5 7900 |  | AMRG02945-OR 6 | NE-Anesthesia | MHHS-Northeast |  | Anesthesia Machine |  | 142-04812 | 142-04812 | Katy | MHHS-Northeast | NE-Anesthesia | Procedure 4 | 12/1/19 | 6/1/20 |  |  | ANESTHESIA UNITS | Anesthesia Machine | ANESTHESIAMACHINE-Datex-Ohmeda-Aestiva 7900 | ANESTHESIAMACHINE | Aestiva 7900 |  |  |  | Datex-Ohmeda | Anesthesia Machine |  | ANESTHESIAMACHINE-Datex-Ohmeda-Aestiva 7900 |  |  |  | AM-SA | Covered PM Repair - Biomedical | MHHS-Northeast | [8 empty] | ANESTHESIAMACHINE | Anesthesia Machine | Datex-Ohmeda
NO | YES |  |  |  | 142-04831 | 142-04831 | Datex-Ohmeda | AESTIVA/5 7900 |  | AMRG02947-OR 7 | NE-Anesthesia | MHHS-Northeast |  | Anesthesia Machine |  | 142-04831 | 142-04831 | Katy | MHHS-Northeast | NE-Anesthesia | Storage room 5 | 12/1/19 | 6/1/20 |  |  | ANESTHESIA UNITS | Anesthesia Machine | ANESTHESIAMACHINE-Datex-Ohmeda-Aestiva 7900 | ANESTHESIAMACHINE | Aestiva 7900 |  |  |  | Datex-Ohmeda | Anesthesia Machine |  | ANESTHESIAMACHINE-Datex-Ohmeda-Aestiva 7900 |  |  |  | AM-SA | Covered PM Repair - Biomedical | MHHS-Northeast | [8 empty] | ANESTHESIAMACHINE | Anesthesia Machine | Datex-Ohmeda
NO | YES |  |  |  | 142-04937 | 142-04937 | Datex-Ohmeda | AESTIVA/5 7900 |  | AMRG00183-storage | NE-OR Holding | MHHS-Northeast |  | Anesthesia Machine |  | 142-04937 | 142-04937 | Katy | MHHS-Northeast | NE-OR Holding | Pacu 13 | 12/1/19 | 6/1/20 |  |  | ANESTHESIA UNITS | Anesthesia Machine | ANESTHESIAMACHINE-Datex-Ohmeda-Aestiva 7900 | ANESTHESIAMACHINE | Aestiva 7900 |  |  |  | Datex-Ohmeda | Anesthesia Machine |  | ANESTHESIAMACHINE-Datex-Ohmeda-Aestiva 7900 |  |  |  | AM-SA | Covered PM Repair - Biomedical | MHHS-Northeast | [8 empty] | ANESTHESIAMACHINE | Anesthesia Machine | Datex-Ohmeda
NO | YES |  |  |  | 142-04955 | 142-04955 | Datex-Ohmeda | AESTIVA/5 7900 |  | AMRG02946-Endo | NE-PACU | MHHS-Northeast |  | Anesthesia Machine |  | 142-04955 | 142-04955 | Katy | MHHS-Northeast | NE-PACU | PACU |  |  |  |  | ANESTHESIA UNITS | Anesthesia Machine | ANESTHESIAMACHINE-Datex-Ohmeda-Aestiva 7900 | ANESTHESIAMACHINE | Aestiva 7900 |  |  |  | Datex-Ohmeda | Anesthesia Machine |  | ANESTHESIAMACHINE-Datex-Ohmeda-Aestiva 7900 |  |  |  | AM-SA | Covered PM Repair - Biomedical | MHHS-Northeast | [8 empty] | ANESTHESIAMACHINE | Anesthesia Machine | Datex-Ohmeda
NO | YES |  |  |  | 142-03888 | 142-03888 | Datex-Ohmeda | AESTIVA/5 7900 |  | AMRJ00492-L | NE-Labor & Delivery | MHHS-Northeast |  | Anesthesia Machine |  | 142-03888 | 142-03888 | Katy | MHHS-Northeast | NE-Labor & Delivery | OR 1 | 12/1/19 | 6/1/20 |  |  | ANESTHESIA UNITS | Anesthesia Machine | ANESTHESIAMACHINE-Datex-Ohmeda-Aestiva 7900 | ANESTHESIAMACHINE | Aestiva 7900 |  |  |  | Datex-Ohmeda | Anesthesia Machine |  | ANESTHESIAMACHINE-Datex-Ohmeda-Aestiva 7900 |  |  |  | AM-SA | Covered PM Repair - Biomedical | MHHS-Northeast | [8 empty] | ANESTHESIAMACHINE | Anesthesia Machine | Datex-Ohmeda
NO | YES |  |  |  | 005-09231 | 005-09231 | Datex-Ohmeda | AESTIVA/5 7900 |  | AMRJ01758-L | SE-Labor & Delivery | MHHS-Southeast |  | Anesthesia Machine |  | 005-09231 | 005-09231 | Southeast | MHHS-Southeast | SE-Labor & Delivery | Delivery OR 2 |  |  | 4/1/20 | No pm label | ANESTHESIA UNITS |  | ANESTHESIAMACHINE-Datex-Ohmeda-Aestiva 7900 | ANESTHESIAMACHINE | Aestiva 7900 |  |  |  | Datex-Ohmeda | Anesthesia Machine |  | ANESTHESIAMACHINE-Datex-Ohmeda-Aestiva 7900 |  |  |  |  | Covered PM Repair - Biomedical | MHHS-Southeast
NO | YES |  |  |  | 005-09232 | 005-09232 | Datex-Ohmeda | AESTIVA/5 7900 |  | AMRK00257-L | SE-Labor & Delivery | MHHS-Southeast |  | Anesthesia Machine |  | 005-09232 | 005-09232 | Southeast | MHHS-Southeast | SE-Labor & Delivery | Or 1 | 2/1/19 |  | 8/1/20 |  | ANESTHESIA UNITS |  | ANESTHESIAMACHINE-Datex-Ohmeda-Aestiva 7900 | ANESTHESIAMACHINE | Aestiva 7900 |  |  |  | Datex-Ohmeda | Anesthesia Machine |  | ANESTHESIAMACHINE-Datex-Ohmeda-Aestiva 7900 |  |  |  |  | Covered PM Repair - Biomedical | MHHS-Southeast
NO | YES |  |  |  | 005-04493 | 005-04493 | Datex-Ohmeda | AESTIVA/5 7900 |  | AMRH02121-OR3 | Memorial Hermann- South East OR | MHHS-Southeast |  | Anesthesia Machine |  | 005-04493 | 005-04493 | Southeast & Bay Area | Memorial Hermann- South East | Memorial Hermann- South East OR | OR3 | 10/1/19 |  | 4/1/20 |  | ANESTHESIA UNITS |  | ANESTHESIAMACHINE-Datex-Ohmeda-Aestiva 7900 | ANESTHESIAMACHINE | Aestiva 7900 |  |  |  | Datex-Ohmeda | Anesthesia Machine |  | ANESTHESIAMACHINE-Datex-Ohmeda-Aestiva 7900 |  |  |  |  | Covered PM Repair - Biomedical | MHHS-Southeast
NO | YES |  |  |  | 005-05639 | 005-05639 | Datex-Ohmeda | AESTIVA/5 7900 |  | AMRJ01587-CYSTO | SE-OR | MHHS-Southeast |  | Anesthesia Machine |  | 005-05639 | 005-05639 | Southeast | MHHS-Southeast | SE-OR | Cysto | 10/1/19 |  | 4/1/20 |  | ANESTHESIA UNITS |  | ANESTHESIAMACHINE-Datex-Ohmeda-Aestiva 7900 | ANESTHESIAMACHINE | Aestiva 7900 |  |  |  | Datex-Ohmeda | Anesthesia Machine |  | ANESTHESIAMACHINE-Datex-Ohmeda-Aestiva 7900 |  |  |  |  | Covered PM Repair - Biomedical | MHHS-Southeast
NO | YES |  |  |  | 005-05640 | 005-05640 | Datex-Ohmeda | AESTIVA/5 7900 |  | AMRH02126-OR6 | SE-OR | MHHS-Southeast |  | Anesthesia Machine |  | 005-05640 | 005-05640 | Southeast | MHHS-Southeast | SE-OR | SE - OR | 10/1/19 |  | 4/1/20 |  | ANESTHESIA UNITS |  | ANESTHESIAMACHINE-Datex-Ohmeda-Aestiva 7900 | ANESTHESIAMACHINE | Aestiva 7900 |  |  |  | Datex-Ohmeda | Anesthesia Machine |  | ANESTHESIAMACHINE-Datex-Ohmeda-Aestiva 7900 |  |  |  |  | Covered PM Repair - Biomedical | MHHS-Southeast
NO | YES |  |  |  | 005-05641 | 005-05641 | Datex-Ohmeda | AESTIVA/5 7900 |  | AMRH02127-OR2 | SE-OR | MHHS-Southeast |  | Anesthesia Machine |  | 005-05641 | 005-05641 | Southeast | MHHS-Southeast | SE-OR | SE -OR | 10/1/19 |  | 4/1/20 |  | ANESTHESIA UNITS |  | ANESTHESIAMACHINE-Datex-Ohmeda-Aestiva 7900 | ANESTHESIAMACHINE | Aestiva 7900 |  |  |  | Datex-Ohmeda | Anesthesia Machine |  | ANESTHESIAMACHINE-Datex-Ohmeda-Aestiva 7900 |  |  |  |  | Covered PM Repair - Biomedical | MHHS-Southeast
NO | YES |  |  |  | 005-05642 | 005-05642 | Datex-Ohmeda | AESTIVA/5 7900 |  | AMRK01912-OR5 | SE-OR | MHHS-Southeast |  | Anesthesia Machine |  | 005-05642 | 005-05642 | Southeast | MHHS-Southeast | SE-OR | Or 5 | 10/1/19 |  | 4/1/20 |  | ANESTHESIA UNITS |  | ANESTHESIAMACHINE-Datex-Ohmeda-Aestiva 7900 | ANESTHESIAMACHINE | Aestiva 7900 |  |  |  | Datex-Ohmeda | Anesthesia Machine |  | ANESTHESIAMACHINE-Datex-Ohmeda-Aestiva 7900 |  |  |  |  | Covered PM Repair - Biomedical | MHHS-Southeast
NO | YES |  |  |  | 005-05815 | 005-05815 | Datex-Ohmeda | AESTIVA/5 7900 |  | AMRH02120-Back Hall | SE-OR-Anesthesia | MHHS-Southeast |  | Anesthesia Machine |  | 005-05815 | 005-05815 | Southeast | MHHS-Southeast | SE-OR-Anesthesia | OR - ANESTHESIA | 10/1/19 |  |  |  | ANESTHESIA UNITS |  | ANESTHESIAMACHINE-Datex-Ohmeda-Aestiva 7900 | ANESTHESIAMACHINE | Aestiva 7900 |  |  |  | Datex-Ohmeda | Anesthesia Machine |  | ANESTHESIAMACHINE-Datex-Ohmeda-Aestiva 7900 |  |  |  |  | Covered PM Repair - Biomedical | MHHS-Southeast
NO | YES |  |  |  | 005-05818 | 005-05818 | Datex-Ohmeda | AESTIVA/5 7900 |  | AMRJ02536-Endo | SE-Esophageal Disease Center | MHHS-Southeast |  | Anesthesia Machine |  | 005-05818 | 005-05818 | Southeast | MHHS-Southeast | SE-Esophageal Disease Center | Procedure 5 | 4/1/19 |  | 4/1/20 |  | ANESTHESIA UNITS |  | ANESTHESIAMACHINE-Datex-Ohmeda-Aestiva 7900 | ANESTHESIAMACHINE | Aestiva 7900 |  |  |  | Datex-Ohmeda | Anesthesia Machine |  | ANESTHESIAMACHINE-Datex-Ohmeda-Aestiva 7900 |  |  |  |  | Covered PM Repair - Biomedical | MHHS-Southeast
NO | YES |  |  |  | 005-05819 | 005-05819 | Datex-Ohmeda | AESTIVA/5 7900 |  | AMRJ02534-OR6 | SE - ANESTHESIA | MHHS-Southeast |  | Anesthesia Machine |  | 005-05819 | 005-05819 | Southeast | Memorial Hermann Southeast Hospital | SE - ANESTHESIA | OR 7 | 10/1/19 |  | 10/1/20 |  | ANESTHESIA UNITS |  | ANESTHESIAMACHINE-Datex-Ohmeda-Aestiva 7900 | ANESTHESIAMACHINE | Aestiva 7900 |  |  |  | Datex-Ohmeda | Anesthesia Machine |  | ANESTHESIAMACHINE-Datex-Ohmeda-Aestiva 7900 |  | 6/1/28 |  |  | Covered PM Repair - Biomedical | MHHS-Southeast
NO | YES |  |  |  | 005-06663 | 005-06663 | Datex-Ohmeda | AESTIVA/5 7900 |  | AMRJ02535 - Endo 5 | SE-Esophageal Disease Center | MHHS-Southeast |  | Anesthesia Machine |  | 005-06663 | 005-06663 | Southeast | MHHS-Southeast | SE-Esophageal Disease Center | Endo procesure 1 | 10/1/19 |  |  |  | ANESTHESIA UNITS |  | ANESTHESIAMACHINE-Datex-Ohmeda-Aestiva 7900 | ANESTHESIAMACHINE | Aestiva 7900 |  |  |  | Datex-Ohmeda | Anesthesia Machine |  | ANESTHESIAMACHINE-Datex-Ohmeda-Aestiva 7900 |  |  |  |  | Covered PM Repair - Biomedical | MHHS-Southeast
NO | YES |  |  |  | 005-09263 | 005-09263 | Datex-Ohmeda | AESTIVA/5 7900 |  | AMRQ01176-8 | SE-Cath Lab | MHHS-Southeast |  | Anesthesia Machine |  | 005-09263 | 005-09263 | Southeast & Bay Area | MHHS-Southeast | SE-Cath Lab | OR8 | 10/1/19 |  | 10/1/20 |  | ANESTHESIA UNITS |  | ANESTHESIAMACHINE-Datex-Ohmeda-Aestiva 7900 | ANESTHESIAMACHINE | Aestiva 7900 |  |  |  | Datex-Ohmeda | Anesthesia Machine |  | ANESTHESIAMACHINE-Datex-Ohmeda-Aestiva 7900 |  |  |  |  | Covered PM Repair - Biomedical | MHHS-Southeast
NO | YES |  |  |  | 005-09286 | 005-09286 | Datex-Ohmeda | AESTIVA/5 7900 |  | AMRQ01175-OR9 | SE-OR | MHHS-Southeast |  | Anesthesia Machine |  | 005-09286 | 005-09286 | Southeast | MHHS-Southeast | SE-OR | SE -OR | 8/1/19 |  | 8/1/20 |  | ANESTHESIA UNITS |  | ANESTHESIAMACHINE-Datex-Ohmeda-Aestiva 7900 | ANESTHESIAMACHINE | Aestiva 7900 |  |  |  | Datex-Ohmeda | Anesthesia Machine |  | ANESTHESIAMACHINE-Datex-Ohmeda-Aestiva 7900 |  | 8/7/28 |  |  | Covered PM Repair - Biomedical | MHHS-Southeast
NO | YES |  |  |  | 005-09290 | 005-09290 | Datex-Ohmeda | AESTIVA/5 7900 |  | AMRQ01177-OR10 | SE-OR-Anesthesia | MHHS-Southeast |  | Anesthesia Machine |  | 005-09290 | 005-09290 | Southeast | MHHS-Southeast | SE-OR-Anesthesia | Surgery | 2/1/20 |  | 8/1/20 |  | ANESTHESIA UNITS |  | ANESTHESIAMACHINE-Datex-Ohmeda-Aestiva 7900 | ANESTHESIAMACHINE | Aestiva 7900 |  |  |  | Datex-Ohmeda | Anesthesia Machine |  | ANESTHESIAMACHINE-Datex-Ohmeda-Aestiva 7900 |  | 8/7/28 |  |  | Covered PM Repair - Biomedical | MHHS-Southeast
NO | YES |  |  |  | 005-09293 | 005-09293 | Datex-Ohmeda | AESTIVA/5 7900 |  | AMRQ01174-OR1 | SE-OR-Anesthesia | MHHS-Southeast |  | Anesthesia Machine |  | 005-09293 | 005-09293 | Southeast | MHHS-Southeast | SE-OR-Anesthesia | OR 1 | 10/1/19 |  | 4/1/20 |  | ANESTHESIA UNITS |  | ANESTHESIAMACHINE-Datex-Ohmeda-Aestiva 7900 | ANESTHESIAMACHINE | Aestiva 7900 |  |  |  | Datex-Ohmeda | Anesthesia Machine |  | ANESTHESIAMACHINE-Datex-Ohmeda-Aestiva 7900 |  |  |  |  | Covered PM Repair - Biomedical | MHHS-Southeast
NO | YES |  |  |  | 005-09452 | 005-09452 | Datex-Ohmeda | AESTIVA/5 7900 |  | AMRK00258-OR 4 | SE-OR | MHHS-Southeast |  | Anesthesia Machine |  | 005-09452 | 005-09452 | Southeast | MHHS-Southeast | SE-OR | OR4 | 10/1/19 |  | 4/1/20 |  | ANESTHESIA UNITS |  | ANESTHESIAMACHINE-Datex-Ohmeda-Aestiva 7900 | ANESTHESIAMACHINE | Aestiva 7900 |  |  |  | Datex-Ohmeda | Anesthesia Machine |  | ANESTHESIAMACHINE-Datex-Ohmeda-Aestiva 7900 |  |  |  |  | Covered PM Repair - Biomedical | MHHS-Southeast
NO | YES |  |  |  | 013-14904 | 013-14904 | Datex-Ohmeda | AESTIVA/5 7900 |  | AMRK02484-CVOR 7 | SW-HVI-OR | MHHS-Southwest |  | Anesthesia Machine |  | 013-14904 | 013-14904 | Southwest | MHHS-Southwest | SW-HVI-OR | SW-HVI-OR | 12/1/19 |  | 6/1/20 |  | ANESTHESIA UNITS | Anesthesia Machine | ANESTHESIAMACHINE-Datex-Ohmeda-Aestiva 7900 | ANESTHESIAMACHINE | Aestiva 7900 |  |  |  | Datex-Ohmeda | Anesthesia Machine |  | ANESTHESIAMACHINE-Datex-Ohmeda-Aestiva 7900 |  |  |  | AM-SA | Covered PM Repair - Biomedical | MHHS-Southwest | [8 empty] | ANESTHESIAMACHINE | Anesthesia Machine | Datex-Ohmeda
NO | YES |  |  |  | 013-14909 | 013-14909 | Datex-Ohmeda | AESTIVA/5 7900 |  | AMRK02481-HVI 2 | SW-HVI-OR | MHHS-Southwest |  | Anesthesia Machine |  | 013-14909 | 013-14909 | Southwest | MHHS-Southwest | SW-HVI-OR | Hvi or 2 | 12/1/19 |  | 6/1/20 |  | ANESTHESIA UNITS | Anesthesia Machine | ANESTHESIAMACHINE-Datex-Ohmeda-Aestiva 7900 | ANESTHESIAMACHINE | Aestiva 7900 |  |  |  | Datex-Ohmeda | Anesthesia Machine |  | ANESTHESIAMACHINE-Datex-Ohmeda-Aestiva 7900 |  |  |  | AM-SA | Covered PM Repair - Biomedical | MHHS-Southwest | [8 empty] | ANESTHESIAMACHINE | Anesthesia Machine | Datex-Ohmeda
NO | YES |  |  |  | 013-14914 | 013-14914 | Datex-Ohmeda | AESTIVA/5 7900 |  | AMRK02483-HVI 1 | SW-HVI-OR | MHHS-Southwest |  | Anesthesia Machine |  | 013-14914 | 013-14914 | Southwest | MHHS-Southwest | SW-HVI-OR | CVOR1 | 12/1/19 |  | 6/1/20 |  | ANESTHESIA UNITS | Anesthesia Machine | ANESTHESIAMACHINE-Datex-Ohmeda-Aestiva 7900 | ANESTHESIAMACHINE | Aestiva 7900 |  |  |  | Datex-Ohmeda | Anesthesia Machine |  | ANESTHESIAMACHINE-Datex-Ohmeda-Aestiva 7900 |  |  |  | AM-SA | Covered PM Repair - Biomedical | MHHS-Southwest | [8 empty] | ANESTHESIAMACHINE | Anesthesia Machine | Datex-Ohmeda
NO | YES |  |  |  | 013-14920 | 013-14920 | Datex-Ohmeda | AESTIVA/5 7900 |  | AMRK02485-HVI 4 | SW-HVI-OR | MHHS-Southwest |  | Anesthesia Machine |  | 013-14920 | 013-14920 | Southwest | MHHS-Southwest | SW-HVI-OR | SW-HVI-OR | 12/1/19 |  | 6/1/20 |  | ANESTHESIA UNITS | Anesthesia Machine | ANESTHESIAMACHINE-Datex-Ohmeda-Aestiva 7900 | ANESTHESIAMACHINE | Aestiva 7900 |  |  |  | Datex-Ohmeda | Anesthesia Machine |  | ANESTHESIAMACHINE-Datex-Ohmeda-Aestiva 7900 |  |  |  | AM-SA | Covered PM Repair - Biomedical | MHHS-Southwest | [8 empty] | ANESTHESIAMACHINE | Anesthesia Machine | Datex-Ohmeda
NO | YES |  |  |  | 013-15583 | 013-15583 | Datex-Ohmeda | AESTIVA/5 7900 |  | AMRK02482-HVI 3 | SW-HVI-OR | MHHS-Southwest |  | Anesthesia Machine |  | 013-15583 | 013-15583 | Southwest | MHHS-Southwest | SW-HVI-OR | SW-HVI-OR | 12/1/19 |  | 6/1/20 |  | ANESTHESIA UNITS | Anesthesia Machine | ANESTHESIAMACHINE-Datex-Ohmeda-Aestiva 7900 | ANESTHESIAMACHINE | Aestiva 7900 |  |  |  | Datex-Ohmeda | Anesthesia Machine |  | ANESTHESIAMACHINE-Datex-Ohmeda-Aestiva 7900 |  |  |  | AM-SA | Covered PM Repair - Biomedical | MHHS-Southwest | [8 empty] | ANESTHESIAMACHINE | Anesthesia Machine | Datex-Ohmeda
NO | YES |  |  |  | 013-15581 | 013-15581 | Datex-Ohmeda | AESTIVA/5 7900 |  | AMRJ03754-L | SW-Labor | MHHS-Southwest |  | Anesthesia Machine |  | 013-15581 | 013-15581 | Southwest | MHHS-Southwest | SW-Labor | OR1 |  |  |  |  | ANESTHESIA UNITS | Anesthesia Machine | ANESTHESIAMACHINE-Datex-Ohmeda-Aestiva 7900 | ANESTHESIAMACHINE | Aestiva 7900 |  |  |  | Datex-Ohmeda | Anesthesia Machine |  | ANESTHESIAMACHINE-Datex-Ohmeda-Aestiva 7900 |  |  |  | AM-SA | Covered PM Repair - Biomedical | MHHS-Southwest | [8 empty] | ANESTHESIAMACHINE | Anesthesia Machine | Datex-Ohmeda
NO | YES |  |  |  | 013-17176 | 013-17176 | Datex-Ohmeda | AESTIVA/5 7900 |  | AMRM00635-L | SW-Labor | MHHS-Southwest |  | Anesthesia Machine |  | 013-17176 | 013-17176 | Southwest | MHHS-Southwest | SW-Labor | OR 3 |  |  |  |  | ANESTHESIA UNITS | Anesthesia Machine | ANESTHESIAMACHINE-Datex-Ohmeda-Aestiva 7900 | ANESTHESIAMACHINE | Aestiva 7900 |  |  |  | Datex-Ohmeda | Anesthesia Machine |  | ANESTHESIAMACHINE-Datex-Ohmeda-Aestiva 7900 |  |  |  | AM-SA | Covered PM Repair - Biomedical | MHHS-Southwest | [8 empty] | ANESTHESIAMACHINE | Anesthesia Machine | Datex-Ohmeda
NO | YES | Asset Tag 013-17177 |  |  | 013-17177 | 013-17177 | Datex-Ohmeda | AESTIVA/5 7900 |  | AMRM00636-L&D OR2 | SW-Labor & Delivery | MHHS-Southwest |  | Anesthesia Machine |  | 013-17177 | 013-17177 | Southwest | MHHS-Southwest | SW-Labor & Delivery |  | 12/16/19 |  |  |  | ANESTHESIA UNITS | Anesthesia Machine | ANESTHESIAMACHINE-Datex-Ohmeda-Aestiva 7900 | ANESTHESIAMACHINE | Aestiva 7900 |  |  |  | Datex-Ohmeda | Anesthesia Machine |  | ANESTHESIAMACHINE-Datex-Ohmeda-Aestiva 7900 |  |  | Finished from Script 3/27/2020 12:11:52pm (Central) | AM-SA | Covered PM Repair - Biomedical | MHHS-Southwest | [8 empty] | ANESTHESIAMACHINE | Anesthesia Machine | Datex-Ohmeda
NO | YES |  |  |  | 013-07632 | 013-07632 | Datex-Ohmeda | AESTIVA/5 7900 |  | AMRF00398-OR 25 | SW-OR | MHHS-Southwest |  | Anesthesia Machine |  | 013-07632 | 013-07632 | Southwest | MHHS-Southwest | SW-OR | SW - OR | 9/1/19 |  | 9/1/20 |  | ANESTHESIA UNITS | Anesthesia Machine | ANESTHESIAMACHINE-Datex-Ohmeda-Aestiva 7900 | ANESTHESIAMACHINE | Aestiva 7900 |  |  |  | Datex-Ohmeda | Anesthesia Machine |  | ANESTHESIAMACHINE-Datex-Ohmeda-Aestiva 7900 |  |  |  | AM-SA | Covered PM Repair - Biomedical | MHHS-Southwest | [8 empty] | ANESTHESIAMACHINE | Anesthesia Machine | Datex-Ohmeda
NO | YES |  |  |  | 013-07633 | 013-07633 | Datex-Ohmeda | AESTIVA/5 7900 |  | AMRF00399-OR 21 | SW-OR | MHHS-Southwest |  | Anesthesia Machine |  | 013-07633 | 013-07633 | Southwest | MHHS-Southwest | SW-OR | OR 21 | 10/1/19 |  | 4/1/20 | No plate | ANESTHESIA UNITS | Anesthesia Machine | ANESTHESIAMACHINE-Datex-Ohmeda-Aestiva 7900 | ANESTHESIAMACHINE | Aestiva 7900 |  |  |  | Datex-Ohmeda | Anesthesia Machine |  | ANESTHESIAMACHINE-Datex-Ohmeda-Aestiva 7900 |  |  |  | AM-SA | Covered PM Repair - Biomedical | MHHS-Southwest | [8 empty] | ANESTHESIAMACHINE | Anesthesia Machine | Datex-Ohmeda
NO | YES |  |  |  | 013-08540 | 013-08540 | Datex-Ohmeda | AESTIVA/5 7900 |  | AMRG01632-OR 17 | SW-OR | MHHS-Southwest |  | Anesthesia Machine |  | 013-08540 | 013-08540 | Southwest | MHHS-Southwest | SW-OR | OR 17 | 11/1/19 |  | 5/1/20 |  | ANESTHESIA UNITS | Anesthesia Machine | ANESTHESIAMACHINE-Datex-Ohmeda-Aestiva 7900 | ANESTHESIAMACHINE | Aestiva 7900 |  |  |  | Datex-Ohmeda | Anesthesia Machine |  | ANESTHESIAMACHINE-Datex-Ohmeda-Aestiva 7900 |  |  |  | AM-SA | Covered PM Repair - Biomedical | MHHS-Southwest | [8 empty] | ANESTHESIAMACHINE | Anesthesia Machine | Datex-Ohmeda
NO | YES |  |  |  | 013-08541 | 013-08541 | Datex-Ohmeda | AESTIVA/5 7900 |  | AMRG01631-OR 11 | SW-OR | MHHS-Southwest |  | Anesthesia Machine |  | 013-08541 | 013-08541 | Southwest | MHHS-Southwest | SW-OR | OR11 | 3/1/20 |  | 9/1/20 |  | ANESTHESIA UNITS | Anesthesia Machine | ANESTHESIAMACHINE-Datex-Ohmeda-Aestiva 7900 | ANESTHESIAMACHINE | Aestiva 7900 |  |  |  | Datex-Ohmeda | Anesthesia Machine |  | ANESTHESIAMACHINE-Datex-Ohmeda-Aestiva 7900 |  |  |  | AM-SA | Covered PM Repair - Biomedical | MHHS-Southwest | [8 empty] | ANESTHESIAMACHINE | Anesthesia Machine | Datex-Ohmeda
NO | YES |  |  |  | 013-11895 | 013-11895 | Datex-Ohmeda | AESTIVA/5 7900 |  | AMRH03240-OR 16 | SW-OR | MHHS-Southwest |  | Anesthesia Machine |  | 013-11895 | 013-11895 | Southwest | MHHS-Southwest | SW-OR | OR | 11/1/19 |  | 5/1/20 |  | ANESTHESIA UNITS | Anesthesia Machine | ANESTHESIAMACHINE-Datex-Ohmeda-Aestiva 7900 | ANESTHESIAMACHINE | Aestiva 7900 |  |  |  | Datex-Ohmeda | Anesthesia Machine |  | ANESTHESIAMACHINE-Datex-Ohmeda-Aestiva 7900 |  |  |  | AM-SA | Covered PM Repair - Biomedical | MHHS-Southwest | [8 empty] | ANESTHESIAMACHINE | Anesthesia Machine | Datex-Ohmeda
NO | YES |  |  |  | 013-11896 | 013-11896 | Datex-Ohmeda | AESTIVA/5 7900 |  | AMRH03235-OR 15 | SW-OR | MHHS-Southwest |  | Anesthesia Machine |  | 013-11896 | 013-11896 | Southwest | MHHS-Southwest | SW-OR | OR15 | 11/1/19 |  | 5/1/20 |  | ANESTHESIA UNITS | Anesthesia Machine | ANESTHESIAMACHINE-Datex-Ohmeda-Aestiva 7900 | ANESTHESIAMACHINE | Aestiva 7900 |  |  |  | Datex-Ohmeda | Anesthesia Machine |  | ANESTHESIAMACHINE-Datex-Ohmeda-Aestiva 7900 |  |  |  | AM-SA | Covered PM Repair - Biomedical | MHHS-Southwest | [8 empty] | ANESTHESIAMACHINE | Anesthesia Machine | Datex-Ohmeda
NO | YES |  |  |  | 013-12632 | 013-12632 | Datex-Ohmeda | AESTIVA/5 7900 |  | AMRJ03753-OR 26 | SW-OR | MHHS-Southwest |  | Anesthesia Machine |  | 013-12632 | 013-12632 | Southwest | MHHS-Southwest | SW-OR | Or 26 | 11/1/19 |  | 5/1/20 |  | ANESTHESIA UNITS | Anesthesia Machine | ANESTHESIAMACHINE-Datex-Ohmeda-Aestiva 7900 | ANESTHESIAMACHINE | Aestiva 7900 |  |  |  | Datex-Ohmeda | Anesthesia Machine |  | ANESTHESIAMACHINE-Datex-Ohmeda-Aestiva 7900 |  |  |  | AM-SA | Covered PM Repair - Biomedical | MHHS-Southwest | [8 empty] | ANESTHESIAMACHINE | Anesthesia Machine | Datex-Ohmeda
NO | YES |  |  |  | 013-12633 | 013-12633 | Datex-Ohmeda | AESTIVA/5 7900 |  | AMRJ03756-OR 10 | SW-OR | MHHS-Southwest |  | Anesthesia Machine |  | 013-12633 | 013-12633 | Southwest | MHHS-Southwest | SW-OR | OR 10 | 9/1/19 |  | 9/1/20 |  | ANESTHESIA UNITS | Anesthesia Machine | ANESTHESIAMACHINE-Datex-Ohmeda-Aestiva 7900 | ANESTHESIAMACHINE | Aestiva 7900 |  |  |  | Datex-Ohmeda | Anesthesia Machine |  | ANESTHESIAMACHINE-Datex-Ohmeda-Aestiva 7900 |  |  |  | AM-SA | Covered PM Repair - Biomedical | MHHS-Southwest | [8 empty] | ANESTHESIAMACHINE | Anesthesia Machine | Datex-Ohmeda
NO | YES |  |  |  | 013-12634 | 013-12634 | Datex-Ohmeda | AESTIVA/5 7900 |  | AMRJ03757-OR 24 | SW-OR | MHHS-Southwest |  | Anesthesia Machine |  | 013-12634 | 013-12634 | Southwest | MHHS-Southwest | SW-OR | Or 24 | 11/1/19 |  | 5/1/20 |  | ANESTHESIA UNITS | Anesthesia Machine | ANESTHESIAMACHINE-Datex-Ohmeda-Aestiva 7900 | ANESTHESIAMACHINE | Aestiva 7900 |  |  |  | Datex-Ohmeda | Anesthesia Machine |  | ANESTHESIAMACHINE-Datex-Ohmeda-Aestiva 7900 |  |  |  | AM-SA | Covered PM Repair - Biomedical | MHHS-Southwest | [8 empty] | ANESTHESIAMACHINE | Anesthesia Machine | Datex-Ohmeda
NO | YES |  |  |  | 013-15580 | 013-15580 | Datex-Ohmeda | AESTIVA/5 7900 |  | AMRJ03758-OR7 | SW-OR | MHHS-Southwest |  | Anesthesia Machine |  | 013-15580 | 013-15580 | Southwest | MHHS-Southwest | SW-OR | OR7 | 9/1/19 |  | 9/1/20 |  | ANESTHESIA UNITS | Anesthesia Machine | ANESTHESIAMACHINE-Datex-Ohmeda-Aestiva 7900 | ANESTHESIAMACHINE | Aestiva 7900 |  |  |  | Datex-Ohmeda | Anesthesia Machine |  | ANESTHESIAMACHINE-Datex-Ohmeda-Aestiva 7900 |  |  |  | AM-SA | Covered PM Repair - Biomedical | MHHS-Southwest | [8 empty] | ANESTHESIAMACHINE | Anesthesia Machine | Datex-Ohmeda
NO | YES |  |  |  | 013-19374 | 013-19374 | Datex-Ohmeda | AESTIVA/5 7900 |  | AMRP00276-OR 14 | SW-OR | MHHS-Southwest |  | Anesthesia Machine |  | 013-19374 | 013-19374 | Southwest | MHHS-Southwest | SW-OR | OR | 11/1/19 |  | 5/1/20 |  | ANESTHESIA UNITS | Anesthesia Machine | ANESTHESIAMACHINE-Datex-Ohmeda-Aestiva 7900 | ANESTHESIAMACHINE | Aestiva 7900 |  |  |  | Datex-Ohmeda | Anesthesia Machine |  | ANESTHESIAMACHINE-Datex-Ohmeda-Aestiva 7900 |  |  |  | AM-SA | Covered PM Repair - Biomedical | MHHS-Southwest | [8 empty] | ANESTHESIAMACHINE | Anesthesia Machine | Datex-Ohmeda
NO | YES |  |  |  | 013-19375 | 013-19375 | Datex-Ohmeda | AESTIVA/5 7900 |  | AMRP01684-OR 12 | SW-OR | MHHS-Southwest |  | Anesthesia Machine |  | 013-19375 | 013-19375 | Southwest | MHHS-Southwest | SW-OR | OR | 11/1/19 |  | 4/1/20 |  | ANESTHESIA UNITS | Anesthesia Machine | ANESTHESIAMACHINE-Datex-Ohmeda-Aestiva 7900 | ANESTHESIAMACHINE | Aestiva 7900 |  |  |  | Datex-Ohmeda | Anesthesia Machine |  | ANESTHESIAMACHINE-Datex-Ohmeda-Aestiva 7900 |  |  |  | AM-SA | Covered PM Repair - Biomedical | MHHS-Southwest | [8 empty] | ANESTHESIAMACHINE | Anesthesia Machine | Datex-Ohmeda
NO | YES |  |  |  | 013-19376 | 013-19376 | Datex-Ohmeda | AESTIVA/5 7900 |  | AMRP01683-OR 23 | SW-OR | MHHS-Southwest |  | Anesthesia Machine |  | 013-19376 | 013-19376 | Southwest | MHHS-Southwest | SW-OR | OR | 11/1/19 |  | 5/1/20 |  | ANESTHESIA UNITS | Anesthesia Machine | ANESTHESIAMACHINE-Datex-Ohmeda-Aestiva 7900 | ANESTHESIAMACHINE | Aestiva 7900 |  |  |  | Datex-Ohmeda | Anesthesia Machine |  | ANESTHESIAMACHINE-Datex-Ohmeda-Aestiva 7900 |  |  |  | AM-SA | Covered PM Repair - Biomedical | MHHS-Southwest | [8 empty] | ANESTHESIAMACHINE | Anesthesia Machine | Datex-Ohmeda
NO | YES |  |  |  | 013-19377 | 013-19377 | Datex-Ohmeda | AESTIVA/5 7900 |  | AMRP01682-OR 22 | SW-OR | MHHS-Southwest |  | Anesthesia Machine |  | 013-19377 | 013-19377 | Southwest | MHHS-Southwest | SW-OR | OR | 9/1/19 |  | 9/1/20 |  | ANESTHESIA UNITS | Anesthesia Machine | ANESTHESIAMACHINE-Datex-Ohmeda-Aestiva 7900 | ANESTHESIAMACHINE | Aestiva 7900 |  |  |  | Datex-Ohmeda | Anesthesia Machine |  | ANESTHESIAMACHINE-Datex-Ohmeda-Aestiva 7900 |  |  |  | AM-SA | Covered PM Repair - Biomedical | MHHS-Southwest | [8 empty] | ANESTHESIAMACHINE | Anesthesia Machine | Datex-Ohmeda
NO | YES |  |  |  | 129-01200 | 129-01200 | Datex-Ohmeda | AESTIVA/5 7900 |  | AMRF02656-Endo | Sugar Land-Endoscopy | MHHS-Sugarland |  | Anesthesia Machine |  | 129-01200 | 129-01200 | Sugar Land | MHHS-Sugarland | Sugar Land-Endoscopy | Procedure Room 2 | 2/1/20 | 8/1/20 |  |  | ANESTHESIA UNITS | Anesthesia Machine | ANESTHESIAMACHINE-Datex-Ohmeda-Aestiva 7900 | ANESTHESIAMACHINE | Aestiva 7900 |  |  |  | Datex-Ohmeda | Anesthesia Machine |  | ANESTHESIAMACHINE-Datex-Ohmeda-Aestiva 7900 |  |  |  | AM-SA | Covered PM Repair - Biomedical | MHHS-Sugarland | [8 empty] | ANESTHESIAMACHINE | Anesthesia Machine | Datex-Ohmeda
NO | YES |  |  |  | 129-02544 | 129-02544 | Datex-Ohmeda | AESTIVA/5 7900 |  | AMRJ01013 OR7 | Sugar Land-OR | MHHS-Sugarland |  | Anesthesia Machine |  | 129-02544 | 129-02544 | Sugar Land | MHHS-Sugarland | Sugar Land-OR |  | 8/1/19 | 8/1/20 |  |  | ANESTHESIA UNITS | Anesthesia Machine | ANESTHESIAMACHINE-Datex-Ohmeda-Aestiva 7900 | ANESTHESIAMACHINE | Aestiva 7900 |  |  |  | Datex-Ohmeda | Anesthesia Machine |  | ANESTHESIAMACHINE-Datex-Ohmeda-Aestiva 7900 |  |  |  | AM-SA | Covered PM Repair - Biomedical | MHHS-Sugarland | [8 empty] | ANESTHESIAMACHINE | Anesthesia Machine | Datex-Ohmeda
NO | YES |  |  |  | 129-02546 | 129-02546 | Datex-Ohmeda | AESTIVA/5 7900 |  | AMRK01327-OR2 | Sugar Land-OR | MHHS-Sugarland |  | Anesthesia Machine |  | 129-02546 | 129-02546 | Sugar Land | MHHS-Sugarland | Sugar Land-OR | OR 2 | 7/1/20 |  | 8/1/20 |  | ANESTHESIA UNITS | Anesthesia Machine | ANESTHESIAMACHINE-Datex-Ohmeda-Aestiva 7900 | ANESTHESIAMACHINE | Aestiva 7900 |  |  |  | Datex-Ohmeda | Anesthesia Machine |  | ANESTHESIAMACHINE-Datex-Ohmeda-Aestiva 7900 |  |  |  | AM-SA | Covered PM Repair - Biomedical | MHHS-Sugarland | [8 empty] | ANESTHESIAMACHINE | Anesthesia Machine | Datex-Ohmeda
NO | YES |  |  |  | 129-04320 | 129-04320 | Datex-Ohmeda | AESTIVA/5 7900 |  | AMRP00736-OR3 | Sugar Land-OR | MHHS-Sugarland |  | Anesthesia Machine |  | 129-04320 | 129-04320 | Sugar Land | MHHS-Sugarland | Sugar Land-OR | OR 4 | 2/1/20 | 8/1/20 |  |  | ANESTHESIA UNITS | Anesthesia Machine | ANESTHESIAMACHINE-Datex-Ohmeda-Aestiva 7900 | ANESTHESIAMACHINE | Aestiva 7900 |  |  |  | Datex-Ohmeda | Anesthesia Machine |  | ANESTHESIAMACHINE-Datex-Ohmeda-Aestiva 7900 |  |  |  | AM-SA | Covered PM Repair - Biomedical | MHHS-Sugarland | [8 empty] | ANESTHESIAMACHINE | Anesthesia Machine | Datex-Ohmeda
NO | YES |  |  |  | 129-04321 | 129-04321 | Datex-Ohmeda | AESTIVA/5 7900 |  | AMRP00737 ENDO3 | Sugar Land-OR | MHHS-Sugarland |  | Anesthesia Machine |  | 129-04321 | 129-04321 | Sugar Land | MHHS-Sugarland | Sugar Land-OR | Endo | 8/1/19 |  | 8/1/20 |  | ANESTHESIA UNITS | Anesthesia Machine | ANESTHESIAMACHINE-Datex-Ohmeda-Aestiva 7900 | ANESTHESIAMACHINE | Aestiva 7900 |  |  |  | Datex-Ohmeda | Anesthesia Machine |  | ANESTHESIAMACHINE-Datex-Ohmeda-Aestiva 7900 |  |  |  | AM-SA | Covered PM Repair - Biomedical | MHHS-Sugarland | [8 empty] | ANESTHESIAMACHINE | Anesthesia Machine | Datex-Ohmeda
NO | YES |  |  |  | 029-02224 | 029-02224 | Datex-Ohmeda | AESTIVA/5 7900 |  | AMRF02576-Cath Lab 2 | Woodlands-Anesthesia | MHHS-Woodlands |  | Anesthesia Machine |  | 029-02224 | 029-02224 | Woodlands | MHHS-Woodlands | Woodlands-Anesthesia | OR | 7/1/19 |  | 7/1/20 |  | ANESTHESIA UNITS | Anesthesia Machine | ANESTHESIAMACHINE-Datex-Ohmeda-Aestiva 7900 | ANESTHESIAMACHINE | Aestiva 7900 |  |  |  | Datex-Ohmeda | Anesthesia Machine |  | ANESTHESIAMACHINE-Datex-Ohmeda-Aestiva 7900 |  |  |  | AM-SA | Covered PM Repair - Biomedical | MHHS-Woodlands | [8 empty] | ANESTHESIAMACHINE | Anesthesia Machine | Datex-Ohmeda
NO | YES |  |  |  | 029-03419 | 029-03419 | Datex-Ohmeda | AESTIVA/5 7900 |  | AMRH02772-Spare | Woodlands-CVICU | MHHS-Woodlands |  | Anesthesia Machine |  | 029-03419 | 029-03419 | Woodlands | MHHS-Woodlands | Woodlands-CVICU | OR | 7/1/19 |  | 7/1/20 |  | ANESTHESIA UNITS | Anesthesia Machine | ANESTHESIAMACHINE-Datex-Ohmeda-Aestiva 7900 | ANESTHESIAMACHINE | Aestiva 7900 |  |  |  | Datex-Ohmeda | Anesthesia Machine |  | ANESTHESIAMACHINE-Datex-Ohmeda-Aestiva 7900 |  |  |  | AM-SA | Covered PM Repair - Biomedical | MHHS-Woodlands | [8 empty] | ANESTHESIAMACHINE | Anesthesia Machine | Datex-Ohmeda
NO | YES |  |  |  | 029-04624 | 029-04624 | Datex-Ohmeda | AESTIVA/5 7900 |  | AMRK02884-L | Woodlands-OR | MHHS-Woodlands |  | Anesthesia Machine |  | 029-04624 | 029-04624 | Woodlands | MHHS-Woodlands | Woodlands-OR | OR | 11/1/19 |  | 5/1/20 |  | ANESTHESIA UNITS | Anesthesia Machine | ANESTHESIAMACHINE-Datex-Ohmeda-Aestiva 7900 | ANESTHESIAMACHINE | Aestiva 7900 |  |  |  | Datex-Ohmeda | Anesthesia Machine |  | ANESTHESIAMACHINE-Datex-Ohmeda-Aestiva 7900 |  |  |  | AM-SA | Covered PM Repair - Biomedical | MHHS-Woodlands | [8 empty] | ANESTHESIAMACHINE | Anesthesia Machine | Datex-Ohmeda
NO | YES |  |  |  | 029-05217 | 029-05217 | Datex-Ohmeda | AESTIVA/5 7900 |  | AMRL01093 | Woodlands-Cath Lab | MHHS-Woodlands |  | Anesthesia Machine |  | 029-05217 | 029-05217 | Woodlands | MHHS-Woodlands | Woodlands-Cath Lab | Cath Lab 2 | 11/1/19 |  | 5/1/20 |  | ANESTHESIA UNITS | Anesthesia Machine | ANESTHESIAMACHINE-Datex-Ohmeda-Aestiva 7900 | ANESTHESIAMACHINE | Aestiva 7900 |  |  |  | Datex-Ohmeda | Anesthesia Machine |  | ANESTHESIAMACHINE-Datex-Ohmeda-Aestiva 7900 |  |  |  | AM-SA | Covered PM Repair - Biomedical | MHHS-Woodlands | [8 empty] | ANESTHESIAMACHINE | Anesthesia Machine | Datex-Ohmeda
NO | YES |  |  |  | 029-05231 | 029-05231 | Datex-Ohmeda | AESTIVA/5 7900 |  | AMRM00607-OR4 | Woodlands-Anesthesia | MHHS-Woodlands |  | Anesthesia Machine |  | 029-05231 | 029-05231 | Woodlands | MHHS-Woodlands | Woodlands-Anesthesia | Room 4 | 11/1/19 |  | 5/1/20 |  | ANESTHESIA UNITS | Anesthesia Machine | ANESTHESIAMACHINE-Datex-Ohmeda-Aestiva 7900 | ANESTHESIAMACHINE | Aestiva 7900 |  |  |  | Datex-Ohmeda | Anesthesia Machine |  | ANESTHESIAMACHINE-Datex-Ohmeda-Aestiva 7900 |  |  |  | AM-SA | Covered PM Repair - Biomedical | MHHS-Woodlands | [8 empty] | ANESTHESIAMACHINE | Anesthesia Machine | Datex-Ohmeda
NO | YES |  |  |  | 029-10388 | 029-10388 | Datex-Ohmeda | AESTIVA/5 7900 |  | AMRF02039-CL 1 | Woodlands-Cath Lab | MHHS-Woodlands |  | Anesthesia Machine |  | 029-10388 | 029-10388 | Woodlands | MHHS-Woodlands | Woodlands-Cath Lab | Rm 1 | 11/1/19 |  | 5/1/20 |  | ANESTHESIA UNITS | Anesthesia Machine | ANESTHESIAMACHINE-Datex-Ohmeda-Aestiva 7900 | ANESTHESIAMACHINE | Aestiva 7900 |  |  |  | Datex-Ohmeda | Anesthesia Machine |  | ANESTHESIAMACHINE-Datex-Ohmeda-Aestiva 7900 |  |  |  | AM-SA | Covered PM Repair - Biomedical | MHHS-Woodlands | [8 empty] | ANESTHESIAMACHINE | Anesthesia Machine | Datex-Ohmeda
YES | YES |  |  |  |  | 009-34086 | Datex-Ohmeda | AESTIVA/5 7900 |  | AMRH00633 | GH - PREOP | [5 empty] | 009-34086 | Central | Memorial Hermann Greater Heights Hospital | GH - PREOP | OR | 9/1/19 |  | 3/1/20
NO | NO |  |  |  | 009-03553 |  | Datex-Ohmeda | AESTIVA/5 7900 |  | AMRH00633-OR 1 | GH - OR ANESTHESIA | MHHS-Greater Heights |  | Anesthesia Machine |  | 009-03553 |  | Central & Greater Heights |  | GH - OR ANESTHESIA | [5 empty] | ANESTHESIA UNITS |  | ANESTHESIAMACHINE-Datex-Ohmeda-Aestiva 7900 | ANESTHESIAMACHINE | Aestiva 7900 |  |  |  | Datex-Ohmeda | Anesthesia Machine |  | ANESTHESIAMACHINE-Datex-Ohmeda-Aestiva 7900 |  |  |  |  | Covered PM Repair - Biomedical | MHHS-Greater Heights
NO | NO |  |  |  | 009-07690 |  | Datex-Ohmeda | AESTIVA/5 7900 |  | AMRQ00669-L&D 1 | GH - OR ANESTHESIA | MHHS-Greater Heights |  | Anesthesia Machine |  | 009-07690 |  | Central & Greater Heights |  | GH - OR ANESTHESIA | [5 empty] | ANESTHESIA UNITS |  | ANESTHESIAMACHINE-Datex-Ohmeda-Aestiva 7900 | ANESTHESIAMACHINE | Aestiva 7900 |  |  |  | Datex-Ohmeda | Anesthesia Machine |  | ANESTHESIAMACHINE-Datex-Ohmeda-Aestiva 7900 |  |  |  |  | Covered PM Repair - Biomedical | MHHS-Greater Heights
NO | NO |  |  |  | 041-10901 |  | Datex-Ohmeda | AESTIVA/5 7900 |  | AMRL01530-MOR 8 | MEMORIAL CITY - ANESTHESIOLOGY | MHHS-Mem City |  | Anesthesia Machine |  | 041-10901 |  | West & Memorial City |  | MEMORIAL CITY - ANESTHESIOLOGY | [5 empty] | ANESTHESIA UNITS |  | ANESTHESIAMACHINE-Datex-Ohmeda-Aestiva 7900 | ANESTHESIAMACHINE | Aestiva 7900 |  |  |  | Datex-Ohmeda | Anesthesia Machine |  | ANESTHESIAMACHINE-Datex-Ohmeda-Aestiva 7900 |  |  |  |  | Covered PM Repair - Biomedical | MHHS-Mem City
NO | NO |  |  |  | 041-13568 |  | Datex-Ohmeda | AESTIVA/5 7900 |  | AMRN00515-PACU Outpatient | MEMORIAL CITY - ANESTHESIOLOGY | MHHS-Mem City |  | Anesthesia Machine |  | 041-13568 |  | West & Memorial City |  | MEMORIAL CITY - ANESTHESIOLOGY | [5 empty] | ANESTHESIA UNITS |  | ANESTHESIAMACHINE-Datex-Ohmeda-Aestiva 7900 | ANESTHESIAMACHINE | Aestiva 7900 |  |  |  | Datex-Ohmeda | Anesthesia Machine |  | ANESTHESIAMACHINE-Datex-Ohmeda-Aestiva 7900 |  |  |  |  | Covered PM Repair - Biomedical | MHHS-Mem City
NO | NO |  |  |  | 013-11889 |  | Datex-Ohmeda | AESTIVA/5 7900 |  | AMRH03239-OR 27 | SW - OR | MHHS-Southwest |  | Anesthesia Machine |  | 013-11889 |  | Southwest |  | SW - OR | [5 empty] | ANESTHESIA UNITS |  | ANESTHESIAMACHINE-Datex-Ohmeda-Aestiva 7900 | ANESTHESIAMACHINE | Aestiva 7900 |  |  |  | Datex-Ohmeda | Anesthesia Machine |  | ANESTHESIAMACHINE-Datex-Ohmeda-Aestiva 7900 |  |  |  |  | Covered PM Repair - Biomedical | MHHS-Southwest
NO | NO |  |  |  | 013-11890 |  | Datex-Ohmeda | AESTIVA/5 7900 |  | AMRH03246-Cathlab 2 | SW - OR | MHHS-Southwest |  | Anesthesia Machine |  | 013-11890 |  | Southwest |  | SW - OR | [5 empty] | ANESTHESIA UNITS |  | ANESTHESIAMACHINE-Datex-Ohmeda-Aestiva 7900 | ANESTHESIAMACHINE | Aestiva 7900 |  |  |  | Datex-Ohmeda | Anesthesia Machine |  | ANESTHESIAMACHINE-Datex-Ohmeda-Aestiva 7900 |  |  |  |  | Covered PM Repair - Biomedical | MHHS-Southwest
NO | NO |  |  |  | 013-11891 |  | Datex-Ohmeda | AESTIVA/5 7900 |  | AMRH03238-OR6 | SW - OR | MHHS-Southwest |  | Anesthesia Machine |  | 013-11891 |  | Southwest |  | SW - OR | [5 empty] | ANESTHESIA UNITS |  | ANESTHESIAMACHINE-Datex-Ohmeda-Aestiva 7900 | ANESTHESIAMACHINE | Aestiva 7900 |  |  |  | Datex-Ohmeda | Anesthesia Machine |  | ANESTHESIAMACHINE-Datex-Ohmeda-Aestiva 7900 |  |  |  |  | Covered PM Repair - Biomedical | MHHS-Southwest
NO | NO |  |  |  | 013-11893 |  | Datex-Ohmeda | AESTIVA/5 7900 |  | AMRH03242-OR 1 | SW - OR | MHHS-Southwest |  | Anesthesia Machine |  | 013-11893 |  | Southwest |  | SW - OR | [5 empty] | ANESTHESIA UNITS |  | ANESTHESIAMACHINE-Datex-Ohmeda-Aestiva 7900 | ANESTHESIAMACHINE | Aestiva 7900 |  |  |  | Datex-Ohmeda | Anesthesia Machine |  | ANESTHESIAMACHINE-Datex-Ohmeda-Aestiva 7900 |  |  |  |  | Covered PM Repair - Biomedical | MHHS-Southwest
NO | NO |  |  |  | 013-11894 |  | Datex-Ohmeda | AESTIVA/5 7900 |  | AMRH03236-OR 5 | SW - OR | MHHS-Southwest |  | Anesthesia Machine |  | 013-11894 |  | Southwest |  | SW - OR | [5 empty] | ANESTHESIA UNITS |  | ANESTHESIAMACHINE-Datex-Ohmeda-Aestiva 7900 | ANESTHESIAMACHINE | Aestiva 7900 |  |  |  | Datex-Ohmeda | Anesthesia Machine |  | ANESTHESIAMACHINE-Datex-Ohmeda-Aestiva 7900 |  |  |  |  | Covered PM Repair - Biomedical | MHHS-Southwest
NO | NO |  |  |  | 013-11973 |  | Datex-Ohmeda | AESTIVA/5 7900 |  | AMRH03241-OR 2 | SW - OR | MHHS-Southwest |  | Anesthesia Machine |  | 013-11973 |  | Southwest |  | SW - OR | [5 empty] | ANESTHESIA UNITS |  | ANESTHESIAMACHINE-Datex-Ohmeda-Aestiva 7900 | ANESTHESIAMACHINE | Aestiva 7900 |  |  |  | Datex-Ohmeda | Anesthesia Machine |  | ANESTHESIAMACHINE-Datex-Ohmeda-Aestiva 7900 |  |  |  |  | Covered PM Repair - Biomedical | MHHS-Southwest
NO | NO |  |  |  | 013-12631 |  | Datex-Ohmeda | AESTIVA/5 7900 |  | AMRJ03755-Endo | SW - OR | MHHS-Southwest |  | Anesthesia Machine |  | 013-12631 |  | Southwest |  | SW - OR | [5 empty] | ANESTHESIA UNITS |  | ANESTHESIAMACHINE-Datex-Ohmeda-Aestiva 7900 | ANESTHESIAMACHINE | Aestiva 7900 |  |  |  | Datex-Ohmeda | Anesthesia Machine |  | ANESTHESIAMACHINE-Datex-Ohmeda-Aestiva 7900 |  |  |  |  | Covered PM Repair - Biomedical | MHHS-Southwest
NO | NO |  |  |  | 013-15582 |  | Datex-Ohmeda | AESTIVA/5 7900 |  | AMRH03237-Endo | SW - OR | MHHS-Southwest |  | Anesthesia Machine |  | 013-15582 |  | Southwest |  | SW - OR | [5 empty] | ANESTHESIA UNITS |  | ANESTHESIAMACHINE-Datex-Ohmeda-Aestiva 7900 | ANESTHESIAMACHINE | Aestiva 7900 |  |  |  | Datex-Ohmeda | Anesthesia Machine |  | ANESTHESIAMACHINE-Datex-Ohmeda-Aestiva 7900 |  |  |  |  | Covered PM Repair - Biomedical | MHHS-Southwest
NO | NO |  |  |  | 029-03424 |  | Datex-Ohmeda | AESTIVA/5 7900 |  | AMRH02771-ENDO #3 | WOODLANDS - ANESTHESIA | MHHS-Woodlands |  | Anesthesia Machine |  | 029-03424 |  | Woodlands |  | WOODLANDS - ANESTHESIA | [5 empty] | ANESTHESIA UNITS |  | ANESTHESIAMACHINE-Datex-Ohmeda-Aestiva 7900 | ANESTHESIAMACHINE | Aestiva 7900 |  |  |  | Datex-Ohmeda | Anesthesia Machine |  | ANESTHESIAMACHINE-Datex-Ohmeda-Aestiva 7900 |  |  |  |  | Covered PM Repair - Biomedical | MHHS-Woodlands
NO | NO |  |  |  | 029-04623 |  | Datex-Ohmeda | AESTIVA/5 7900 |  | AMRK02870-Endo | WOODLANDS - ANESTHESIA | MHHS-Woodlands |  | Anesthesia Machine |  | 029-04623 |  | Woodlands |  | WOODLANDS - ANESTHESIA | [5 empty] | ANESTHESIA UNITS |  | ANESTHESIAMACHINE-Datex-Ohmeda-Aestiva 7900 | ANESTHESIAMACHINE | Aestiva 7900 |  |  |  | Datex-Ohmeda | Anesthesia Machine |  | ANESTHESIAMACHINE-Datex-Ohmeda-Aestiva 7900 |  |  |  |  | Covered PM Repair - Biomedical | MHHS-Woodlands
NO | YES |  |  |  | 041-17449 | 041-17449 | Datex-Ohmeda | AESTIVA/5 MRI |  | AMTS00146-MRI | Mh MRI | MHHS-Mem City |  | Anesthesia Machine |  | 041-17449 | 041-17449 | West | Memorial Hermann Memorial city medical center | Mh MRI | Icu rm 428 |  |  |  |  | ANESTHESIA UNITS |  | ANESTHESIAMACHINE-Datex-Ohmeda-Aestiva 5 MRI | ANESTHESIAMACHINE | Aestiva 5 MRI |  |  |  | Datex-Ohmeda | Anesthesia Machine |  | ANESTHESIAMACHINE-Datex-Ohmeda-Aestiva 5 MRI |  |  |  |  | Covered PM Repair - Biomedical | MHHS-Mem City
NO | YES |  |  |  | 145-00846 | 145-00846 | Datex-Ohmeda | AESTIVA/5 MRI |  | AMTW00168-MRI | MH MG-(PL)-Pearland Multi-Specialty (Mp 2) | MHHS-Pearland Hospital |  | Anesthesia Machine |  | 145-00846 | 145-00846 | Pearland | MHHS-MG | MH MG-(PL)-Pearland Multi-Specialty (Mp 2) | Pearland Radiology |  |  |  |  | ANESTHESIA UNITS | Anesthesia Machine | ANESTHESIAMACHINE-Datex-Ohmeda-Aestiva 5 MRI | ANESTHESIAMACHINE | Aestiva 5 MRI |  |  |  | Datex-Ohmeda | Anesthesia Machine |  | ANESTHESIAMACHINE-Datex-Ohmeda-Aestiva 5 MRI |  |  |  | AM-SA | Covered PM Repair - Biomedical | MHHS-Pearland Hospital | [8 empty] | ANESTHESIAMACHINE | Anesthesia Machine | Datex-Ohmeda
NO | YES |  |  |  | 005-11649 | 005-11649 | Datex-Ohmeda | AESTIVA/5 MRI |  | AMTW00133 | SE -MRI DEPT | MHHS-Southeast |  | Anesthesia Machine |  | 005-11649 | 005-11649 | Southeast | Memorial Hermann Southeast Hospital | SE -MRI DEPT | MRI DEPT |  |  |  |  | ANESTHESIA UNITS |  | ANESTHESIAMACHINE-Datex-Ohmeda-Aestiva 5 MRI | ANESTHESIAMACHINE | Aestiva 5 MRI |  |  |  | Datex-Ohmeda | Anesthesia Machine |  | ANESTHESIAMACHINE-Datex-Ohmeda-Aestiva 5 MRI |  |  |  |  | Covered PM Repair - Biomedical | MHHS-Southeast
NO | YES |  |  |  | 129-05870 | 129-05870 | Datex-Ohmeda | AESTIVA/5 MRI |  | AMTT02082-MRI | SUGAR LAND - RADIOLOGY | MHHS-Sugarland |  | Anesthesia Machine |  | 129-05870 | 129-05870 | Sugar Land | MHHS-SUGARLAND | SUGAR LAND - RADIOLOGY | MRI |  |  |  |  | ANESTHESIA UNITS |  | ANESTHESIAMACHINE-Datex-Ohmeda-Aestiva 5 MRI | ANESTHESIAMACHINE | Aestiva 5 MRI |  |  |  | Datex-Ohmeda | Anesthesia Machine |  | ANESTHESIAMACHINE-Datex-Ohmeda-Aestiva 5 MRI |  |  |  |  | Covered PM Repair - Biomedical | MHHS-Sugarland
NO | YES |  |  |  | 029-05272 | 029-05272 | Datex-Ohmeda | AESTIVA/5 MRI |  | AMTM00288-MRI | WOODLANDS-RADIOLOGY | MHHS-Woodlands |  | Anesthesia Machine |  | 029-05272 | 029-05272 | Woodlands | MHHS-WOODLANDS | WOODLANDS-RADIOLOGY | MRI |  |  |  |  | ANESTHESIA UNITS |  | ANESTHESIAMACHINE-Datex-Ohmeda-Aestiva 5 MRI | ANESTHESIAMACHINE | Aestiva 5 MRI |  |  |  | Datex-Ohmeda | Anesthesia Machine |  | ANESTHESIAMACHINE-Datex-Ohmeda-Aestiva 5 MRI |  |  |  |  | Covered PM Repair - Biomedical | MHHS-Woodlands
NO | NO |  |  |  | 133-07177 |  | Datex-Ohmeda | AESTIVA/5 MRI |  | AMTN00274-MRI | KATY - OR | MHHS-Katy |  | Anesthesia Machine |  | 133-07177 |  | Katy |  | KATY - OR | [5 empty] | ANESTHESIA UNITS |  | ANESTHESIAMACHINE-Datex-Ohmeda-Aestiva 5 MRI | ANESTHESIAMACHINE | Aestiva 5 MRI |  |  |  | Datex-Ohmeda | Anesthesia Machine |  | ANESTHESIAMACHINE-Datex-Ohmeda-Aestiva 5 MRI |  |  |  |  | Covered PM Repair - Biomedical | MHHS-Katy
NO | YES |  |  |  | 009-09914 | 009-09914 | Datex-Ohmeda | AISYS CARESTATION CS2 |  | APWU01638-OR 7 | GH-OR | MHHS-Greater Heights |  |  |  | 009-09914 | 009-09914 | Central | MHHS-Greater Heights | GH-OR | OR | 9/1/19 |  | 9/1/20 |  | ANESTHESIA UNITS | Anesthesia Machine | ANESTHESIAMACHINE-GE-Aisys CS2 |  |  |  |  | ANESTHESIAMACHINE-GE-Aisys CS2 | Datex-Ohmeda | [6 empty] | AM-SA | Covered PM Repair - Biomedical | MHHS-Greater Heights | [8 empty] | ANESTHESIAMACHINE | Anesthesia Machine | GE
NO | YES |  |  |  | 009-09915 | 009-09915 | Datex-Ohmeda | AISYS CARESTATION CS2 |  | APWU01639-OR 8 | GH-OR Anesthesia | MHHS-Greater Heights |  |  |  | 009-09915 | 009-09915 | Central & Greater Heights | MHHS-Greater Heights | GH-OR Anesthesia | Room 8 | 9/1/19 |  | 9/1/20 |  | ANESTHESIA UNITS | Anesthesia Machine | ANESTHESIAMACHINE-GE-Aisys CS2 |  |  |  |  | ANESTHESIAMACHINE-GE-Aisys CS2 | Datex-Ohmeda | [6 empty] | AM-SA | Covered PM Repair - Biomedical | MHHS-Greater Heights | [8 empty] | ANESTHESIAMACHINE | Anesthesia Machine | GE
NO | YES |  |  |  | 009-09916 | 009-09916 | Datex-Ohmeda | AISYS CARESTATION CS2 |  | APWU01640-OR 3 | GH-OR Anesthesia | MHHS-Greater Heights |  |  |  | 009-09916 | 009-09916 | Central | MHHS-Greater Heights | GH-OR Anesthesia | OR | 9/1/19 |  | 9/1/20 |  | ANESTHESIA UNITS | Anesthesia Machine | ANESTHESIAMACHINE-GE-Aisys CS2 |  |  |  |  | ANESTHESIAMACHINE-GE-Aisys CS2 | Datex-Ohmeda | [6 empty] | AM-SA | Covered PM Repair - Biomedical | MHHS-Greater Heights | [8 empty] | ANESTHESIAMACHINE | Anesthesia Machine | GE
NO | YES |  |  |  | 142-03509 | 142-03509 | Datex-Ohmeda | AISYS CARESTATION CS2 |  | APWU01421 | NE-OR | MHHS-Northeast |  |  |  | 142-03509 | 142-03509 | Katy | MHHS-Northeast | NE-OR | OR1 | 6/1/19 | 6/1/20 |  |  | ANESTHESIA UNITS | Anesthesia Machine | ANESTHESIAMACHINE-GE-Aisys CS2 |  |  |  |  | ANESTHESIAMACHINE-GE-Aisys CS2 | Datex-Ohmeda | [6 empty] | AM-SA | Covered PM Repair - Biomedical | MHHS-Northeast | [8 empty] | ANESTHESIAMACHINE | Anesthesia Machine | GE
NO | YES |  |  |  | 142-05986 | 142-05986 | Datex-Ohmeda | AISYS CARESTATION CS2 |  | APWT02406 | NE-OR | MHHS-Northeast |  |  |  | 142-05986 | 142-05986 | Katy | MHHS-Northeast | NE-OR | Or 3 | 6/1/19 | 6/1/20 |  |  | ANESTHESIA UNITS | Anesthesia Machine | ANESTHESIAMACHINE-GE-Aisys CS2 |  |  |  |  | ANESTHESIAMACHINE-GE-Aisys CS2 | Datex-Ohmeda | [6 empty] | AM-SA | Covered PM Repair - Biomedical | MHHS-Northeast | [8 empty] | ANESTHESIAMACHINE | Anesthesia Machine | GE
NO | YES |  |  |  | 142-06250 | 142-06250 | Datex-Ohmeda | AISYS CARESTATION CS2 |  | APWT02704 | NE-Anesthesia | MHHS-Northeast |  |  |  | 142-06250 | 142-06250 | Katy | MHHS-Northeast | NE-Anesthesia | OR Hybrid Room | 6/1/19 | 6/1/20 |  |  | ANESTHESIA UNITS | Anesthesia Machine | ANESTHESIAMACHINE-GE-Aisys CS2 |  |  |  |  | ANESTHESIAMACHINE-GE-Aisys CS2 | Datex-Ohmeda | [6 empty] | AM-SA | Covered PM Repair - Biomedical | MHHS-Northeast | [8 empty] | ANESTHESIAMACHINE | Anesthesia Machine | GE
NO | YES | Asset Tag 142-06951 |  |  | 142-06951 | 142-06951 | Datex-Ohmeda | AISYS CARESTATION CS2 |  | APWU02587 | NE-Anesthesia | MHHS-Northeast |  |  |  | 142-06951 | 142-06951 | Katy | MHHS-Northeast | NE-Anesthesia |  | 7/10/19 |  |  |  | ANESTHESIA UNITS | Anesthesia Machine | ANESTHESIAMACHINE-GE-Aisys CS2 |  |  |  |  | ANESTHESIAMACHINE-GE-Aisys CS2 | Datex-Ohmeda | [5 empty] | Finished from Script 3/27/2020 12:11:52pm (Central) | AM-SA | Covered PM Repair - Biomedical | MHHS-Northeast | [8 empty] | ANESTHESIAMACHINE | Anesthesia Machine | GE
NO | YES |  |  |  | 142-07453 | 142-07453 | Datex-Ohmeda | AISYS CARESTATION CS2 |  | APWX02159 | NE-OR | MHHS-Northeast |  |  |  | 142-07453 | 142-07453 | Katy | MHHS-Northeast | NE-OR | OR 8 | 12/1/19 | 12/1/20 |  |  | ANESTHESIA UNITS | Anesthesia Machine | ANESTHESIAMACHINE-GE-Aisys CS2 |  |  |  |  | ANESTHESIAMACHINE-GE-Aisys CS2 | Datex-Ohmeda | [6 empty] | AM-SA | Not Covered Vendor Only - Rad, Low End | MHHS-Northeast | [8 empty] | ANESTHESIAMACHINE | Anesthesia Machine | GE
NO | YES |  |  |  | 142-07459 | 142-07459 | Datex-Ohmeda | AISYS CARESTATION CS2 |  | APWX02161-Endo OR 9 | NE-Anesthesia | MHHS-Northeast |  |  |  | 142-07459 | 142-07459 | Katy | MHHS-Northeast | NE-Anesthesia | Or 6 | 12/1/19 | 12/1/20 |  |  | ANESTHESIA UNITS | Anesthesia Machine | ANESTHESIAMACHINE-GE-Aisys CS2 |  |  |  |  | ANESTHESIAMACHINE-GE-Aisys CS2 | Datex-Ohmeda | [6 empty] | AM-SA | Covered PM Repair - Biomedical | MHHS-Northeast | [8 empty] | ANESTHESIAMACHINE | Anesthesia Machine | GE
NO | YES |  |  |  | 142-07978 | 142-07978 | Datex-Ohmeda | AISYS CARESTATION CS2 |  | APWX02160 | NE-OR | MHHS-Northeast |  |  |  | 142-07978 | 142-07978 | Katy | MHHS-Northeast | NE-OR | Or 4 | 12/1/19 | 12/1/20 |  |  | ANESTHESIA UNITS | Anesthesia Machine | ANESTHESIAMACHINE-GE-Aisys CS2 |  |  |  |  | ANESTHESIAMACHINE-GE-Aisys CS2 | Datex-Ohmeda | [6 empty] | AM-SA | Covered PM Repair - Biomedical | MHHS-Northeast | [8 empty] | ANESTHESIAMACHINE | Anesthesia Machine | GE
NO | YES |  |  |  | 145-00459 | 145-00459 | Datex-Ohmeda | AISYS CARESTATION CS2 |  | APWU02712-LDOR | Pearland-OR-Anesthesia | MHHS-Pearland Hospital |  |  |  | 145-00459 | 145-00459 | Pearland | MHHS-Pearland Hospital | Pearland-OR-Anesthesia | OR C SECTION | 10/1/19 | 10/1/20 |  |  | ANESTHESIA UNITS | Anesthesia Machine | ANESTHESIAMACHINE-GE-Aisys CS2 |  |  |  |  | ANESTHESIAMACHINE-GE-Aisys CS2 | Datex-Ohmeda | [6 empty] | AM-SA | Covered PM Repair - Biomedical | MHHS-Pearland Hospital | [8 empty] | ANESTHESIAMACHINE | Anesthesia Machine | GE
NO | YES |  |  |  | 145-00467 | 145-00467 | Datex-Ohmeda | AISYS CARESTATION CS2 |  | APWU02711- ENDO | Pearland-OR | MHHS-Pearland Hospital |  |  |  | 145-00467 | 145-00467 | Pearland | MHHS-Pearland Hospital | Pearland-OR | Minor Procedure Room | 11/1/19 | 11/1/20 |  |  | ANESTHESIA UNITS | Anesthesia Machine | ANESTHESIAMACHINE-GE-Aisys CS2 |  |  |  |  | ANESTHESIAMACHINE-GE-Aisys CS2 | Datex-Ohmeda | [6 empty] | AM-SA | Covered PM Repair - Biomedical | MHHS-Pearland Hospital | [8 empty] | ANESTHESIAMACHINE | Anesthesia Machine | GE
NO | YES |  |  |  | 145-00474 | 145-00474 | Datex-Ohmeda | AISYS CARESTATION CS2 |  | APWU02709-OR4 | Pearland-OR | MHHS-Pearland Hospital |  |  |  | 145-00474 | 145-00474 | Pearland | MHHS-Pearland Hospital | Pearland-OR | Pearland - OR | 11/1/19 | 11/1/20 |  |  | ANESTHESIA UNITS | Anesthesia Machine | ANESTHESIAMACHINE-GE-Aisys CS2 |  |  |  |  | ANESTHESIAMACHINE-GE-Aisys CS2 | Datex-Ohmeda |  |  |  |  | 1/31/12 |  | AM-SA | Covered PM Repair - Radiology, Low End | MHHS-Pearland Hospital | [8 empty] | ANESTHESIAMACHINE | Anesthesia Machine | GE
NO | YES |  |  |  | 145-00486 | 145-00486 | Datex-Ohmeda | AISYS CARESTATION CS2 |  | APWU02713-OR1 | Pearland-OR-Anesthesia | MHHS-Pearland Hospital |  |  |  | 145-00486 | 145-00486 | Pearland | MHHS-Pearland Hospital | Pearland-OR-Anesthesia | OR1 | 12/1/19 | 12/1/20 |  |  | ANESTHESIA UNITS | Anesthesia Machine | ANESTHESIAMACHINE-GE-Aisys CS2 |  |  |  |  | ANESTHESIAMACHINE-GE-Aisys CS2 | Datex-Ohmeda |  |  |  |  | 2/1/13 |  | AM-SA | Covered PM Repair - Radiology, Low End | MHHS-Pearland Hospital | [8 empty] | ANESTHESIAMACHINE | Anesthesia Machine | GE
NO | YES |  |  |  | 145-00496 | 145-00496 | Datex-Ohmeda | AISYS CARESTATION CS2 |  | APWU02716-OR2 | Pearland-OR | MHHS-Pearland Hospital |  |  |  | 145-00496 | 145-00496 | Pearland | MHHS-Pearland Hospital | Pearland-OR | OR2 |  | 1/1/21 |  |  | ANESTHESIA UNITS | Anesthesia Machine | ANESTHESIAMACHINE-GE-Aisys CS2 |  |  |  |  | ANESTHESIAMACHINE-GE-Aisys CS2 | Datex-Ohmeda | [6 empty] | AM-SA | Covered PM Repair - Biomedical | MHHS-Pearland Hospital | [8 empty] | ANESTHESIAMACHINE | Anesthesia Machine | GE
NO | YES |  |  |  | 145-00512 | 145-00512 | Datex-Ohmeda | AISYS CARESTATION CS2 |  | APWU02710-OR3 | Pearland-OR | MHHS-Pearland Hospital |  |  |  | 145-00512 | 145-00512 | Pearland | MHHS-Pearland Hospital | Pearland-OR | OR 3 | 11/1/19 | 11/1/20 |  |  | ANESTHESIA UNITS | Anesthesia Machine | ANESTHESIAMACHINE-GE-Aisys CS2 |  |  |  |  | ANESTHESIAMACHINE-GE-Aisys CS2 | Datex-Ohmeda | [6 empty] | AM-SA | Covered PM Repair - Biomedical | MHHS-Pearland Hospital | [8 empty] | ANESTHESIAMACHINE | Anesthesia Machine | GE
NO | YES |  |  |  | 145-00532 | 145-00532 | Datex-Ohmeda | AISYS CARESTATION CS2 |  | APWU02714-ENDO | Pearland-OR-Anesthesia | MHHS-Pearland Hospital |  |  |  | 145-00532 | 145-00532 | Pearland | MHHS-Pearland Hospital | Pearland-OR-Anesthesia | PEARLAND - Endoscopy | 10/1/19 | 10/1/20 |  |  | ANESTHESIA UNITS | Anesthesia Machine | ANESTHESIAMACHINE-GE-Aisys CS2 |  |  |  |  | ANESTHESIAMACHINE-GE-Aisys CS2 | Datex-Ohmeda | [6 empty] | AM-SA | Covered PM Repair - Biomedical | MHHS-Pearland Hospital | [8 empty] | ANESTHESIAMACHINE | Anesthesia Machine | GE
NO | YES |  |  |  | 005-10644 | 005-10644 | Datex-Ohmeda | AISYS CARESTATION CS2 |  | APWU01522-OR 14 | SE-OR-Anesthesia | MHHS-Southeast |  |  |  | 005-10644 | 005-10644 | Southeast | MHHS-Southeast | SE-OR-Anesthesia |  | 10/1/19 |  |  |  | ANESTHESIA UNITS |  | ANESTHESIAMACHINE-GE-Aisys CS2 |  |  |  |  | ANESTHESIAMACHINE-GE-Aisys CS2 | Datex-Ohmeda |  |  |  |  | 9/2/15 |  |  | Covered PM Repair - Biomedical | MHHS-Southeast
NO | YES |  |  |  | 099-07887 | 099-07887 | Datex-Ohmeda | AISYS CARESTATION CS2 |  | APWU01520 - OR 11? | (null) | MHHS-Southeast |  |  |  | 099-07887 | 099-07887 | (null) | MHHS-Southeast | (null) | (null) |  |  |  | (null) | ANESTHESIA UNITS |  | ANESTHESIAMACHINE-GE-Aisys CS2 |  |  |  |  | ANESTHESIAMACHINE-GE-Aisys CS2 | Datex-Ohmeda | [7 empty] | Covered PM Repair - Biomedical | MHHS-Southeast
NO | YES |  |  |  | 005-10646 | 005-10646 | Datex-Ohmeda | AISYS CARESTATION CS2 |  | APWU01521-Hybrid | SE-OR-Anesthesia | MHHS-Southeast |  |  |  | 005-10646 | 005-10646 | Southeast | MHHS-Southeast | SE-OR-Anesthesia | Hybrid OR | 4/1/19 |  | 4/1/20 |  | ANESTHESIA UNITS |  | ANESTHESIAMACHINE-GE-Aisys CS2 |  |  |  |  | ANESTHESIAMACHINE-GE-Aisys CS2 | Datex-Ohmeda | [7 empty] | Covered PM Repair - Biomedical | MHHS-Southeast
NO | YES |  |  |  | 005-33907 | 005-33907 | Datex-Ohmeda | AISYS CARESTATION CS2 |  | APWX03089-OR 12 | SE-OR | MHHS-Southeast |  |  |  | 005-33907 | 005-33907 | Southeast | MHHS-Southeast | SE-OR | Hybrid Ii | 1/1/20 |  | 1/1/21 | A | ANESTHESIA UNITS |  | ANESTHESIAMACHINE-GE-Aisys CS2 |  |  |  |  | ANESTHESIAMACHINE-GE-Aisys CS2 | Datex-Ohmeda |  |  |  |  | 3/27/16 |  |  | Covered PM Repair - Biomedical | MHHS-Southeast
NO | YES | Asset Tag 005-00748 |  |  | 005-00748 | 005-00748 | Datex-Ohmeda | AISYS CARESTATION CS2 |  | APWX03088-Hallway | (null) | MHHS-Southeast |  |  |  | 005-00748 | 005-00748 | (null) | MHHS-Southeast | (null) | (null) |  |  |  | (null) | ANESTHESIA UNITS |  | ANESTHESIAMACHINE-GE-Aisys CS2 |  |  |  |  | ANESTHESIAMACHINE-GE-Aisys CS2 | Datex-Ohmeda |  |  |  |  | 3/27/16 |  |  | Covered PM Repair - Biomedical | MHHS-Southeast
NO | YES |  |  |  | 005-33909 | 005-33909 | Datex-Ohmeda | AISYS CARESTATION CS2 |  | APWX03090-HYBRID 2 | SE-OR | MHHS-Southeast |  |  |  | 005-33909 | 005-33909 | Southeast | MHHS-Southeast | SE-OR | Room 12 | 10/1/19 |  | 10/1/20 |  | ANESTHESIA UNITS |  | ANESTHESIAMACHINE-GE-Aisys CS2 |  |  |  |  | ANESTHESIAMACHINE-GE-Aisys CS2 | Datex-Ohmeda | [7 empty] | Covered PM Repair - Biomedical | MHHS-Southeast
NO | YES |  |  |  | 029-09694 | 029-09694 | Datex-Ohmeda | AISYS CARESTATION CS2 |  | APWU01413-OR 6 | Woodlands-Anesthesia | MHHS-Woodlands |  |  |  | 029-09694 | 029-09694 | Woodlands | MHHS-Woodlands | Woodlands-Anesthesia | OR6 | 7/1/19 |  | 7/1/20 |  | ANESTHESIA UNITS | Anesthesia Machine | ANESTHESIAMACHINE-GE-Aisys CS2 |  |  |  |  | ANESTHESIAMACHINE-GE-Aisys CS2 | Datex-Ohmeda |  |  |  |  | 1/1/15 |  | AM-SA | Not Covered Vendor Only - Lab Ana/Anes | MHHS-Woodlands | [8 empty] | ANESTHESIAMACHINE | Anesthesia Machine | GE
NO | YES |  |  |  | 029-09714 | 029-09714 | Datex-Ohmeda | AISYS CARESTATION CS2 |  | APWU00294-OR 1 | Woodlands-Anesthesia | MHHS-Woodlands |  |  |  | 029-09714 | 029-09714 | Woodlands | MHHS-Woodlands | Woodlands-Anesthesia | Room 1 | 5/1/19 |  | 5/1/20 |  | ANESTHESIA UNITS | Anesthesia Machine | ANESTHESIAMACHINE-GE-Aisys CS2 |  |  |  |  | ANESTHESIAMACHINE-GE-Aisys CS2 | Datex-Ohmeda | [6 empty] | AM-SA | Not Covered Vendor Only - Biomedical | MHHS-Woodlands | [8 empty] | ANESTHESIAMACHINE | Anesthesia Machine | GE
NO | YES |  |  |  | 029-09718 | 029-09718 | Datex-Ohmeda | AISYS CARESTATION CS2 |  | APWU01415-OR 15 | Woodlands-OR | MHHS-Woodlands |  |  |  | 029-09718 | 029-09718 | Woodlands | MHHS-Woodlands | Woodlands-OR | Room 15 | 5/1/19 |  | 5/1/20 |  | ANESTHESIA UNITS | Anesthesia Machine | ANESTHESIAMACHINE-GE-Aisys CS2 |  |  |  |  | ANESTHESIAMACHINE-GE-Aisys CS2 | Datex-Ohmeda | [6 empty] | AM-SA | Not Covered Vendor Only - Biomedical | MHHS-Woodlands | [8 empty] | ANESTHESIAMACHINE | Anesthesia Machine | GE
NO | YES |  |  |  | 029-12731 | 029-12731 | Datex-Ohmeda | AISYS CARESTATION CS2 |  | APWY01257 | Woodlands-Central Supply | MHHS-Woodlands |  |  |  | 029-12731 | 029-12731 | Woodlands | MHHS-Woodlands | Woodlands-Central Supply | PACU L | 11/1/19 |  | 8/1/20 |  | ANESTHESIA UNITS | Anesthesia Machine | ANESTHESIAMACHINE-GE-Aisys CS2 |  |  |  |  | ANESTHESIAMACHINE-GE-Aisys CS2 | Datex-Ohmeda | [6 empty] | AM-SA | Covered PM Repair - Biomedical | MHHS-Woodlands | [8 empty] | ANESTHESIAMACHINE | Anesthesia Machine | GE
NO | YES |  |  |  | 029-12732 | 029-12732 | Datex-Ohmeda | AISYS CARESTATION CS2 |  | APWY01256 | Woodlands-Birth Center | MHHS-Woodlands |  |  |  | 029-12732 | 029-12732 | Woodlands | MHHS-Woodlands | Woodlands-Birth Center | L | 11/1/19 |  | 11/1/20 |  | ANESTHESIA UNITS | Anesthesia Machine | ANESTHESIAMACHINE-GE-Aisys CS2 |  |  |  |  | ANESTHESIAMACHINE-GE-Aisys CS2 | Datex-Ohmeda | [6 empty] | AM-SA | Covered PM Repair - Biomedical | MHHS-Woodlands | [8 empty] | ANESTHESIAMACHINE | Anesthesia Machine | GE
NO | YES |  |  |  | 029-12733 | 029-12733 | Datex-Ohmeda | AISYS CARESTATION CS2 |  | APWY01255 | Woodlands-Birth Center | MHHS-Woodlands |  |  |  | 029-12733 | 029-12733 | Woodlands | MHHS-Woodlands | Woodlands-Birth Center | L | 11/1/19 |  | 3/1/20 |  | ANESTHESIA UNITS | Anesthesia Machine | ANESTHESIAMACHINE-GE-Aisys CS2 |  |  |  |  | ANESTHESIAMACHINE-GE-Aisys CS2 | Datex-Ohmeda | [6 empty] | AM-SA | Covered PM Repair - Biomedical | MHHS-Woodlands | [8 empty] | ANESTHESIAMACHINE | Anesthesia Machine | GE
NO | YES |  |  |  | 029-12894 | 029-12894 | Datex-Ohmeda | AISYS CARESTATION CS2 |  | APWY02256 | Woodlands-OR | MHHS-Woodlands |  |  |  | 029-12894 | 029-12894 | Woodlands | MHHS-Woodlands | Woodlands-OR | Surgery room 18 | 10/1/19 |  | 10/1/20 |  | ANESTHESIA UNITS | Anesthesia Machine | ANESTHESIAMACHINE-GE-Aisys CS2 |  |  |  |  | ANESTHESIAMACHINE-GE-Aisys CS2 | Datex-Ohmeda | [6 empty] | AM-SA | Covered PM Repair - Biomedical | MHHS-Woodlands | [8 empty] | ANESTHESIAMACHINE | Anesthesia Machine | GE
NO | YES |  |  |  | 029-32199 | 029-32199 | Datex-Ohmeda | AISYS CARESTATION CS2 |  | APWX02293-OR 8 | Woodlands-OR | MHHS-Woodlands |  |  |  | 029-32199 | 029-32199 | Woodlands | MHHS-Woodlands | Woodlands-OR | OR 8 | 11/1/18 |  | 11/1/20 |  | ANESTHESIA UNITS | Anesthesia Machine | ANESTHESIAMACHINE-GE-Aisys CS2 |  |  |  |  | ANESTHESIAMACHINE-GE-Aisys CS2 | Datex-Ohmeda | [6 empty] | AM-SA | Covered PM Repair - Biomedical | MHHS-Woodlands | [8 empty] | ANESTHESIAMACHINE | Anesthesia Machine | GE
NO | NO |  |  |  | 145-00469 |  | Datex-Ohmeda | AISYS CARESTATION CS2 |  | APWU02715-SHELL | PEARLAND - OR - ANESTHESIA | MHHS-Pearland Hospital |  |  |  | 145-00469 |  | Pearland |  | PEARLAND - OR - ANESTHESIA | [5 empty] | ANESTHESIA UNITS |  | ANESTHESIAMACHINE-GE-Aisys CS2 |  |  |  |  | ANESTHESIAMACHINE-GE-Aisys CS2 | Datex-Ohmeda | [7 empty] | Covered PM Repair - Biomedical | MHHS-Pearland Hospital
NO | NO |  |  |  | 029-09693 |  | Datex-Ohmeda | AISYS CARESTATION CS2 |  | APWU01414-OR 7 | WOODLANDS - ANESTHESIA | MHHS-Woodlands |  |  |  | 029-09693 |  | Woodlands |  | WOODLANDS - ANESTHESIA | [5 empty] | ANESTHESIA UNITS |  | ANESTHESIAMACHINE-GE-Aisys CS2 |  |  |  |  | ANESTHESIAMACHINE-GE-Aisys CS2 | Datex-Ohmeda | [7 empty] | Covered PM Repair - Radiology, Low End | MHHS-Woodlands
NO | YES |  |  |  | 009-09917 | 009-09917 | Datex-Ohmeda | ALADIN 2 |  | BGAU00579 | GH-OR | MHHS-Greater Heights |  | Vaporizer, Anesthesia |  | 009-09917 | 009-09917 | Central | MHHS-Greater Heights | GH-OR | OR | 9/1/18 |  | 9/1/19 |  | ANESTHESIA UNIT VAPORIZERS | Vaporizer, Anesthesia | VAPORIZERANESTHESIA-Datex-Ohmeda-Aladin2 DES | VAPORIZERANESTHESIA | Aladin2 DES |  |  |  | Datex-Ohmeda | Vaporizer, Anesthesia |  |  | VAPORIZERANESTHESIA-Datex-Ohmeda-Aladin2 DES |  |  | VA-SA | Covered PM Repair - Biomedical | MHHS-Greater Heights | [8 empty] | VAPORIZERANESTHESIA | Vaporizer, Anesthesia | Datex-Ohmeda
NO | YES |  |  |  | 009-09918 | 009-09918 | Datex-Ohmeda | ALADIN 2 |  | BGAU00570 | GH-OR Anesthesia | MHHS-Greater Heights |  | Vaporizer, Anesthesia |  | 009-09918 | 009-09918 | Central | MHHS-Greater Heights | GH-OR Anesthesia | OR | 9/1/19 |  | 9/1/20 |  | ANESTHESIA UNIT VAPORIZERS | Vaporizer, Anesthesia | VAPORIZERANESTHESIA-Datex-Ohmeda-Aladin2 DES | VAPORIZERANESTHESIA | Aladin2 DES |  |  |  | Datex-Ohmeda | Vaporizer, Anesthesia |  |  | VAPORIZERANESTHESIA-Datex-Ohmeda-Aladin2 DES |  |  | VA-SA | Covered PM Repair - Biomedical | MHHS-Greater Heights | [8 empty] | VAPORIZERANESTHESIA | Vaporizer, Anesthesia | Datex-Ohmeda
NO | YES |  |  |  | 009-09919 | 009-09919 | Datex-Ohmeda | ALADIN 2 |  | BGAU00575 | GH-OR Anesthesia | MHHS-Greater Heights |  | Vaporizer, Anesthesia |  | 009-09919 | 009-09919 | Central & Greater Heights | MHHS-Greater Heights | GH-OR Anesthesia | Room 8 | 9/1/18 |  | 9/1/19 |  | ANESTHESIA UNIT VAPORIZERS | Vaporizer, Anesthesia | VAPORIZERANESTHESIA-Datex-Ohmeda-Aladin2 DES | VAPORIZERANESTHESIA | Aladin2 DES |  |  |  | Datex-Ohmeda | Vaporizer, Anesthesia |  |  | VAPORIZERANESTHESIA-Datex-Ohmeda-Aladin2 DES |  |  | VA-SA | Covered PM Repair - Biomedical | MHHS-Greater Heights | [8 empty] | VAPORIZERANESTHESIA | Vaporizer, Anesthesia | Datex-Ohmeda
NO | YES |  |  |  | 009-10045 | 009-10045 | Datex-Ohmeda | ALADIN 2 |  | BGBL02116 | GH-OR Anesthesia | MHHS-Greater Heights |  | Vaporizer, Anesthesia |  | 009-10045 | 009-10045 | Central & Greater Heights | MHHS-Greater Heights | GH-OR Anesthesia | Room 8 | 9/1/19 |  | 9/1/20 |  | ANESTHESIA UNIT VAPORIZERS | Vaporizer, Anesthesia | VAPORIZERANESTHESIA-Datex-Ohmeda-Aladin2 DES | VAPORIZERANESTHESIA | Aladin2 DES |  |  |  | Datex-Ohmeda | Vaporizer, Anesthesia |  |  | VAPORIZERANESTHESIA-Datex-Ohmeda-Aladin2 DES |  |  | VA-SA | Covered PM Repair - Biomedical | MHHS-Greater Heights | [8 empty] | VAPORIZERANESTHESIA | Vaporizer, Anesthesia | Datex-Ohmeda
NO | YES |  |  |  | 009-10046 | 009-10046 | Datex-Ohmeda | ALADIN 2 |  | BGBM00715 | GH-OR Anesthesia | MHHS-Greater Heights |  | Vaporizer, Anesthesia |  | 009-10046 | 009-10046 | Central | MHHS-Greater Heights | GH-OR Anesthesia | OR | 9/1/19 |  | 9/1/20 |  | ANESTHESIA UNIT VAPORIZERS | Vaporizer, Anesthesia | VAPORIZERANESTHESIA-Datex-Ohmeda-Aladin2 DES | VAPORIZERANESTHESIA | Aladin2 DES |  |  |  | Datex-Ohmeda | Vaporizer, Anesthesia |  |  | VAPORIZERANESTHESIA-Datex-Ohmeda-Aladin2 DES |  |  | VA-SA | Covered PM Repair - Biomedical | MHHS-Greater Heights | [8 empty] | VAPORIZERANESTHESIA | Vaporizer, Anesthesia | Datex-Ohmeda
NO | YES |  |  |  | 009-10047 | 009-10047 | Datex-Ohmeda | ALADIN 2 |  | BGBM00716 | GH-OR Anesthesia | MHHS-Greater Heights |  | Vaporizer, Anesthesia |  | 009-10047 | 009-10047 | Central | MHHS-Greater Heights | GH-OR Anesthesia | OR | 9/1/19 |  | 9/1/20 |  | ANESTHESIA UNIT VAPORIZERS | Vaporizer, Anesthesia | VAPORIZERANESTHESIA-Datex-Ohmeda-Aladin2 DES | VAPORIZERANESTHESIA | Aladin2 DES |  |  |  | Datex-Ohmeda | Vaporizer, Anesthesia |  |  | VAPORIZERANESTHESIA-Datex-Ohmeda-Aladin2 DES |  |  | VA-SA | Covered PM Repair - Biomedical | MHHS-Greater Heights | [8 empty] | VAPORIZERANESTHESIA | Vaporizer, Anesthesia | Datex-Ohmeda
NO | YES |  |  |  | 142-06814 | 142-06814 | Datex-Ohmeda | ALADIN 2 |  | BGBR02112 | NE-Day Surgery | MHHS-Northeast |  | Vaporizer, Anesthesia |  | 142-06814 | 142-06814 | Katy | MHHS-Northeast | NE-Day Surgery | Daysurgery | 6/1/18 | 6/1/19 |  |  | ANESTHESIA UNIT VAPORIZERS | Vaporizer, Anesthesia | VAPORIZERANESTHESIA-Datex-Ohmeda-Aladin2 DES | VAPORIZERANESTHESIA | Aladin2 DES |  |  |  | Datex-Ohmeda | Vaporizer, Anesthesia |  |  | VAPORIZERANESTHESIA-Datex-Ohmeda-Aladin2 DES |  |  | VA-SA | Covered PM Repair - Biomedical | MHHS-Northeast | [8 empty] | VAPORIZERANESTHESIA | Vaporizer, Anesthesia | Datex-Ohmeda
NO | YES |  |  |  | 142-06815 | 142-06815 | Datex-Ohmeda | ALADIN 2 |  | BGBR02095 | NE-Anesthesia | MHHS-Northeast |  | Vaporizer, Anesthesia |  | 142-06815 | 142-06815 | Katy | MHHS-Northeast | NE-Anesthesia | OR Hybrid Room | 6/1/19 | 6/1/20 |  |  | ANESTHESIA UNIT VAPORIZERS | Vaporizer, Anesthesia | VAPORIZERANESTHESIA-Datex-Ohmeda-Aladin2 DES | VAPORIZERANESTHESIA | Aladin2 DES |  |  |  | Datex-Ohmeda | Vaporizer, Anesthesia |  |  | VAPORIZERANESTHESIA-Datex-Ohmeda-Aladin2 DES | 12/2/16 |  | VA-SA | Covered PM Repair - Biomedical | MHHS-Northeast | [8 empty] | VAPORIZERANESTHESIA | Vaporizer, Anesthesia | Datex-Ohmeda
NO | YES |  |  |  | 142-06835 | 142-06835 | Datex-Ohmeda | ALADIN 2 |  | BGBV00735 | NE-OR | MHHS-Northeast |  | Vaporizer, Anesthesia |  | 142-06835 | 142-06835 | Katy | MHHS-Northeast | NE-OR | OR1 | 6/1/19 | 6/1/20 |  |  | ANESTHESIA UNIT VAPORIZERS | Vaporizer, Anesthesia | VAPORIZERANESTHESIA-Datex-Ohmeda-Aladin2 DES | VAPORIZERANESTHESIA | Aladin2 DES |  |  |  | Datex-Ohmeda | Vaporizer, Anesthesia |  |  | VAPORIZERANESTHESIA-Datex-Ohmeda-Aladin2 DES | 10/31/17 |  | VA-SA | Covered PM Repair - Biomedical | MHHS-Northeast | [8 empty] | VAPORIZERANESTHESIA | Vaporizer, Anesthesia | Datex-Ohmeda
NO | YES |  |  |  | 142-06921 | 142-06921 | Datex-Ohmeda | ALADIN 2 |  | BGBV00292 | NE-OR | MHHS-Northeast |  | Vaporizer, Anesthesia |  | 142-06921 | 142-06921 | Katy | MHHS-Northeast | NE-OR | OR 8 | 12/1/19 | 12/1/20 |  |  | ANESTHESIA UNIT VAPORIZERS | Vaporizer, Anesthesia | VAPORIZERANESTHESIA-Datex-Ohmeda-Aladin2 DES | VAPORIZERANESTHESIA | Aladin2 DES |  |  |  | Datex-Ohmeda | Vaporizer, Anesthesia |  |  | VAPORIZERANESTHESIA-Datex-Ohmeda-Aladin2 DES | 10/31/17 |  | VA-SA | Covered PM Repair - Biomedical | MHHS-Northeast | [8 empty] | VAPORIZERANESTHESIA | Vaporizer, Anesthesia | Datex-Ohmeda
NO | YES |  |  |  | 142-06952 | 142-06952 | Datex-Ohmeda | ALADIN 2 |  | BGBV00740 | NE-OR | MHHS-Northeast |  | Vaporizer, Anesthesia |  | 142-06952 | 142-06952 | Katy | MHHS-Northeast | NE-OR | OR 2 | 7/1/19 | 7/1/20 |  |  | ANESTHESIA UNIT VAPORIZERS | Vaporizer, Anesthesia | VAPORIZERANESTHESIA-Datex-Ohmeda-Aladin2 DES | VAPORIZERANESTHESIA | Aladin2 DES |  |  |  | Datex-Ohmeda | Vaporizer, Anesthesia |  |  | VAPORIZERANESTHESIA-Datex-Ohmeda-Aladin2 DES | 10/31/17 |  | VA-SA | Covered PM Repair - Biomedical | MHHS-Northeast | [8 empty] | VAPORIZERANESTHESIA | Vaporizer, Anesthesia | Datex-Ohmeda
NO | YES |  |  |  | 142-06953 | 142-06953 | Datex-Ohmeda | ALADIN 2 |  | BGCV00639 | NE-Anesthesia | MHHS-Northeast |  | Vaporizer, Anesthesia |  | 142-06953 | 142-06953 | Katy | MHHS-Northeast | NE-Anesthesia |  | 6/1/17 | 6/1/18 |  |  | ANESTHESIA UNIT VAPORIZERS | Vaporizer, Anesthesia | VAPORIZERANESTHESIA-Datex-Ohmeda-Aladin2 DES | VAPORIZERANESTHESIA | Aladin2 DES |  |  |  | Datex-Ohmeda | Vaporizer, Anesthesia |  |  | VAPORIZERANESTHESIA-Datex-Ohmeda-Aladin2 DES | 10/31/17 |  | VA-SA | Covered PM Repair - Biomedical | MHHS-Northeast | [8 empty] | VAPORIZERANESTHESIA | Vaporizer, Anesthesia | Datex-Ohmeda
NO | YES |  |  |  | 142-06954 | 142-06954 | Datex-Ohmeda | ALADIN 2 |  | BGAV00439 | NE-OR | MHHS-Northeast |  | Vaporizer, Anesthesia |  | 142-06954 | 142-06954 | Katy | MHHS-Northeast | NE-OR | OR 4 | 7/1/19 | 7/1/20 |  |  | ANESTHESIA UNIT VAPORIZERS | Vaporizer, Anesthesia | VAPORIZERANESTHESIA-Datex-Ohmeda-Aladin2 DES | VAPORIZERANESTHESIA | Aladin2 DES |  |  |  | Datex-Ohmeda | Vaporizer, Anesthesia |  |  | VAPORIZERANESTHESIA-Datex-Ohmeda-Aladin2 DES | 10/31/17 |  | VA-SA | Covered PM Repair - Biomedical | MHHS-Northeast | [8 empty] | VAPORIZERANESTHESIA | Vaporizer, Anesthesia | Datex-Ohmeda
NO | YES |  |  |  | 142-07455 | 142-07455 | Datex-Ohmeda | ALADIN 2 |  | BGBX01856 | NE-OR | MHHS-Northeast |  | Vaporizer, Anesthesia |  | 142-07455 | 142-07455 | Katy | MHHS-Northeast | NE-OR | Or 4 | 12/1/19 | 12/1/20 |  |  | ANESTHESIA UNIT VAPORIZERS | Vaporizer, Anesthesia | VAPORIZERANESTHESIA-Datex-Ohmeda-Aladin2 DES | VAPORIZERANESTHESIA | Aladin2 DES |  |  |  | Datex-Ohmeda | Vaporizer, Anesthesia |  |  | VAPORIZERANESTHESIA-Datex-Ohmeda-Aladin2 DES | 10/31/17 |  | VA-SA | Covered PM Repair - Biomedical | MHHS-Northeast | [8 empty] | VAPORIZERANESTHESIA | Vaporizer, Anesthesia | Datex-Ohmeda
NO | YES |  |  |  | 142-07456 | 142-07456 | Datex-Ohmeda | ALADIN 2 |  | BGCX01204 | NE-Anesthesia | MHHS-Northeast |  | Vaporizer, Anesthesia |  | 142-07456 | 142-07456 | Katy | MHHS-Northeast | NE-Anesthesia |  | 11/1/18 | 11/1/19 |  |  | ANESTHESIA UNIT VAPORIZERS | Vaporizer, Anesthesia | VAPORIZERANESTHESIA-Datex-Ohmeda-Aladin2 DES | VAPORIZERANESTHESIA | Aladin2 DES |  |  |  | Datex-Ohmeda | Vaporizer, Anesthesia |  |  | VAPORIZERANESTHESIA-Datex-Ohmeda-Aladin2 DES | 10/31/17 |  | VA-SA | Covered PM Repair - Biomedical | MHHS-Northeast | [8 empty] | VAPORIZERANESTHESIA | Vaporizer, Anesthesia | Datex-Ohmeda
NO | YES |  |  |  | 142-07460 | 142-07460 | Datex-Ohmeda | ALADIN 2 |  | BGBX01858 | NE-Anesthesia | MHHS-Northeast |  | Vaporizer, Anesthesia |  | 142-07460 | 142-07460 | Katy | MHHS-Northeast | NE-Anesthesia | Or 6 | 12/1/19 | 12/1/20 |  |  | ANESTHESIA UNIT VAPORIZERS | Vaporizer, Anesthesia | VAPORIZERANESTHESIA-Datex-Ohmeda-Aladin2 DES | VAPORIZERANESTHESIA | Aladin2 DES |  |  |  | Datex-Ohmeda | Vaporizer, Anesthesia |  |  | VAPORIZERANESTHESIA-Datex-Ohmeda-Aladin2 DES |  |  | VA-SA | Covered PM Repair - Biomedical | MHHS-Northeast | [8 empty] | VAPORIZERANESTHESIA | Vaporizer, Anesthesia | Datex-Ohmeda
NO | YES |  |  |  | 142-07461 | 142-07461 | Datex-Ohmeda | ALADIN 2 |  | BGCX01216 | NE-Anesthesia | MHHS-Northeast |  | Vaporizer, Anesthesia |  | 142-07461 | 142-07461 | Katy | MHHS-Northeast | NE-Anesthesia |  | 11/1/18 | 11/1/19 |  |  | ANESTHESIA UNIT VAPORIZERS | Vaporizer, Anesthesia | VAPORIZERANESTHESIA-Datex-Ohmeda-Aladin2 DES | VAPORIZERANESTHESIA | Aladin2 DES |  |  |  | Datex-Ohmeda | Vaporizer, Anesthesia |  |  | VAPORIZERANESTHESIA-Datex-Ohmeda-Aladin2 DES | 1/31/13 |  | VA-SA | Covered PM Repair - Radiology, High End | MHHS-Northeast | [8 empty] | VAPORIZERANESTHESIA | Vaporizer, Anesthesia | Datex-Ohmeda
NO | YES |  |  |  | 142-07979 | 142-07979 | Datex-Ohmeda | ALADIN 2 |  | BGBX01848 | NE-OR | MHHS-Northeast |  | Vaporizer, Anesthesia |  | 142-07979 | 142-07979 | Katy | MHHS-Northeast | NE-OR | Or 3 | 6/1/19 | 6/1/20 |  |  | ANESTHESIA UNIT VAPORIZERS | Vaporizer, Anesthesia | VAPORIZERANESTHESIA-Datex-Ohmeda-Aladin2 DES | VAPORIZERANESTHESIA | Aladin2 DES |  |  |  | Datex-Ohmeda | Vaporizer, Anesthesia |  |  | VAPORIZERANESTHESIA-Datex-Ohmeda-Aladin2 DES | 11/30/12 |  | VA-SA | Covered PM Repair - Radiology, High End | MHHS-Northeast | [8 empty] | VAPORIZERANESTHESIA | Vaporizer, Anesthesia | Datex-Ohmeda
NO | YES |  |  |  | 142-07980 | 142-07980 | Datex-Ohmeda | ALADIN 2 |  | BGCX01210 | NE-Anesthesia | MHHS-Northeast |  | Vaporizer, Anesthesia |  | 142-07980 | 142-07980 | Katy | MHHS-Northeast | NE-Anesthesia |  | 11/1/18 | 11/1/19 |  |  | ANESTHESIA UNIT VAPORIZERS | Vaporizer, Anesthesia | VAPORIZERANESTHESIA-Datex-Ohmeda-Aladin2 DES | VAPORIZERANESTHESIA | Aladin2 DES |  |  |  | Datex-Ohmeda | Vaporizer, Anesthesia |  |  | VAPORIZERANESTHESIA-Datex-Ohmeda-Aladin2 DES | 8/31/17 |  | VA-SA | Covered PM Repair - Biomedical | MHHS-Northeast | [8 empty] | VAPORIZERANESTHESIA | Vaporizer, Anesthesia | Datex-Ohmeda
NO | YES |  |  |  | 145-00521 | 145-00521 | Datex-Ohmeda | ALADIN 2 |  | BGCV00194-DES | Pearland-OR-Anesthesia | MHHS-Pearland Hospital |  | Vaporizer, Anesthesia |  | 145-00521 | 145-00521 | Pearland | MHHS-Pearland Hospital | Pearland-OR-Anesthesia | OR1 | 12/1/19 | 12/1/20 |  |  | ANESTHESIA UNIT VAPORIZERS | Vaporizer, Anesthesia | VAPORIZERANESTHESIA-Datex-Ohmeda-Aladin2 DES | VAPORIZERANESTHESIA | Aladin2 DES |  |  |  | Datex-Ohmeda | Vaporizer, Anesthesia |  |  | VAPORIZERANESTHESIA-Datex-Ohmeda-Aladin2 DES |  |  | VA-SA | Covered PM Repair - Biomedical | MHHS-Pearland Hospital | [8 empty] | VAPORIZERANESTHESIA | Vaporizer, Anesthesia | Datex-Ohmeda
NO | YES |  |  |  | 145-00522 | 145-00522 | Datex-Ohmeda | ALADIN 2 |  | BGBV00315-SEV | Pearland-OR | MHHS-Pearland Hospital |  | Vaporizer, Anesthesia |  | 145-00522 | 145-00522 | Pearland | MHHS-Pearland Hospital | Pearland-OR | OR2 | 1/1/20 | 1/1/21 |  |  | ANESTHESIA UNIT VAPORIZERS | Vaporizer, Anesthesia | VAPORIZERANESTHESIA-Datex-Ohmeda-Aladin2 DES | VAPORIZERANESTHESIA | Aladin2 DES |  |  |  | Datex-Ohmeda | Vaporizer, Anesthesia |  |  | VAPORIZERANESTHESIA-Datex-Ohmeda-Aladin2 DES | 1/15/13 |  | VA-SA | Covered PM Repair - Biomedical | MHHS-Pearland Hospital | [8 empty] | VAPORIZERANESTHESIA | Vaporizer, Anesthesia | Datex-Ohmeda
NO | YES |  |  |  | 145-00523 | 145-00523 | Datex-Ohmeda | ALADIN 2 |  | BGCV00197-DES | Pearland-OR | MHHS-Pearland Hospital |  | Vaporizer, Anesthesia |  | 145-00523 | 145-00523 | Pearland | MHHS-Pearland Hospital | Pearland-OR | OR2 | 1/1/20 | 1/1/20 |  |  | ANESTHESIA UNIT VAPORIZERS | Vaporizer, Anesthesia | VAPORIZERANESTHESIA-Datex-Ohmeda-Aladin2 DES | VAPORIZERANESTHESIA | Aladin2 DES |  |  |  | Datex-Ohmeda | Vaporizer, Anesthesia |  |  | VAPORIZERANESTHESIA-Datex-Ohmeda-Aladin2 DES |  |  | VA-SA | Covered PM Repair - Biomedical | MHHS-Pearland Hospital | [8 empty] | VAPORIZERANESTHESIA | Vaporizer, Anesthesia | Datex-Ohmeda
NO | YES |  |  |  | 145-00524 | 145-00524 | Datex-Ohmeda | ALADIN 2 |  | BGBV00294-SEV - OR 3 | Pearland-OR | MHHS-Pearland Hospital |  | Vaporizer, Anesthesia |  | 145-00524 | 145-00524 | Pearland | MHHS-Pearland Hospital | Pearland-OR | OR 3 | 11/1/19 | 11/1/20 |  |  | ANESTHESIA UNIT VAPORIZERS | Vaporizer, Anesthesia | VAPORIZERANESTHESIA-Datex-Ohmeda-Aladin2 DES | VAPORIZERANESTHESIA | Aladin2 DES |  |  |  | Datex-Ohmeda | Vaporizer, Anesthesia |  |  | VAPORIZERANESTHESIA-Datex-Ohmeda-Aladin2 DES |  |  | VA-SA | Covered PM Repair - Biomedical | MHHS-Pearland Hospital | [8 empty] | VAPORIZERANESTHESIA | Vaporizer, Anesthesia | Datex-Ohmeda
NO | YES |  |  |  | 145-00525 | 145-00525 | Datex-Ohmeda | ALADIN 2 |  | BGBV00267-SEV | Pearland-OR-Anesthesia | MHHS-Pearland Hospital |  | Vaporizer, Anesthesia |  | 145-00525 | 145-00525 | Pearland | MHHS-Pearland Hospital | Pearland-OR-Anesthesia | OR C SECTION | 10/1/19 | 10/1/20 |  |  | ANESTHESIA UNIT VAPORIZERS | Vaporizer, Anesthesia | VAPORIZERANESTHESIA-Datex-Ohmeda-Aladin2 DES | VAPORIZERANESTHESIA | Aladin2 DES |  |  |  | Datex-Ohmeda | Vaporizer, Anesthesia |  |  | VAPORIZERANESTHESIA-Datex-Ohmeda-Aladin2 DES |  |  | VA-SA | Covered PM Repair - Biomedical | MHHS-Pearland Hospital | [8 empty] | VAPORIZERANESTHESIA | Vaporizer, Anesthesia | Datex-Ohmeda
NO | YES |  |  |  | 145-00526 | 145-00526 | Datex-Ohmeda | ALADIN 2 |  | BGCV00196-DES | Pearland-OR | MHHS-Pearland Hospital |  | Vaporizer, Anesthesia |  | 145-00526 | 145-00526 | Pearland | MHHS-Pearland Hospital | Pearland-OR | Minor Procedure Room | 11/1/19 | 11/1/20 |  |  | ANESTHESIA UNIT VAPORIZERS | Vaporizer, Anesthesia | VAPORIZERANESTHESIA-Datex-Ohmeda-Aladin2 DES | VAPORIZERANESTHESIA | Aladin2 DES |  |  |  | Datex-Ohmeda | Vaporizer, Anesthesia |  |  | VAPORIZERANESTHESIA-Datex-Ohmeda-Aladin2 DES |  |  | VA-SA | Covered PM Repair - Biomedical | MHHS-Pearland Hospital | [8 empty] | VAPORIZERANESTHESIA | Vaporizer, Anesthesia | Datex-Ohmeda
NO | YES |  |  |  | 145-00529 | 145-00529 | Datex-Ohmeda | ALADIN 2 |  | BGCV00052-DES | Pearland-OR-Anesthesia | MHHS-Pearland Hospital |  | Vaporizer, Anesthesia |  | 145-00529 | 145-00529 | Pearland | MHHS-Pearland Hospital | Pearland-OR-Anesthesia | PEARLAND - Endoscopy | 10/1/19 | 10/1/20 |  |  | ANESTHESIA UNIT VAPORIZERS | Vaporizer, Anesthesia | VAPORIZERANESTHESIA-Datex-Ohmeda-Aladin2 DES | VAPORIZERANESTHESIA | Aladin2 DES |  |  |  | Datex-Ohmeda | Vaporizer, Anesthesia |  |  | VAPORIZERANESTHESIA-Datex-Ohmeda-Aladin2 DES |  |  | VA-SA | Covered PM Repair - Biomedical | MHHS-Pearland Hospital | [8 empty] | VAPORIZERANESTHESIA | Vaporizer, Anesthesia | Datex-Ohmeda
NO | YES |  |  |  | 145-00530 | 145-00530 | Datex-Ohmeda | ALADIN 2 |  | BGBV00239-SEV | Pearland-OR-Anesthesia | MHHS-Pearland Hospital |  | Vaporizer, Anesthesia |  | 145-00530 | 145-00530 | Pearland | MHHS-Pearland Hospital | Pearland-OR-Anesthesia | PEARLAND - Endoscopy | 10/1/19 | 10/1/20 |  |  | ANESTHESIA UNIT VAPORIZERS | Vaporizer, Anesthesia | VAPORIZERANESTHESIA-Datex-Ohmeda-Aladin2 DES | VAPORIZERANESTHESIA | Aladin2 DES |  |  |  | Datex-Ohmeda | Vaporizer, Anesthesia |  |  | VAPORIZERANESTHESIA-Datex-Ohmeda-Aladin2 DES |  |  | VA-SA | Covered PM Repair - Biomedical | MHHS-Pearland Hospital | [8 empty] | VAPORIZERANESTHESIA | Vaporizer, Anesthesia | Datex-Ohmeda
NO | YES |  |  |  | 145-00535 | 145-00535 | Datex-Ohmeda | ALADIN 2 |  | BGCV00192-DES | Pearland-OR | MHHS-Pearland Hospital |  | Vaporizer, Anesthesia |  | 145-00535 | 145-00535 | Pearland | MHHS-Pearland Hospital | Pearland-OR | Pearland - OR4 | 11/1/19 | 11/1/20 |  |  | ANESTHESIA UNIT VAPORIZERS | Vaporizer, Anesthesia | VAPORIZERANESTHESIA-Datex-Ohmeda-Aladin2 DES | VAPORIZERANESTHESIA | Aladin2 DES |  |  |  | Datex-Ohmeda | Vaporizer, Anesthesia |  |  | VAPORIZERANESTHESIA-Datex-Ohmeda-Aladin2 DES |  |  | VA-SA | Covered PM Repair - Biomedical | MHHS-Pearland Hospital | [8 empty] | VAPORIZERANESTHESIA | Vaporizer, Anesthesia | Datex-Ohmeda
NO | YES |  |  |  | 145-00536 | 145-00536 | Datex-Ohmeda | ALADIN 2 |  | BGBV00317-SEV | Pearland-OR | MHHS-Pearland Hospital |  | Vaporizer, Anesthesia |  | 145-00536 | 145-00536 | Pearland | MHHS-Pearland Hospital | Pearland-OR | Minor Procedure Room | 11/1/19 | 10/1/20 |  |  | ANESTHESIA UNIT VAPORIZERS | Vaporizer, Anesthesia | VAPORIZERANESTHESIA-Datex-Ohmeda-Aladin2 DES | VAPORIZERANESTHESIA | Aladin2 DES |  |  |  | Datex-Ohmeda | Vaporizer, Anesthesia |  |  | VAPORIZERANESTHESIA-Datex-Ohmeda-Aladin2 DES |  |  | VA-SA | Covered PM Repair - Biomedical | MHHS-Pearland Hospital | [8 empty] | VAPORIZERANESTHESIA | Vaporizer, Anesthesia | Datex-Ohmeda
NO | YES |  |  |  | 145-00537 | 145-00537 | Datex-Ohmeda | ALADIN 2 |  | BGCV0018-DES | Pearland-OR-Anesthesia | MHHS-Pearland Hospital |  | Vaporizer, Anesthesia |  | 145-00537 | 145-00537 | Pearland | MHHS-Pearland Hospital | Pearland-OR-Anesthesia | OR C SECTION | 10/1/19 | 10/1/20 |  |  | ANESTHESIA UNIT VAPORIZERS | Vaporizer, Anesthesia | VAPORIZERANESTHESIA-Datex-Ohmeda-Aladin2 DES | VAPORIZERANESTHESIA | Aladin2 DES |  |  |  | Datex-Ohmeda | Vaporizer, Anesthesia |  |  | VAPORIZERANESTHESIA-Datex-Ohmeda-Aladin2 DES |  |  | VA-SA | Covered PM Repair - Biomedical | MHHS-Pearland Hospital | [8 empty] | VAPORIZERANESTHESIA | Vaporizer, Anesthesia | Datex-Ohmeda
NO | YES |  |  |  | 145-00538 | 145-00538 | Datex-Ohmeda | ALADIN 2 |  | BGBV00289-SEV | Pearland-OR-Anesthesia | MHHS-Pearland Hospital |  | Vaporizer, Anesthesia |  | 145-00538 | 145-00538 | Pearland | MHHS-Pearland Hospital | Pearland-OR-Anesthesia | Pearland OR4 | 11/1/19 | 11/1/20 |  |  | ANESTHESIA UNIT VAPORIZERS | Vaporizer, Anesthesia | VAPORIZERANESTHESIA-Datex-Ohmeda-Aladin2 DES | VAPORIZERANESTHESIA | Aladin2 DES |  |  |  | Datex-Ohmeda | Vaporizer, Anesthesia |  |  | VAPORIZERANESTHESIA-Datex-Ohmeda-Aladin2 DES | 6/1/18 |  | VA-SA | Covered PM Repair - Biomedical | MHHS-Pearland Hospital | [8 empty] | VAPORIZERANESTHESIA | Vaporizer, Anesthesia | Datex-Ohmeda
NO | YES |  |  |  | 145-00539 | 145-00539 | Datex-Ohmeda | ALADIN 2 |  | BGCV00195-DES | Pearland-OR | MHHS-Pearland Hospital |  | Vaporizer, Anesthesia |  | 145-00539 | 145-00539 | Pearland | MHHS-Pearland Hospital | Pearland-OR | OR 3 | 11/1/19 | 11/1/20 |  |  | ANESTHESIA UNIT VAPORIZERS | Vaporizer, Anesthesia | VAPORIZERANESTHESIA-Datex-Ohmeda-Aladin2 DES | VAPORIZERANESTHESIA | Aladin2 DES |  |  |  | Datex-Ohmeda | Vaporizer, Anesthesia |  |  | VAPORIZERANESTHESIA-Datex-Ohmeda-Aladin2 DES | 6/1/18 |  | VA-SA | Covered PM Repair - Biomedical | MHHS-Pearland Hospital | [8 empty] | VAPORIZERANESTHESIA | Vaporizer, Anesthesia | Datex-Ohmeda
NO | YES |  |  |  | 145-00540 | 145-00540 | Datex-Ohmeda | ALADIN 2 |  | BGBV00318-SEV | Pearland-OR-Anesthesia | MHHS-Pearland Hospital |  | Vaporizer, Anesthesia |  | 145-00540 | 145-00540 | Pearland | MHHS-Pearland Hospital | Pearland-OR-Anesthesia | OR1 | 12/1/19 | 12/1/20 |  |  | ANESTHESIA UNIT VAPORIZERS | Vaporizer, Anesthesia | VAPORIZERANESTHESIA-Datex-Ohmeda-Aladin2 DES | VAPORIZERANESTHESIA | Aladin2 DES |  |  |  | Datex-Ohmeda | Vaporizer, Anesthesia |  |  | VAPORIZERANESTHESIA-Datex-Ohmeda-Aladin2 DES |  |  | VA-SA | Covered PM Repair - Biomedical | MHHS-Pearland Hospital | [8 empty] | VAPORIZERANESTHESIA | Vaporizer, Anesthesia | Datex-Ohmeda
NO | YES |  |  |  | 005-11107 | 005-11107 | Datex-Ohmeda | ALADIN 2 |  | BGCV00289 | SE-OR | MHHS-Southeast |  | Vaporizer, Anesthesia |  | 005-11107 | 005-11107 | Southeast | MHHS-Southeast | SE-OR | Or 11 | 10/1/19 |  | 10/1/20 |  | ANESTHESIA UNIT VAPORIZERS |  | VAPORIZERANESTHESIA-Datex-Ohmeda-Aladin2 DES | VAPORIZERANESTHESIA | Aladin2 DES |  |  |  | Datex-Ohmeda | Vaporizer, Anesthesia |  |  | VAPORIZERANESTHESIA-Datex-Ohmeda-Aladin2 DES |  |  |  | Covered PM Repair - Biomedical | MHHS-Southeast
NO | YES |  |  |  | 005-11108 | 005-11108 | Datex-Ohmeda | ALADIN 2 |  | BGCV00302 | SE-OR-Anesthesia | MHHS-Southeast |  | Vaporizer, Anesthesia |  | 005-11108 | 005-11108 | Southeast | MHHS-Southeast | SE-OR-Anesthesia | Hybrid OR | 4/1/19 |  | 4/1/20 |  | ANESTHESIA UNIT VAPORIZERS |  | VAPORIZERANESTHESIA-Datex-Ohmeda-Aladin2 DES | VAPORIZERANESTHESIA | Aladin2 DES |  |  |  | Datex-Ohmeda | Vaporizer, Anesthesia |  |  | VAPORIZERANESTHESIA-Datex-Ohmeda-Aladin2 DES |  |  |  | Covered PM Repair - Biomedical | MHHS-Southeast
NO | YES |  |  |  | 005-11229 | 005-11229 | Datex-Ohmeda | ALADIN 2 |  | BGBV00391 | SE-OR-Anesthesia | MHHS-Southeast |  | Vaporizer, Anesthesia |  | 005-11229 | 005-11229 | Southeast | MHHS-Southeast | SE-OR-Anesthesia | Hybrid OR | 4/1/19 |  | 4/1/20 |  | ANESTHESIA UNIT VAPORIZERS |  | VAPORIZERANESTHESIA-Datex-Ohmeda-Aladin2 DES | VAPORIZERANESTHESIA | Aladin2 DES |  |  |  | Datex-Ohmeda | Vaporizer, Anesthesia |  |  | VAPORIZERANESTHESIA-Datex-Ohmeda-Aladin2 DES | 7/2/12 |  |  | Covered PM Repair - Biomedical | MHHS-Southeast
NO | YES |  |  |  | 005-11230 | 005-11230 | Datex-Ohmeda | ALADIN 2 |  | BGBV00379 | SE-OR | MHHS-Southeast |  | Vaporizer, Anesthesia |  | 005-11230 | 005-11230 | Southeast | MHHS-Southeast | SE-OR | Or 11 | 10/1/19 |  | 10/1/20 |  | ANESTHESIA UNIT VAPORIZERS |  | VAPORIZERANESTHESIA-Datex-Ohmeda-Aladin2 DES | VAPORIZERANESTHESIA | Aladin2 DES |  |  |  | Datex-Ohmeda | Vaporizer, Anesthesia |  |  | VAPORIZERANESTHESIA-Datex-Ohmeda-Aladin2 DES |  |  |  | Covered PM Repair - Biomedical | MHHS-Southeast
NO | YES |  |  |  | 005-11874 | 005-11874 | Datex-Ohmeda | ALADIN 2 |  | BGBX02106 | SE-OR | MHHS-Southeast |  | Vaporizer, Anesthesia |  | 005-11874 | 005-11874 | Southeast | MHHS-Southeast | SE-OR | Room 12 | 10/1/19 |  | 10/1/20 |  | ANESTHESIA UNIT VAPORIZERS |  | VAPORIZERANESTHESIA-Datex-Ohmeda-Aladin2 DES | VAPORIZERANESTHESIA | Aladin2 DES |  |  |  | Datex-Ohmeda | Vaporizer, Anesthesia |  |  | VAPORIZERANESTHESIA-Datex-Ohmeda-Aladin2 DES | 10/18/15 |  |  | Covered PM Repair - Biomedical | MHHS-Southeast
NO | YES |  |  |  | 005-11875 | 005-11875 | Datex-Ohmeda | ALADIN 2 |  | BGCX01836 | SE-OR | MHHS-Southeast |  | Vaporizer, Anesthesia |  | 005-11875 | 005-11875 | Southeast | MHHS-Southeast | SE-OR | Room 12 | 10/1/19 |  | 10/1/20 |  | ANESTHESIA UNIT VAPORIZERS |  | VAPORIZERANESTHESIA-Datex-Ohmeda-Aladin2 DES | VAPORIZERANESTHESIA | Aladin2 DES |  |  |  | Datex-Ohmeda | Vaporizer, Anesthesia |  |  | VAPORIZERANESTHESIA-Datex-Ohmeda-Aladin2 DES |  |  |  | Covered PM Repair - Biomedical | MHHS-Southeast
NO | YES |  |  |  | 005-11876 | 005-11876 | Datex-Ohmeda | ALADIN 2 |  | BGBX01145 | SE-OR | MHHS-Southeast |  | Vaporizer, Anesthesia |  | 005-11876 | 005-11876 | Southeast | MHHS-Southeast | SE-OR | OR corridor | 10/1/19 |  |  |  | ANESTHESIA UNIT VAPORIZERS |  | VAPORIZERANESTHESIA-Datex-Ohmeda-Aladin2 DES | VAPORIZERANESTHESIA | Aladin2 DES |  |  |  | Datex-Ohmeda | Vaporizer, Anesthesia |  |  | VAPORIZERANESTHESIA-Datex-Ohmeda-Aladin2 DES |  |  |  | Covered PM Repair - Biomedical | MHHS-Southeast
NO | YES |  |  |  | 005-11877 | 005-11877 | Datex-Ohmeda | ALADIN 2 |  | BGCX01891 | SE-OR | MHHS-Southeast |  | Vaporizer, Anesthesia |  | 005-11877 | 005-11877 | Southeast | MHHS-Southeast | SE-OR | OR corridor |  |  |  |  | ANESTHESIA UNIT VAPORIZERS |  | VAPORIZERANESTHESIA-Datex-Ohmeda-Aladin2 DES | VAPORIZERANESTHESIA | Aladin2 DES |  |  |  | Datex-Ohmeda | Vaporizer, Anesthesia |  |  | VAPORIZERANESTHESIA-Datex-Ohmeda-Aladin2 DES |  |  |  | Covered PM Repair - Biomedical | MHHS-Southeast
NO | YES |  |  |  | 029-08241 | 029-08241 | Datex-Ohmeda | ALADIN 2 |  | BGAQ00889 | Woodlands-OR | MHHS-Woodlands |  | Vaporizer, Anesthesia |  | 029-08241 | 029-08241 | Woodlands | MHHS-Woodlands | Woodlands-OR | OR 12 | 5/1/19 |  | 5/1/20 |  | ANESTHESIA UNIT VAPORIZERS | Vaporizer, Anesthesia | VAPORIZERANESTHESIA-Datex-Ohmeda-Aladin2 DES | VAPORIZERANESTHESIA | Aladin2 DES |  |  |  | Datex-Ohmeda | Vaporizer, Anesthesia |  |  | VAPORIZERANESTHESIA-Datex-Ohmeda-Aladin2 DES | 7/1/17 |  | VA-SA | Covered PM Repair - Biomedical | MHHS-Woodlands | [8 empty] | VAPORIZERANESTHESIA | Vaporizer, Anesthesia | Datex-Ohmeda
NO | YES |  |  |  | 029-08242 | 029-08242 | Datex-Ohmeda | ALADIN 2 |  | BGCQ01610 | Woodlands-Anesthesia | MHHS-Woodlands |  | Vaporizer, Anesthesia |  | 029-08242 | 029-08242 | Woodlands | MHHS-Woodlands | Woodlands-Anesthesia | OR 11 | 5/1/19 |  | 5/1/20 |  | ANESTHESIA UNIT VAPORIZERS | Vaporizer, Anesthesia | VAPORIZERANESTHESIA-Datex-Ohmeda-Aladin2 DES | VAPORIZERANESTHESIA | Aladin2 DES |  |  |  | Datex-Ohmeda | Vaporizer, Anesthesia |  |  | VAPORIZERANESTHESIA-Datex-Ohmeda-Aladin2 DES | 7/1/17 |  | VA-SA | Covered PM Repair - Biomedical | MHHS-Woodlands | [8 empty] | VAPORIZERANESTHESIA | Vaporizer, Anesthesia | Datex-Ohmeda
NO | YES |  |  |  | 029-08244 | 029-08244 | Datex-Ohmeda | ALADIN 2 |  | BGCN02202 | Woodlands-OR | MHHS-Woodlands |  | Vaporizer, Anesthesia |  | 029-08244 | 029-08244 | Woodlands | MHHS-Woodlands | Woodlands-OR | OR 12 | 5/1/19 |  | 5/1/20 |  | ANESTHESIA UNIT VAPORIZERS | Vaporizer, Anesthesia | VAPORIZERANESTHESIA-Datex-Ohmeda-Aladin2 DES | VAPORIZERANESTHESIA | Aladin2 DES |  |  |  | Datex-Ohmeda | Vaporizer, Anesthesia |  |  | VAPORIZERANESTHESIA-Datex-Ohmeda-Aladin2 DES | 10/19/17 |  | VA-SA | Covered PM Repair - Biomedical | MHHS-Woodlands | [8 empty] | VAPORIZERANESTHESIA | Vaporizer, Anesthesia | Datex-Ohmeda
NO | YES |  |  |  | 029-08317 | 029-08317 | Datex-Ohmeda | ALADIN 2 |  | BGAN00937 | Woodlands-Anesthesia | MHHS-Woodlands |  | Vaporizer, Anesthesia |  | 029-08317 | 029-08317 | Woodlands | MHHS-Woodlands | Woodlands-Anesthesia | OR 11 | 5/1/19 |  | 5/1/20 |  | ANESTHESIA UNIT VAPORIZERS | Vaporizer, Anesthesia | VAPORIZERANESTHESIA-Datex-Ohmeda-Aladin2 DES | VAPORIZERANESTHESIA | Aladin2 DES |  |  |  | Datex-Ohmeda | Vaporizer, Anesthesia |  |  | VAPORIZERANESTHESIA-Datex-Ohmeda-Aladin2 DES |  |  | VA-SA | Covered PM Repair - Biomedical | MHHS-Woodlands | [8 empty] | VAPORIZERANESTHESIA | Vaporizer, Anesthesia | Datex-Ohmeda
NO | YES |  |  |  | 029-08319 | 029-08319 | Datex-Ohmeda | ALADIN 2 |  | BGAQ00885 | Woodlands-Anesthesia | MHHS-Woodlands |  | Vaporizer, Anesthesia |  | 029-08319 | 029-08319 | Woodlands | MHHS-Woodlands | Woodlands-Anesthesia | OR 16 | 5/1/19 |  | 5/1/20 |  | ANESTHESIA UNIT VAPORIZERS | Vaporizer, Anesthesia | VAPORIZERANESTHESIA-Datex-Ohmeda-Aladin2 DES | VAPORIZERANESTHESIA | Aladin2 DES |  |  |  | Datex-Ohmeda | Vaporizer, Anesthesia |  |  | VAPORIZERANESTHESIA-Datex-Ohmeda-Aladin2 DES |  |  | VA-SA | Covered PM Repair - Biomedical | MHHS-Woodlands | [8 empty] | VAPORIZERANESTHESIA | Vaporizer, Anesthesia | Datex-Ohmeda
NO | YES |  |  |  | 029-08320 | 029-08320 | Datex-Ohmeda | ALADIN 2 |  | BGCQ02091 | Woodlands-Anesthesia | MHHS-Woodlands |  | Vaporizer, Anesthesia |  | 029-08320 | 029-08320 | Woodlands | MHHS-Woodlands | Woodlands-Anesthesia | OR 9 | 5/1/19 |  | 5/1/20 |  | ANESTHESIA UNIT VAPORIZERS | Vaporizer, Anesthesia | VAPORIZERANESTHESIA-Datex-Ohmeda-Aladin2 DES | VAPORIZERANESTHESIA | Aladin2 DES |  |  |  | Datex-Ohmeda | Vaporizer, Anesthesia |  |  | VAPORIZERANESTHESIA-Datex-Ohmeda-Aladin2 DES |  |  | VA-SA | Covered PM Repair - Biomedical | MHHS-Woodlands | [8 empty] | VAPORIZERANESTHESIA | Vaporizer, Anesthesia | Datex-Ohmeda
NO | YES |  |  |  | 029-08322 | 029-08322 | Datex-Ohmeda | ALADIN 2 |  | BCAQ00878 | Woodlands-Anesthesia | MHHS-Woodlands |  | Vaporizer, Anesthesia |  | 029-08322 | 029-08322 | Woodlands | MHHS-Woodlands | Woodlands-Anesthesia | OR 9 | 5/1/19 |  | 5/1/20 |  | ANESTHESIA UNIT VAPORIZERS | Vaporizer, Anesthesia | VAPORIZERANESTHESIA-Datex-Ohmeda-Aladin2 DES | VAPORIZERANESTHESIA | Aladin2 DES |  |  |  | Datex-Ohmeda | Vaporizer, Anesthesia |  |  | VAPORIZERANESTHESIA-Datex-Ohmeda-Aladin2 DES |  |  | VA-SA | Covered PM Repair - Biomedical | MHHS-Woodlands | [8 empty] | VAPORIZERANESTHESIA | Vaporizer, Anesthesia | Datex-Ohmeda
NO | YES |  |  |  | 029-08323 | 029-08323 | Datex-Ohmeda | ALADIN 2 |  | BGCQ02107 | Woodlands-Anesthesia | MHHS-Woodlands |  | Vaporizer, Anesthesia |  | 029-08323 | 029-08323 | Woodlands | MHHS-Woodlands | Woodlands-Anesthesia | OR 10 | 5/1/19 |  | 5/1/20 |  | ANESTHESIA UNIT VAPORIZERS | Vaporizer, Anesthesia | VAPORIZERANESTHESIA-Datex-Ohmeda-Aladin2 DES | VAPORIZERANESTHESIA | Aladin2 DES |  |  |  | Datex-Ohmeda | Vaporizer, Anesthesia |  |  | VAPORIZERANESTHESIA-Datex-Ohmeda-Aladin2 DES |  |  | VA-SA | Covered PM Repair - Biomedical | MHHS-Woodlands | [8 empty] | VAPORIZERANESTHESIA | Vaporizer, Anesthesia | Datex-Ohmeda
NO | YES |  |  |  | 029-08324 | 029-08324 | Datex-Ohmeda | ALADIN 2 |  | BGBK00306 | Woodlands-OR | MHHS-Woodlands |  | Vaporizer, Anesthesia |  | 029-08324 | 029-08324 | Woodlands | MHHS-Woodlands | Woodlands-OR | OR 12 | 5/1/19 |  | 5/1/20 |  | ANESTHESIA UNIT VAPORIZERS | Vaporizer, Anesthesia | VAPORIZERANESTHESIA-Datex-Ohmeda-Aladin2 DES | VAPORIZERANESTHESIA | Aladin2 DES |  |  |  | Datex-Ohmeda | Vaporizer, Anesthesia |  |  | VAPORIZERANESTHESIA-Datex-Ohmeda-Aladin2 DES |  |  | VA-SA | Covered PM Repair - Biomedical | MHHS-Woodlands | [8 empty] | VAPORIZERANESTHESIA | Vaporizer, Anesthesia | Datex-Ohmeda
NO | YES |  |  |  | 029-08325 | 029-08325 | Datex-Ohmeda | ALADIN 2 |  | BGAQ00978 | Woodlands-Anesthesia | MHHS-Woodlands |  | Vaporizer, Anesthesia |  | 029-08325 | 029-08325 | Woodlands | MHHS-Woodlands | Woodlands-Anesthesia | OR 3 | 5/1/19 |  |  |  | ANESTHESIA UNIT VAPORIZERS | Vaporizer, Anesthesia | VAPORIZERANESTHESIA-Datex-Ohmeda-Aladin2 DES | VAPORIZERANESTHESIA | Aladin2 DES |  |  |  | Datex-Ohmeda | Vaporizer, Anesthesia |  |  | VAPORIZERANESTHESIA-Datex-Ohmeda-Aladin2 DES |  |  | VA-SA | Covered PM Repair - Biomedical | MHHS-Woodlands | [8 empty] | VAPORIZERANESTHESIA | Vaporizer, Anesthesia | Datex-Ohmeda
NO | YES |  |  |  | 029-08326 | 029-08326 | Datex-Ohmeda | ALADIN 2 |  | BGCQ01613 | Woodlands-Anesthesia | MHHS-Woodlands |  | Vaporizer, Anesthesia |  | 029-08326 | 029-08326 | Woodlands | MHHS-Woodlands | Woodlands-Anesthesia | OR 14 | 7/1/19 |  | 7/1/20 |  | ANESTHESIA UNIT VAPORIZERS | Vaporizer, Anesthesia | VAPORIZERANESTHESIA-Datex-Ohmeda-Aladin2 DES | VAPORIZERANESTHESIA | Aladin2 DES |  |  |  | Datex-Ohmeda | Vaporizer, Anesthesia |  |  | VAPORIZERANESTHESIA-Datex-Ohmeda-Aladin2 DES |  |  | VA-SA | Covered PM Repair - Biomedical | MHHS-Woodlands | [8 empty] | VAPORIZERANESTHESIA | Vaporizer, Anesthesia | Datex-Ohmeda
NO | YES |  |  |  | 029-08328 | 029-08328 | Datex-Ohmeda | ALADIN 2 |  | BGAQ00876 | Woodlands-Anesthesia | MHHS-Woodlands |  | Vaporizer, Anesthesia |  | 029-08328 | 029-08328 | Woodlands | MHHS-Woodlands | Woodlands-Anesthesia | OR 14 | 7/1/19 |  | 7/1/20 |  | ANESTHESIA UNIT VAPORIZERS | Vaporizer, Anesthesia | VAPORIZERANESTHESIA-Datex-Ohmeda-Aladin2 DES | VAPORIZERANESTHESIA | Aladin2 DES |  |  |  | Datex-Ohmeda | Vaporizer, Anesthesia |  |  | VAPORIZERANESTHESIA-Datex-Ohmeda-Aladin2 DES |  |  | VA-SA | Covered PM Repair - Biomedical | MHHS-Woodlands | [8 empty] | VAPORIZERANESTHESIA | Vaporizer, Anesthesia | Datex-Ohmeda
NO | YES |  |  |  | 029-08329 | 029-08329 | Datex-Ohmeda | ALADIN 2 |  | BGCQ01615 | Woodlands-OR | MHHS-Woodlands |  | Vaporizer, Anesthesia |  | 029-08329 | 029-08329 | Woodlands | MHHS-Woodlands | Woodlands-OR | OR Room 7 | 7/1/19 |  | 7/1/20 |  | ANESTHESIA UNIT VAPORIZERS | Vaporizer, Anesthesia | VAPORIZERANESTHESIA-Datex-Ohmeda-Aladin2 DES | VAPORIZERANESTHESIA | Aladin2 DES |  |  |  | Datex-Ohmeda | Vaporizer, Anesthesia |  |  | VAPORIZERANESTHESIA-Datex-Ohmeda-Aladin2 DES |  |  | VA-SA | Covered PM Repair - Biomedical | MHHS-Woodlands | [8 empty] | VAPORIZERANESTHESIA | Vaporizer, Anesthesia | Datex-Ohmeda
NO | YES |  |  |  | 029-08331 | 029-08331 | Datex-Ohmeda | ALADIN 2 |  | BGAQ00888 | Woodlands-Anesthesia | MHHS-Woodlands |  | Vaporizer, Anesthesia |  | 029-08331 | 029-08331 | Woodlands | MHHS-Woodlands | Woodlands-Anesthesia | OR 10 | 5/1/19 |  | 5/1/20 |  | ANESTHESIA UNIT VAPORIZERS | Vaporizer, Anesthesia | VAPORIZERANESTHESIA-Datex-Ohmeda-Aladin2 DES | VAPORIZERANESTHESIA | Aladin2 DES |  |  |  | Datex-Ohmeda | Vaporizer, Anesthesia |  |  | VAPORIZERANESTHESIA-Datex-Ohmeda-Aladin2 DES |  |  | VA-SA | Covered PM Repair - Biomedical | MHHS-Woodlands | [8 empty] | VAPORIZERANESTHESIA | Vaporizer, Anesthesia | Datex-Ohmeda
NO | YES |  |  |  | 029-08332 | 029-08332 | Datex-Ohmeda | ALADIN 2 |  | BGCQ02095 | Woodlands-Anesthesia | MHHS-Woodlands |  | Vaporizer, Anesthesia |  | 029-08332 | 029-08332 | Woodlands | MHHS-Woodlands | Woodlands-Anesthesia | OR6 | 7/1/19 |  | 7/1/20 |  | ANESTHESIA UNIT VAPORIZERS | Vaporizer, Anesthesia | VAPORIZERANESTHESIA-Datex-Ohmeda-Aladin2 DES | VAPORIZERANESTHESIA | Aladin2 DES |  |  |  | Datex-Ohmeda | Vaporizer, Anesthesia |  |  | VAPORIZERANESTHESIA-Datex-Ohmeda-Aladin2 DES |  |  | VA-SA | Covered PM Repair - Biomedical | MHHS-Woodlands | [8 empty] | VAPORIZERANESTHESIA | Vaporizer, Anesthesia | Datex-Ohmeda
NO | YES |  |  |  | 029-08334 | 029-08334 | Datex-Ohmeda | ALADIN 2 |  | BGAQ00877 | Woodlands-Anesthesia | MHHS-Woodlands |  | Vaporizer, Anesthesia |  | 029-08334 | 029-08334 | Woodlands | MHHS-Woodlands | Woodlands-Anesthesia | OR 17 | 5/1/19 |  | 5/1/20 |  | ANESTHESIA UNIT VAPORIZERS | Vaporizer, Anesthesia | VAPORIZERANESTHESIA-Datex-Ohmeda-Aladin2 DES | VAPORIZERANESTHESIA | Aladin2 DES |  |  |  | Datex-Ohmeda | Vaporizer, Anesthesia |  |  | VAPORIZERANESTHESIA-Datex-Ohmeda-Aladin2 DES |  |  | VA-SA | Covered PM Repair - Biomedical | MHHS-Woodlands | [8 empty] | VAPORIZERANESTHESIA | Vaporizer, Anesthesia | Datex-Ohmeda
NO | YES |  |  |  | 029-08335 | 029-08335 | Datex-Ohmeda | ALADIN 2 |  | BCGQ02088 | Woodlands-Anesthesia | MHHS-Woodlands |  | Vaporizer, Anesthesia |  | 029-08335 | 029-08335 | Woodlands | MHHS-Woodlands | Woodlands-Anesthesia | OR 16 | 5/1/19 |  | 5/1/20 |  | ANESTHESIA UNIT VAPORIZERS | Vaporizer, Anesthesia | VAPORIZERANESTHESIA-Datex-Ohmeda-Aladin2 DES | VAPORIZERANESTHESIA | Aladin2 DES |  |  |  | Datex-Ohmeda | Vaporizer, Anesthesia |  |  | VAPORIZERANESTHESIA-Datex-Ohmeda-Aladin2 DES |  |  | VA-SA | Covered PM Repair - Biomedical | MHHS-Woodlands | [8 empty] | VAPORIZERANESTHESIA | Vaporizer, Anesthesia | Datex-Ohmeda
NO | YES |  |  |  | 029-08336 | 029-08336 | Datex-Ohmeda | ALADIN 2 |  | BGBL00822 | Woodlands-Anesthesia | MHHS-Woodlands |  | Vaporizer, Anesthesia |  | 029-08336 | 029-08336 | Woodlands | MHHS-Woodlands | Woodlands-Anesthesia | OR 5 | 5/1/18 |  | 5/1/19 |  | ANESTHESIA UNIT VAPORIZERS | Vaporizer, Anesthesia | VAPORIZERANESTHESIA-Datex-Ohmeda-Aladin2 DES | VAPORIZERANESTHESIA | Aladin2 DES |  |  |  | Datex-Ohmeda | Vaporizer, Anesthesia |  |  | VAPORIZERANESTHESIA-Datex-Ohmeda-Aladin2 DES |  |  | VA-SA | Covered PM Repair - Biomedical | MHHS-Woodlands | [8 empty] | VAPORIZERANESTHESIA | Vaporizer, Anesthesia | Datex-Ohmeda
NO | YES |  |  |  | 029-08337 | 029-08337 | Datex-Ohmeda | ALADIN 2 |  | BGAQ00141 | Woodlands-Anesthesia | MHHS-Woodlands |  | Vaporizer, Anesthesia |  | 029-08337 | 029-08337 | Woodlands | MHHS-Woodlands | Woodlands-Anesthesia | OR 2 | 5/1/19 |  |  |  | ANESTHESIA UNIT VAPORIZERS | Vaporizer, Anesthesia | VAPORIZERANESTHESIA-Datex-Ohmeda-Aladin2 DES | VAPORIZERANESTHESIA | Aladin2 DES |  |  |  | Datex-Ohmeda | Vaporizer, Anesthesia |  |  | VAPORIZERANESTHESIA-Datex-Ohmeda-Aladin2 DES |  |  | VA-SA | Covered PM Repair - Biomedical | MHHS-Woodlands | [8 empty] | VAPORIZERANESTHESIA | Vaporizer, Anesthesia | Datex-Ohmeda
NO | YES |  |  |  | 029-08338 | 029-08338 | Datex-Ohmeda | ALADIN 2 |  | BGCN02298 | Woodlands-OR | MHHS-Woodlands |  | Vaporizer, Anesthesia |  | 029-08338 | 029-08338 | Woodlands | MHHS-Woodlands | Woodlands-OR | OR | 5/1/19 |  | 3/1/20 |  | ANESTHESIA UNIT VAPORIZERS | Vaporizer, Anesthesia | VAPORIZERANESTHESIA-Datex-Ohmeda-Aladin2 DES | VAPORIZERANESTHESIA | Aladin2 DES |  |  |  | Datex-Ohmeda | Vaporizer, Anesthesia |  |  | VAPORIZERANESTHESIA-Datex-Ohmeda-Aladin2 DES |  |  | VA-SA | Covered PM Repair - Biomedical | MHHS-Woodlands | [8 empty] | VAPORIZERANESTHESIA | Vaporizer, Anesthesia | Datex-Ohmeda
NO | YES |  |  |  | 029-08340 | 029-08340 | Datex-Ohmeda | ALADIN 2 |  | BGAN00935 | Woodlands-Anesthesia | MHHS-Woodlands |  | Vaporizer, Anesthesia |  | 029-08340 | 029-08340 | Woodlands | MHHS-Woodlands | Woodlands-Anesthesia | OR 5 | 5/1/18 |  | 5/1/20 |  | ANESTHESIA UNIT VAPORIZERS | Vaporizer, Anesthesia | VAPORIZERANESTHESIA-Datex-Ohmeda-Aladin2 DES | VAPORIZERANESTHESIA | Aladin2 DES |  |  |  | Datex-Ohmeda | Vaporizer, Anesthesia |  |  | VAPORIZERANESTHESIA-Datex-Ohmeda-Aladin2 DES |  |  | VA-SA | Covered PM Repair - Biomedical | MHHS-Woodlands | [8 empty] | VAPORIZERANESTHESIA | Vaporizer, Anesthesia | Datex-Ohmeda
NO | YES |  |  |  | 029-08341 | 029-08341 | Datex-Ohmeda | ALADIN 2 |  | BGCN02154 | Woodlands-Anesthesia | MHHS-Woodlands |  | Vaporizer, Anesthesia |  | 029-08341 | 029-08341 | Woodlands | MHHS-Woodlands | Woodlands-Anesthesia | OR 5 | 5/1/18 |  | 5/1/20 |  | ANESTHESIA UNIT VAPORIZERS | Vaporizer, Anesthesia | VAPORIZERANESTHESIA-Datex-Ohmeda-Aladin2 DES | VAPORIZERANESTHESIA | Aladin2 DES |  |  |  | Datex-Ohmeda | Vaporizer, Anesthesia |  |  | VAPORIZERANESTHESIA-Datex-Ohmeda-Aladin2 DES | 10/19/17 |  | VA-SA | Covered PM Repair - Biomedical | MHHS-Woodlands | [8 empty] | VAPORIZERANESTHESIA | Vaporizer, Anesthesia | Datex-Ohmeda
NO | YES |  |  |  |  | 029-08377 | Datex-Ohmeda | ALADIN 2 |  | BGCN02296 | Woodlands-OR | MHHS-Woodlands |  | Vaporizer, Anesthesia |  |  | 029-08377 | Woodlands | MHHS-Woodlands | Woodlands-OR | Room 15 | 5/1/19 |  | 5/1/20 |  | ANESTHESIA UNIT VAPORIZERS | Vaporizer, Anesthesia | VAPORIZERANESTHESIA-Datex-Ohmeda-Aladin2 DES | VAPORIZERANESTHESIA | Aladin2 DES |  |  |  | Datex-Ohmeda | Vaporizer, Anesthesia |  |  | VAPORIZERANESTHESIA-Datex-Ohmeda-Aladin2 DES |  |  | VA-SA | Covered PM Repair - Biomedical | MHHS-Woodlands | [8 empty] | VAPORIZERANESTHESIA | Vaporizer, Anesthesia | Datex-Ohmeda
NO | YES |  |  |  | 029-09698 | 029-09698 | Datex-Ohmeda | ALADIN 2 |  | BGAU00457 | Woodlands-Anesthesia | MHHS-Woodlands |  | Vaporizer, Anesthesia |  | 029-09698 | 029-09698 | Woodlands | MHHS-Woodlands | Woodlands-Anesthesia | OR6 | 7/1/19 |  | 7/1/20 |  | ANESTHESIA UNIT VAPORIZERS | Vaporizer, Anesthesia | VAPORIZERANESTHESIA-Datex-Ohmeda-Aladin2 DES | VAPORIZERANESTHESIA | Aladin2 DES |  |  |  | Datex-Ohmeda | Vaporizer, Anesthesia |  |  | VAPORIZERANESTHESIA-Datex-Ohmeda-Aladin2 DES |  |  | VA-SA | Covered PM Repair - Biomedical | MHHS-Woodlands | [8 empty] | VAPORIZERANESTHESIA | Vaporizer, Anesthesia | Datex-Ohmeda
NO | YES |  |  |  | 029-09699 | 029-09699 | Datex-Ohmeda | ALADIN 2 |  | BGBR01890 | Woodlands-Anesthesia | MHHS-Woodlands |  | Vaporizer, Anesthesia |  | 029-09699 | 029-09699 | Woodlands | MHHS-Woodlands | Woodlands-Anesthesia | OR 8 | 11/1/19 |  | 5/1/20 |  | ANESTHESIA UNIT VAPORIZERS | Vaporizer, Anesthesia | VAPORIZERANESTHESIA-Datex-Ohmeda-Aladin2 DES | VAPORIZERANESTHESIA | Aladin2 DES |  |  |  | Datex-Ohmeda | Vaporizer, Anesthesia |  |  | VAPORIZERANESTHESIA-Datex-Ohmeda-Aladin2 DES |  |  | VA-SA | Covered PM Repair - Biomedical | MHHS-Woodlands | [8 empty] | VAPORIZERANESTHESIA | Vaporizer, Anesthesia | Datex-Ohmeda
NO | YES |  |  |  | 029-09776 | 029-09776 | Datex-Ohmeda | ALADIN 2 |  | BGAU00459 | Woodlands-OR | MHHS-Woodlands |  | Vaporizer, Anesthesia |  | 029-09776 | 029-09776 | Woodlands | MHHS-Woodlands | Woodlands-OR | OR Room 7 | 7/1/19 |  | 7/1/20 |  | ANESTHESIA UNIT VAPORIZERS | Vaporizer, Anesthesia | VAPORIZERANESTHESIA-Datex-Ohmeda-Aladin2 DES | VAPORIZERANESTHESIA | Aladin2 DES |  |  |  | Datex-Ohmeda | Vaporizer, Anesthesia |  |  | VAPORIZERANESTHESIA-Datex-Ohmeda-Aladin2 DES |  |  | VA-SA | Covered PM Repair - Biomedical | MHHS-Woodlands | [8 empty] | VAPORIZERANESTHESIA | Vaporizer, Anesthesia | Datex-Ohmeda
NO | YES |  |  |  | 029-09777 | 029-09777 | Datex-Ohmeda | ALADIN 2 |  | BGAU00458 | Woodlands-OR | MHHS-Woodlands |  | Vaporizer, Anesthesia |  | 029-09777 | 029-09777 | Woodlands | MHHS-Woodlands | Woodlands-OR | Room 15 | 5/1/19 |  | 5/1/20 |  | ANESTHESIA UNIT VAPORIZERS | Vaporizer, Anesthesia | VAPORIZERANESTHESIA-Datex-Ohmeda-Aladin2 DES | VAPORIZERANESTHESIA | Aladin2 DES |  |  |  | Datex-Ohmeda | Vaporizer, Anesthesia |  |  | VAPORIZERANESTHESIA-Datex-Ohmeda-Aladin2 DES |  |  | VA-SA | Covered PM Repair - Biomedical | MHHS-Woodlands | [8 empty] | VAPORIZERANESTHESIA | Vaporizer, Anesthesia | Datex-Ohmeda
NO | YES |  |  |  | 029-10576 | 029-10576 | Datex-Ohmeda | ALADIN 2 |  | BGCU30232 | Woodlands-Anesthesia | MHHS-Woodlands |  | Vaporizer, Anesthesia |  | 029-10576 | 029-10576 | Woodlands | MHHS-Woodlands | Woodlands-Anesthesia | OR 3 | 5/1/19 |  |  |  | ANESTHESIA UNIT VAPORIZERS | Vaporizer, Anesthesia | VAPORIZERANESTHESIA-Datex-Ohmeda-Aladin2 DES | VAPORIZERANESTHESIA | Aladin2 DES |  |  |  | Datex-Ohmeda | Vaporizer, Anesthesia |  |  | VAPORIZERANESTHESIA-Datex-Ohmeda-Aladin2 DES |  |  | VA-SA | Covered PM Repair - Biomedical | MHHS-Woodlands | [8 empty] | VAPORIZERANESTHESIA | Vaporizer, Anesthesia | Datex-Ohmeda
NO | YES |  |  |  | 029-10577 | 029-10577 | Datex-Ohmeda | ALADIN 2 |  | BGBT00977 | Woodlands-Anesthesia | MHHS-Woodlands |  | Vaporizer, Anesthesia |  | 029-10577 | 029-10577 | Woodlands | MHHS-Woodlands | Woodlands-Anesthesia | OR 6 | 7/1/19 |  | 7/1/20 |  | ANESTHESIA UNIT VAPORIZERS | Vaporizer, Anesthesia | VAPORIZERANESTHESIA-Datex-Ohmeda-Aladin2 DES | VAPORIZERANESTHESIA | Aladin2 DES |  |  |  | Datex-Ohmeda | Vaporizer, Anesthesia |  |  | VAPORIZERANESTHESIA-Datex-Ohmeda-Aladin2 DES |  |  | VA-SA | Covered PM Repair - Biomedical | MHHS-Woodlands | [8 empty] | VAPORIZERANESTHESIA | Vaporizer, Anesthesia | Datex-Ohmeda
NO | YES |  |  |  | 029-11086 | 029-11086 | Datex-Ohmeda | ALADIN 2 |  | BGAV00084 | Woodlands-OR | MHHS-Woodlands |  | Vaporizer, Anesthesia |  | 029-11086 | 029-11086 | Woodlands | MHHS-Woodlands | Woodlands-OR | OR | 5/1/19 |  | 5/1/20 |  | ANESTHESIA UNIT VAPORIZERS | Vaporizer, Anesthesia | VAPORIZERANESTHESIA-Datex-Ohmeda-Aladin2 DES | VAPORIZERANESTHESIA | Aladin2 DES |  |  |  | Datex-Ohmeda | Vaporizer, Anesthesia |  |  | VAPORIZERANESTHESIA-Datex-Ohmeda-Aladin2 DES |  |  | VA-SA | Covered PM Repair - Biomedical | MHHS-Woodlands | [8 empty] | VAPORIZERANESTHESIA | Vaporizer, Anesthesia | Datex-Ohmeda
NO | YES |  |  |  | 029-11091 | 029-11091 | Datex-Ohmeda | ALADIN 2 |  | BGCU30242 | Woodlands-Anesthesia | MHHS-Woodlands |  | Vaporizer, Anesthesia |  | 029-11091 | 029-11091 | Woodlands | MHHS-Woodlands | Woodlands-Anesthesia | OR 2 | 5/1/19 |  |  |  | ANESTHESIA UNIT VAPORIZERS | Vaporizer, Anesthesia | VAPORIZERANESTHESIA-Datex-Ohmeda-Aladin2 DES | VAPORIZERANESTHESIA | Aladin2 DES |  |  |  | Datex-Ohmeda | Vaporizer, Anesthesia |  |  | VAPORIZERANESTHESIA-Datex-Ohmeda-Aladin2 DES |  |  | VA-SA | Covered PM Repair - Biomedical | MHHS-Woodlands | [8 empty] | VAPORIZERANESTHESIA | Vaporizer, Anesthesia | Datex-Ohmeda
NO | YES |  |  |  | 029-11092 | 029-11092 | Datex-Ohmeda | ALADIN 2 |  | BGBU01157 | Woodlands-Anesthesia | MHHS-Woodlands |  | Vaporizer, Anesthesia |  | 029-11092 | 029-11092 | Woodlands | MHHS-Woodlands | Woodlands-Anesthesia | OR 11 | 5/1/19 |  | 5/1/20 |  | ANESTHESIA UNIT VAPORIZERS | Vaporizer, Anesthesia | VAPORIZERANESTHESIA-Datex-Ohmeda-Aladin2 DES | VAPORIZERANESTHESIA | Aladin2 DES |  |  |  | Datex-Ohmeda | Vaporizer, Anesthesia |  |  | VAPORIZERANESTHESIA-Datex-Ohmeda-Aladin2 DES | 3/24/18 |  | VA-SA | Covered PM Repair - Biomedical | MHHS-Woodlands | [8 empty] | VAPORIZERANESTHESIA | Vaporizer, Anesthesia | Datex-Ohmeda
NO | YES |  |  |  | 029-11094 | 029-11094 | Datex-Ohmeda | ALADIN 2 |  | BGBL00982 | Woodlands-Anesthesia | MHHS-Woodlands |  | Vaporizer, Anesthesia |  | 029-11094 | 029-11094 | Woodlands | MHHS-Woodlands | Woodlands-Anesthesia | OR 17 | 5/1/19 |  | 5/1/20 |  | ANESTHESIA UNIT VAPORIZERS | Vaporizer, Anesthesia | VAPORIZERANESTHESIA-Datex-Ohmeda-Aladin2 DES | VAPORIZERANESTHESIA | Aladin2 DES |  |  |  | Datex-Ohmeda | Vaporizer, Anesthesia |  |  | VAPORIZERANESTHESIA-Datex-Ohmeda-Aladin2 DES | 3/24/18 |  | VA-SA | Covered PM Repair - Biomedical | MHHS-Woodlands | [8 empty] | VAPORIZERANESTHESIA | Vaporizer, Anesthesia | Datex-Ohmeda
NO | YES |  |  |  | 029-11370 | 029-11370 | Datex-Ohmeda | ALADIN 2 |  | BGBL00603 | Woodlands-Anesthesia | MHHS-Woodlands |  | Vaporizer, Anesthesia |  | 029-11370 | 029-11370 | Woodlands | MHHS-Woodlands | Woodlands-Anesthesia | RO 14 | 8/1/18 |  | 7/1/20 |  | ANESTHESIA UNIT VAPORIZERS | Vaporizer, Anesthesia | VAPORIZERANESTHESIA-Datex-Ohmeda-Aladin2 DES | VAPORIZERANESTHESIA | Aladin2 DES |  |  |  | Datex-Ohmeda | Vaporizer, Anesthesia |  |  | VAPORIZERANESTHESIA-Datex-Ohmeda-Aladin2 DES | 11/11/18 |  | VA-SA | Covered PM Repair - Biomedical | MHHS-Woodlands | [8 empty] | VAPORIZERANESTHESIA | Vaporizer, Anesthesia | Datex-Ohmeda
NO | YES |  |  |  | 029-32212 | 029-32212 | Datex-Ohmeda | ALADIN 2 |  | BGBX00140 | Woodlands-Anesthesia | MHHS-Woodlands |  | Vaporizer, Anesthesia |  | 029-32212 | 029-32212 | Woodlands | MHHS-Woodlands | Woodlands-Anesthesia | OR 16 | 5/1/19 |  | 5/1/20 |  | ANESTHESIA UNIT VAPORIZERS | Vaporizer, Anesthesia | VAPORIZERANESTHESIA-Datex-Ohmeda-Aladin2 DES | VAPORIZERANESTHESIA | Aladin2 DES |  |  |  | Datex-Ohmeda | Vaporizer, Anesthesia |  |  | VAPORIZERANESTHESIA-Datex-Ohmeda-Aladin2 DES | 11/11/18 |  | VA-SA | Covered PM Repair - Biomedical | MHHS-Woodlands | [8 empty] | VAPORIZERANESTHESIA | Vaporizer, Anesthesia | Datex-Ohmeda
NO | YES |  |  |  | 029-32213 | 029-32213 | Datex-Ohmeda | ALADIN 2 |  | BGBW01049 | Woodlands-Anesthesia | MHHS-Woodlands |  | Vaporizer, Anesthesia |  | 029-32213 | 029-32213 | Woodlands | MHHS-Woodlands | Woodlands-Anesthesia | OR 10 | 5/1/19 |  | 5/1/20 |  | ANESTHESIA UNIT VAPORIZERS | Vaporizer, Anesthesia | VAPORIZERANESTHESIA-Datex-Ohmeda-Aladin2 DES | VAPORIZERANESTHESIA | Aladin2 DES |  |  |  | Datex-Ohmeda | Vaporizer, Anesthesia |  |  | VAPORIZERANESTHESIA-Datex-Ohmeda-Aladin2 DES |  |  | VA-SA | Covered PM Repair - Biomedical | MHHS-Woodlands | [8 empty] | VAPORIZERANESTHESIA | Vaporizer, Anesthesia | Datex-Ohmeda
NO | YES |  |  |  | 029-32214 | 029-32214 | Datex-Ohmeda | ALADIN 2 |  | BGCU30253 | Woodlands-Anesthesia | MHHS-Woodlands |  | Vaporizer, Anesthesia |  | 029-32214 | 029-32214 | Woodlands | MHHS-Woodlands | Woodlands-Anesthesia | OR 17 | 5/1/19 |  | 5/1/20 |  | ANESTHESIA UNIT VAPORIZERS | Vaporizer, Anesthesia | VAPORIZERANESTHESIA-Datex-Ohmeda-Aladin2 DES | VAPORIZERANESTHESIA | Aladin2 DES |  |  |  | Datex-Ohmeda | Vaporizer, Anesthesia |  |  | VAPORIZERANESTHESIA-Datex-Ohmeda-Aladin2 DES | 4/15/16 |  | VA-SA | Covered PM Repair - Biomedical | MHHS-Woodlands | [8 empty] | VAPORIZERANESTHESIA | Vaporizer, Anesthesia | Datex-Ohmeda
NO | YES |  |  |  | 029-12737 | 029-12737 | Datex-Ohmeda | ALADIN 2 |  | BGCY00597 | Woodlands-Central Supply | MHHS-Woodlands |  | Vaporizer, Anesthesia |  | 029-12737 | 029-12737 | Woodlands | MHHS-Woodlands | Woodlands-Central Supply | PACU L | 12/1/19 |  | 11/1/20 |  | ANESTHESIA UNIT VAPORIZERS | Vaporizer, Anesthesia | VAPORIZERANESTHESIA-Datex-Ohmeda-Aladin2 DES | VAPORIZERANESTHESIA | Aladin2 DES |  |  |  | Datex-Ohmeda | Vaporizer, Anesthesia |  |  | VAPORIZERANESTHESIA-Datex-Ohmeda-Aladin2 DES |  |  | VA-SA | Covered PM Repair - Biomedical | MHHS-Woodlands | [8 empty] | VAPORIZERANESTHESIA | Vaporizer, Anesthesia | Datex-Ohmeda
NO | YES |  |  |  | 029-12740 | 029-12740 | Datex-Ohmeda | ALADIN 2 |  | BGCY00600 | Woodlands-Birth Center | MHHS-Woodlands |  | Vaporizer, Anesthesia |  | 029-12740 | 029-12740 | Woodlands | MHHS-Woodlands | Woodlands-Birth Center | L | 12/1/19 |  | 12/1/20 |  | ANESTHESIA UNIT VAPORIZERS | Vaporizer, Anesthesia | VAPORIZERANESTHESIA-Datex-Ohmeda-Aladin2 DES | VAPORIZERANESTHESIA | Aladin2 DES |  |  |  | Datex-Ohmeda | Vaporizer, Anesthesia |  |  | VAPORIZERANESTHESIA-Datex-Ohmeda-Aladin2 DES |  |  | VA-SA | Covered PM Repair - Biomedical | MHHS-Woodlands | [8 empty] | VAPORIZERANESTHESIA | Vaporizer, Anesthesia | Datex-Ohmeda
NO | YES |  |  |  | 029-32201 | 029-32201 | Datex-Ohmeda | ALADIN 2 |  | BGCX01321 | Woodlands-OR | MHHS-Woodlands |  | Vaporizer, Anesthesia |  | 029-32201 | 029-32201 | Woodlands | MHHS-Woodlands | Woodlands-OR | OR 8 | 12/1/19 |  | 11/1/20 |  | ANESTHESIA UNIT VAPORIZERS | Vaporizer, Anesthesia | VAPORIZERANESTHESIA-Datex-Ohmeda-Aladin2 DES | VAPORIZERANESTHESIA | Aladin2 DES |  |  |  | Datex-Ohmeda | Vaporizer, Anesthesia |  |  | VAPORIZERANESTHESIA-Datex-Ohmeda-Aladin2 DES |  |  | VA-SA | Covered PM Repair - Biomedical | MHHS-Woodlands | [8 empty] | VAPORIZERANESTHESIA | Vaporizer, Anesthesia | Datex-Ohmeda
NO | YES |  |  |  | 029-32202 | 029-32202 | Datex-Ohmeda | ALADIN 2 |  | BGAX00957 | Woodlands-OR | MHHS-Woodlands |  | Vaporizer, Anesthesia |  | 029-32202 | 029-32202 | Woodlands | MHHS-Woodlands | Woodlands-OR | OR 8 | 12/1/19 |  | 5/1/20 |  | ANESTHESIA UNIT VAPORIZERS | Vaporizer, Anesthesia | VAPORIZERANESTHESIA-Datex-Ohmeda-Aladin2 DES | VAPORIZERANESTHESIA | Aladin2 DES |  |  |  | Datex-Ohmeda | Vaporizer, Anesthesia |  |  | VAPORIZERANESTHESIA-Datex-Ohmeda-Aladin2 DES |  |  | VA-SA | Covered PM Repair - Biomedical | MHHS-Woodlands | [8 empty] | VAPORIZERANESTHESIA | Vaporizer, Anesthesia | Datex-Ohmeda
NO | YES |  |  |  | 029-32203 | 029-32203 | Datex-Ohmeda | ALADIN 2 |  | BGBX01983 | Woodlands-OR | MHHS-Woodlands |  | Vaporizer, Anesthesia |  | 029-32203 | 029-32203 | Woodlands | MHHS-Woodlands | Woodlands-OR | Room 15 | 11/1/18 |  |  |  | ANESTHESIA UNIT VAPORIZERS | Vaporizer, Anesthesia | VAPORIZERANESTHESIA-Datex-Ohmeda-Aladin2 DES | VAPORIZERANESTHESIA | Aladin2 DES |  |  |  | Datex-Ohmeda | Vaporizer, Anesthesia |  |  | VAPORIZERANESTHESIA-Datex-Ohmeda-Aladin2 DES |  |  | VA-SA | Covered PM Repair - Biomedical | MHHS-Woodlands | [8 empty] | VAPORIZERANESTHESIA | Vaporizer, Anesthesia | Datex-Ohmeda
YES | YES |  |  |  | 029-11089 | 029-11089 | Datex-Ohmeda | ALADIN 2 |  | BGBX00139 | MH OR |  |  |  |  | 029-11089 | 029-11089 |  |  | MH OR | OR 9 |  |  | 5/1/20
YES | YES |  |  |  | 029-00396 | 029-00396 | Datex-Ohmeda | ALADIN 2 |  | GFFB22236 | PACU |  |  |  |  | 029-00396 | 029-00396 | Woodlands | Memorial Hermann Hospital Woodlands | PACU | Bay 24
YES | YES |  |  |  | 005-13033 | 005-13033 | Datex-Ohmeda | ALADIN 2 |  | BGCX01870 | SE - OR |  |  |  |  | 005-13033 | 005-13033 | Southeast | Memorial Hermann Southeast Hospital | SE - OR | Hybrid 2 | 1/1/20 |  | 1/1/21
NO | NO |  |  |  | 142-06920 |  | Datex-Ohmeda | ALADIN 2 |  | BGBV00291 | NE - ANESTHESIA | MHHS-Northeast |  | Vaporizer, Anesthesia |  | 142-06920 |  | Katy |  | NE - ANESTHESIA | [5 empty] | ANESTHESIA UNIT VAPORIZERS |  | VAPORIZERANESTHESIA-Datex-Ohmeda-Aladin2 DES | VAPORIZERANESTHESIA | Aladin2 DES |  |  |  | Datex-Ohmeda | Vaporizer, Anesthesia |  |  | VAPORIZERANESTHESIA-Datex-Ohmeda-Aladin2 DES |  |  |  | Covered PM Repair - Biomedical | MHHS-Northeast
NO | NO |  |  |  | 145-00527 |  | Datex-Ohmeda | ALADIN 2 |  | BGCV00191-DES | PEARLAND - OR - ANESTHESIA | MHHS-Pearland Hospital |  | Vaporizer, Anesthesia |  | 145-00527 |  | Pearland |  | PEARLAND - OR - ANESTHESIA | [5 empty] | ANESTHESIA UNIT VAPORIZERS |  | VAPORIZERANESTHESIA-Datex-Ohmeda-Aladin2 DES | VAPORIZERANESTHESIA | Aladin2 DES |  |  |  | Datex-Ohmeda | Vaporizer, Anesthesia |  |  | VAPORIZERANESTHESIA-Datex-Ohmeda-Aladin2 DES |  |  |  | Covered PM Repair - Biomedical | MHHS-Pearland Hospital
NO | NO |  |  |  | 145-00528 |  | Datex-Ohmeda | ALADIN 2 |  | BGBV00174-SEV | PEARLAND - OR - ANESTHESIA | MHHS-Pearland Hospital |  | Vaporizer, Anesthesia |  | 145-00528 |  | Pearland |  | PEARLAND - OR - ANESTHESIA | [5 empty] | ANESTHESIA UNIT VAPORIZERS |  | VAPORIZERANESTHESIA-Datex-Ohmeda-Aladin2 DES | VAPORIZERANESTHESIA | Aladin2 DES |  |  |  | Datex-Ohmeda | Vaporizer, Anesthesia |  |  | VAPORIZERANESTHESIA-Datex-Ohmeda-Aladin2 DES |  |  |  | Covered PM Repair - Biomedical | MHHS-Pearland Hospital
NO | NO |  |  |  | 005-11106 |  | Datex-Ohmeda | ALADIN 2 |  | BGCV00301 | SE - OR - ANESTHESIA | MHHS-Southeast |  | Vaporizer, Anesthesia |  | 005-11106 |  | Southeast & Bay Area |  | SE - OR - ANESTHESIA | [5 empty] | ANESTHESIA UNIT VAPORIZERS |  | VAPORIZERANESTHESIA-Datex-Ohmeda-Aladin2 DES | VAPORIZERANESTHESIA | Aladin2 DES |  |  |  | Datex-Ohmeda | Vaporizer, Anesthesia |  |  | VAPORIZERANESTHESIA-Datex-Ohmeda-Aladin2 DES |  |  |  | Covered PM Repair - Biomedical | MHHS-Southeast
NO | NO |  |  |  | 005-11231 |  | Datex-Ohmeda | ALADIN 2 |  | BGBV00383 | SE - OR - ANESTHESIA | MHHS-Southeast |  | Vaporizer, Anesthesia |  | 005-11231 |  | Southeast & Bay Area |  | SE - OR - ANESTHESIA | [5 empty] | ANESTHESIA UNIT VAPORIZERS |  | VAPORIZERANESTHESIA-Datex-Ohmeda-Aladin2 DES | VAPORIZERANESTHESIA | Aladin2 DES |  |  |  | Datex-Ohmeda | Vaporizer, Anesthesia |  |  | VAPORIZERANESTHESIA-Datex-Ohmeda-Aladin2 DES |  |  |  | Covered PM Repair - Biomedical | MHHS-Southeast
NO | NO |  |  |  | 029-08240 |  | Datex-Ohmeda | ALADIN 2 |  | BGBM00799 | WOODLANDS - ANESTHESIA | MHHS-Woodlands |  | Vaporizer, Anesthesia |  | 029-08240 |  | Woodlands |  | WOODLANDS - ANESTHESIA | [5 empty] | ANESTHESIA UNIT VAPORIZERS |  | VAPORIZERANESTHESIA-Datex-Ohmeda-Aladin2 DES | VAPORIZERANESTHESIA | Aladin2 DES |  |  |  | Datex-Ohmeda | Vaporizer, Anesthesia |  |  | VAPORIZERANESTHESIA-Datex-Ohmeda-Aladin2 DES |  |  |  | Covered PM Repair - Biomedical | MHHS-Woodlands
NO | NO |  |  |  | 029-08243 |  | Datex-Ohmeda | ALADIN 2 |  | BGBK00529 | WOODLANDS - ANESTHESIA | MHHS-Woodlands |  | Vaporizer, Anesthesia |  | 029-08243 |  | Woodlands |  | WOODLANDS - ANESTHESIA | [5 empty] | ANESTHESIA UNIT VAPORIZERS |  | VAPORIZERANESTHESIA-Datex-Ohmeda-Aladin2 DES | VAPORIZERANESTHESIA | Aladin2 DES |  |  |  | Datex-Ohmeda | Vaporizer, Anesthesia |  |  | VAPORIZERANESTHESIA-Datex-Ohmeda-Aladin2 DES |  |  |  | Covered PM Repair - Biomedical | MHHS-Woodlands
NO | NO |  |  |  | 029-08327 |  | Datex-Ohmeda | ALADIN 2 |  | BGBL00150 | WOODLANDS - ANESTHESIA | MHHS-Woodlands |  | Vaporizer, Anesthesia |  | 029-08327 |  | Woodlands |  | WOODLANDS - ANESTHESIA | [5 empty] | ANESTHESIA UNIT VAPORIZERS |  | VAPORIZERANESTHESIA-Datex-Ohmeda-Aladin2 DES | VAPORIZERANESTHESIA | Aladin2 DES |  |  |  | Datex-Ohmeda | Vaporizer, Anesthesia |  |  | VAPORIZERANESTHESIA-Datex-Ohmeda-Aladin2 DES |  |  |  | Covered PM Repair - Biomedical | MHHS-Woodlands
NO | NO |  |  |  | 029-08370 |  | Datex-Ohmeda | ALADIN 2 |  | BGBM00573 | WOODLANDS - ANESTHESIA | MHHS-Woodlands |  | Vaporizer, Anesthesia |  | 029-08370 |  | Woodlands |  | WOODLANDS - ANESTHESIA | [5 empty] | ANESTHESIA UNIT VAPORIZERS |  | VAPORIZERANESTHESIA-Datex-Ohmeda-Aladin2 DES | VAPORIZERANESTHESIA | Aladin2 DES |  |  |  | Datex-Ohmeda | Vaporizer, Anesthesia |  |  | VAPORIZERANESTHESIA-Datex-Ohmeda-Aladin2 DES |  |  |  | Covered PM Repair - Biomedical | MHHS-Woodlands
NO | NO |  |  |  | 029-08371 |  | Datex-Ohmeda | ALADIN 2 |  | BGBL00762 | WOODLANDS - ANESTHESIA | MHHS-Woodlands |  | Vaporizer, Anesthesia |  | 029-08371 |  | Woodlands |  | WOODLANDS - ANESTHESIA | [5 empty] | ANESTHESIA UNIT VAPORIZERS |  | VAPORIZERANESTHESIA-Datex-Ohmeda-Aladin2 DES | VAPORIZERANESTHESIA | Aladin2 DES |  |  |  | Datex-Ohmeda | Vaporizer, Anesthesia |  |  | VAPORIZERANESTHESIA-Datex-Ohmeda-Aladin2 DES |  |  |  | No Coverage Specified | MHHS-Woodlands
NO | NO |  |  |  | 029-11087 |  | Datex-Ohmeda | ALADIN 2 |  | BGBR01791 | WOODLANDS - ANESTHESIA | MHHS-Woodlands |  | Vaporizer, Anesthesia |  | 029-11087 |  | Woodlands |  | WOODLANDS - ANESTHESIA | [5 empty] | ANESTHESIA UNIT VAPORIZERS |  | VAPORIZERANESTHESIA-Datex-Ohmeda-Aladin2 DES | VAPORIZERANESTHESIA | Aladin2 DES |  |  |  | Datex-Ohmeda | Vaporizer, Anesthesia |  |  | VAPORIZERANESTHESIA-Datex-Ohmeda-Aladin2 DES |  |  |  | Covered PM Repair - Biomedical | MHHS-Woodlands
NO | NO |  |  |  | 029-11090 |  | Datex-Ohmeda | ALADIN 2 |  | BGBM02274-OR 3 | WOODLANDS - ANESTHESIA | MHHS-Woodlands |  | Vaporizer, Anesthesia |  | 029-11090 |  | Woodlands |  | WOODLANDS - ANESTHESIA | [5 empty] | ANESTHESIA UNIT VAPORIZERS |  | VAPORIZERANESTHESIA-Datex-Ohmeda-Aladin2 DES | VAPORIZERANESTHESIA | Aladin2 DES |  |  |  | Datex-Ohmeda | Vaporizer, Anesthesia |  |  | VAPORIZERANESTHESIA-Datex-Ohmeda-Aladin2 DES |  |  |  | Covered PM Repair - Biomedical | MHHS-Woodlands
NO | NO |  |  |  | 029-11093 |  | Datex-Ohmeda | ALADIN 2 |  | BGBK00683 | WOODLANDS - ANESTHESIA | MHHS-Woodlands |  | Vaporizer, Anesthesia |  | 029-11093 |  | Woodlands |  | WOODLANDS - ANESTHESIA | [5 empty] | ANESTHESIA UNIT VAPORIZERS |  | VAPORIZERANESTHESIA-Datex-Ohmeda-Aladin2 DES | VAPORIZERANESTHESIA | Aladin2 DES |  |  |  | Datex-Ohmeda | Vaporizer, Anesthesia |  |  | VAPORIZERANESTHESIA-Datex-Ohmeda-Aladin2 DES |  |  |  | Not Covered Vendor Only - Biomedical | MHHS-Woodlands
NO | NO |  |  |  | 029-11369 |  | Datex-Ohmeda | ALADIN 2 |  | BGBK00990 | WOODLANDS - ANESTHESIA | MHHS-Woodlands |  | Vaporizer, Anesthesia |  | 029-11369 |  | Woodlands |  | WOODLANDS - ANESTHESIA | [5 empty] | ANESTHESIA UNIT VAPORIZERS |  | VAPORIZERANESTHESIA-Datex-Ohmeda-Aladin2 DES | VAPORIZERANESTHESIA | Aladin2 DES |  |  |  | Datex-Ohmeda | Vaporizer, Anesthesia |  |  | VAPORIZERANESTHESIA-Datex-Ohmeda-Aladin2 DES |  |  |  | Covered PM Repair - Biomedical | MHHS-Woodlands
NO | NO | [5 empty] | Datex-Ohmeda | ALADIN 2 |  | BGBM00799 | WOODLANDS - ANESTHESIA | MHHS-Woodlands |  | Vaporizer, Anesthesia |  |  |  | Woodlands |  | WOODLANDS - ANESTHESIA | [5 empty] | ANESTHESIA UNIT VAPORIZERS |  | VAPORIZERANESTHESIA-Datex-Ohmeda-Aladin2 DES | VAPORIZERANESTHESIA | Aladin2 DES |  |  |  | Datex-Ohmeda | Vaporizer, Anesthesia |  |  | VAPORIZERANESTHESIA-Datex-Ohmeda-Aladin2 DES |  |  |  | Covered PM Repair - Biomedical | MHHS-Woodlands
NO | NO | [5 empty] | Datex-Ohmeda | ALADIN 2 |  | BGBL00789 | WOODLANDS - ANESTHESIA | MHHS-Woodlands |  | Vaporizer, Anesthesia |  |  |  | Woodlands |  | WOODLANDS - ANESTHESIA | [5 empty] | ANESTHESIA UNIT VAPORIZERS |  | VAPORIZERANESTHESIA-Datex-Ohmeda-Aladin2 DES | VAPORIZERANESTHESIA | Aladin2 DES |  |  |  | Datex-Ohmeda | Vaporizer, Anesthesia |  |  | VAPORIZERANESTHESIA-Datex-Ohmeda-Aladin2 DES |  |  |  | Covered PM Repair - Biomedical | MHHS-Woodlands
NO | NO | [5 empty] | Datex-Ohmeda | ALADIN 2 |  | BGCQ02088 | WOODLANDS - ANESTHESIA | MHHS-Woodlands |  | Vaporizer, Anesthesia |  |  |  | Woodlands |  | WOODLANDS - ANESTHESIA | [5 empty] | ANESTHESIA UNIT VAPORIZERS |  | VAPORIZERANESTHESIA-Datex-Ohmeda-Aladin2 DES | VAPORIZERANESTHESIA | Aladin2 DES |  |  |  | Datex-Ohmeda | Vaporizer, Anesthesia |  |  | VAPORIZERANESTHESIA-Datex-Ohmeda-Aladin2 DES |  |  |  | Covered PM Repair - Biomedical | MHHS-Woodlands
NO | YES |  |  |  | 151-01478 | 151-01478 | Datex-Ohmeda | AVANCE CS2 |  | APKV00267 | CY-Cardiac Cath Lab | MHHS-Cypress |  | Anesthesia Machine |  | 151-01478 | 151-01478 | Northwest | MHHS-Cypress | CY-Cardiac Cath Lab | Cath lab 1 | 5/1/19 |  |  | No due date on pm. | ANESTHESIA UNITS | Anesthesia Machine | ANESTHESIAMACHINE-Datex-Ohmeda-Avance CS2 | ANESTHESIAMACHINE | Avance CS2 |  |  |  | Datex-Ohmeda | Anesthesia Machine |  | ANESTHESIAMACHINE-Datex-Ohmeda-Avance CS2 |  | 12/1/20 |  | AM-SA | Not Covered Vendor Only - Biomedical | MHHS-Cypress | [7 empty] | Anesthesia Machine | ANESTHESIAMACHINE | Anesthesia Machine | Datex-Ohmeda
NO | YES |  |  |  | 151-01308 | 151-01308 | Datex-Ohmeda | AVANCE CS2 |  | APKW00197 | CY-Endoscopy | MHHS-Cypress |  | Anesthesia Machine |  | 151-01308 | 151-01308 | Northwest | MHHS-Cypress | CY-Endoscopy | Endoscopy | 5/1/19 |  |  |  | ANESTHESIA UNITS | Anesthesia Machine | ANESTHESIAMACHINE-Datex-Ohmeda-Avance CS2 | ANESTHESIAMACHINE | Avance CS2 |  |  |  | Datex-Ohmeda | Anesthesia Machine |  | ANESTHESIAMACHINE-Datex-Ohmeda-Avance CS2 |  | 12/1/20 |  | AM-SA | Not Covered Vendor Only - Biomedical | MHHS-Cypress | [7 empty] | Anesthesia Machine | ANESTHESIAMACHINE | Anesthesia Machine | Datex-Ohmeda
NO | YES |  |  |  | 151-01311 | 151-01311 | Datex-Ohmeda | AVANCE CS2 |  | APKW00202 | CY-Endoscopy | MHHS-Cypress |  | Anesthesia Machine |  | 151-01311 | 151-01311 | Northwest | MHHS-Cypress | CY-Endoscopy | Bronchoscopy | 5/1/19 | 5/1/20 |  |  | ANESTHESIA UNITS | Anesthesia Machine | ANESTHESIAMACHINE-Datex-Ohmeda-Avance CS2 | ANESTHESIAMACHINE | Avance CS2 |  |  |  | Datex-Ohmeda | Anesthesia Machine |  | ANESTHESIAMACHINE-Datex-Ohmeda-Avance CS2 |  | 12/1/20 |  | AM-SA | Not Covered Vendor Only - Biomedical | MHHS-Cypress | [7 empty] | Anesthesia Machine | ANESTHESIAMACHINE | Anesthesia Machine | Datex-Ohmeda
NO | YES |  |  |  | 151-02684 | 151-02684 | Datex-Ohmeda | AVANCE CS2 |  | APKX01885-Endo | CY-Endoscopy | MHHS-Cypress |  | Anesthesia Machine |  | 151-02684 | 151-02684 | Northwest | MHHS-Cypress | CY-Endoscopy | Cardiac cath lab | 12/1/19 | 12/1/20 |  |  | ANESTHESIA UNITS | Anesthesia Machine | ANESTHESIAMACHINE-Datex-Ohmeda-Avance CS2 | ANESTHESIAMACHINE | Avance CS2 |  |  |  | Datex-Ohmeda | Anesthesia Machine |  | ANESTHESIAMACHINE-Datex-Ohmeda-Avance CS2 |  | 12/1/20 |  | AM-SA | Not Covered Vendor Only - Biomedical | MHHS-Cypress | [7 empty] | Anesthesia Machine | ANESTHESIAMACHINE | Anesthesia Machine | Datex-Ohmeda
NO | YES |  |  |  | 151-02685 | 151-02685 | Datex-Ohmeda | AVANCE CS2 |  | APKX01884-Cath Lab | CY-Endoscopy | MHHS-Cypress |  | Anesthesia Machine |  | 151-02685 | 151-02685 | Northwest | MHHS-Cypress | CY-Endoscopy | Endo 2 | 12/1/19 |  |  |  | ANESTHESIA UNITS | Anesthesia Machine | ANESTHESIAMACHINE-Datex-Ohmeda-Avance CS2 | ANESTHESIAMACHINE | Avance CS2 |  |  |  | Datex-Ohmeda | Anesthesia Machine |  | ANESTHESIAMACHINE-Datex-Ohmeda-Avance CS2 |  | 12/1/20 |  | AM-SA | Not Covered Vendor Only - Biomedical | MHHS-Cypress | [7 empty] | Anesthesia Machine | ANESTHESIAMACHINE | Anesthesia Machine | Datex-Ohmeda
NO | YES |  |  |  | 151-01476 | 151-01476 | Datex-Ohmeda | AVANCE CS2 |  | APKU00980 | CY-Labor & Delivery | MHHS-Cypress |  | Anesthesia Machine |  | 151-01476 | 151-01476 | Northwest | MHHS-Cypress | CY-Labor & Delivery | C-Section 2 | 5/1/19 | 11/1/19 |  |  | ANESTHESIA UNITS | Anesthesia Machine | ANESTHESIAMACHINE-Datex-Ohmeda-Avance CS2 | ANESTHESIAMACHINE | Avance CS2 |  |  |  | Datex-Ohmeda | Anesthesia Machine |  | ANESTHESIAMACHINE-Datex-Ohmeda-Avance CS2 |  | 12/1/20 |  | AM-SA | Not Covered Vendor Only - Biomedical | MHHS-Cypress | [7 empty] | Anesthesia Machine | ANESTHESIAMACHINE | Anesthesia Machine | Datex-Ohmeda
NO | YES |  |  |  | 151-01477 | 151-01477 | Datex-Ohmeda | AVANCE CS2 |  | APKV00281 | CY-Labor & Delivery | MHHS-Cypress |  | Anesthesia Machine |  | 151-01477 | 151-01477 | Northwest | MHHS-Cypress | CY-Labor & Delivery | C section 1 | 5/1/20 | 11/1/20 |  |  | ANESTHESIA UNITS | Anesthesia Machine | ANESTHESIAMACHINE-Datex-Ohmeda-Avance CS2 | ANESTHESIAMACHINE | Avance CS2 |  |  |  | Datex-Ohmeda | Anesthesia Machine |  | ANESTHESIAMACHINE-Datex-Ohmeda-Avance CS2 |  | 12/1/20 |  | AM-SA | Not Covered Vendor Only - Biomedical | MHHS-Cypress | [7 empty] | Anesthesia Machine | ANESTHESIAMACHINE | Anesthesia Machine | Datex-Ohmeda
NO | YES |  |  |  | 151-01307 | 151-01307 | Datex-Ohmeda | AVANCE CS2 |  | APKW00200 | CY-OR | MHHS-Cypress |  | Anesthesia Machine |  | 151-01307 | 151-01307 | Northwest | MHHS-Cypress | CY-OR | Or | 5/1/19 |  |  |  | ANESTHESIA UNITS | Anesthesia Machine | ANESTHESIAMACHINE-Datex-Ohmeda-Avance CS2 | ANESTHESIAMACHINE | Avance CS2 |  |  |  | Datex-Ohmeda | Anesthesia Machine |  | ANESTHESIAMACHINE-Datex-Ohmeda-Avance CS2 |  | 12/1/20 |  | AM-SA | Not Covered Vendor Only - Biomedical | MHHS-Cypress | [7 empty] | Anesthesia Machine | ANESTHESIAMACHINE | Anesthesia Machine | Datex-Ohmeda
NO | YES |  |  |  | 151-01309 | 151-01309 | Datex-Ohmeda | AVANCE CS2 |  | APKW00201 | CY-OR | MHHS-Cypress |  | Anesthesia Machine |  | 151-01309 | 151-01309 | Northwest | MHHS-Cypress | CY-OR | OR8 | 5/1/19 | 5/1/20 |  |  | ANESTHESIA UNITS | Anesthesia Machine | ANESTHESIAMACHINE-Datex-Ohmeda-Avance CS2 | ANESTHESIAMACHINE | Avance CS2 |  |  |  | Datex-Ohmeda | Anesthesia Machine |  | ANESTHESIAMACHINE-Datex-Ohmeda-Avance CS2 |  | 12/1/20 |  | AM-SA | Not Covered Vendor Only - Biomedical | MHHS-Cypress | [7 empty] | Anesthesia Machine | ANESTHESIAMACHINE | Anesthesia Machine | Datex-Ohmeda
NO | YES |  |  |  | 151-01310 | 151-01310 | Datex-Ohmeda | AVANCE CS2 |  | APKW00198 | CY-OR | MHHS-Cypress |  | Anesthesia Machine |  | 151-01310 | 151-01310 | Northwest | MHHS-Cypress | CY-OR | OR 6 | 5/1/19 | 11/1/19 |  |  | ANESTHESIA UNITS | Anesthesia Machine | ANESTHESIAMACHINE-Datex-Ohmeda-Avance CS2 | ANESTHESIAMACHINE | Avance CS2 |  |  |  | Datex-Ohmeda | Anesthesia Machine |  | ANESTHESIAMACHINE-Datex-Ohmeda-Avance CS2 |  | 12/1/20 |  | AM-SA | Not Covered Vendor Only - Biomedical | MHHS-Cypress | [7 empty] | Anesthesia Machine | ANESTHESIAMACHINE | Anesthesia Machine | Datex-Ohmeda
NO | YES |  |  |  | 151-01312 | 151-01312 | Datex-Ohmeda | AVANCE CS2 |  | APKW00199 | CY-OR | MHHS-Cypress |  | Anesthesia Machine |  | 151-01312 | 151-01312 | Northwest | MHHS-Cypress | CY-OR | OR 4 | 5/1/19 |  |  |  | ANESTHESIA UNITS | Anesthesia Machine | ANESTHESIAMACHINE-Datex-Ohmeda-Avance CS2 | ANESTHESIAMACHINE | Avance CS2 |  |  |  | Datex-Ohmeda | Anesthesia Machine |  | ANESTHESIAMACHINE-Datex-Ohmeda-Avance CS2 |  | 12/1/20 |  | AM-SA | Not Covered Vendor Only - Biomedical | MHHS-Cypress | [7 empty] | Anesthesia Machine | ANESTHESIAMACHINE | Anesthesia Machine | Datex-Ohmeda
NO | YES |  |  |  | 151-01474 | 151-01474 | Datex-Ohmeda | AVANCE CS2 |  | APKU00977 | CY-OR | MHHS-Cypress |  | Anesthesia Machine |  | 151-01474 | 151-01474 | Northwest | MHHS-Cypress | CY-OR | Or 5 | 5/1/19 | 5/1/20 |  |  | ANESTHESIA UNITS | Anesthesia Machine | ANESTHESIAMACHINE-Datex-Ohmeda-Avance CS2 | ANESTHESIAMACHINE | Avance CS2 |  |  |  | Datex-Ohmeda | Anesthesia Machine |  | ANESTHESIAMACHINE-Datex-Ohmeda-Avance CS2 |  | 12/1/20 |  | AM-SA | Not Covered Vendor Only - Biomedical | MHHS-Cypress | [7 empty] | Anesthesia Machine | ANESTHESIAMACHINE | Anesthesia Machine | Datex-Ohmeda
NO | YES |  |  |  | 151-01475 | 151-01475 | Datex-Ohmeda | AVANCE CS2 |  | APKT02185 | CY-OR | MHHS-Cypress |  | Anesthesia Machine |  | 151-01475 | 151-01475 | Northwest | MHHS-Cypress | CY-OR | Or 7 | 5/1/19 | 11/1/19 |  |  | ANESTHESIA UNITS | Anesthesia Machine | ANESTHESIAMACHINE-Datex-Ohmeda-Avance CS2 | ANESTHESIAMACHINE | Avance CS2 |  |  |  | Datex-Ohmeda | Anesthesia Machine |  | ANESTHESIAMACHINE-Datex-Ohmeda-Avance CS2 |  | 11/11/20 |  | AM-SA | Not Covered Vendor Only - Biomedical | MHHS-Cypress | [7 empty] | Anesthesia Machine | ANESTHESIAMACHINE | Anesthesia Machine | Datex-Ohmeda
NO | YES |  |  |  | 133-08894 | 133-08894 | Datex-Ohmeda | AVANCE CS2 |  | APKS00171-Cathlab | Katy-Cath Lab | MHHS-Katy |  | Anesthesia Machine |  | 133-08894 | 133-08894 | Katy | MHHS-Katy | Katy-Cath Lab | Outside Bay 1 | 8/1/19 | 8/1/20 |  |  | ANESTHESIA UNITS | Anesthesia Machine | ANESTHESIAMACHINE-Datex-Ohmeda-Avance CS2 | ANESTHESIAMACHINE | Avance CS2 |  |  |  | Datex-Ohmeda | Anesthesia Machine |  | ANESTHESIAMACHINE-Datex-Ohmeda-Avance CS2 |  |  |  | AM-SA | Covered PM Repair - Biomedical | MHHS-Katy | [7 empty] | Anesthesia Machine | ANESTHESIAMACHINE | Anesthesia Machine | Datex-Ohmeda
NO | YES |  |  |  | 133-09237 | 133-09237 | Datex-Ohmeda | AVANCE CS2 |  | APKS00181-OR8 | Katy-OR | MHHS-Katy |  | Anesthesia Machine |  | 133-09237 | 133-09237 | Katy | MHHS-Katy | Katy-OR | OR 8 | 8/1/19 | 8/1/20 |  |  | ANESTHESIA UNITS | Anesthesia Machine | ANESTHESIAMACHINE-Datex-Ohmeda-Avance CS2 | ANESTHESIAMACHINE | Avance CS2 |  |  |  | Datex-Ohmeda | Anesthesia Machine |  | ANESTHESIAMACHINE-Datex-Ohmeda-Avance CS2 |  |  |  | AM-SA | Covered PM Repair - Biomedical | MHHS-Katy | [7 empty] | Anesthesia Machine | ANESTHESIAMACHINE | Anesthesia Machine | Datex-Ohmeda
NO | YES |  |  |  | 133-09247 | 133-09247 | Datex-Ohmeda | AVANCE CS2 |  | APKU00984-OR9 | Katy-OR | MHHS-Katy |  | Anesthesia Machine |  | 133-09247 | 133-09247 | Katy | MHHS-Katy | Katy-OR | OR 9 | 8/1/19 | 8/1/20 |  |  | ANESTHESIA UNITS | Anesthesia Machine | ANESTHESIAMACHINE-Datex-Ohmeda-Avance CS2 | ANESTHESIAMACHINE | Avance CS2 |  |  |  | Datex-Ohmeda | Anesthesia Machine |  | ANESTHESIAMACHINE-Datex-Ohmeda-Avance CS2 |  |  |  | AM-SA | Covered PM Repair - Biomedical | MHHS-Katy | [7 empty] | Anesthesia Machine | ANESTHESIAMACHINE | Anesthesia Machine | Datex-Ohmeda
NO | YES |  |  |  | 133-09253 | 133-09253 | Datex-Ohmeda | AVANCE CS2 |  | APKU00983-OR7 | Katy-OR | MHHS-Katy |  | Anesthesia Machine |  | 133-09253 | 133-09253 | Katy | MHHS-Katy | Katy-OR | OR 7 | 8/1/19 | 8/1/20 |  |  | ANESTHESIA UNITS | Anesthesia Machine | ANESTHESIAMACHINE-Datex-Ohmeda-Avance CS2 | ANESTHESIAMACHINE | Avance CS2 |  |  |  | Datex-Ohmeda | Anesthesia Machine |  | ANESTHESIAMACHINE-Datex-Ohmeda-Avance CS2 |  |  |  | AM-SA | Covered PM Repair - Biomedical | MHHS-Katy | [7 empty] | Anesthesia Machine | ANESTHESIAMACHINE | Anesthesia Machine | Datex-Ohmeda
NO | YES |  |  |  | 133-09260 | 133-09260 | Datex-Ohmeda | AVANCE CS2 |  | APKS00173-OR 6 | Katy-OR | MHHS-Katy |  | Anesthesia Machine |  | 133-09260 | 133-09260 | Katy | MHHS-Katy | Katy-OR | OR 6 | 8/1/19 | 8/1/20 |  |  | ANESTHESIA UNITS | Anesthesia Machine | ANESTHESIAMACHINE-Datex-Ohmeda-Avance CS2 | ANESTHESIAMACHINE | Avance CS2 |  |  |  | Datex-Ohmeda | Anesthesia Machine |  | ANESTHESIAMACHINE-Datex-Ohmeda-Avance CS2 |  |  |  | AM-SA | Covered PM Repair - Radiology, Low End | MHHS-Katy | [7 empty] | Anesthesia Machine | ANESTHESIAMACHINE | Anesthesia Machine | Datex-Ohmeda
NO | YES |  |  |  | 041-32925 | 041-32925 | Datex-Ohmeda | AVANCE CS2 |  | APKY00677-MOR3 | MEMORIAL CITY - MOR | MHHS-Mem City |  | Anesthesia Machine |  | 041-32925 | 041-32925 | West | Memorial City - Memorial Hermann Hospital | MEMORIAL CITY - MOR | E2 300 Equipment Storage |  |  |  |  | ANESTHESIA UNITS |  | ANESTHESIAMACHINE-Datex-Ohmeda-Avance CS2 | ANESTHESIAMACHINE | Avance CS2 |  |  |  | Datex-Ohmeda | Anesthesia Machine |  | ANESTHESIAMACHINE-Datex-Ohmeda-Avance CS2 |  |  |  |  | Not Covered Vendor Only - Biomedical | MHHS-Mem City
NO | YES |  |  |  | 041-18521 | 041-18521 | Datex-Ohmeda | AVANCE CS2 |  | APKT03275 | MEMORIAL CITY - CATH LAB | MHHS-Mem City |  | Anesthesia Machine |  | 041-18521 | 041-18521 | West | Memorial herman heart and vascular - memorial city | MEMORIAL CITY - CATH LAB | Ct room 1 |  |  |  |  | ANESTHESIA UNITS |  | ANESTHESIAMACHINE-Datex-Ohmeda-Avance CS2 | ANESTHESIAMACHINE | Avance CS2 |  |  |  | Datex-Ohmeda | Anesthesia Machine |  | ANESTHESIAMACHINE-Datex-Ohmeda-Avance CS2 |  |  |  |  | Not Covered Vendor Only - Biomedical | MHHS-Mem City
NO | YES |  |  |  | 041-20473 | 041-20473 | Datex-Ohmeda | AVANCE CS2 |  | APKV01322-Neuro IR | MEMORIAL CITY - ANESTHESIOLOGY | MHHS-Mem City |  | Anesthesia Machine |  | 041-20473 | 041-20473 | West | Memorial Hermann - Memorial City | MEMORIAL CITY - ANESTHESIOLOGY | Cath Lab 1 |  |  |  |  | ANESTHESIA UNITS |  | ANESTHESIAMACHINE-Datex-Ohmeda-Avance CS2 | ANESTHESIAMACHINE | Avance CS2 |  |  |  | Datex-Ohmeda | Anesthesia Machine |  | ANESTHESIAMACHINE-Datex-Ohmeda-Avance CS2 |  |  |  |  | Covered PM Repair - Biomedical | MHHS-Mem City
NO | YES |  |  |  | 041-20845 | 041-20845 | Datex-Ohmeda | AVANCE CS2 |  | APKW00936-L | Memorial City-Labor & Delivery | MHHS-Mem City |  | Anesthesia Machine |  | 041-20845 | 041-20845 | West | MHHS-Mem City | Memorial City-Labor & Delivery | O.R4 | 10/1/19 |  |  |  | ANESTHESIA UNITS |  | ANESTHESIAMACHINE-Datex-Ohmeda-Avance CS2 | ANESTHESIAMACHINE | Avance CS2 |  |  |  | Datex-Ohmeda | Anesthesia Machine |  | ANESTHESIAMACHINE-Datex-Ohmeda-Avance CS2 |  |  |  |  | Covered PM Repair - Biomedical | MHHS-Mem City
NO | YES |  |  |  | 041-19407 | 041-19407 | Datex-Ohmeda | AVANCE CS2 |  | APKU02782-JC OR 6 | MEMORIAL CITY - Orthopedics Surgery | MHHS-Mem City |  | Anesthesia Machine |  | 041-19407 | 041-19407 | West | Memorial City - Memorial Hermann Hospital | MEMORIAL CITY - Orthopedics Surgery | MH11 506 OR 6 |  |  |  |  | ANESTHESIA UNITS |  | ANESTHESIAMACHINE-Datex-Ohmeda-Avance CS2 | ANESTHESIAMACHINE | Avance CS2 |  |  |  | Datex-Ohmeda | Anesthesia Machine |  | ANESTHESIAMACHINE-Datex-Ohmeda-Avance CS2 |  |  |  |  | Not Covered Vendor Only - Biomedical | MHHS-Mem City
NO | YES |  |  |  | 041-19409 | 041-19409 | Datex-Ohmeda | AVANCE CS2 |  | APKU02784-JC OR 2 | MEMORIAL CITY - MHT - JHC OR | MHHS-Mem City |  | Anesthesia Machine |  | 041-19409 | 041-19409 | West | Memorial Hermann Memorial City Medical Center | MEMORIAL CITY - MHT - JHC OR | MEMORIAL CITY - MHT - JHC OR |  |  |  |  | ANESTHESIA UNITS |  | ANESTHESIAMACHINE-Datex-Ohmeda-Avance CS2 | ANESTHESIAMACHINE | Avance CS2 |  |  |  | Datex-Ohmeda | Anesthesia Machine |  | ANESTHESIAMACHINE-Datex-Ohmeda-Avance CS2 |  |  |  |  | Not Covered Vendor Only - Biomedical | MHHS-Mem City
NO | YES |  |  |  | 041-19411 | 041-19411 | Datex-Ohmeda | AVANCE CS2 |  | APKU02786-JC OR 1 | MEMORIAL CITY - Orthopedic Surgery | MHHS-Mem City |  | Anesthesia Machine |  | 041-19411 | 041-19411 | West | Memorial Hermann Memorial City Medical Center | MEMORIAL CITY - Orthopedic Surgery | Memorial City - Orthopedic Surgery MH11 500 OR 1 |  |  |  |  | ANESTHESIA UNITS |  | ANESTHESIAMACHINE-Datex-Ohmeda-Avance CS2 | ANESTHESIAMACHINE | Avance CS2 |  |  |  | Datex-Ohmeda | Anesthesia Machine |  | ANESTHESIAMACHINE-Datex-Ohmeda-Avance CS2 |  |  |  |  | Not Covered Vendor Only - Biomedical | MHHS-Mem City
NO | YES |  |  |  | 041-19413 | 041-19413 | Datex-Ohmeda | AVANCE CS2 |  | APKU02783-JC OR 4 | MEMORIAL CITY - MHT - JHC OR | MHHS-Mem City |  | Anesthesia Machine |  | 041-19413 | 041-19413 | West | West | MEMORIAL CITY - MHT - JHC OR | MH11:507 OR7 |  |  |  |  | ANESTHESIA UNITS |  | ANESTHESIAMACHINE-Datex-Ohmeda-Avance CS2 | ANESTHESIAMACHINE | Avance CS2 |  |  |  | Datex-Ohmeda | Anesthesia Machine |  | ANESTHESIAMACHINE-Datex-Ohmeda-Avance CS2 |  |  |  |  | Covered PM Repair - Biomedical | MHHS-Mem City
NO | YES |  |  |  | 041-19415 | 041-19415 | Datex-Ohmeda | AVANCE CS2 |  | APKU02785-JC OR 7 | MEMORIAL CITY - MHT - JHC OR | MHHS-Mem City |  | Anesthesia Machine |  | 041-19415 | 041-19415 | West | West | MEMORIAL CITY - MHT - JHC OR | MH11: 504 OR11 |  |  |  |  | ANESTHESIA UNITS |  | ANESTHESIAMACHINE-Datex-Ohmeda-Avance CS2 | ANESTHESIAMACHINE | Avance CS2 |  |  |  | Datex-Ohmeda | Anesthesia Machine |  | ANESTHESIAMACHINE-Datex-Ohmeda-Avance CS2 |  |  |  |  | Covered PM Repair - Biomedical | MHHS-Mem City
NO | YES |  |  |  | 041-19417 | 041-19417 | Datex-Ohmeda | AVANCE CS2 |  | APKU02787-JC OR 5 | Memorial City - Surgery Dept. - Ortho | MHHS-Mem City |  | Anesthesia Machine |  | 041-19417 | 041-19417 | West | Memorial Hermann - Memorial City | Memorial City - Surgery Dept. - Ortho | 11th Floor OR Room 5 |  |  |  |  | ANESTHESIA UNITS |  | ANESTHESIAMACHINE-Datex-Ohmeda-Avance CS2 | ANESTHESIAMACHINE | Avance CS2 |  |  |  | Datex-Ohmeda | Anesthesia Machine |  | ANESTHESIAMACHINE-Datex-Ohmeda-Avance CS2 |  |  |  |  | Covered PM Repair - Biomedical | MHHS-Mem City
NO | YES |  |  |  | 041-32579 | 041-32579 | Datex-Ohmeda | AVANCE CS2 |  | APKX01120-MOR7 | MEMORIAL CITY - MOR | MHHS-Mem City |  | Anesthesia Machine |  | 041-32579 | 041-32579 | West | Memorial Hermann Memorial City Medical Center | MEMORIAL CITY - MOR | OR 7 |  |  |  |  | ANESTHESIA UNITS |  | ANESTHESIAMACHINE-Datex-Ohmeda-Avance CS2 | ANESTHESIAMACHINE | Avance CS2 |  |  |  | Datex-Ohmeda | Anesthesia Machine |  | ANESTHESIAMACHINE-Datex-Ohmeda-Avance CS2 |  |  |  |  | Covered PM Repair - Biomedical | MHHS-Mem City
NO | YES |  |  |  | 041-32580 | 041-32580 | Datex-Ohmeda | AVANCE CS2 |  | APKX01119-MOR 6 | MEMORIAL CITY - MOR | MHHS-Mem City |  | Anesthesia Machine |  | 041-32580 | 041-32580 | West | Memorial City - Memorial Hermann Hospital | MEMORIAL CITY - MOR | E2 321 Surgery Rm 6 |  |  |  |  | ANESTHESIA UNITS |  | ANESTHESIAMACHINE-Datex-Ohmeda-Avance CS2 | ANESTHESIAMACHINE | Avance CS2 |  |  |  | Datex-Ohmeda | Anesthesia Machine |  | ANESTHESIAMACHINE-Datex-Ohmeda-Avance CS2 |  |  |  |  | Not Covered Vendor Only - Biomedical | MHHS-Mem City
NO | YES |  |  |  | 041-32581 | 041-32581 | Datex-Ohmeda | AVANCE CS2 |  | APKX01118-MOR10 | MEMORIAL CITY - ANESTHESIOLOGY | MHHS-Mem City |  | Anesthesia Machine |  | 041-32581 | 041-32581 | West | Memorial Hermann Memorial City Medical Center | MEMORIAL CITY - ANESTHESIOLOGY | Surgery room 10 |  |  |  |  | ANESTHESIA UNITS |  | ANESTHESIAMACHINE-Datex-Ohmeda-Avance CS2 | ANESTHESIAMACHINE | Avance CS2 |  |  |  | Datex-Ohmeda | Anesthesia Machine |  | ANESTHESIAMACHINE-Datex-Ohmeda-Avance CS2 |  |  |  |  | Covered PM Repair - Biomedical | MHHS-Mem City
NO | YES |  |  |  | 041-32916 | 041-32916 | Datex-Ohmeda | AVANCE CS2 |  | APKY00202-MOR 11 | MEMORIAL CITY - MOR | MHHS-Mem City |  | Anesthesia Machine |  | 041-32916 | 041-32916 | West | Memorial City - Memorial Hermann Hospital | MEMORIAL CITY - MOR | MOR 11 |  |  |  |  | ANESTHESIA UNITS |  | ANESTHESIAMACHINE-Datex-Ohmeda-Avance CS2 | ANESTHESIAMACHINE | Avance CS2 |  |  |  | Datex-Ohmeda | Anesthesia Machine |  | ANESTHESIAMACHINE-Datex-Ohmeda-Avance CS2 |  |  |  |  | Covered PM Repair - Biomedical | MHHS-Mem City
NO | YES |  |  |  | 041-18090 | 041-18090 | Datex-Ohmeda | AVANCE CS2 |  | APKS00993-OP 3 | MEMORIAL CITY - OUTPATIENT SURGERY | MHHS-Mem City |  | Anesthesia Machine |  | 041-18090 | 041-18090 | West | Memorial City - Memorial Hermann Hospital West Tower | MEMORIAL CITY - OUTPATIENT SURGERY | W1 300.75 OR 3 |  |  |  |  | ANESTHESIA UNITS |  | ANESTHESIAMACHINE-Datex-Ohmeda-Avance CS2 | ANESTHESIAMACHINE | Avance CS2 |  |  |  | Datex-Ohmeda | Anesthesia Machine |  | ANESTHESIAMACHINE-Datex-Ohmeda-Avance CS2 |  |  |  |  | Covered PM Repair - Biomedical | MHHS-Mem City
NO | YES |  |  |  | 041-18274 | 041-18274 | Datex-Ohmeda | AVANCE CS2 |  | APKT00530- OP 1 | MEMORIAL CITY - Outpatient | MHHS-Mem City |  | Anesthesia Machine |  | 041-18274 | 041-18274 | West | Memorial Hermann Memorial City Medical Center | MEMORIAL CITY - Outpatient | MEMORIAL CITY - OUTPATIENT |  |  |  |  | ANESTHESIA UNITS |  | ANESTHESIAMACHINE-Datex-Ohmeda-Avance CS2 | ANESTHESIAMACHINE | Avance CS2 |  |  |  | Datex-Ohmeda | Anesthesia Machine |  | ANESTHESIAMACHINE-Datex-Ohmeda-Avance CS2 |  |  |  |  | Covered PM Repair - Biomedical | MHHS-Mem City
NO | YES |  |  |  | 041-18278 | 041-18278 | Datex-Ohmeda | AVANCE CS2 |  | APKT00529-OP 4 | Memorial City-Outpatient Surgery | MHHS-Mem City |  | Anesthesia Machine |  | 041-18278 | 041-18278 | West | Memorial Hermann Memorial City Medical Center | Memorial City-Outpatient Surgery | W1 OPS OR 4 |  |  |  |  | ANESTHESIA UNITS |  | ANESTHESIAMACHINE-Datex-Ohmeda-Avance CS2 | ANESTHESIAMACHINE | Avance CS2 |  |  |  | Datex-Ohmeda | Anesthesia Machine |  | ANESTHESIAMACHINE-Datex-Ohmeda-Avance CS2 |  |  |  |  | Covered PM Repair - Biomedical | MHHS-Mem City
NO | YES |  |  |  | 929-00934 | 929-00934 | Datex-Ohmeda | AVANCE CS2 |  | APKW02405 | GH-OR | MHHS Orthopedic & Spine |  | Anesthesia Machine |  | 929-00934 | 929-00934 | Central | MHHS-Greater Heights | GH-OR | OR 1 | 2/1/19 |  | 8/1/20 |  | ANESTHESIA UNITS | Anesthesia Machine | ANESTHESIAMACHINE-Datex-Ohmeda-Avance CS2 | ANESTHESIAMACHINE | Avance CS2 |  |  |  | Datex-Ohmeda | Anesthesia Machine |  | ANESTHESIAMACHINE-Datex-Ohmeda-Avance CS2 |  | 12/1/20 | MHOSH Inventory Dec 2019 into 2020 - Copy.xls - Already Verified | AM-SA | Not Covered Vendor Only - Biomedical | MHHS Orthopedic & Spine | [7 empty] | Anesthesia Machine | ANESTHESIAMACHINE | Anesthesia Machine | Datex-Ohmeda
NO | YES |  |  |  | 929-00935 | 929-00935 | Datex-Ohmeda | AVANCE CS2 |  | APKW01514 | GH-OR | MHHS Orthopedic & Spine |  | Anesthesia Machine |  | 929-00935 | 929-00935 | Central | MHHS-Greater Heights | GH-OR | OR 10 | 2/1/19 |  |  |  | ANESTHESIA UNITS | Anesthesia Machine | ANESTHESIAMACHINE-Datex-Ohmeda-Avance CS2 | ANESTHESIAMACHINE | Avance CS2 |  |  |  | Datex-Ohmeda | Anesthesia Machine |  | ANESTHESIAMACHINE-Datex-Ohmeda-Avance CS2 |  | 12/1/20 | MHOSH Inventory Dec 2019 into 2020 - Copy.xls - Already Verified | AM-SA | Not Covered Vendor Only - Biomedical | MHHS Orthopedic & Spine | [7 empty] | Anesthesia Machine | ANESTHESIAMACHINE | Anesthesia Machine | Datex-Ohmeda
NO | YES |  |  |  | 929-00936 | 929-00936 | Datex-Ohmeda | AVANCE CS2 |  | APKV00268 | GH-OR | MHHS Orthopedic & Spine |  | Anesthesia Machine |  | 929-00936 | 929-00936 | Central | MHHS-Greater Heights | GH-OR | OR 9 | 2/1/19 |  |  |  | ANESTHESIA UNITS | Anesthesia Machine | ANESTHESIAMACHINE-Datex-Ohmeda-Avance CS2 | ANESTHESIAMACHINE | Avance CS2 |  |  |  | Datex-Ohmeda | Anesthesia Machine |  | ANESTHESIAMACHINE-Datex-Ohmeda-Avance CS2 |  | 12/1/20 | MHOSH Inventory Dec 2019 into 2020 - Copy.xls - Already Verified | AM-SA | Not Covered Vendor Only - Biomedical | MHHS Orthopedic & Spine | [7 empty] | Anesthesia Machine | ANESTHESIAMACHINE | Anesthesia Machine | Datex-Ohmeda
NO | YES |  |  |  | 929-00937 | 929-00937 | Datex-Ohmeda | AVANCE CS2 |  | APKW01505 | GH-OR | MHHS Orthopedic & Spine |  | Anesthesia Machine |  | 929-00937 | 929-00937 | Central | MHHS-Greater Heights | GH-OR | OR 8 | 2/1/19 |  |  |  | ANESTHESIA UNITS | Anesthesia Machine | ANESTHESIAMACHINE-Datex-Ohmeda-Avance CS2 | ANESTHESIAMACHINE | Avance CS2 |  |  |  | Datex-Ohmeda | Anesthesia Machine |  | ANESTHESIAMACHINE-Datex-Ohmeda-Avance CS2 |  | 12/1/20 | MHOSH Inventory Dec 2019 into 2020 - Copy.xls - Already Verified | AM-SA | Not Covered Vendor Only - Biomedical | MHHS Orthopedic & Spine | [7 empty] | Anesthesia Machine | ANESTHESIAMACHINE | Anesthesia Machine | Datex-Ohmeda
NO | YES |  |  |  | 929-00938 | 929-00938 | Datex-Ohmeda | AVANCE CS2 |  | APKW01506 | GH-OR | MHHS Orthopedic & Spine |  | Anesthesia Machine |  | 929-00938 | 929-00938 | Central | MHHS-Greater Heights | GH-OR | OR 7 | 2/1/19 |  |  |  | ANESTHESIA UNITS | Anesthesia Machine | ANESTHESIAMACHINE-Datex-Ohmeda-Avance CS2 | ANESTHESIAMACHINE | Avance CS2 |  |  |  | Datex-Ohmeda | Anesthesia Machine |  | ANESTHESIAMACHINE-Datex-Ohmeda-Avance CS2 |  | 12/1/20 | MHOSH Inventory Dec 2019 into 2020 - Copy.xls - Already Verified | AM-SA | Not Covered Vendor Only - Biomedical | MHHS Orthopedic & Spine | [7 empty] | Anesthesia Machine | ANESTHESIAMACHINE | Anesthesia Machine | Datex-Ohmeda
NO | YES |  |  |  | 929-00939 | 929-00939 | Datex-Ohmeda | AVANCE CS2 |  | APKW02401 | MHOSH-OR | MHHS Orthopedic & Spine |  | Anesthesia Machine |  | 929-00939 | 929-00939 | Central | MHHS-Orthopedic & Spine | MHOSH-OR | MHOSH - OR | 2/1/19 |  | 2/1/21 |  | ANESTHESIA UNITS | Anesthesia Machine | ANESTHESIAMACHINE-Datex-Ohmeda-Avance CS2 | ANESTHESIAMACHINE | Avance CS2 |  |  |  | Datex-Ohmeda | Anesthesia Machine |  | ANESTHESIAMACHINE-Datex-Ohmeda-Avance CS2 |  | 12/1/20 | MHOSH Inventory Dec 2019 into 2020 - Copy.xls - Already Verified | AM-SA | Not Covered Vendor Only - Biomedical | MHHS Orthopedic & Spine | [7 empty] | Anesthesia Machine | ANESTHESIAMACHINE | Anesthesia Machine | Datex-Ohmeda
NO | YES |  |  |  | 929-00940 | 929-00940 | Datex-Ohmeda | AVANCE CS2 |  | APKV00284 | GH-OR | MHHS Orthopedic & Spine |  | Anesthesia Machine |  | 929-00940 | 929-00940 | Central | MHHS-Greater Heights | GH-OR | OR 4 | 1/1/20 |  | 1/1/21 |  | ANESTHESIA UNITS | Anesthesia Machine | ANESTHESIAMACHINE-Datex-Ohmeda-Avance CS2 | ANESTHESIAMACHINE | Avance CS2 |  |  |  | Datex-Ohmeda | Anesthesia Machine |  | ANESTHESIAMACHINE-Datex-Ohmeda-Avance CS2 |  | 12/1/20 | MHOSH Inventory Dec 2019 into 2020 - Copy.xls - Already Verified | AM-SA | Not Covered Vendor Only - Biomedical | MHHS Orthopedic & Spine | [7 empty] | Anesthesia Machine | ANESTHESIAMACHINE | Anesthesia Machine | Datex-Ohmeda
NO | YES |  |  |  | 929-00941 | 929-00941 | Datex-Ohmeda | AVANCE CS2 |  | APKW02404 | MHOSH-OR | MHHS Orthopedic & Spine |  | Anesthesia Machine |  | 929-00941 | 929-00941 | Central | MHHS-Orthopedic & Spine | MHOSH-OR | MHOSH - OR | 2/1/19 |  | 8/1/20 |  | ANESTHESIA UNITS | Anesthesia Machine | ANESTHESIAMACHINE-Datex-Ohmeda-Avance CS2 | ANESTHESIAMACHINE | Avance CS2 |  |  |  | Datex-Ohmeda | Anesthesia Machine |  | ANESTHESIAMACHINE-Datex-Ohmeda-Avance CS2 |  | 12/1/20 | MHOSH Inventory Dec 2019 into 2020 - Copy.xls - Already Verified | AM-SA | Not Covered Vendor Only - Biomedical | MHHS Orthopedic & Spine | [7 empty] | Anesthesia Machine | ANESTHESIAMACHINE | Anesthesia Machine | Datex-Ohmeda
NO | YES |  |  |  | 929-00942 | 929-00942 | Datex-Ohmeda | AVANCE CS2 |  | APKW01509 | MHOSH-OR | MHHS Orthopedic & Spine |  | Anesthesia Machine |  | 929-00942 | 929-00942 | Central | MHHS-Orthopedic & Spine | MHOSH-OR | MHOSH - OR | 2/1/19 |  | 1/1/21 |  | ANESTHESIA UNITS | Anesthesia Machine | ANESTHESIAMACHINE-Datex-Ohmeda-Avance CS2 | ANESTHESIAMACHINE | Avance CS2 |  |  |  | Datex-Ohmeda | Anesthesia Machine |  | ANESTHESIAMACHINE-Datex-Ohmeda-Avance CS2 |  | 12/1/20 | MHOSH Inventory Dec 2019 into 2020 - Copy.xls - Already Verified | AM-SA | Not Covered Vendor Only - Biomedical | MHHS Orthopedic & Spine | [7 empty] | Anesthesia Machine | ANESTHESIAMACHINE | Anesthesia Machine | Datex-Ohmeda
NO | YES |  |  |  | 929-00943 | 929-00943 | Datex-Ohmeda | AVANCE CS2 |  | APKW01503 | GH-OR | MHHS Orthopedic & Spine |  | Anesthesia Machine |  | 929-00943 | 929-00943 | Central | MHHS-Greater Heights | GH-OR | OR 5 | 2/1/19 |  | 8/1/20 |  | ANESTHESIA UNITS | Anesthesia Machine | ANESTHESIAMACHINE-Datex-Ohmeda-Avance CS2 | ANESTHESIAMACHINE | Avance CS2 |  |  |  | Datex-Ohmeda | Anesthesia Machine |  | ANESTHESIAMACHINE-Datex-Ohmeda-Avance CS2 |  | 12/1/20 | MHOSH Inventory Dec 2019 into 2020 - Copy.xls - Already Verified | AM-SA | Not Covered Vendor Only - Biomedical | MHHS Orthopedic & Spine | [7 empty] | Anesthesia Machine | ANESTHESIAMACHINE | Anesthesia Machine | Datex-Ohmeda
NO | YES |  |  |  | 013-37589 | 013-37589 | Datex-Ohmeda | AVANCE CS2 |  | APKV02346- Neuro/Vasc OR | SW-OR | MHHS-Southwest |  | Anesthesia Machine |  | 013-37589 | 013-37589 | Southwest | MHHS-Southwest | SW-OR | OR | 12/1/19 |  | 12/1/20 |  | ANESTHESIA UNITS | Anesthesia Machine | ANESTHESIAMACHINE-Datex-Ohmeda-Avance CS2 | ANESTHESIAMACHINE | Avance CS2 |  |  |  | Datex-Ohmeda | Anesthesia Machine |  | ANESTHESIAMACHINE-Datex-Ohmeda-Avance CS2 |  |  |  | AM-SA | Covered PM Repair - Biomedical | MHHS-Southwest | [7 empty] | Anesthesia Machine | ANESTHESIAMACHINE | Anesthesia Machine | Datex-Ohmeda
NO | YES |  |  |  | 129-06915 | 129-06915 | Datex-Ohmeda | AVANCE CS2 |  | APKV01971-CathLab | Sugar Land-Cath Lab | MHHS-Sugarland |  | Anesthesia Machine |  | 129-06915 | 129-06915 | Sugar Land | MHHS-Sugarland | Sugar Land-Cath Lab |  | 2/1/19 |  |  |  | ANESTHESIA UNITS | Anesthesia Machine | ANESTHESIAMACHINE-Datex-Ohmeda-Avance CS2 | ANESTHESIAMACHINE | Avance CS2 |  |  |  | Datex-Ohmeda | Anesthesia Machine |  | ANESTHESIAMACHINE-Datex-Ohmeda-Avance CS2 |  | 7/1/13 |  | AM-SA | Covered PM Repair - Radiology, Low End | MHHS-Sugarland | [7 empty] | Anesthesia Machine | ANESTHESIAMACHINE | Anesthesia Machine | Datex-Ohmeda
NO | YES |  |  |  | 129-07003 | 129-07003 | Datex-Ohmeda | AVANCE CS2 |  | APKV01254-OR 6 | Sugar Land-OR | MHHS-Sugarland |  | Anesthesia Machine |  | 129-07003 | 129-07003 | Sugar Land | MHHS-Sugarland | Sugar Land-OR | OR 6 | 8/1/19 |  | 8/1/20 |  | ANESTHESIA UNITS | Anesthesia Machine | ANESTHESIAMACHINE-Datex-Ohmeda-Avance CS2 | ANESTHESIAMACHINE | Avance CS2 |  |  |  | Datex-Ohmeda | Anesthesia Machine |  | ANESTHESIAMACHINE-Datex-Ohmeda-Avance CS2 |  |  |  | AM-SA | Covered PM Repair - Biomedical | MHHS-Sugarland | [7 empty] | Anesthesia Machine | ANESTHESIAMACHINE | Anesthesia Machine | Datex-Ohmeda
NO | YES |  |  |  | 129-07008 | 129-07008 | Datex-Ohmeda | AVANCE CS2 |  | APKV01253-Endo 1 | Sugar Land-Endoscopy | MHHS-Sugarland |  | Anesthesia Machine |  | 129-07008 | 129-07008 | Sugar Land | MHHS-Sugarland | Sugar Land-Endoscopy |  | 8/1/19 | 8/1/20 |  |  | ANESTHESIA UNITS | Anesthesia Machine | ANESTHESIAMACHINE-Datex-Ohmeda-Avance CS2 | ANESTHESIAMACHINE | Avance CS2 |  |  |  | Datex-Ohmeda | Anesthesia Machine |  | ANESTHESIAMACHINE-Datex-Ohmeda-Avance CS2 |  | 5/26/16 |  | AM-SA | Covered PM Repair - Radiology, Low End | MHHS-Sugarland | [7 empty] | Anesthesia Machine | ANESTHESIAMACHINE | Anesthesia Machine | Datex-Ohmeda
NO | YES |  |  |  | 129-05947 | 129-05947 | Datex-Ohmeda | AVANCE CS2 |  | APKU01472-L | Sugar Land-Labor & Delivery | MHHS-Sugarland |  | Anesthesia Machine |  | 129-05947 | 129-05947 | Sugar Land | MHHS-Sugarland | Sugar Land-Labor & Delivery | OR 1 | 2/1/20 | 2/1/21 |  |  | ANESTHESIA UNITS | Anesthesia Machine | ANESTHESIAMACHINE-Datex-Ohmeda-Avance CS2 | ANESTHESIAMACHINE | Avance CS2 |  |  |  | Datex-Ohmeda | Anesthesia Machine |  | ANESTHESIAMACHINE-Datex-Ohmeda-Avance CS2 |  | 5/14/19 |  | AM-SA | Covered PM Repair - Radiology, Low End | MHHS-Sugarland | [7 empty] | Anesthesia Machine | ANESTHESIAMACHINE | Anesthesia Machine | Datex-Ohmeda
NO | YES |  |  |  | 129-05948 | 129-05948 | Datex-Ohmeda | AVANCE CS2 |  | APKU01471-L | Sugar Land-Labor & Delivery | MHHS-Sugarland |  | Anesthesia Machine |  | 129-05948 | 129-05948 | Sugar Land | MHHS-Sugarland | Sugar Land-Labor & Delivery | L | 2/1/20 |  | 2/1/21 |  | ANESTHESIA UNITS | Anesthesia Machine | ANESTHESIAMACHINE-Datex-Ohmeda-Avance CS2 | ANESTHESIAMACHINE | Avance CS2 |  |  |  | Datex-Ohmeda | Anesthesia Machine |  | ANESTHESIAMACHINE-Datex-Ohmeda-Avance CS2 |  | 5/26/16 |  | AM-SA | Covered PM Repair - Biomedical | MHHS-Sugarland | [7 empty] | Anesthesia Machine | ANESTHESIAMACHINE | Anesthesia Machine | Datex-Ohmeda
NO | YES |  |  |  | 129-05649 | 129-05649 | Datex-Ohmeda | AVANCE CS2 |  | APKJ00320-OR1 | Sugar Land-OR | MHHS-Sugarland |  | Anesthesia Machine |  | 129-05649 | 129-05649 | Sugar Land | MHHS-Sugarland | Sugar Land-OR | OR 1 | 2/1/19 |  | 2/1/21 |  | ANESTHESIA UNITS | Anesthesia Machine | ANESTHESIAMACHINE-Datex-Ohmeda-Avance CS2 | ANESTHESIAMACHINE | Avance CS2 |  |  |  | Datex-Ohmeda | Anesthesia Machine |  | ANESTHESIAMACHINE-Datex-Ohmeda-Avance CS2 |  | 12/1/20 |  | AM-SA | Not Covered Vendor Only - Biomedical | MHHS-Sugarland | [7 empty] | Anesthesia Machine | ANESTHESIAMACHINE | Anesthesia Machine | Datex-Ohmeda
NO | NO |  |  |  | 041-32923 |  | Datex-Ohmeda | AVANCE CS2 |  | APKY00678-MOR2 | MEMORIAL CITY - ANESTHESIOLOGY | MHHS-Mem City |  | Anesthesia Machine |  | 041-32923 |  | West & Memorial City |  | MEMORIAL CITY - ANESTHESIOLOGY | [5 empty] | ANESTHESIA UNITS |  | ANESTHESIAMACHINE-Datex-Ohmeda-Avance CS2 | ANESTHESIAMACHINE | Avance CS2 |  |  |  | Datex-Ohmeda | Anesthesia Machine |  | ANESTHESIAMACHINE-Datex-Ohmeda-Avance CS2 |  |  |  |  | Covered PM Repair - Biomedical | MHHS-Mem City
NO | NO |  |  |  | 041-19419 |  | Datex-Ohmeda | AVANCE CS2 |  | APKU02789-JC OR 4 | MEMORIAL CITY - MHT - JHC OR | MHHS-Mem City |  | Anesthesia Machine |  | 041-19419 |  | West & Memorial City |  | MEMORIAL CITY - MHT - JHC OR | [5 empty] | ANESTHESIA UNITS |  | ANESTHESIAMACHINE-Datex-Ohmeda-Avance CS2 | ANESTHESIAMACHINE | Avance CS2 |  |  |  | Datex-Ohmeda | Anesthesia Machine |  | ANESTHESIAMACHINE-Datex-Ohmeda-Avance CS2 |  |  |  |  | Not Covered Vendor Only - Biomedical | MHHS-Mem City
NO | NO |  |  |  | 041-19421 |  | Datex-Ohmeda | AVANCE CS2 |  | APKU02788-JC OR 3 | MEMORIAL CITY - MHT - JHC OR | MHHS-Mem City |  | Anesthesia Machine |  | 041-19421 |  | West & Memorial City |  | MEMORIAL CITY - MHT - JHC OR | [5 empty] | ANESTHESIA UNITS |  | ANESTHESIAMACHINE-Datex-Ohmeda-Avance CS2 | ANESTHESIAMACHINE | Avance CS2 |  |  |  | Datex-Ohmeda | Anesthesia Machine |  | ANESTHESIAMACHINE-Datex-Ohmeda-Avance CS2 |  |  |  |  | Not Covered Vendor Only - Biomedical | MHHS-Mem City
NO | NO |  |  |  | 041-32918 |  | Datex-Ohmeda | AVANCE CS2 |  | APKY00203-MOR 4 | MEMORIAL CITY - MOR | MHHS-Mem City |  | Anesthesia Machine |  | 041-32918 |  | West & Memorial City |  | MEMORIAL CITY - MOR | [5 empty] | ANESTHESIA UNITS |  | ANESTHESIAMACHINE-Datex-Ohmeda-Avance CS2 | ANESTHESIAMACHINE | Avance CS2 |  |  |  | Datex-Ohmeda | Anesthesia Machine |  | ANESTHESIAMACHINE-Datex-Ohmeda-Avance CS2 |  |  |  |  | Covered PM Repair - Biomedical | MHHS-Mem City
NO | NO |  |  |  | 041-32920 |  | Datex-Ohmeda | AVANCE CS2 |  | APKY00201-MOR1 | MEMORIAL CITY - MOR | MHHS-Mem City |  | Anesthesia Machine |  | 041-32920 |  | West & Memorial City |  | MEMORIAL CITY - MOR | [5 empty] | ANESTHESIA UNITS |  | ANESTHESIAMACHINE-Datex-Ohmeda-Avance CS2 | ANESTHESIAMACHINE | Avance CS2 |  |  |  | Datex-Ohmeda | Anesthesia Machine |  | ANESTHESIAMACHINE-Datex-Ohmeda-Avance CS2 |  |  |  |  | Covered PM Repair - Biomedical | MHHS-Mem City
NO | YES |  |  |  | 133-08444 | 133-08444 | Datex-Ohmeda | BILIBLANKET METER 2 |  |  | Katy-NICU | MHHS-Katy |  |  |  | 133-08444 | 133-08444 | Katy | MHHS-Katy | Katy-NICU | Nurse station A | 7/1/19 | 7/1/20 |  |  | BILIRUBINOMETERS |  | METERBILILIGHT-OhmedaMedical-BiliBlanket Meter II |  |  |  |  | METERBILILIGHT-OhmedaMedical-BiliBlanket Meter II | Datex-Ohmeda |  |  |  |  | 12/1/20 |  |  | Not Covered Vendor Only - Biomedical | MHHS-Katy
NO | YES |  |  |  | 133-09020 | 133-09020 | Datex-Ohmeda | BILIBLANKET METER 2 |  |  | Katy-Postpartum-2W | MHHS-Katy |  |  |  | 133-09020 | 133-09020 | Katy | MHHS-Katy | Katy-Postpartum-2W | Care Team Center | 7/1/20 | 7/1/20 |  |  | BILIRUBINOMETERS |  | METERBILILIGHT-OhmedaMedical-BiliBlanket Meter II |  |  |  |  | METERBILILIGHT-OhmedaMedical-BiliBlanket Meter II | Datex-Ohmeda |  |  |  |  | 12/1/20 |  |  | Not Covered Vendor Only - Biomedical | MHHS-Katy
NO | YES |  |  |  | 041-34119 | 041-34119 | Datex-Ohmeda | BILIBLANKET METER 2 |  |  | Memorial City - NICU | MHHS-Mem City |  |  |  | 041-34119 | 041-34119 | West | Memorial City - Memorial Hermann Hospital | Memorial City - NICU | Control Center |  |  |  | No PM sticker | BILIRUBINOMETERS |  | METERBILILIGHT-OhmedaMedical-BiliBlanket Meter II |  |  |  |  | METERBILILIGHT-OhmedaMedical-BiliBlanket Meter II | Datex-Ohmeda | [7 empty] | Not Covered Vendor Only - Biomedical | MHHS-Mem City
NO | NO |  |  |  | 009-08326 |  | Datex-Ohmeda | BILIBLANKET METER 2 |  |  | GH - NURSERY | MHHS-Greater Heights |  |  |  | 009-08326 |  | Central & Greater Heights |  | GH - NURSERY | [5 empty] | BILIRUBINOMETERS |  | METERBILILIGHT-OhmedaMedical-BiliBlanket Meter II |  |  |  |  | METERBILILIGHT-OhmedaMedical-BiliBlanket Meter II | Datex-Ohmeda | [7 empty] | Not Covered Vendor Only - Biomedical | MHHS-Greater Heights
NO | NO |  |  |  | 142-07379 |  | Datex-Ohmeda | BILIBLANKET METER 2 |  |  | NE - MOTHER & BABY | MHHS-Northeast |  |  |  | 142-07379 |  | Katy |  | NE - MOTHER & BABY | [5 empty] | BILIRUBINOMETERS |  | METERBILILIGHT-OhmedaMedical-BiliBlanket Meter II |  |  |  |  | METERBILILIGHT-OhmedaMedical-BiliBlanket Meter II | Datex-Ohmeda | [7 empty] | Not Covered Vendor Only - Biomedical | MHHS-Northeast
NO | NO |  |  |  | 142-07380 |  | Datex-Ohmeda | BILIBLANKET METER 2 |  |  | NE - MOTHER & BABY | MHHS-Northeast |  |  |  | 142-07380 |  | Katy |  | NE - MOTHER & BABY | [5 empty] | BILIRUBINOMETERS |  | METERBILILIGHT-OhmedaMedical-BiliBlanket Meter II |  |  |  |  | METERBILILIGHT-OhmedaMedical-BiliBlanket Meter II | Datex-Ohmeda | [7 empty] | Not Covered Vendor Only - Biomedical | MHHS-Northeast
NO | NO |  |  |  | 005-13107 |  | Datex-Ohmeda | BILIBLANKET METER 2 |  |  | SE - LABOR & DELIVERY | MHHS-Southeast |  |  |  | 005-13107 |  | Southeast & Bay Area |  | SE - LABOR & DELIVERY | [5 empty] | BILIRUBINOMETERS |  | METERBILILIGHT-OhmedaMedical-BiliBlanket Meter II |  |  |  |  | METERBILILIGHT-OhmedaMedical-BiliBlanket Meter II | Datex-Ohmeda | [7 empty] | Not Covered Vendor Only - Biomedical | MHHS-Southeast
NO | NO |  |  |  | 005-07796 |  | Datex-Ohmeda | BILIBLANKET METER 2 |  |  | SE - NEONATAL ICU | MHHS-Southeast |  |  |  | 005-07796 |  | Southeast & Bay Area |  | SE - NEONATAL ICU | [5 empty] | BILIRUBINOMETERS |  | METERBILILIGHT-OhmedaMedical-BiliBlanket Meter II |  |  |  |  | METERBILILIGHT-OhmedaMedical-BiliBlanket Meter II | Datex-Ohmeda | [7 empty] | Not Covered Vendor Only - Biomedical | MHHS-Southeast
NO | NO |  |  |  | 005-09629 |  | Datex-Ohmeda | BILIBLANKET METER 2 |  |  | SE - NEONATAL ICU | MHHS-Southeast |  |  |  | 005-09629 |  | Southeast & Bay Area |  | SE - NEONATAL ICU | [5 empty] | BILIRUBINOMETERS |  | METERBILILIGHT-OhmedaMedical-BiliBlanket Meter II |  |  |  |  | METERBILILIGHT-OhmedaMedical-BiliBlanket Meter II | Datex-Ohmeda | [7 empty] | Not Covered Vendor Only - Biomedical | MHHS-Southeast
NO | NO |  |  |  | 005-09630 |  | Datex-Ohmeda | BILIBLANKET METER 2 |  |  | SE - NEONATAL ICU | MHHS-Southeast |  |  |  | 005-09630 |  | Southeast & Bay Area |  | SE - NEONATAL ICU | [5 empty] | BILIRUBINOMETERS |  | METERBILILIGHT-OhmedaMedical-BiliBlanket Meter II |  |  |  |  | METERBILILIGHT-OhmedaMedical-BiliBlanket Meter II | Datex-Ohmeda | [7 empty] | Not Covered Vendor Only - Biomedical | MHHS-Southeast
NO | NO | [5 empty] | Datex-Ohmeda | BILIBLANKET METER 2 |  |  | TMC - CHILDRENS - NICU (7HP) | MHHS-TMC | [5 empty] | TMC |  | TMC - CHILDRENS - NICU (7HP) | [5 empty] | BILIRUBINOMETERS |  | METERBILILIGHT-OhmedaMedical-BiliBlanket Meter II |  |  |  |  | METERBILILIGHT-OhmedaMedical-BiliBlanket Meter II | Datex-Ohmeda | [7 empty] | Not Covered Vendor Only - Biomedical | MHHS-TMC
NO | NO | [5 empty] | Datex-Ohmeda | BILIBLANKET METER 2 |  |  | TMC - CHILDRENS - NICU (7HP) | MHHS-TMC | [5 empty] | TMC |  | TMC - CHILDRENS - NICU (7HP) | [5 empty] | BILIRUBINOMETERS |  | METERBILILIGHT-OhmedaMedical-BiliBlanket Meter II |  |  |  |  | METERBILILIGHT-OhmedaMedical-BiliBlanket Meter II | Datex-Ohmeda | [7 empty] | Not Covered Vendor Only - Biomedical | MHHS-TMC
NO | NO | [5 empty] | Datex-Ohmeda | BILIBLANKET METER 2 |  |  | TMC - CHILDRENS - NICU (7HP) | MHHS-TMC | [5 empty] | TMC |  | TMC - CHILDRENS - NICU (7HP) | [5 empty] | BILIRUBINOMETERS |  | METERBILILIGHT-OhmedaMedical-BiliBlanket Meter II |  |  |  |  | METERBILILIGHT-OhmedaMedical-BiliBlanket Meter II | Datex-Ohmeda | [7 empty] | Not Covered Vendor Only - Biomedical | MHHS-TMC
NO | NO |  |  |  | 029-11758 |  | Datex-Ohmeda | BILIBLANKET METER 2 |  |  | WOODLANDS - NICU | MHHS-Woodlands |  |  |  | 029-11758 |  | Woodlands |  | WOODLANDS - NICU | [5 empty] | BILIRUBINOMETERS |  | METERBILILIGHT-OhmedaMedical-BiliBlanket Meter II |  |  |  |  | METERBILILIGHT-OhmedaMedical-BiliBlanket Meter II | Datex-Ohmeda | [7 empty] | Not Covered Vendor Only - Biomedical | MHHS-Woodlands
NO | NO |  |  |  | 029-11759 |  | Datex-Ohmeda | BILIBLANKET METER 2 |  |  | WOODLANDS - NICU | MHHS-Woodlands |  |  |  | 029-11759 |  | Woodlands |  | WOODLANDS - NICU | [5 empty] | BILIRUBINOMETERS |  | METERBILILIGHT-OhmedaMedical-BiliBlanket Meter II |  |  |  |  | METERBILILIGHT-OhmedaMedical-BiliBlanket Meter II | Datex-Ohmeda | [7 empty] | Not Covered Vendor Only - Biomedical | MHHS-Woodlands
NO | YES | [5 empty] | Datex-Ohmeda | BILIBLANKET PLUS |  | HCFB50319 | GH-Nursery | MHHS-Greater Heights |  | Lamp, Phototherapy |  |  |  | Central | MHHS-Greater Heights | GH-Nursery | Nursery | 5/1/19 |  | 6/1/20 |  | PHOTOTHERAPY UNITS | Lamp, Phototherapy | LAMPPHOTOTHERAPY-Datex-Ohmeda-BiliBlanket Plus | LAMPPHOTOTHERAPY | BiliBlanket Plus |  |  |  | Datex-Ohmeda | Lamp, Phototherapy |  | LAMPPHOTOTHERAPY-Datex-Ohmeda-BiliBlanket Plus |  | 12/1/20 |  | LP-A | Not Covered Vendor Only - Biomedical | MHHS-Greater Heights | [7 empty] | Lamp, Phototherapy | LAMPPHOTOTHERAPY | Lamp, Phototherapy | Datex-Ohmeda
NO | YES | [5 empty] | Datex-Ohmeda | BILIBLANKET PLUS |  | HDKF50700 | Woodlands-NICU (New) | MHHS-Woodlands |  | Lamp, Phototherapy |  |  |  | Woodlands | MHHS-Woodlands | Woodlands-NICU (New) | Stirage room | 6/1/19 |  | 6/1/20 |  | PHOTOTHERAPY UNITS | Lamp, Phototherapy | LAMPPHOTOTHERAPY-Datex-Ohmeda-BiliBlanket Plus | LAMPPHOTOTHERAPY | BiliBlanket Plus |  |  |  | Datex-Ohmeda | Lamp, Phototherapy |  | LAMPPHOTOTHERAPY-Datex-Ohmeda-BiliBlanket Plus |  | 12/1/20 |  | LP-A | Not Covered Vendor Only - Biomedical | MHHS-Woodlands | [7 empty] | Lamp, Phototherapy | LAMPPHOTOTHERAPY | Lamp, Phototherapy | Datex-Ohmeda
NO | NO | [5 empty] | Datex-Ohmeda | BILIBLANKET PLUS |  | hdkg50887 | TMC - CHILDRENS - NICU (7HP) | MHHS-TMC |  | Lamp, Phototherapy |  |  |  | TMC |  | TMC - CHILDRENS - NICU (7HP) | [5 empty] | PHOTOTHERAPY UNITS |  | LAMPPHOTOTHERAPY-Datex-Ohmeda-BiliBlanket Plus | LAMPPHOTOTHERAPY | BiliBlanket Plus |  |  |  | Datex-Ohmeda | Lamp, Phototherapy |  | LAMPPHOTOTHERAPY-Datex-Ohmeda-BiliBlanket Plus |  |  |  |  | Not Covered Vendor Only - Biomedical | MHHS-TMC
NO | NO | [5 empty] | Datex-Ohmeda | BILIBLANKET PLUS |  | HDKJ50109 | TMC - CHILDRENS - NICU (7HP) | MHHS-TMC |  | Lamp, Phototherapy |  |  |  | TMC |  | TMC - CHILDRENS - NICU (7HP) | [5 empty] | PHOTOTHERAPY UNITS |  | LAMPPHOTOTHERAPY-Datex-Ohmeda-BiliBlanket Plus | LAMPPHOTOTHERAPY | BiliBlanket Plus |  |  |  | Datex-Ohmeda | Lamp, Phototherapy |  | LAMPPHOTOTHERAPY-Datex-Ohmeda-BiliBlanket Plus |  |  |  |  | Not Covered Vendor Only - Biomedical | MHHS-TMC
YES | YES |  |  |  | 029-03591 | 029-03591 | Datex-Ohmeda | CONTINUOUS SUCTION UNIT |  | GFHW05005 | OB / LD |  |  |  |  | 029-03591 | 029-03591 | Woodlands | Memorial Hermann Hospital Woodlands | OB / LD | Room 1211
NO | YES |  |  |  | 133-03233 | 133-03233 | Datex-Ohmeda | CONTINUOUS/INTERMITTENT ISU |  | GFFK21017 | Katy-ER | MHHS-Katy |  |  |  | 133-03233 | 133-03233 | Katy | MHHS-Katy | Katy-ER | ER CT control | 9/1/18 |  |  | One time safety | REGULATORS, SUCTION |  | .needs class |  |  |  |  | .needs class | Datex-Ohmeda |  |  |  |  | 8/11/11 |  |  | Covered PM Repair - Biomedical | MHHS-Katy
NO | YES |  |  |  | 041-05742 | 041-05742 | Datex-Ohmeda | CONTINUOUS/INTERMITTENT ISU |  | GFFC16124 | Memorial city digestive disease center | MHHS-Mem City |  |  |  | 041-05742 | 041-05742 | West Memorial city | Herman memorial city medical center | Memorial city digestive disease center | Procedure room 4 |  |  |  | One pm needed | REGULATORS, SUCTION |  | .needs class |  |  |  |  | .needs class | Datex-Ohmeda | [7 empty] | Covered PM Repair - Biomedical | MHHS-Mem City
NO | NO |  |  |  | GFFG15187 |  | Datex-Ohmeda | CONTINUOUS/INTERMITTENT ISU |  | GFFG15187 | MEMORIAL CITY - CENTRAL SUPPLY | MHHS-Mem City |  |  |  | GFFG15187 |  | West & Memorial City |  | MEMORIAL CITY - CENTRAL SUPPLY | [5 empty] | REGULATORS, SUCTION |  | .needs class |  |  |  |  | .needs class | Datex-Ohmeda | [7 empty] | Covered PM Repair - Biomedical | MHHS-Mem City
NO | NO |  |  |  | GFFG15275 |  | Datex-Ohmeda | CONTINUOUS/INTERMITTENT ISU |  | GFFG15275 | MEMORIAL CITY - CENTRAL SUPPLY | MHHS-Mem City |  |  |  | GFFG15275 |  | West & Memorial City |  | MEMORIAL CITY - CENTRAL SUPPLY | [5 empty] | REGULATORS, SUCTION |  | .needs class |  |  |  |  | .needs class | Datex-Ohmeda | [7 empty] | Covered PM Repair - Biomedical | MHHS-Mem City
NO | NO |  |  |  | GFFG15357 |  | Datex-Ohmeda | CONTINUOUS/INTERMITTENT ISU |  | GFFG15357 | MEMORIAL CITY - CENTRAL SUPPLY | MHHS-Mem City |  |  |  | GFFG15357 |  | West & Memorial City |  | MEMORIAL CITY - CENTRAL SUPPLY | [5 empty] | REGULATORS, SUCTION |  | .needs class |  |  |  |  | .needs class | Datex-Ohmeda | [7 empty] | Covered PM Repair - Biomedical | MHHS-Mem City
NO | NO |  |  |  | GFFG16224 |  | Datex-Ohmeda | CONTINUOUS/INTERMITTENT ISU |  | GFFG16224 | MEMORIAL CITY - CENTRAL SUPPLY | MHHS-Mem City |  |  |  | GFFG16224 |  | West & Memorial City |  | MEMORIAL CITY - CENTRAL SUPPLY | [5 empty] | REGULATORS, SUCTION |  | .needs class |  |  |  |  | .needs class | Datex-Ohmeda | [7 empty] | Covered PM Repair - Biomedical | MHHS-Mem City
NO | NO |  |  |  | GFFJ10025 |  | Datex-Ohmeda | CONTINUOUS/INTERMITTENT ISU |  | GFFJ10025 | MEMORIAL CITY - CENTRAL SUPPLY | MHHS-Mem City |  |  |  | GFFJ10025 |  | West & Memorial City |  | MEMORIAL CITY - CENTRAL SUPPLY | [5 empty] | REGULATORS, SUCTION |  | .needs class |  |  |  |  | .needs class | Datex-Ohmeda | [7 empty] | Covered PM Repair - Biomedical | MHHS-Mem City
NO | NO |  |  |  | JGGM14229 |  | Datex-Ohmeda | CONTINUOUS/INTERMITTENT ISU |  | JGGM14229 | MEMORIAL CITY - CENTRAL SUPPLY | MHHS-Mem City |  |  |  | JGGM14229 |  | West & Memorial City |  | MEMORIAL CITY - CENTRAL SUPPLY | [5 empty] | REGULATORS, SUCTION |  | .needs class |  |  |  |  | .needs class | Datex-Ohmeda | [7 empty] | Covered PM Repair - Biomedical | MHHS-Mem City
NO | NO |  |  |  | 005-02489 |  | Datex-Ohmeda | CONTINUOUS/INTERMITTENT ISU |  | GFCV038245 | SE - CENTRAL SUPPLY | MHHS-Southeast |  |  |  | 005-02489 |  | Southeast & Bay Area |  | SE - CENTRAL SUPPLY | [5 empty] | REGULATORS, SUCTION |  | .needs class |  |  |  |  | .needs class | Datex-Ohmeda | [7 empty] | Covered PM Repair - Biomedical | MHHS-Southeast
NO | NO |  |  |  | 005-03102 |  | Datex-Ohmeda | CONTINUOUS/INTERMITTENT ISU |  |  | SE - CENTRAL SUPPLY | MHHS-Southeast |  |  |  | 005-03102 |  | Southeast & Bay Area |  | SE - CENTRAL SUPPLY | [5 empty] | REGULATORS, SUCTION |  | .needs class |  |  |  |  | .needs class | Datex-Ohmeda | [7 empty] | Covered PM Repair - Biomedical | MHHS-Southeast
NO | NO |  |  |  | 005-04354 |  | Datex-Ohmeda | CONTINUOUS/INTERMITTENT ISU |  | GFFH25331 | SE - CENTRAL SUPPLY | MHHS-Southeast |  |  |  | 005-04354 |  | Southeast & Bay Area |  | SE - CENTRAL SUPPLY | [5 empty] | REGULATORS, SUCTION |  | .needs class |  |  |  |  | .needs class | Datex-Ohmeda | [7 empty] | Covered PM Repair - Biomedical | MHHS-Southeast
NO | NO |  |  |  | 005-33442 |  | Datex-Ohmeda | CONTINUOUS/INTERMITTENT ISU |  | GFFC10729 | SE - CENTRAL SUPPLY | MHHS-Southeast |  |  |  | 005-33442 |  | Southeast & Bay Area |  | SE - CENTRAL SUPPLY | [5 empty] | REGULATORS, SUCTION |  | .needs class |  |  |  |  | .needs class | Datex-Ohmeda | [7 empty] | Covered PM Repair - Biomedical | MHHS-Southeast
NO | NO |  |  |  | GFFC12625 |  | Datex-Ohmeda | CONTINUOUS/INTERMITTENT ISU |  | GFFC12625 | TMC - HVI - HEART FAILURE ICU (5HVI) | MHHS-TMC |  |  |  | GFFC12625 |  | TMC |  | TMC - HVI - HEART FAILURE ICU (5HVI) | [5 empty] | REGULATORS, SUCTION |  | .needs class |  |  |  |  | .needs class | Datex-Ohmeda | [7 empty] | Covered PM Repair - Biomedical | MHHS-TMC
NO | NO |  |  |  | GFFL18786 |  | Datex-Ohmeda | CONTINUOUS/INTERMITTENT ISU |  | GFFL18786 | TMC - JONES - TX TRAUMA (6J) | MHHS-TMC |  |  |  | GFFL18786 |  | TMC |  | TMC - JONES - TX TRAUMA (6J) | [5 empty] | REGULATORS, SUCTION |  | .needs class |  |  |  |  | .needs class | Datex-Ohmeda | [7 empty] | Covered PM Repair - Biomedical | MHHS-TMC
NO | NO |  |  |  | AHBH40919 |  | Datex-Ohmeda | CONTINUOUS/INTERMITTENT ISU |  | AHBH40919 | TMC - MHTMC - CENTRAL SUPPLY | MHHS-TMC |  |  |  | AHBH40919 |  | TMC |  | TMC - MHTMC - CENTRAL SUPPLY | [5 empty] | REGULATORS, SUCTION |  | .needs class |  |  |  |  | .needs class | Datex-Ohmeda | [7 empty] | Covered PM Repair - Biomedical | MHHS-TMC
NO | NO |  |  |  | GFCJ02302 |  | Datex-Ohmeda | CONTINUOUS/INTERMITTENT ISU |  | GFCJ02302 | TMC - MHTMC - CENTRAL SUPPLY | MHHS-TMC |  |  |  | GFCJ02302 |  | TMC |  | TMC - MHTMC - CENTRAL SUPPLY | [5 empty] | REGULATORS, SUCTION |  | .needs class |  |  |  |  | .needs class | Datex-Ohmeda | [7 empty] | Covered PM Repair - Biomedical | MHHS-TMC
NO | NO |  |  |  | GFFC11594 |  | Datex-Ohmeda | CONTINUOUS/INTERMITTENT ISU |  | GFFC11594 | TMC - MHTMC - CENTRAL SUPPLY | MHHS-TMC |  |  |  | GFFC11594 |  | TMC |  | TMC - MHTMC - CENTRAL SUPPLY | [5 empty] | REGULATORS, SUCTION |  | .needs class |  |  |  |  | .needs class | Datex-Ohmeda | [7 empty] | Covered PM Repair - Biomedical | MHHS-TMC
NO | NO |  |  |  | GFFC12671 |  | Datex-Ohmeda | CONTINUOUS/INTERMITTENT ISU |  | GFFC12671 | TMC - MHTMC - CENTRAL SUPPLY | MHHS-TMC |  |  |  | GFFC12671 |  | TMC |  | TMC - MHTMC - CENTRAL SUPPLY | [5 empty] | REGULATORS, SUCTION |  | .needs class |  |  |  |  | .needs class | Datex-Ohmeda | [7 empty] | Covered PM Repair - Biomedical | MHHS-TMC
NO | NO |  |  |  | GFFC25318 |  | Datex-Ohmeda | CONTINUOUS/INTERMITTENT ISU |  | GFFC25318 | TMC - MHTMC - CENTRAL SUPPLY | MHHS-TMC |  |  |  | GFFC25318 |  | TMC |  | TMC - MHTMC - CENTRAL SUPPLY | [5 empty] | REGULATORS, SUCTION |  | .needs class |  |  |  |  | .needs class | Datex-Ohmeda | [7 empty] | Covered PM Repair - Biomedical | MHHS-TMC
NO | NO |  |  |  | GFFJ03563 |  | Datex-Ohmeda | CONTINUOUS/INTERMITTENT ISU |  | GFFJ03563 | TMC - MHTMC - CENTRAL SUPPLY | MHHS-TMC |  |  |  | GFFJ03563 |  | TMC |  | TMC - MHTMC - CENTRAL SUPPLY | [5 empty] | REGULATORS, SUCTION |  | .needs class |  |  |  |  | .needs class | Datex-Ohmeda | [7 empty] | Covered PM Repair - Biomedical | MHHS-TMC
NO | NO |  |  |  | GFFJ12939 |  | Datex-Ohmeda | CONTINUOUS/INTERMITTENT ISU |  | GFFJ12939 | TMC - MHTMC - CENTRAL SUPPLY | MHHS-TMC |  |  |  | GFFJ12939 |  | TMC |  | TMC - MHTMC - CENTRAL SUPPLY | [5 empty] | REGULATORS, SUCTION |  | .needs class |  |  |  |  | .needs class | Datex-Ohmeda | [7 empty] | Covered PM Repair - Biomedical | MHHS-TMC
NO | NO |  |  |  | GFFK07257 |  | Datex-Ohmeda | CONTINUOUS/INTERMITTENT ISU |  | GFFK07257 | TMC - MHTMC - CENTRAL SUPPLY | MHHS-TMC |  |  |  | GFFK07257 |  | TMC |  | TMC - MHTMC - CENTRAL SUPPLY | [5 empty] | REGULATORS, SUCTION |  | .needs class |  |  |  |  | .needs class | Datex-Ohmeda | [7 empty] | Covered PM Repair - Biomedical | MHHS-TMC
NO | NO |  |  |  | GFFL18789 |  | Datex-Ohmeda | CONTINUOUS/INTERMITTENT ISU |  | GFFL18789 | TMC - MHTMC - CENTRAL SUPPLY | MHHS-TMC |  |  |  | GFFL18789 |  | TMC |  | TMC - MHTMC - CENTRAL SUPPLY | [5 empty] | REGULATORS, SUCTION |  | .needs class |  |  |  |  | .needs class | Datex-Ohmeda | [7 empty] | Covered PM Repair - Biomedical | MHHS-TMC
NO | NO |  |  |  | JGGM26732 |  | Datex-Ohmeda | CONTINUOUS/INTERMITTENT ISU |  | JGGM26732 | TMC - MHTMC - CENTRAL SUPPLY | MHHS-TMC |  |  |  | JGGM26732 |  | TMC |  | TMC - MHTMC - CENTRAL SUPPLY | [5 empty] | REGULATORS, SUCTION |  | .needs class |  |  |  |  | .needs class | Datex-Ohmeda | [7 empty] | Covered PM Repair - Biomedical | MHHS-TMC
NO | NO |  |  |  | JGGU23022 |  | Datex-Ohmeda | CONTINUOUS/INTERMITTENT ISU |  | JGGU23022 | TMC - MHTMC - CENTRAL SUPPLY | MHHS-TMC |  |  |  | JGGU23022 |  | TMC |  | TMC - MHTMC - CENTRAL SUPPLY | [5 empty] | REGULATORS, SUCTION |  | .needs class |  |  |  |  | .needs class | Datex-Ohmeda | [7 empty] | Covered PM Repair - Radiology, Low End | MHHS-TMC
NO | NO |  |  |  | VRA17788F |  | Datex-Ohmeda | CONTINUOUS/INTERMITTENT ISU |  | VRA17788F | TMC - MHTMC - CENTRAL SUPPLY | MHHS-TMC |  |  |  | VRA17788F |  | TMC |  | TMC - MHTMC - CENTRAL SUPPLY | [5 empty] | REGULATORS, SUCTION |  | .needs class |  |  |  |  | .needs class | Datex-Ohmeda | [7 empty] | Covered PM Repair - Biomedical | MHHS-TMC
NO | NO |  |  |  | AHBH40602 |  | Datex-Ohmeda | CONTINUOUS/INTERMITTENT ISU |  | AHBH40602 | TMC - MHTMC - CENTRAL SUPPLY (OLD) | MHHS-TMC |  |  |  | AHBH40602 |  | TMC |  | TMC - MHTMC - CENTRAL SUPPLY (OLD) | [5 empty] | REGULATORS, SUCTION |  | .needs class |  |  |  |  | .needs class | Datex-Ohmeda | [7 empty] | Covered PM Repair - Biomedical | MHHS-TMC
NO | NO |  |  |  | BDKW00984 |  | Datex-Ohmeda | CONTINUOUS/INTERMITTENT ISU |  | BDKW00984 | TMC - MHTMC - CENTRAL SUPPLY (OLD) | MHHS-TMC |  |  |  | BDKW00984 |  | TMC |  | TMC - MHTMC - CENTRAL SUPPLY (OLD) | [5 empty] | REGULATORS, SUCTION |  | .needs class |  |  |  |  | .needs class | Datex-Ohmeda | [7 empty] | Not Covered Vendor Only - Biomedical | MHHS-TMC
NO | NO |  |  |  | GFFC05351 |  | Datex-Ohmeda | CONTINUOUS/INTERMITTENT ISU |  | GFFC05351 | TMC - MHTMC - CENTRAL SUPPLY (OLD) | MHHS-TMC |  |  |  | GFFC05351 |  | TMC |  | TMC - MHTMC - CENTRAL SUPPLY (OLD) | [5 empty] | REGULATORS, SUCTION |  | .needs class |  |  |  |  | .needs class | Datex-Ohmeda | [7 empty] | Not Covered Vendor Only - Biomedical | MHHS-TMC
NO | NO |  |  |  | GFFC12640 |  | Datex-Ohmeda | CONTINUOUS/INTERMITTENT ISU |  | GFFC12640 | TMC - MHTMC - CENTRAL SUPPLY (OLD) | MHHS-TMC |  |  |  | GFFC12640 |  | TMC |  | TMC - MHTMC - CENTRAL SUPPLY (OLD) | [5 empty] | REGULATORS, SUCTION |  | .needs class |  |  |  |  | .needs class | Datex-Ohmeda | [7 empty] | Covered PM Repair - Biomedical | MHHS-TMC
NO | NO |  |  |  | GFFC12675 |  | Datex-Ohmeda | CONTINUOUS/INTERMITTENT ISU |  | GFFC12675 | TMC - MHTMC - CENTRAL SUPPLY (OLD) | MHHS-TMC |  |  |  | GFFC12675 |  | TMC |  | TMC - MHTMC - CENTRAL SUPPLY (OLD) | [5 empty] | REGULATORS, SUCTION |  | .needs class |  |  |  |  | .needs class | Datex-Ohmeda | [7 empty] | Covered PM Repair - Biomedical | MHHS-TMC
NO | NO |  |  |  | GFFC12705 |  | Datex-Ohmeda | CONTINUOUS/INTERMITTENT ISU |  | GFFC12705 | TMC - MHTMC - CENTRAL SUPPLY (OLD) | MHHS-TMC |  |  |  | GFFC12705 |  | TMC |  | TMC - MHTMC - CENTRAL SUPPLY (OLD) | [5 empty] | REGULATORS, SUCTION |  | .needs class |  |  |  |  | .needs class | Datex-Ohmeda | [7 empty] | Covered PM Repair - Biomedical | MHHS-TMC
NO | NO |  |  |  | GFFC36159 |  | Datex-Ohmeda | CONTINUOUS/INTERMITTENT ISU |  | GFFC36159 | TMC - MHTMC - CENTRAL SUPPLY (OLD) | MHHS-TMC |  |  |  | GFFC36159 |  | TMC |  | TMC - MHTMC - CENTRAL SUPPLY (OLD) | [5 empty] | REGULATORS, SUCTION |  | .needs class |  |  |  |  | .needs class | Datex-Ohmeda | [7 empty] | Not Covered Vendor Only - Biomedical | MHHS-TMC
NO | NO |  |  |  | GFFD21064 |  | Datex-Ohmeda | CONTINUOUS/INTERMITTENT ISU |  | GFFD21064 | TMC - MHTMC - CENTRAL SUPPLY (OLD) | MHHS-TMC |  |  |  | GFFD21064 |  | TMC |  | TMC - MHTMC - CENTRAL SUPPLY (OLD) | [5 empty] | REGULATORS, SUCTION |  | .needs class |  |  |  |  | .needs class | Datex-Ohmeda | [7 empty] | Covered PM Repair - Biomedical | MHHS-TMC
NO | NO |  |  |  | GFFD21081 |  | Datex-Ohmeda | CONTINUOUS/INTERMITTENT ISU |  | GFFD21081 | TMC - MHTMC - CENTRAL SUPPLY (OLD) | MHHS-TMC |  |  |  | GFFD21081 |  | TMC |  | TMC - MHTMC - CENTRAL SUPPLY (OLD) | [5 empty] | REGULATORS, SUCTION |  | .needs class |  |  |  |  | .needs class | Datex-Ohmeda | [7 empty] | Not Covered Vendor Only - Biomedical | MHHS-TMC
NO | NO |  |  |  | GFFG36168 |  | Datex-Ohmeda | CONTINUOUS/INTERMITTENT ISU |  | GFFG36168 | TMC - MHTMC - CENTRAL SUPPLY (OLD) | MHHS-TMC |  |  |  | GFFG36168 |  | TMC |  | TMC - MHTMC - CENTRAL SUPPLY (OLD) | [5 empty] | REGULATORS, SUCTION |  | .needs class |  |  |  |  | .needs class | Datex-Ohmeda | [7 empty] | Not Covered Vendor Only - Biomedical | MHHS-TMC
NO | NO |  |  |  | GFFH25403 |  | Datex-Ohmeda | CONTINUOUS/INTERMITTENT ISU |  | GFFH25403 | TMC - MHTMC - CENTRAL SUPPLY (OLD) | MHHS-TMC |  |  |  | GFFH25403 |  | TMC |  | TMC - MHTMC - CENTRAL SUPPLY (OLD) | [5 empty] | REGULATORS, SUCTION |  | .needs class |  |  |  |  | .needs class | Datex-Ohmeda | [7 empty] | Not Covered Vendor Only - Biomedical | MHHS-TMC
NO | NO |  |  |  | GFFJ02631 |  | Datex-Ohmeda | CONTINUOUS/INTERMITTENT ISU |  | GFFJ02631 | TMC - MHTMC - CENTRAL SUPPLY (OLD) | MHHS-TMC |  |  |  | GFFJ02631 |  | TMC |  | TMC - MHTMC - CENTRAL SUPPLY (OLD) | [5 empty] | REGULATORS, SUCTION |  | .needs class |  |  |  |  | .needs class | Datex-Ohmeda | [7 empty] | Covered PM Repair - Biomedical | MHHS-TMC
NO | NO |  |  |  | GFFK07766 |  | Datex-Ohmeda | CONTINUOUS/INTERMITTENT ISU |  | GFFK07766 | TMC - MHTMC - CENTRAL SUPPLY (OLD) | MHHS-TMC |  |  |  | GFFK07766 |  | TMC |  | TMC - MHTMC - CENTRAL SUPPLY (OLD) | [5 empty] | REGULATORS, SUCTION |  | .needs class |  |  |  |  | .needs class | Datex-Ohmeda | [7 empty] | No Coverage Specified | MHHS-TMC
NO | NO |  |  |  | GFFL04571 |  | Datex-Ohmeda | CONTINUOUS/INTERMITTENT ISU |  | GFFL04571 | TMC - MHTMC - CENTRAL SUPPLY (OLD) | MHHS-TMC |  |  |  | GFFL04571 |  | TMC |  | TMC - MHTMC - CENTRAL SUPPLY (OLD) | [5 empty] | REGULATORS, SUCTION |  | .needs class |  |  |  |  | .needs class | Datex-Ohmeda | [7 empty] | Covered PM Repair - Biomedical | MHHS-TMC
NO | NO |  |  |  | GFFT09470 |  | Datex-Ohmeda | CONTINUOUS/INTERMITTENT ISU |  | GFFT09470 | TMC - MHTMC - CENTRAL SUPPLY (OLD) | MHHS-TMC |  |  |  | GFFT09470 |  | TMC |  | TMC - MHTMC - CENTRAL SUPPLY (OLD) | [5 empty] | REGULATORS, SUCTION |  | .needs class |  |  |  |  | .needs class | Datex-Ohmeda | [7 empty] | Covered PM Repair - Biomedical | MHHS-TMC
NO | NO |  |  |  | GFFV15016 |  | Datex-Ohmeda | CONTINUOUS/INTERMITTENT ISU |  | GFFV15016 | TMC - MHTMC - CENTRAL SUPPLY (OLD) | MHHS-TMC |  |  |  | GFFV15016 |  | TMC |  | TMC - MHTMC - CENTRAL SUPPLY (OLD) | [5 empty] | REGULATORS, SUCTION |  | .needs class |  |  |  |  | .needs class | Datex-Ohmeda | [7 empty] | Covered PM Repair - Biomedical | MHHS-TMC
NO | NO |  |  |  | GFFV15702 |  | Datex-Ohmeda | CONTINUOUS/INTERMITTENT ISU |  | GFFV15702 | TMC - MHTMC - CENTRAL SUPPLY (OLD) | MHHS-TMC |  |  |  | GFFV15702 |  | TMC |  | TMC - MHTMC - CENTRAL SUPPLY (OLD) | [5 empty] | REGULATORS, SUCTION |  | .needs class |  |  |  |  | .needs class | Datex-Ohmeda | [7 empty] | Covered PM Repair - Biomedical | MHHS-TMC
NO | NO |  |  |  | GFFW22243 |  | Datex-Ohmeda | CONTINUOUS/INTERMITTENT ISU |  | GFFW22243 | TMC - MHTMC - CENTRAL SUPPLY (OLD) | MHHS-TMC |  |  |  | GFFW22243 |  | TMC |  | TMC - MHTMC - CENTRAL SUPPLY (OLD) | [5 empty] | REGULATORS, SUCTION |  | .needs class |  |  |  |  | .needs class | Datex-Ohmeda | [7 empty] | Covered PM Repair - Biomedical | MHHS-TMC
NO | NO |  |  |  | GFFZ08723 |  | Datex-Ohmeda | CONTINUOUS/INTERMITTENT ISU |  | GFFZ08723 | TMC - MHTMC - CENTRAL SUPPLY (OLD) | MHHS-TMC |  |  |  | GFFZ08723 |  | TMC |  | TMC - MHTMC - CENTRAL SUPPLY (OLD) | [5 empty] | REGULATORS, SUCTION |  | .needs class |  |  |  |  | .needs class | Datex-Ohmeda | [7 empty] | Covered PM Repair - Biomedical | MHHS-TMC
NO | NO |  |  |  | GFHC10732 |  | Datex-Ohmeda | CONTINUOUS/INTERMITTENT ISU |  | GFHC10732 | TMC - MHTMC - CENTRAL SUPPLY (OLD) | MHHS-TMC |  |  |  | GFHC10732 |  | TMC |  | TMC - MHTMC - CENTRAL SUPPLY (OLD) | [5 empty] | REGULATORS, SUCTION |  | .needs class |  |  |  |  | .needs class | Datex-Ohmeda | [7 empty] | No Coverage Specified | MHHS-TMC
NO | NO |  |  |  | GFHC10740 |  | Datex-Ohmeda | CONTINUOUS/INTERMITTENT ISU |  | GFHC10740 | TMC - MHTMC - CENTRAL SUPPLY (OLD) | MHHS-TMC |  |  |  | GFHC10740 |  | TMC |  | TMC - MHTMC - CENTRAL SUPPLY (OLD) | [5 empty] | REGULATORS, SUCTION |  | .needs class |  |  |  |  | .needs class | Datex-Ohmeda | [7 empty] | Covered PM Repair - Biomedical | MHHS-TMC
NO | NO |  |  |  | GFHC10783 |  | Datex-Ohmeda | CONTINUOUS/INTERMITTENT ISU |  | GFHC10783 | TMC - MHTMC - CENTRAL SUPPLY (OLD) | MHHS-TMC |  |  |  | GFHC10783 |  | TMC |  | TMC - MHTMC - CENTRAL SUPPLY (OLD) | [5 empty] | REGULATORS, SUCTION |  | .needs class |  |  |  |  | .needs class | Datex-Ohmeda | [7 empty] | Covered PM Repair - Biomedical | MHHS-TMC
NO | NO |  |  |  | GFHW18486 |  | Datex-Ohmeda | CONTINUOUS/INTERMITTENT ISU |  | GFHW18486 | TMC - MHTMC - CENTRAL SUPPLY (OLD) | MHHS-TMC |  |  |  | GFHW18486 |  | TMC |  | TMC - MHTMC - CENTRAL SUPPLY (OLD) | [5 empty] | REGULATORS, SUCTION |  | .needs class |  |  |  |  | .needs class | Datex-Ohmeda | [7 empty] | Covered PM Repair - Biomedical | MHHS-TMC
NO | NO |  |  |  | GFHW18488 |  | Datex-Ohmeda | CONTINUOUS/INTERMITTENT ISU |  | GFHW18488 | TMC - MHTMC - CENTRAL SUPPLY (OLD) | MHHS-TMC |  |  |  | GFHW18488 |  | TMC |  | TMC - MHTMC - CENTRAL SUPPLY (OLD) | [5 empty] | REGULATORS, SUCTION |  | .needs class |  |  |  |  | .needs class | Datex-Ohmeda | [7 empty] | Covered PM Repair - Biomedical | MHHS-TMC
NO | NO |  |  |  | GFHW18491 |  | Datex-Ohmeda | CONTINUOUS/INTERMITTENT ISU |  | GFHW18491 | TMC - MHTMC - CENTRAL SUPPLY (OLD) | MHHS-TMC |  |  |  | GFHW18491 |  | TMC |  | TMC - MHTMC - CENTRAL SUPPLY (OLD) | [5 empty] | REGULATORS, SUCTION |  | .needs class |  |  |  |  | .needs class | Datex-Ohmeda | [7 empty] | Covered PM Repair - Biomedical | MHHS-TMC
NO | NO |  |  |  | GFHW18492 |  | Datex-Ohmeda | CONTINUOUS/INTERMITTENT ISU |  | GFHW18492 | TMC - MHTMC - CENTRAL SUPPLY (OLD) | MHHS-TMC |  |  |  | GFHW18492 |  | TMC |  | TMC - MHTMC - CENTRAL SUPPLY (OLD) | [5 empty] | REGULATORS, SUCTION |  | .needs class |  |  |  |  | .needs class | Datex-Ohmeda | [7 empty] | Covered PM Repair - Biomedical | MHHS-TMC
NO | NO |  |  |  | GFHW18494 |  | Datex-Ohmeda | CONTINUOUS/INTERMITTENT ISU |  | GFHW18494 | TMC - MHTMC - CENTRAL SUPPLY (OLD) | MHHS-TMC |  |  |  | GFHW18494 |  | TMC |  | TMC - MHTMC - CENTRAL SUPPLY (OLD) | [5 empty] | REGULATORS, SUCTION |  | .needs class |  |  |  |  | .needs class | Datex-Ohmeda | [7 empty] | Covered PM Repair - Biomedical | MHHS-TMC
NO | NO |  |  |  | CM-GFCD04044 |  | Datex-Ohmeda | CONTINUOUS/INTERMITTENT ISU |  | GFCD04044 | TMC - ROBERTSON - CLIN RESEARCH (3R) | MHHS-TMC |  |  |  | CM-GFCD04044 |  | TMC |  | TMC - ROBERTSON - CLIN RESEARCH (3R) | [5 empty] | REGULATORS, SUCTION |  | .needs class |  |  |  |  | .needs class | Datex-Ohmeda | [7 empty] | Covered PM Repair - Biomedical | MHHS-TMC
NO | NO |  |  |  | CM-GFCJ02301 |  | Datex-Ohmeda | CONTINUOUS/INTERMITTENT ISU |  | GFCJ02301 | TMC - ROBERTSON - CLIN RESEARCH (3R) | MHHS-TMC |  |  |  | CM-GFCJ02301 |  | TMC |  | TMC - ROBERTSON - CLIN RESEARCH (3R) | [5 empty] | REGULATORS, SUCTION |  | .needs class |  |  |  |  | .needs class | Datex-Ohmeda | [7 empty] | Covered PM Repair - Biomedical | MHHS-TMC
NO | NO |  |  |  | CM-GFFE03453 |  | Datex-Ohmeda | CONTINUOUS/INTERMITTENT ISU |  | GFFE03453 | TMC - ROBERTSON - CLIN RESEARCH (3R) | MHHS-TMC |  |  |  | CM-GFFE03453 |  | TMC |  | TMC - ROBERTSON - CLIN RESEARCH (3R) | [5 empty] | REGULATORS, SUCTION |  | .needs class |  |  |  |  | .needs class | Datex-Ohmeda | [7 empty] | Covered PM Repair - Biomedical | MHHS-TMC
NO | NO |  |  |  | CM-GFFK07271 |  | Datex-Ohmeda | CONTINUOUS/INTERMITTENT ISU |  | GFFK07271 | TMC - ROBERTSON - CLIN RESEARCH (3R) | MHHS-TMC |  |  |  | CM-GFFK07271 |  | TMC |  | TMC - ROBERTSON - CLIN RESEARCH (3R) | [5 empty] | REGULATORS, SUCTION |  | .needs class |  |  |  |  | .needs class | Datex-Ohmeda | [7 empty] | Covered PM Repair - Biomedical | MHHS-TMC
NO | NO |  |  |  | 069-26048 |  | Datex-Ohmeda | D-LCC15 |  | MDT15PN07370617 | TMC - OR - ANESTHESIA (2HP) | MHHS-TMC |  |  |  | 069-26048 |  | TMC |  | TMC - OR - ANESTHESIA (2HP) | [5 empty] | MONITORS, PHYSIOLOGIC, VITAL SIGNS |  | .needs class | [5 empty] | Datex-Ohmeda | [7 empty] | Covered PM Repair - Biomedical | MHHS-TMC
NO | NO |  |  |  | 069-26050 |  | Datex-Ohmeda | D-LCC15.03 |  | MDH15PN07370275 | TMC - OR - ANESTHESIA (OLD) | MHHS-TMC |  |  |  | 069-26050 |  | TMC |  | TMC - OR - ANESTHESIA (OLD) | [5 empty] | MONITORS, VIDEO |  | .needs class | [5 empty] | Datex-Ohmeda | [7 empty] | Covered PM Repair - Biomedical | MHHS-TMC
NO | NO | [5 empty] | Datex-Ohmeda | D-TEC |  | AEZG21007 | TMC - OR - ANESTHESIA (OLD) | MHHS-TMC | [5 empty] | TMC |  | TMC - OR - ANESTHESIA (OLD) | [5 empty] | ANESTHESIA UNIT VAPORIZERS |  | .needs class | [5 empty] | Datex-Ohmeda | [7 empty] | Covered PM Repair - Biomedical | MHHS-TMC
NO | NO | [5 empty] | Datex-Ohmeda | D-TEC PLUS (DES) |  | AEZH32012 | TMC - OR - ANESTHESIA (OLD) | MHHS-TMC | [5 empty] | TMC |  | TMC - OR - ANESTHESIA (OLD) | [5 empty] | ANESTHESIA UNIT VAPORIZERS |  | .needs class | [5 empty] | Datex-Ohmeda | [7 empty] | Covered PM Repair - Biomedical | MHHS-TMC
NO | NO | [5 empty] | Datex-Ohmeda | D-TEC PLUS (DES) |  | aezh40010 | TMC - OR - ANESTHESIA (OLD) | MHHS-TMC | [5 empty] | TMC |  | TMC - OR - ANESTHESIA (OLD) | [5 empty] | ANESTHESIA UNIT VAPORIZERS |  | .needs class | [5 empty] | Datex-Ohmeda | [7 empty] | Covered PM Repair - Biomedical | MHHS-TMC
NO | NO | [5 empty] | Datex-Ohmeda | D-TEC PLUS (DES) |  | aezg51026 | TMC - OR - ANESTHESIA (OLD) | MHHS-TMC | [5 empty] | TMC |  | TMC - OR - ANESTHESIA (OLD) | [5 empty] | ANESTHESIA UNIT VAPORIZERS |  | .needs class | [5 empty] | Datex-Ohmeda | [7 empty] | Covered PM Repair - Biomedical | MHHS-TMC
NO | NO | [5 empty] | Datex-Ohmeda | D-TEC PLUS (DES) |  | aezh27012 | TMC - OR - ANESTHESIA (OLD) | MHHS-TMC | [5 empty] | TMC |  | TMC - OR - ANESTHESIA (OLD) | [5 empty] | ANESTHESIA UNIT VAPORIZERS |  | .needs class | [5 empty] | Datex-Ohmeda | [7 empty] | Covered PM Repair - Biomedical | MHHS-TMC
NO | NO | [5 empty] | Datex-Ohmeda | D-TEC PLUS (DES) |  | AEZH27028 | TMC - OR - ANESTHESIA (OLD) | MHHS-TMC | [5 empty] | TMC |  | TMC - OR - ANESTHESIA (OLD) | [5 empty] | ANESTHESIA UNIT VAPORIZERS |  | .needs class | [5 empty] | Datex-Ohmeda | [7 empty] | Covered PM Repair - Biomedical | MHHS-TMC
NO | NO | [5 empty] | Datex-Ohmeda | D-TEC PLUS (DES) |  | aezh27007 | TMC - OR - ANESTHESIA (OLD) | MHHS-TMC | [5 empty] | TMC |  | TMC - OR - ANESTHESIA (OLD) | [5 empty] | ANESTHESIA UNIT VAPORIZERS |  | .needs class | [5 empty] | Datex-Ohmeda | [7 empty] | Covered PM Repair - Biomedical | MHHS-TMC
NO | NO | [5 empty] | Datex-Ohmeda | D-TEC PLUS (DES) |  | aezh27015 | TMC - OR - ANESTHESIA (OLD) | MHHS-TMC | [5 empty] | TMC |  | TMC - OR - ANESTHESIA (OLD) | [5 empty] | ANESTHESIA UNIT VAPORIZERS |  | .needs class | [5 empty] | Datex-Ohmeda | [7 empty] | Covered PM Repair - Biomedical | MHHS-TMC
NO | NO | [5 empty] | Datex-Ohmeda | D-TEC PLUS (DES) |  | AEZH27025 | TMC - OR - ANESTHESIA (OLD) | MHHS-TMC | [5 empty] | TMC |  | TMC - OR - ANESTHESIA (OLD) | [5 empty] | ANESTHESIA UNIT VAPORIZERS |  | .needs class | [5 empty] | Datex-Ohmeda | [7 empty] | Covered PM Repair - Biomedical | MHHS-TMC
NO | NO | [5 empty] | Datex-Ohmeda | D-TEC PLUS (DES) |  | AEZH39047 | TMC - OR - ANESTHESIA (OLD) | MHHS-TMC | [5 empty] | TMC |  | TMC - OR - ANESTHESIA (OLD) | [5 empty] | ANESTHESIA UNIT VAPORIZERS |  | .needs class | [5 empty] | Datex-Ohmeda | [7 empty] | Covered PM Repair - Biomedical | MHHS-TMC
NO | YES |  |  |  | 041-16075 | 041-16075 | Datex-Ohmeda | E-CAIO-00 |  | 6935470-Endo | MEMORIAL CITY - DIGESTIVE DISEASE CENTER | MHHS-Mem City |  | Module, Respiratory Gas |  | 041-16075 | 041-16075 | West |  | MEMORIAL CITY - DIGESTIVE DISEASE CENTER | [5 empty] | PHYSIOLOGIC MONITOR MODULES, ANESTHETIC GAS |  | MODULERESPIRATORYGAS-GE-E-CAIO-00 | MODULERESPIRATORYGAS | E-CAIO-00 |  |  |  | GE | Module, Respiratory Gas |  |  | MODULERESPIRATORYGAS-GE-E-CAIO-00 |  |  |  | Covered PM Repair - Biomedical | MHHS-Mem City
NO | YES |  |  |  | 041-16076 | 041-16076 | Datex-Ohmeda | E-CAIO-00 |  |  | MEMORIAL CITY - DIGESTIVE DISEASE CENTER | MHHS-Mem City |  | Module, Respiratory Gas |  | 041-16076 | 041-16076 | West | Memorial Hermann Memorial City Medical Center | MEMORIAL CITY - DIGESTIVE DISEASE CENTER | Endo procedure room 6 |  |  |  |  | PHYSIOLOGIC MONITOR MODULES, ANESTHETIC GAS |  | MODULERESPIRATORYGAS-GE-E-CAIO-00 | MODULERESPIRATORYGAS | E-CAIO-00 |  |  |  | GE | Module, Respiratory Gas |  |  | MODULERESPIRATORYGAS-GE-E-CAIO-00 |  |  |  | Covered PM Repair - Biomedical | MHHS-Mem City
NO | YES |  |  |  | 041-18702 | 041-18702 | Datex-Ohmeda | E-CAIO-00 |  | 7014051-OP 1 | MEMORIAL CITY - Outpatient | MHHS-Mem City |  | Module, Respiratory Gas |  | 041-18702 | 041-18702 | West | Memorial Hermann Memorial City Medical Center | MEMORIAL CITY - Outpatient | MEMORIAL CITY - OUTPATIENT |  |  |  |  | PHYSIOLOGIC MONITOR MODULES, ANESTHETIC GAS |  | MODULERESPIRATORYGAS-GE-E-CAIO-00 | MODULERESPIRATORYGAS | E-CAIO-00 |  |  |  | GE | Module, Respiratory Gas |  |  | MODULERESPIRATORYGAS-GE-E-CAIO-00 |  |  |  | Covered PM Repair - Biomedical | MHHS-Mem City
NO | YES |  |  |  | 041-18703 | 041-18703 | Datex-Ohmeda | E-CAIO-00 |  | 7047067 OP 7 | Memorial City-Outpatient Surgery | MHHS-Mem City |  | Module, Respiratory Gas |  | 041-18703 | 041-18703 | West | Memorial Hermann Memorial City Medical Center | Memorial City-Outpatient Surgery | W1 OPS OR 4 |  |  |  |  | PHYSIOLOGIC MONITOR MODULES, ANESTHETIC GAS |  | MODULERESPIRATORYGAS-GE-E-CAIO-00 | MODULERESPIRATORYGAS | E-CAIO-00 |  |  |  | GE | Module, Respiratory Gas |  |  | MODULERESPIRATORYGAS-GE-E-CAIO-00 |  |  |  | Covered PM Repair - Biomedical | MHHS-Mem City
NO | YES |  |  |  | 129-06963 | 129-06963 | Datex-Ohmeda | E-CAIO-00 |  |  | Sugar Land-OR | MHHS-Sugarland |  | Module, Respiratory Gas |  | 129-06963 | 129-06963 | Sugar Land | MHHS-Sugarland | Sugar Land-OR | OR | 2/1/20 |  | 2/1/21 |  | PHYSIOLOGIC MONITOR MODULES, ANESTHETIC GAS | Module, Respiratory Gas | MODULERESPIRATORYGAS-GE-E-CAIO-00 | MODULERESPIRATORYGAS | E-CAIO-00 |  |  |  | GE | Module, Respiratory Gas |  |  | MODULERESPIRATORYGAS-GE-E-CAIO-00 |  |  | MDRG-A | Covered PM Repair - Biomedical | MHHS-Sugarland | [8 empty] | MODULERESPIRATORYGAS | Module, Respiratory Gas | GE
NO | YES |  |  |  | 129-07482 | 129-07482 | Datex-Ohmeda | E-CAIO-00 |  |  | Sugar Land-OR | MHHS-Sugarland |  | Module, Respiratory Gas |  | 129-07482 | 129-07482 | Sugar Land | MHHS-Sugarland | Sugar Land-OR | OR 8 | 2/1/19 |  | 2/1/20 |  | PHYSIOLOGIC MONITOR MODULES, ANESTHETIC GAS | Module, Respiratory Gas | MODULERESPIRATORYGAS-GE-E-CAIO-00 | MODULERESPIRATORYGAS | E-CAIO-00 |  |  |  | GE | Module, Respiratory Gas |  |  | MODULERESPIRATORYGAS-GE-E-CAIO-00 |  |  | MDRG-A | Covered PM Repair - Biomedical | MHHS-Sugarland | [8 empty] | MODULERESPIRATORYGAS | Module, Respiratory Gas | GE
NO | YES |  |  |  | 129-07490 | 129-07490 | Datex-Ohmeda | E-CAIO-00 |  |  | Sugar Land-OR | MHHS-Sugarland |  | Module, Respiratory Gas |  | 129-07490 | 129-07490 | Sugar Land | MHHS-Sugarland | Sugar Land-OR | OR | 2/1/20 |  | 2/1/21 |  | PHYSIOLOGIC MONITOR MODULES, ANESTHETIC GAS | Module, Respiratory Gas | MODULERESPIRATORYGAS-GE-E-CAIO-00 | MODULERESPIRATORYGAS | E-CAIO-00 |  |  |  | GE | Module, Respiratory Gas |  |  | MODULERESPIRATORYGAS-GE-E-CAIO-00 |  |  | MDRG-A | Covered PM Repair - Biomedical | MHHS-Sugarland | [8 empty] | MODULERESPIRATORYGAS | Module, Respiratory Gas | GE
NO | YES |  |  |  | 069-26035 | 069-26035 | Datex-Ohmeda | E-CAIO-00 |  |  | TMC-Radiology-IR/Angio | MHHS-TMC |  | Module, Respiratory Gas |  | 069-26035 | 069-26035 | TMC | MHHS-TMC | TMC-Radiology-IR/Angio | J2418 | 7/1/19 |  | 7/1/20 |  | PHYSIOLOGIC MONITOR MODULES, ANESTHETIC GAS |  | MODULERESPIRATORYGAS-GE-E-CAIO-00 | MODULERESPIRATORYGAS | E-CAIO-00 |  |  |  | GE | Module, Respiratory Gas |  |  | MODULERESPIRATORYGAS-GE-E-CAIO-00 | 6/26/16 |  |  | Covered PM Repair - Biomedical | MHHS-TMC
NO | YES |  |  |  | 069-35706 | 069-35706 | Datex-Ohmeda | E-CAIO-00 |  |  | TMC-OR-Anesthesia (Old) | MHHS-TMC |  | Module, Respiratory Gas |  | 069-35706 | 069-35706 | TMC | MHHS-TMC | TMC-OR-Anesthesia (Old) | Biomed | 8/1/18 |  | 8/1/20 |  | PHYSIOLOGIC MONITOR MODULES, ANESTHETIC GAS | Module, Respiratory Gas | MODULERESPIRATORYGAS-GE-E-CAIO-00 | MODULERESPIRATORYGAS | E-CAIO-00 |  |  |  | GE | Module, Respiratory Gas |  |  | MODULERESPIRATORYGAS-GE-E-CAIO-00 |  |  | MDRG-A | Covered PM Repair - Biomedical | MHHS-TMC | [8 empty] | MODULERESPIRATORYGAS | Module, Respiratory Gas | GE
NO | YES |  |  |  | 069-35707 | 069-35707 | Datex-Ohmeda | E-CAIO-00 |  |  | TMC-OR-Hermann (2Hp) | MHHS-TMC |  | Module, Respiratory Gas |  | 069-35707 | 069-35707 | TMC | MHHS-TMC | TMC-OR-Hermann (2Hp) | Storage | 7/1/19 |  | 7/1/20 |  | PHYSIOLOGIC MONITOR MODULES, ANESTHETIC GAS |  | MODULERESPIRATORYGAS-GE-E-CAIO-00 | MODULERESPIRATORYGAS | E-CAIO-00 |  |  |  | GE | Module, Respiratory Gas |  |  | MODULERESPIRATORYGAS-GE-E-CAIO-00 |  |  |  | Covered PM Repair - Biomedical | MHHS-TMC
NO | YES |  |  |  | 069-42844 | 069-42844 | Datex-Ohmeda | E-CAIO-00 |  |  | TMC-Radiology-IR/Angio | MHHS-TMC |  | Module, Respiratory Gas |  | 069-42844 | 069-42844 | TMC | MHHS-TMC | TMC-Radiology-IR/Angio | J2313 | 7/1/19 |  | 7/1/20 |  | PHYSIOLOGIC MONITOR MODULES, ANESTHETIC GAS |  | MODULERESPIRATORYGAS-GE-E-CAIO-00 | MODULERESPIRATORYGAS | E-CAIO-00 |  |  |  | GE | Module, Respiratory Gas |  |  | MODULERESPIRATORYGAS-GE-E-CAIO-00 |  |  |  | Covered PM Repair - Biomedical | MHHS-TMC
NO | YES |  |  |  | 029-08316 | 029-08316 | Datex-Ohmeda | E-CAIO-00 |  |  | Woodlands-Anesthesia | MHHS-Woodlands |  | Module, Respiratory Gas |  | 029-08316 | 029-08316 | Woodlands | MHHS-Woodlands | Woodlands-Anesthesia | OR 10 | 5/1/19 |  | 5/1/20 |  | PHYSIOLOGIC MONITOR MODULES, ANESTHETIC GAS | Module, Respiratory Gas | MODULERESPIRATORYGAS-GE-E-CAIO-00 | MODULERESPIRATORYGAS | E-CAIO-00 |  |  |  | GE | Module, Respiratory Gas |  |  | MODULERESPIRATORYGAS-GE-E-CAIO-00 |  |  | MDRG-A | Covered PM Repair - Biomedical | MHHS-Woodlands | [8 empty] | MODULERESPIRATORYGAS | Module, Respiratory Gas | GE
NO | YES |  |  |  | 029-08463 | 029-08463 | Datex-Ohmeda | E-CAIO-00 |  |  | Woodlands-Anesthesia | MHHS-Woodlands |  | Module, Respiratory Gas |  | 029-08463 | 029-08463 | Woodlands | MHHS-Woodlands | Woodlands-Anesthesia | OR 17 | 7/1/19 |  | 7/1/19 |  | PHYSIOLOGIC MONITOR MODULES, ANESTHETIC GAS | Module, Respiratory Gas | MODULERESPIRATORYGAS-GE-E-CAIO-00 | MODULERESPIRATORYGAS | E-CAIO-00 |  |  |  | GE | Module, Respiratory Gas |  |  | MODULERESPIRATORYGAS-GE-E-CAIO-00 |  |  | MDRG-A | Covered PM Repair - Biomedical | MHHS-Woodlands | [8 empty] | MODULERESPIRATORYGAS | Module, Respiratory Gas | GE
NO | YES |  |  |  | 029-08464 | 029-08464 | Datex-Ohmeda | E-CAIO-00 |  |  | Woodlands-Anesthesia | MHHS-Woodlands |  | Module, Respiratory Gas |  | 029-08464 | 029-08464 | Woodlands | MHHS-Woodlands | Woodlands-Anesthesia | RO 14 | 5/1/19 |  | 5/1/20 |  | PHYSIOLOGIC MONITOR MODULES, ANESTHETIC GAS | Module, Respiratory Gas | MODULERESPIRATORYGAS-GE-E-CAIO-00 | MODULERESPIRATORYGAS | E-CAIO-00 |  |  |  | GE | Module, Respiratory Gas |  |  | MODULERESPIRATORYGAS-GE-E-CAIO-00 |  |  | MDRG-A | Covered PM Repair - Biomedical | MHHS-Woodlands | [8 empty] | MODULERESPIRATORYGAS | Module, Respiratory Gas | GE
NO | YES |  |  |  | 029-08469 | 029-08469 | Datex-Ohmeda | E-CAIO-00 |  | 6809799-OR 9 | Woodlands-OR | MHHS-Woodlands |  | Module, Respiratory Gas |  | 029-08469 | 029-08469 | Woodlands | MHHS-Woodlands | Woodlands-OR | OR 12 | 5/1/19 |  | 5/1/20 |  | PHYSIOLOGIC MONITOR MODULES, ANESTHETIC GAS | Module, Respiratory Gas | MODULERESPIRATORYGAS-GE-E-CAIO-00 | MODULERESPIRATORYGAS | E-CAIO-00 |  |  |  | GE | Module, Respiratory Gas |  |  | MODULERESPIRATORYGAS-GE-E-CAIO-00 |  |  | MDRG-A | Covered PM Repair - Biomedical | MHHS-Woodlands | [8 empty] | MODULERESPIRATORYGAS | Module, Respiratory Gas | GE
NO | YES |  |  |  | 029-08471 | 029-08471 | Datex-Ohmeda | E-CAIO-00 |  |  | Woodlands-Anesthesia | MHHS-Woodlands |  | Module, Respiratory Gas |  | 029-08471 | 029-08471 | Woodlands | MHHS-Woodlands | Woodlands-Anesthesia | OR 5 | 5/1/19 |  | 5/1/20 |  | PHYSIOLOGIC MONITOR MODULES, ANESTHETIC GAS | Module, Respiratory Gas | MODULERESPIRATORYGAS-GE-E-CAIO-00 | MODULERESPIRATORYGAS | E-CAIO-00 |  |  |  | GE | Module, Respiratory Gas |  |  | MODULERESPIRATORYGAS-GE-E-CAIO-00 |  |  | MDRG-A | Covered PM Repair - Biomedical | MHHS-Woodlands | [8 empty] | MODULERESPIRATORYGAS | Module, Respiratory Gas | GE
NO | YES |  |  |  | 029-08474 | 029-08474 | Datex-Ohmeda | E-CAIO-00 |  |  | Woodlands-Anesthesia | MHHS-Woodlands |  | Module, Respiratory Gas |  | 029-08474 | 029-08474 | Woodlands | MHHS-Woodlands | Woodlands-Anesthesia | OR 16 | 5/1/19 |  | 5/1/20 |  | PHYSIOLOGIC MONITOR MODULES, ANESTHETIC GAS | Module, Respiratory Gas | MODULERESPIRATORYGAS-GE-E-CAIO-00 | MODULERESPIRATORYGAS | E-CAIO-00 |  |  |  | GE | Module, Respiratory Gas |  |  | MODULERESPIRATORYGAS-GE-E-CAIO-00 |  |  | MDRG-A | Covered PM Repair - Biomedical | MHHS-Woodlands | [8 empty] | MODULERESPIRATORYGAS | Module, Respiratory Gas | GE
NO | YES |  |  |  | 029-08476 | 029-08476 | Datex-Ohmeda | E-CAIO-00 |  |  | Woodlands-Anesthesia | MHHS-Woodlands |  | Module, Respiratory Gas |  | 029-08476 | 029-08476 | Woodlands | MHHS-Woodlands | Woodlands-Anesthesia | OR 11 | 5/1/19 |  | 5/1/20 |  | PHYSIOLOGIC MONITOR MODULES, ANESTHETIC GAS | Module, Respiratory Gas | MODULERESPIRATORYGAS-GE-E-CAIO-00 | MODULERESPIRATORYGAS | E-CAIO-00 |  |  |  | GE | Module, Respiratory Gas |  |  | MODULERESPIRATORYGAS-GE-E-CAIO-00 |  |  | MDRG-A | Covered PM Repair - Biomedical | MHHS-Woodlands | [8 empty] | MODULERESPIRATORYGAS | Module, Respiratory Gas | GE
NO | YES |  |  |  | 029-08478 | 029-08478 | Datex-Ohmeda | E-CAIO-00 |  |  | Woodlands-Anesthesia | MHHS-Woodlands |  | Module, Respiratory Gas |  | 029-08478 | 029-08478 | Woodlands | MHHS-Woodlands | Woodlands-Anesthesia | OR 2 | 5/1/19 |  | 5/1/20 |  | PHYSIOLOGIC MONITOR MODULES, ANESTHETIC GAS | Module, Respiratory Gas | MODULERESPIRATORYGAS-GE-E-CAIO-00 | MODULERESPIRATORYGAS | E-CAIO-00 |  |  |  | GE | Module, Respiratory Gas |  |  | MODULERESPIRATORYGAS-GE-E-CAIO-00 |  |  | MDRG-A | Covered PM Repair - Biomedical | MHHS-Woodlands | [8 empty] | MODULERESPIRATORYGAS | Module, Respiratory Gas | GE
NO | YES |  |  |  | 029-08581 | 029-08581 | Datex-Ohmeda | E-CAIO-00 |  |  | Woodlands-Anesthesia | MHHS-Woodlands |  | Module, Respiratory Gas |  | 029-08581 | 029-08581 | Woodlands | MHHS-Woodlands | Woodlands-Anesthesia | OR9 | 5/1/19 |  | 5/1/20 |  | PHYSIOLOGIC MONITOR MODULES, ANESTHETIC GAS | Module, Respiratory Gas | MODULERESPIRATORYGAS-GE-E-CAIO-00 | MODULERESPIRATORYGAS | E-CAIO-00 |  |  |  | GE | Module, Respiratory Gas |  |  | MODULERESPIRATORYGAS-GE-E-CAIO-00 |  |  | MDRG-A | Covered PM Repair - Biomedical | MHHS-Woodlands | [8 empty] | MODULERESPIRATORYGAS | Module, Respiratory Gas | GE
NO | YES |  |  |  | 029-32204 | 029-32204 | Datex-Ohmeda | E-CAIO-00 |  |  | Woodlands-Anesthesia | MHHS-Woodlands |  | Module, Respiratory Gas |  | 029-32204 | 029-32204 | Woodlands | MHHS-Woodlands | Woodlands-Anesthesia | OR 3 | 12/1/19 |  | 11/1/20 |  | PHYSIOLOGIC MONITOR MODULES, ANESTHETIC GAS | Module, Respiratory Gas | MODULERESPIRATORYGAS-GE-E-CAIO-00 | MODULERESPIRATORYGAS | E-CAIO-00 |  |  |  | GE | Module, Respiratory Gas |  |  | MODULERESPIRATORYGAS-GE-E-CAIO-00 |  |  | MDRG-A | Covered PM Repair - Biomedical | MHHS-Woodlands | [8 empty] | MODULERESPIRATORYGAS | Module, Respiratory Gas | GE
NO | NO |  |  |  | 041-17566 |  | Datex-Ohmeda | E-CAIO-00 |  | 69344855 op 4 | MEMORIAL CITY - ANESTHESIOLOGY | MHHS-Mem City |  | Module, Respiratory Gas |  | 041-17566 |  | West & Memorial City |  | MEMORIAL CITY - ANESTHESIOLOGY | [5 empty] | PHYSIOLOGIC MONITOR MODULES, ANESTHETIC GAS |  | MODULERESPIRATORYGAS-GE-E-CAIO-00 | MODULERESPIRATORYGAS | E-CAIO-00 |  |  |  | GE | Module, Respiratory Gas |  |  | MODULERESPIRATORYGAS-GE-E-CAIO-00 |  |  |  | Covered PM Repair - Biomedical | MHHS-Mem City
NO | NO |  |  |  | 041-20596 |  | Datex-Ohmeda | E-CAIO-00 |  |  | MEMORIAL CITY - ANESTHESIOLOGY | MHHS-Mem City |  | Module, Respiratory Gas |  | 041-20596 |  | West & Memorial City |  | MEMORIAL CITY - ANESTHESIOLOGY | [5 empty] | PHYSIOLOGIC MONITOR MODULES, ANESTHETIC GAS |  | MODULERESPIRATORYGAS-GE-E-CAIO-00 | MODULERESPIRATORYGAS | E-CAIO-00 |  |  |  | GE | Module, Respiratory Gas |  |  | MODULERESPIRATORYGAS-GE-E-CAIO-00 |  |  |  | Covered PM Repair - Biomedical | MHHS-Mem City
NO | NO |  |  |  | 041-18759 |  | Datex-Ohmeda | E-CAIO-00 |  | 7047076 OP 2 | MEMORIAL CITY - OUTPATIENT SURGERY | MHHS-Mem City |  | Module, Respiratory Gas |  | 041-18759 |  | West & Memorial City |  | MEMORIAL CITY - OUTPATIENT SURGERY | [5 empty] | PHYSIOLOGIC MONITOR MODULES, ANESTHETIC GAS |  | MODULERESPIRATORYGAS-GE-E-CAIO-00 | MODULERESPIRATORYGAS | E-CAIO-00 |  |  |  | GE | Module, Respiratory Gas |  |  | MODULERESPIRATORYGAS-GE-E-CAIO-00 |  |  |  | Covered PM Repair - Biomedical | MHHS-Mem City
NO | NO |  |  |  | 069-26044 |  | Datex-Ohmeda | E-CAIO-00 |  |  | TMC - OR - ANESTHESIA (2HP) | MHHS-TMC |  | Module, Respiratory Gas |  | 069-26044 |  | TMC |  | TMC - OR - ANESTHESIA (2HP) | [5 empty] | PHYSIOLOGIC MONITOR MODULES, ANESTHETIC GAS |  | MODULERESPIRATORYGAS-GE-E-CAIO-00 | MODULERESPIRATORYGAS | E-CAIO-00 |  |  |  | GE | Module, Respiratory Gas |  |  | MODULERESPIRATORYGAS-GE-E-CAIO-00 |  |  |  | Covered PM Repair - Biomedical | MHHS-TMC
NO | NO |  |  |  | 069-26040 |  | Datex-Ohmeda | E-CAIO-00 |  |  | TMC - OR - ANESTHESIA (OLD) | MHHS-TMC |  | Module, Respiratory Gas |  | 069-26040 |  | TMC |  | TMC - OR - ANESTHESIA (OLD) | [5 empty] | PHYSIOLOGIC MONITOR MODULES, ANESTHETIC GAS |  | MODULERESPIRATORYGAS-GE-E-CAIO-00 | MODULERESPIRATORYGAS | E-CAIO-00 |  |  |  | GE | Module, Respiratory Gas |  |  | MODULERESPIRATORYGAS-GE-E-CAIO-00 |  |  |  | Covered PM Repair - Biomedical | MHHS-TMC
NO | NO |  |  |  | 069-29087 |  | Datex-Ohmeda | E-CAIO-00 |  |  | TMC - OR - ANESTHESIA (OLD) | MHHS-TMC |  | Module, Respiratory Gas |  | 069-29087 |  | TMC |  | TMC - OR - ANESTHESIA (OLD) | [5 empty] | PHYSIOLOGIC MONITOR MODULES, ANESTHETIC GAS |  | MODULERESPIRATORYGAS-GE-E-CAIO-00 | MODULERESPIRATORYGAS | E-CAIO-00 |  |  |  | GE | Module, Respiratory Gas |  |  | MODULERESPIRATORYGAS-GE-E-CAIO-00 |  |  |  | Covered PM Repair - Biomedical | MHHS-TMC
NO | NO |  |  |  | 069-38194 |  | Datex-Ohmeda | E-CAIO-00 |  |  | TMC - OR - ANESTHESIA (OLD) | MHHS-TMC |  | Module, Respiratory Gas |  | 069-38194 |  | TMC |  | TMC - OR - ANESTHESIA (OLD) | [5 empty] | PHYSIOLOGIC MONITOR MODULES, ANESTHETIC GAS |  | MODULERESPIRATORYGAS-GE-E-CAIO-00 | MODULERESPIRATORYGAS | E-CAIO-00 |  |  |  | GE | Module, Respiratory Gas |  |  | MODULERESPIRATORYGAS-GE-E-CAIO-00 |  |  |  | Covered PM Repair - Biomedical | MHHS-TMC
NO | NO |  |  |  | 029-08467 |  | Datex-Ohmeda | E-CAIO-00 |  |  | WOODLANDS - ANESTHESIA | MHHS-Woodlands |  | Module, Respiratory Gas |  | 029-08467 |  | Woodlands |  | WOODLANDS - ANESTHESIA | [5 empty] | PHYSIOLOGIC MONITOR MODULES, ANESTHETIC GAS |  | MODULERESPIRATORYGAS-GE-E-CAIO-00 | MODULERESPIRATORYGAS | E-CAIO-00 |  |  |  | GE | Module, Respiratory Gas |  |  | MODULERESPIRATORYGAS-GE-E-CAIO-00 |  |  |  | Covered PM Repair - Biomedical | MHHS-Woodlands
NO | NO |  |  |  | 029-08873 |  | Datex-Ohmeda | E-CAIO-00 |  |  | WOODLANDS - ANESTHESIA | MHHS-Woodlands |  | Module, Respiratory Gas |  | 029-08873 |  | Woodlands |  | WOODLANDS - ANESTHESIA | [5 empty] | PHYSIOLOGIC MONITOR MODULES, ANESTHETIC GAS |  | MODULERESPIRATORYGAS-GE-E-CAIO-00 | MODULERESPIRATORYGAS | E-CAIO-00 |  |  |  | GE | Module, Respiratory Gas |  |  | MODULERESPIRATORYGAS-GE-E-CAIO-00 |  |  |  | Covered PM Repair - Biomedical | MHHS-Woodlands
NO | NO |  |  |  | 029-10571 |  | Datex-Ohmeda | E-CAIO-00 |  |  | WOODLANDS - ANESTHESIA | MHHS-Woodlands |  | Module, Respiratory Gas |  | 029-10571 |  | Woodlands |  | WOODLANDS - ANESTHESIA | [5 empty] | PHYSIOLOGIC MONITOR MODULES, ANESTHETIC GAS |  | MODULERESPIRATORYGAS-GE-E-CAIO-00 | MODULERESPIRATORYGAS | E-CAIO-00 |  |  |  | GE | Module, Respiratory Gas |  |  | MODULERESPIRATORYGAS-GE-E-CAIO-00 |  |  |  | Covered PM Repair - Biomedical | MHHS-Woodlands
NO | NO |  |  |  | 029-32438 |  | Datex-Ohmeda | E-CAIO-00 |  |  | WOODLANDS - ANESTHESIA | MHHS-Woodlands |  | Module, Respiratory Gas |  | 029-32438 |  | Woodlands |  | WOODLANDS - ANESTHESIA | [5 empty] | PHYSIOLOGIC MONITOR MODULES, ANESTHETIC GAS |  | MODULERESPIRATORYGAS-GE-E-CAIO-00 | MODULERESPIRATORYGAS | E-CAIO-00 |  |  |  | GE | Module, Respiratory Gas |  |  | MODULERESPIRATORYGAS-GE-E-CAIO-00 |  |  |  | Not Covered Vendor Only - Rad, High End | MHHS-Woodlands
NO | YES |  |  |  | 005-11934 | 005-11934 | Datex-Ohmeda | E-MASIMO-00 |  |  | SE-L | MHHS-Southeast |  | Module, SPO2 |  | 005-11934 | 005-11934 | Southeast & Bay Area | Memorial Hermann- SE- L | SE-L | NICU | 2/1/20 |  | 2/1/21 |  | PHYSIOLOGIC MONITOR MODULES, PULSE OXIMETRY |  | MODULESPO2-GE-E-MASIMO-00 | MODULESPO2 | E-MASIMO-00 |  |  |  | GE | Module, SPO2 |  |  | MODULESPO2-GE-E-MASIMO-00 | 2/21/14 |  |  | Covered PM Repair - Biomedical | MHHS-Southeast
NO | YES |  |  |  | 005-11935 | 005-11935 | Datex-Ohmeda | E-MASIMO-00 |  |  | SE - NEONATAL ICU | MHHS-Southeast |  | Module, SPO2 |  | 005-11935 | 005-11935 | Southeast & Bay Area | Memorial Hermann- SE- NICU | SE - NEONATAL ICU | NICU | 12/1/18 |  |  |  | PHYSIOLOGIC MONITOR MODULES, PULSE OXIMETRY |  | MODULESPO2-GE-E-MASIMO-00 | MODULESPO2 | E-MASIMO-00 |  |  |  | GE | Module, SPO2 |  |  | MODULESPO2-GE-E-MASIMO-00 | 6/4/14 |  |  | Covered PM Repair - Biomedical | MHHS-Southeast
NO | YES |  |  |  | 005-11936 | 005-11936 | Datex-Ohmeda | E-MASIMO-00 |  |  | SE-L | MHHS-Southeast |  | Module, SPO2 |  | 005-11936 | 005-11936 | Southeast & Bay Area | Memorial Hermann- SE- L | SE-L | NICU | 3/1/20 |  | 3/1/21 |  | PHYSIOLOGIC MONITOR MODULES, PULSE OXIMETRY |  | MODULESPO2-GE-E-MASIMO-00 | MODULESPO2 | E-MASIMO-00 |  |  |  | GE | Module, SPO2 |  |  | MODULESPO2-GE-E-MASIMO-00 |  |  |  | Covered PM Repair - Biomedical | MHHS-Southeast
NO | YES |  |  |  | 005-12005 | 005-12005 | Datex-Ohmeda | E-MASIMO-00 |  |  | SE-Neonatal ICU | MHHS-Southeast |  | Module, SPO2 |  | 005-12005 | 005-12005 | Southeast | MHHS-Southeast | SE-Neonatal ICU |  | 12/1/18 |  |  |  | PHYSIOLOGIC MONITOR MODULES, PULSE OXIMETRY |  | MODULESPO2-GE-E-MASIMO-00 | MODULESPO2 | E-MASIMO-00 |  |  |  | GE | Module, SPO2 |  |  | MODULESPO2-GE-E-MASIMO-00 | 1/30/19 |  |  | Covered PM Repair - Biomedical | MHHS-Southeast
NO | YES |  |  |  | 077-08364 | 077-08364 | Datex-Ohmeda | E-MASIMO-00 |  |  | TMC-Children's-NICU (7Hp) | MHHS-TMC |  | Module, SPO2 |  | 077-08364 | 077-08364 | TMC | MHHS-TMC | TMC-Children's-NICU (7Hp) |  | 1/8/19 |  |  |  | PHYSIOLOGIC MONITOR MODULES, PULSE OXIMETRY |  | MODULESPO2-GE-E-MASIMO-00 | MODULESPO2 | E-MASIMO-00 |  |  |  | GE | Module, SPO2 |  |  | MODULESPO2-GE-E-MASIMO-00 |  | Verified 3/30/2020 4:07pm (Central) |  | Covered PM Repair - Biomedical | MHHS-TMC
NO | YES |  |  |  | 077-08365 | 077-08365 | Datex-Ohmeda | E-MASIMO-00 |  |  | TMC-Children's-NICU (7Hp) | MHHS-TMC |  | Module, SPO2 |  | 077-08365 | 077-08365 | TMC | MHHS-TMC | TMC-Children's-NICU (7Hp) |  | 2/27/19 |  |  |  | PHYSIOLOGIC MONITOR MODULES, PULSE OXIMETRY |  | MODULESPO2-GE-E-MASIMO-00 | MODULESPO2 | E-MASIMO-00 |  |  |  | GE | Module, SPO2 |  |  | MODULESPO2-GE-E-MASIMO-00 | 12/12/13 | Verified 3/30/2020 4:07pm (Central) |  | Covered PM Repair - Biomedical | MHHS-TMC
NO | YES |  |  |  | 077-08366 | 077-08366 | Datex-Ohmeda | E-MASIMO-00 |  |  | TMC-Children's-NICU (7Hp) | MHHS-TMC |  | Module, SPO2 |  | 077-08366 | 077-08366 | TMC | MHHS-TMC | TMC-Children's-NICU (7Hp) |  | 1/19/19 |  |  |  | PHYSIOLOGIC MONITOR MODULES, PULSE OXIMETRY |  | MODULESPO2-GE-E-MASIMO-00 | MODULESPO2 | E-MASIMO-00 |  |  |  | GE | Module, SPO2 |  |  | MODULESPO2-GE-E-MASIMO-00 | 12/12/13 | Verified 3/30/2020 4:07pm (Central) |  | Covered PM Repair - Biomedical | MHHS-TMC
NO | YES |  |  |  | 077-08367 | 077-08367 | Datex-Ohmeda | E-MASIMO-00 |  |  | TMC-Children's-NICU (7Hp) | MHHS-TMC |  | Module, SPO2 |  | 077-08367 | 077-08367 | TMC | MHHS-TMC | TMC-Children's-NICU (7Hp) |  | 2/19/19 |  |  |  | PHYSIOLOGIC MONITOR MODULES, PULSE OXIMETRY |  | MODULESPO2-GE-E-MASIMO-00 | MODULESPO2 | E-MASIMO-00 |  |  |  | GE | Module, SPO2 |  |  | MODULESPO2-GE-E-MASIMO-00 |  | Verified 3/30/2020 4:07pm (Central) |  | Covered PM Repair - Biomedical | MHHS-TMC
NO | YES |  |  |  | 077-08371 | 077-08371 | Datex-Ohmeda | E-MASIMO-00 |  |  | TMC-Children's-NICU (7Hp) | MHHS-TMC |  | Module, SPO2 |  | 077-08371 | 077-08371 | TMC | MHHS-TMC | TMC-Children's-NICU (7Hp) |  | 1/22/19 |  |  |  | PHYSIOLOGIC MONITOR MODULES, PULSE OXIMETRY |  | MODULESPO2-GE-E-MASIMO-00 | MODULESPO2 | E-MASIMO-00 |  |  |  | GE | Module, SPO2 |  |  | MODULESPO2-GE-E-MASIMO-00 |  | Verified 3/30/2020 4:07pm (Central) |  | Covered PM Repair - Biomedical | MHHS-TMC
NO | YES |  |  |  | 077-08372 | 077-08372 | Datex-Ohmeda | E-MASIMO-00 |  |  | TMC-Children's-NICU (7Hp) | MHHS-TMC |  | Module, SPO2 |  | 077-08372 | 077-08372 | TMC | MHHS-TMC | TMC-Children's-NICU (7Hp) |  | 1/19/19 |  |  |  | PHYSIOLOGIC MONITOR MODULES, PULSE OXIMETRY |  | MODULESPO2-GE-E-MASIMO-00 | MODULESPO2 | E-MASIMO-00 |  |  |  | GE | Module, SPO2 |  |  | MODULESPO2-GE-E-MASIMO-00 |  | Verified 3/30/2020 4:07pm (Central) |  | Covered PM Repair - Biomedical | MHHS-TMC
NO | YES |  |  |  | 077-08373 | 077-08373 | Datex-Ohmeda | E-MASIMO-00 |  |  | Bear A | MHHS-TMC |  | Module, SPO2 |  | 077-08373 | 077-08373 | TMC | TMC | Bear A | Memorial Hermann- Childrens NICU | 1/1/19 |  | 1/1/20 |  | PHYSIOLOGIC MONITOR MODULES, PULSE OXIMETRY |  | MODULESPO2-GE-E-MASIMO-00 | MODULESPO2 | E-MASIMO-00 |  |  |  | GE | Module, SPO2 |  |  | MODULESPO2-GE-E-MASIMO-00 |  |  |  | Covered PM Repair - Biomedical | MHHS-TMC
NO | YES |  |  |  | 077-08374 | 077-08374 | Datex-Ohmeda | E-MASIMO-00 |  |  | TMC-Children's-NICU (7Hp) | MHHS-TMC |  | Module, SPO2 |  | 077-08374 | 077-08374 | TMC | MHHS-TMC | TMC-Children's-NICU (7Hp) |  | 3/27/19 |  |  |  | PHYSIOLOGIC MONITOR MODULES, PULSE OXIMETRY |  | MODULESPO2-GE-E-MASIMO-00 | MODULESPO2 | E-MASIMO-00 |  |  |  | GE | Module, SPO2 |  |  | MODULESPO2-GE-E-MASIMO-00 |  | Verified 3/30/2020 4:07pm (Central) |  | Covered PM Repair - Biomedical | MHHS-TMC
NO | YES |  |  |  | 077-08375 | 077-08375 | Datex-Ohmeda | E-MASIMO-00 |  |  | TMC-Children's-NICU (7Hp) | MHHS-TMC |  | Module, SPO2 |  | 077-08375 | 077-08375 | TMC | MHHS-TMC | TMC-Children's-NICU (7Hp) |  | 1/11/19 |  |  |  | PHYSIOLOGIC MONITOR MODULES, PULSE OXIMETRY |  | MODULESPO2-GE-E-MASIMO-00 | MODULESPO2 | E-MASIMO-00 |  |  |  | GE | Module, SPO2 |  |  | MODULESPO2-GE-E-MASIMO-00 |  | Verified 3/30/2020 4:07pm (Central) |  | Covered PM Repair - Biomedical | MHHS-TMC
NO | YES |  |  |  | 077-08376 | 077-08376 | Datex-Ohmeda | E-MASIMO-00 |  |  | TMC-Children's-NICU (7Hp) | MHHS-TMC |  | Module, SPO2 |  | 077-08376 | 077-08376 | TMC | MHHS-TMC | TMC-Children's-NICU (7Hp) |  | 1/9/19 |  |  |  | PHYSIOLOGIC MONITOR MODULES, PULSE OXIMETRY |  | MODULESPO2-GE-E-MASIMO-00 | MODULESPO2 | E-MASIMO-00 |  |  |  | GE | Module, SPO2 |  |  | MODULESPO2-GE-E-MASIMO-00 |  | Verified 3/30/2020 4:07pm (Central) |  | Covered PM Repair - Biomedical | MHHS-TMC
NO | YES |  |  |  | 077-08462 | 077-08462 | Datex-Ohmeda | E-MASIMO-00 |  |  |  | MHHS-TMC |  | Module, SPO2 |  | 077-08462 | 077-08462 | TMC | Memorial Hemann- Texas Medical Center |  | H7/50.4 |  |  |  |  | PHYSIOLOGIC MONITOR MODULES, PULSE OXIMETRY |  | MODULESPO2-GE-E-MASIMO-00 | MODULESPO2 | E-MASIMO-00 |  |  |  | GE | Module, SPO2 |  |  | MODULESPO2-GE-E-MASIMO-00 |  |  |  | Covered PM Repair - Biomedical | MHHS-TMC
NO | YES |  |  |  | 077-08465 | 077-08465 | Datex-Ohmeda | E-MASIMO-00 |  |  | TMC-Children's-NICU (7Hp) | MHHS-TMC |  | Module, SPO2 |  | 077-08465 | 077-08465 | TMC | MHHS-TMC | TMC-Children's-NICU (7Hp) |  | 1/10/19 |  |  |  | PHYSIOLOGIC MONITOR MODULES, PULSE OXIMETRY |  | MODULESPO2-GE-E-MASIMO-00 | MODULESPO2 | E-MASIMO-00 |  |  |  | GE | Module, SPO2 |  |  | MODULESPO2-GE-E-MASIMO-00 |  | Verified 3/30/2020 4:07pm (Central) |  | Covered PM Repair - Biomedical | MHHS-TMC
NO | YES |  |  |  | 077-08466 | 077-08466 | Datex-Ohmeda | E-MASIMO-00 |  |  | TMC-Children's-NICU (7Hp) | MHHS-TMC |  | Module, SPO2 |  | 077-08466 | 077-08466 | TMC | MHHS-TMC | TMC-Children's-NICU (7Hp) |  | 1/31/19 |  |  |  | PHYSIOLOGIC MONITOR MODULES, PULSE OXIMETRY |  | MODULESPO2-GE-E-MASIMO-00 | MODULESPO2 | E-MASIMO-00 |  |  |  | GE | Module, SPO2 |  |  | MODULESPO2-GE-E-MASIMO-00 |  | Verified 3/30/2020 4:07pm (Central) |  | Covered PM Repair - Biomedical | MHHS-TMC
NO | YES |  |  |  | 077-08471 | 077-08471 | Datex-Ohmeda | E-MASIMO-00 |  |  | TMC-Children's-NICU (7Hp) | MHHS-TMC |  | Module, SPO2 |  | 077-08471 | 077-08471 | TMC | MHHS-TMC | TMC-Children's-NICU (7Hp) |  | 3/25/19 |  |  |  | PHYSIOLOGIC MONITOR MODULES, PULSE OXIMETRY |  | MODULESPO2-GE-E-MASIMO-00 | MODULESPO2 | E-MASIMO-00 |  |  |  | GE | Module, SPO2 |  |  | MODULESPO2-GE-E-MASIMO-00 |  | Verified 3/30/2020 4:07pm (Central) |  | Covered PM Repair - Biomedical | MHHS-TMC
NO | YES |  |  |  | 077-08472 | 077-08472 | Datex-Ohmeda | E-MASIMO-00 |  |  | TMC-Children's-NICU (7Hp) | MHHS-TMC |  | Module, SPO2 |  | 077-08472 | 077-08472 | TMC | MHHS-TMC | TMC-Children's-NICU (7Hp) |  | 1/28/19 |  |  |  | PHYSIOLOGIC MONITOR MODULES, PULSE OXIMETRY |  | MODULESPO2-GE-E-MASIMO-00 | MODULESPO2 | E-MASIMO-00 |  |  |  | GE | Module, SPO2 |  |  | MODULESPO2-GE-E-MASIMO-00 | 11/13/13 | Verified 3/30/2020 4:07pm (Central) |  | Covered PM Repair - Biomedical | MHHS-TMC
NO | YES |  |  |  | 077-08473 | 077-08473 | Datex-Ohmeda | E-MASIMO-00 |  |  | TMC-Children's-NICU (7Hp) | MHHS-TMC |  | Module, SPO2 |  | 077-08473 | 077-08473 | TMC | MHHS-TMC | TMC-Children's-NICU (7Hp) |  | 1/9/19 |  |  |  | PHYSIOLOGIC MONITOR MODULES, PULSE OXIMETRY |  | MODULESPO2-GE-E-MASIMO-00 | MODULESPO2 | E-MASIMO-00 |  |  |  | GE | Module, SPO2 |  |  | MODULESPO2-GE-E-MASIMO-00 |  | Verified 3/30/2020 4:07pm (Central) |  | Covered PM Repair - Biomedical | MHHS-TMC
NO | YES |  |  |  | 077-08476 | 077-08476 | Datex-Ohmeda | E-MASIMO-00 |  |  | TMC-Children's-NICU (7Hp) | MHHS-TMC |  | Module, SPO2 |  | 077-08476 | 077-08476 | TMC | MHHS-TMC | TMC-Children's-NICU (7Hp) |  | 3/21/19 |  |  |  | PHYSIOLOGIC MONITOR MODULES, PULSE OXIMETRY |  | MODULESPO2-GE-E-MASIMO-00 | MODULESPO2 | E-MASIMO-00 |  |  |  | GE | Module, SPO2 |  |  | MODULESPO2-GE-E-MASIMO-00 | 3/1/19 | Verified 3/30/2020 4:07pm (Central) |  | Covered PM Repair - Biomedical | MHHS-TMC
NO | YES |  |  |  | 077-08604 | 077-08604 | Datex-Ohmeda | E-MASIMO-00 |  |  | TMC-Children's-NICU (7Hp) | MHHS-TMC |  | Module, SPO2 |  | 077-08604 | 077-08604 | TMC | MHHS-TMC | TMC-Children's-NICU (7Hp) |  | 12/19/18 |  |  |  | PHYSIOLOGIC MONITOR MODULES, PULSE OXIMETRY |  | MODULESPO2-GE-E-MASIMO-00 | MODULESPO2 | E-MASIMO-00 |  |  |  | GE | Module, SPO2 |  |  | MODULESPO2-GE-E-MASIMO-00 |  | Verified 3/30/2020 4:07pm (Central) |  | Covered PM Repair - Biomedical | MHHS-TMC
NO | YES |  |  |  | 077-08607 | 077-08607 | Datex-Ohmeda | E-MASIMO-00 |  |  | TMC-Children's-NICU (7Hp) | MHHS-TMC |  | Module, SPO2 |  | 077-08607 | 077-08607 | TMC | MHHS-TMC | TMC-Children's-NICU (7Hp) |  | 3/25/19 |  |  |  | PHYSIOLOGIC MONITOR MODULES, PULSE OXIMETRY |  | MODULESPO2-GE-E-MASIMO-00 | MODULESPO2 | E-MASIMO-00 |  |  |  | GE | Module, SPO2 |  |  | MODULESPO2-GE-E-MASIMO-00 |  | Verified 3/30/2020 4:07pm (Central) |  | Covered PM Repair - Biomedical | MHHS-TMC
NO | YES |  |  |  | 077-08609 | 077-08609 | Datex-Ohmeda | E-MASIMO-00 |  |  | TMC-Children's-NICU (7Hp) | MHHS-TMC |  | Module, SPO2 |  | 077-08609 | 077-08609 | TMC | MHHS-TMC | TMC-Children's-NICU (7Hp) |  | 1/7/19 |  |  |  | PHYSIOLOGIC MONITOR MODULES, PULSE OXIMETRY |  | MODULESPO2-GE-E-MASIMO-00 | MODULESPO2 | E-MASIMO-00 |  |  |  | GE | Module, SPO2 |  |  | MODULESPO2-GE-E-MASIMO-00 |  | Verified 3/30/2020 4:07pm (Central) |  | Covered PM Repair - Biomedical | MHHS-TMC
NO | YES |  |  |  | 077-08615 | 077-08615 | Datex-Ohmeda | E-MASIMO-00 |  |  | TMC-Respiratory-Adult | MHHS-TMC |  | Module, SPO2 |  | 077-08615 | 077-08615 | TMC | MHHS-TMC | TMC-Respiratory-Adult | Memorial Hermann- Texas Medical Center NICU | 3/1/19 |  | 3/1/20 |  | PHYSIOLOGIC MONITOR MODULES, PULSE OXIMETRY |  | MODULESPO2-GE-E-MASIMO-00 | MODULESPO2 | E-MASIMO-00 |  |  |  | GE | Module, SPO2 |  |  | MODULESPO2-GE-E-MASIMO-00 | 12/20/17 |  |  | Covered PM Repair - Biomedical | MHHS-TMC
NO | YES |  |  |  | 077-08622 | 077-08622 | Datex-Ohmeda | E-MASIMO-00 |  |  | TMC-Children's-NICU (7Hp) | MHHS-TMC |  | Module, SPO2 |  | 077-08622 | 077-08622 | TMC | MHHS-TMC | TMC-Children's-NICU (7Hp) |  | 12/20/18 |  |  |  | PHYSIOLOGIC MONITOR MODULES, PULSE OXIMETRY |  | MODULESPO2-GE-E-MASIMO-00 | MODULESPO2 | E-MASIMO-00 |  |  |  | GE | Module, SPO2 |  |  | MODULESPO2-GE-E-MASIMO-00 | 1/2/19 | Verified 3/30/2020 4:07pm (Central) |  | Covered PM Repair - Biomedical | MHHS-TMC
NO | YES |  |  |  | 077-08626 | 077-08626 | Datex-Ohmeda | E-MASIMO-00 |  |  | TMC-Children's-NICU (7Hp) | MHHS-TMC |  | Module, SPO2 |  | 077-08626 | 077-08626 | TMC | MHHS-TMC | TMC-Children's-NICU (7Hp) |  | 1/14/19 |  |  |  | PHYSIOLOGIC MONITOR MODULES, PULSE OXIMETRY |  | MODULESPO2-GE-E-MASIMO-00 | MODULESPO2 | E-MASIMO-00 |  |  |  | GE | Module, SPO2 |  |  | MODULESPO2-GE-E-MASIMO-00 | 1/10/20 | Verified 3/30/2020 4:07pm (Central) |  | Not Covered Vendor Only - Biomedical | MHHS-TMC
NO | YES |  |  |  | 077-08629 | 077-08629 | Datex-Ohmeda | E-MASIMO-00 |  |  | TMC-Children's-NICU (7Hp) | MHHS-TMC |  | Module, SPO2 |  | 077-08629 | 077-08629 | TMC | MHHS-TMC | TMC-Children's-NICU (7Hp) |  | 3/28/19 |  |  |  | PHYSIOLOGIC MONITOR MODULES, PULSE OXIMETRY |  | MODULESPO2-GE-E-MASIMO-00 | MODULESPO2 | E-MASIMO-00 |  |  |  | GE | Module, SPO2 |  |  | MODULESPO2-GE-E-MASIMO-00 | 1/10/20 | Verified 3/30/2020 4:07pm (Central) |  | Not Covered Vendor Only - Biomedical | MHHS-TMC
NO | YES |  |  |  | 077-08632 | 077-08632 | Datex-Ohmeda | E-MASIMO-00 |  |  | TMC-Children's-NICU (7Hp) | MHHS-TMC |  | Module, SPO2 |  | 077-08632 | 077-08632 | TMC | MHHS-TMC | TMC-Children's-NICU (7Hp) |  | 12/20/18 |  |  |  | PHYSIOLOGIC MONITOR MODULES, PULSE OXIMETRY |  | MODULESPO2-GE-E-MASIMO-00 | MODULESPO2 | E-MASIMO-00 |  |  |  | GE | Module, SPO2 |  |  | MODULESPO2-GE-E-MASIMO-00 | 1/10/20 | Verified 3/30/2020 4:07pm (Central) |  | Not Covered Vendor Only - Biomedical | MHHS-TMC
NO | YES |  |  |  | 077-08643 | 077-08643 | Datex-Ohmeda | E-MASIMO-00 |  |  | TMC-Children's-NICU (7Hp) | MHHS-TMC |  | Module, SPO2 |  | 077-08643 | 077-08643 | TMC | MHHS-TMC | TMC-Children's-NICU (7Hp) |  | 12/20/18 |  |  |  | PHYSIOLOGIC MONITOR MODULES, PULSE OXIMETRY |  | MODULESPO2-GE-E-MASIMO-00 | MODULESPO2 | E-MASIMO-00 |  |  |  | GE | Module, SPO2 |  |  | MODULESPO2-GE-E-MASIMO-00 | 1/31/20 | Verified 3/30/2020 4:07pm (Central) |  | Not Covered Vendor Only - Biomedical | MHHS-TMC
NO | YES |  |  |  | 077-08647 | 077-08647 | Datex-Ohmeda | E-MASIMO-00 |  |  | TMC-Respiratory-Adult | MHHS-TMC |  | Module, SPO2 |  | 077-08647 | 077-08647 | TMC | MHHS-TMC | TMC-Respiratory-Adult | Memorial Hermann- Texas Medical Center NICU | 1/1/19 |  | 1/1/19 |  | PHYSIOLOGIC MONITOR MODULES, PULSE OXIMETRY |  | MODULESPO2-GE-E-MASIMO-00 | MODULESPO2 | E-MASIMO-00 |  |  |  | GE | Module, SPO2 |  |  | MODULESPO2-GE-E-MASIMO-00 | 1/15/19 |  |  | Covered PM Repair - Biomedical | MHHS-TMC
NO | YES |  |  |  | 069-37923 | 069-37923 | Datex-Ohmeda | E-MASIMO-00 |  |  | TMC-Radiology-IR/Angio | MHHS-TMC |  | Module, SPO2 |  | 069-37923 | 069-37923 | TMC | MHHS-TMC | TMC-Radiology-IR/Angio | J2313 | 1/1/20 |  | 1/1/21 |  | PHYSIOLOGIC MONITOR MODULES, PULSE OXIMETRY |  | MODULESPO2-GE-E-MASIMO-00 | MODULESPO2 | E-MASIMO-00 |  |  |  | GE | Module, SPO2 |  |  | MODULESPO2-GE-E-MASIMO-00 |  |  |  | Covered PM Repair - Biomedical | MHHS-TMC
NO | YES |  |  |  | 069-36285 | 069-36285 | Datex-Ohmeda | E-MASIMO-00 |  |  | TMC-OR-Labor/ Delivery (5/6Hp) | MHHS-TMC |  | Module, SPO2 |  | 069-36285 | 069-36285 | TMC | MHHS-TMC | TMC-OR-Labor/ Delivery (5/6Hp) |  | 10/7/19 |  |  |  | PHYSIOLOGIC MONITOR MODULES, PULSE OXIMETRY |  | MODULESPO2-GE-E-MASIMO-00 | MODULESPO2 | E-MASIMO-00 |  |  |  | GE | Module, SPO2 |  |  | MODULESPO2-GE-E-MASIMO-00 | 4/3/20 | Verified 3/30/2020 4:07pm (Central) |  | Covered PM Repair - Biomedical | MHHS-TMC
NO | YES |  |  |  | 069-36288 | 069-36288 | Datex-Ohmeda | E-MASIMO-00 |  |  | TMC-OR-Labor/ Delivery (5/6Hp) | MHHS-TMC |  | Module, SPO2 |  | 069-36288 | 069-36288 | TMC | MHHS-TMC | TMC-OR-Labor/ Delivery (5/6Hp) | OR | 10/1/19 |  |  |  | PHYSIOLOGIC MONITOR MODULES, PULSE OXIMETRY |  | MODULESPO2-GE-E-MASIMO-00 | MODULESPO2 | E-MASIMO-00 |  |  |  | GE | Module, SPO2 |  |  | MODULESPO2-GE-E-MASIMO-00 | 2/8/20 |  |  | Covered PM Repair - Biomedical | MHHS-TMC
NO | NO |  |  |  | 142-07323 |  | Datex-Ohmeda | E-MASIMO-00 |  |  | NE - NICU | MHHS-Northeast |  | Module, SPO2 |  | 142-07323 |  | Katy |  | NE - NICU | [5 empty] | PHYSIOLOGIC MONITOR MODULES, PULSE OXIMETRY |  | MODULESPO2-GE-E-MASIMO-00 | MODULESPO2 | E-MASIMO-00 |  |  |  | GE | Module, SPO2 |  |  | MODULESPO2-GE-E-MASIMO-00 |  |  |  | Covered PM Repair - Biomedical | MHHS-Northeast
NO | NO |  |  |  | 142-07324 |  | Datex-Ohmeda | E-MASIMO-00 |  |  | NE - NICU | MHHS-Northeast |  | Module, SPO2 |  | 142-07324 |  | Katy |  | NE - NICU | [5 empty] | PHYSIOLOGIC MONITOR MODULES, PULSE OXIMETRY |  | MODULESPO2-GE-E-MASIMO-00 | MODULESPO2 | E-MASIMO-00 |  |  |  | GE | Module, SPO2 |  |  | MODULESPO2-GE-E-MASIMO-00 |  |  |  | Covered PM Repair - Biomedical | MHHS-Northeast
NO | NO |  |  |  | 142-07325 |  | Datex-Ohmeda | E-MASIMO-00 |  |  | NE - NICU | MHHS-Northeast |  | Module, SPO2 |  | 142-07325 |  | Katy |  | NE - NICU | [5 empty] | PHYSIOLOGIC MONITOR MODULES, PULSE OXIMETRY |  | MODULESPO2-GE-E-MASIMO-00 | MODULESPO2 | E-MASIMO-00 |  |  |  | GE | Module, SPO2 |  |  | MODULESPO2-GE-E-MASIMO-00 |  |  |  | Covered PM Repair - Biomedical | MHHS-Northeast
NO | NO |  |  |  | 142-07326 |  | Datex-Ohmeda | E-MASIMO-00 |  |  | NE - NICU | MHHS-Northeast |  | Module, SPO2 |  | 142-07326 |  | Katy |  | NE - NICU | [5 empty] | PHYSIOLOGIC MONITOR MODULES, PULSE OXIMETRY |  | MODULESPO2-GE-E-MASIMO-00 | MODULESPO2 | E-MASIMO-00 |  |  |  | GE | Module, SPO2 |  |  | MODULESPO2-GE-E-MASIMO-00 |  |  |  | Covered PM Repair - Biomedical | MHHS-Northeast
NO | NO |  |  |  | 145-00960 |  | Datex-Ohmeda | E-MASIMO-00 |  |  | PEARLAND - LABOR & DELIVERY | MHHS-Pearland Hospital |  | Module, SPO2 |  | 145-00960 |  | Pearland |  | PEARLAND - LABOR & DELIVERY | [5 empty] | PHYSIOLOGIC MONITOR MODULES, PULSE OXIMETRY |  | MODULESPO2-GE-E-MASIMO-00 | MODULESPO2 | E-MASIMO-00 |  |  |  | GE | Module, SPO2 |  |  | MODULESPO2-GE-E-MASIMO-00 |  |  |  | Not Covered Vendor Only - Resp/Ster | MHHS-Pearland Hospital
NO | NO |  |  |  | 005-11938 |  | Datex-Ohmeda | E-MASIMO-00 |  |  | SE - NEONATAL ICU | MHHS-Southeast |  | Module, SPO2 |  | 005-11938 |  | Southeast & Bay Area |  | SE - NEONATAL ICU | [5 empty] | PHYSIOLOGIC MONITOR MODULES, PULSE OXIMETRY |  | MODULESPO2-GE-E-MASIMO-00 | MODULESPO2 | E-MASIMO-00 |  |  |  | GE | Module, SPO2 |  |  | MODULESPO2-GE-E-MASIMO-00 |  |  |  | Covered PM Repair - Biomedical | MHHS-Southeast
NO | NO |  |  |  | 005-11943 |  | Datex-Ohmeda | E-MASIMO-00 |  |  | SE - NEONATAL ICU | MHHS-Southeast |  | Module, SPO2 |  | 005-11943 |  | Southeast & Bay Area |  | SE - NEONATAL ICU | [5 empty] | PHYSIOLOGIC MONITOR MODULES, PULSE OXIMETRY |  | MODULESPO2-GE-E-MASIMO-00 | MODULESPO2 | E-MASIMO-00 |  |  |  | GE | Module, SPO2 |  |  | MODULESPO2-GE-E-MASIMO-00 |  |  |  | Covered PM Repair - Biomedical | MHHS-Southeast
NO | NO |  |  |  | 005-12002 |  | Datex-Ohmeda | E-MASIMO-00 |  |  | SE - NEONATAL ICU | MHHS-Southeast |  | Module, SPO2 |  | 005-12002 |  | Southeast & Bay Area |  | SE - NEONATAL ICU | [5 empty] | PHYSIOLOGIC MONITOR MODULES, PULSE OXIMETRY |  | MODULESPO2-GE-E-MASIMO-00 | MODULESPO2 | E-MASIMO-00 |  |  |  | GE | Module, SPO2 |  |  | MODULESPO2-GE-E-MASIMO-00 |  |  |  | Covered PM Repair - Biomedical | MHHS-Southeast
NO | NO |  |  |  | 069-35623 |  | Datex-Ohmeda | E-MASIMO-00 |  |  | TMC - CHILDRENS - L&D (5HP) | MHHS-TMC |  | Module, SPO2 |  | 069-35623 |  | TMC |  | TMC - CHILDRENS - L&D (5HP) | [5 empty] | PHYSIOLOGIC MONITOR MODULES, PULSE OXIMETRY |  | MODULESPO2-GE-E-MASIMO-00 | MODULESPO2 | E-MASIMO-00 |  |  |  | GE | Module, SPO2 |  |  | MODULESPO2-GE-E-MASIMO-00 |  |  |  | Covered PM Repair - Biomedical | MHHS-TMC
NO | NO |  |  |  | 077-08361 |  | Datex-Ohmeda | E-MASIMO-00 |  |  | TMC - CHILDRENS - NICU (7HP) | MHHS-TMC |  | Module, SPO2 |  | 077-08361 |  | TMC |  | TMC - CHILDRENS - NICU (7HP) | [5 empty] | PHYSIOLOGIC MONITOR MODULES, PULSE OXIMETRY |  | MODULESPO2-GE-E-MASIMO-00 | MODULESPO2 | E-MASIMO-00 |  |  |  | GE | Module, SPO2 |  |  | MODULESPO2-GE-E-MASIMO-00 |  |  |  | Not Covered Vendor Only - Biomedical | MHHS-TMC
NO | NO |  |  |  | 077-08362 |  | Datex-Ohmeda | E-MASIMO-00 |  |  | TMC - CHILDRENS - NICU (7HP) | MHHS-TMC |  | Module, SPO2 |  | 077-08362 |  | TMC |  | TMC - CHILDRENS - NICU (7HP) | [5 empty] | PHYSIOLOGIC MONITOR MODULES, PULSE OXIMETRY |  | MODULESPO2-GE-E-MASIMO-00 | MODULESPO2 | E-MASIMO-00 |  |  |  | GE | Module, SPO2 |  |  | MODULESPO2-GE-E-MASIMO-00 |  |  |  | Not Covered Vendor Only - Biomedical | MHHS-TMC
NO | NO |  |  |  | 077-08363 |  | Datex-Ohmeda | E-MASIMO-00 |  |  | TMC - CHILDRENS - NICU (7HP) | MHHS-TMC |  | Module, SPO2 |  | 077-08363 |  | TMC |  | TMC - CHILDRENS - NICU (7HP) | [5 empty] | PHYSIOLOGIC MONITOR MODULES, PULSE OXIMETRY |  | MODULESPO2-GE-E-MASIMO-00 | MODULESPO2 | E-MASIMO-00 |  |  |  | GE | Module, SPO2 |  |  | MODULESPO2-GE-E-MASIMO-00 |  |  |  | Covered PM Repair - Biomedical | MHHS-TMC
NO | NO |  |  |  | 077-08368 |  | Datex-Ohmeda | E-MASIMO-00 |  |  | TMC - CHILDRENS - NICU (7HP) | MHHS-TMC |  | Module, SPO2 |  | 077-08368 |  | TMC |  | TMC - CHILDRENS - NICU (7HP) | [5 empty] | PHYSIOLOGIC MONITOR MODULES, PULSE OXIMETRY |  | MODULESPO2-GE-E-MASIMO-00 | MODULESPO2 | E-MASIMO-00 |  |  |  | GE | Module, SPO2 |  |  | MODULESPO2-GE-E-MASIMO-00 |  |  |  | Covered PM Repair - Biomedical | MHHS-TMC
NO | NO |  |  |  | 077-08369 |  | Datex-Ohmeda | E-MASIMO-00 |  |  | TMC - CHILDRENS - NICU (7HP) | MHHS-TMC |  | Module, SPO2 |  | 077-08369 |  | TMC |  | TMC - CHILDRENS - NICU (7HP) | [5 empty] | PHYSIOLOGIC MONITOR MODULES, PULSE OXIMETRY |  | MODULESPO2-GE-E-MASIMO-00 | MODULESPO2 | E-MASIMO-00 |  |  |  | GE | Module, SPO2 |  |  | MODULESPO2-GE-E-MASIMO-00 |  |  |  | Covered PM Repair - Biomedical | MHHS-TMC
NO | NO |  |  |  | 077-08370 |  | Datex-Ohmeda | E-MASIMO-00 |  |  | TMC - CHILDRENS - NICU (7HP) | MHHS-TMC |  | Module, SPO2 |  | 077-08370 |  | TMC |  | TMC - CHILDRENS - NICU (7HP) | [5 empty] | PHYSIOLOGIC MONITOR MODULES, PULSE OXIMETRY |  | MODULESPO2-GE-E-MASIMO-00 | MODULESPO2 | E-MASIMO-00 |  |  |  | GE | Module, SPO2 |  |  | MODULESPO2-GE-E-MASIMO-00 |  |  |  | Covered PM Repair - Biomedical | MHHS-TMC
NO | NO |  |  |  | 077-08463 |  | Datex-Ohmeda | E-MASIMO-00 |  |  | TMC - CHILDRENS - NICU (7HP) | MHHS-TMC |  | Module, SPO2 |  | 077-08463 |  | TMC |  | TMC - CHILDRENS - NICU (7HP) | [5 empty] | PHYSIOLOGIC MONITOR MODULES, PULSE OXIMETRY |  | MODULESPO2-GE-E-MASIMO-00 | MODULESPO2 | E-MASIMO-00 |  |  |  | GE | Module, SPO2 |  |  | MODULESPO2-GE-E-MASIMO-00 |  |  |  | Covered PM Repair - Biomedical | MHHS-TMC
NO | NO |  |  |  | 077-08467 |  | Datex-Ohmeda | E-MASIMO-00 |  |  | TMC - CHILDRENS - NICU (7HP) | MHHS-TMC |  | Module, SPO2 |  | 077-08467 |  | TMC |  | TMC - CHILDRENS - NICU (7HP) | [5 empty] | PHYSIOLOGIC MONITOR MODULES, PULSE OXIMETRY |  | MODULESPO2-GE-E-MASIMO-00 | MODULESPO2 | E-MASIMO-00 |  |  |  | GE | Module, SPO2 |  |  | MODULESPO2-GE-E-MASIMO-00 |  |  |  | Covered PM Repair - Biomedical | MHHS-TMC
NO | NO |  |  |  | 077-08469 |  | Datex-Ohmeda | E-MASIMO-00 |  |  | TMC - CHILDRENS - NICU (7HP) | MHHS-TMC |  | Module, SPO2 |  | 077-08469 |  | TMC |  | TMC - CHILDRENS - NICU (7HP) | [5 empty] | PHYSIOLOGIC MONITOR MODULES, PULSE OXIMETRY |  | MODULESPO2-GE-E-MASIMO-00 | MODULESPO2 | E-MASIMO-00 |  |  |  | GE | Module, SPO2 |  |  | MODULESPO2-GE-E-MASIMO-00 |  |  |  | Covered PM Repair - Biomedical | MHHS-TMC
NO | NO |  |  |  | 077-08470 |  | Datex-Ohmeda | E-MASIMO-00 |  |  | TMC - CHILDRENS - NICU (7HP) | MHHS-TMC |  | Module, SPO2 |  | 077-08470 |  | TMC |  | TMC - CHILDRENS - NICU (7HP) | [5 empty] | PHYSIOLOGIC MONITOR MODULES, PULSE OXIMETRY |  | MODULESPO2-GE-E-MASIMO-00 | MODULESPO2 | E-MASIMO-00 |  |  |  | GE | Module, SPO2 |  |  | MODULESPO2-GE-E-MASIMO-00 |  |  |  | Covered PM Repair - Biomedical | MHHS-TMC
NO | NO |  |  |  | 077-08474 |  | Datex-Ohmeda | E-MASIMO-00 |  |  | TMC - CHILDRENS - NICU (7HP) | MHHS-TMC |  | Module, SPO2 |  | 077-08474 |  | TMC |  | TMC - CHILDRENS - NICU (7HP) | [5 empty] | PHYSIOLOGIC MONITOR MODULES, PULSE OXIMETRY |  | MODULESPO2-GE-E-MASIMO-00 | MODULESPO2 | E-MASIMO-00 |  |  |  | GE | Module, SPO2 |  |  | MODULESPO2-GE-E-MASIMO-00 |  |  |  | Covered PM Repair - Biomedical | MHHS-TMC
NO | NO |  |  |  | 077-08475 |  | Datex-Ohmeda | E-MASIMO-00 |  |  | TMC - CHILDRENS - NICU (7HP) | MHHS-TMC |  | Module, SPO2 |  | 077-08475 |  | TMC |  | TMC - CHILDRENS - NICU (7HP) | [5 empty] | PHYSIOLOGIC MONITOR MODULES, PULSE OXIMETRY |  | MODULESPO2-GE-E-MASIMO-00 | MODULESPO2 | E-MASIMO-00 |  |  |  | GE | Module, SPO2 |  |  | MODULESPO2-GE-E-MASIMO-00 |  |  |  | Covered PM Repair - Biomedical | MHHS-TMC
NO | NO |  |  |  | 077-08477 |  | Datex-Ohmeda | E-MASIMO-00 |  |  | TMC - CHILDRENS - NICU (7HP) | MHHS-TMC |  | Module, SPO2 |  | 077-08477 |  | TMC |  | TMC - CHILDRENS - NICU (7HP) | [5 empty] | PHYSIOLOGIC MONITOR MODULES, PULSE OXIMETRY |  | MODULESPO2-GE-E-MASIMO-00 | MODULESPO2 | E-MASIMO-00 |  |  |  | GE | Module, SPO2 |  |  | MODULESPO2-GE-E-MASIMO-00 |  |  |  | Covered PM Repair - Biomedical | MHHS-TMC
NO | NO |  |  |  | 077-08547 |  | Datex-Ohmeda | E-MASIMO-00 |  |  | TMC - CHILDRENS - NICU (7HP) | MHHS-TMC |  | Module, SPO2 |  | 077-08547 |  | TMC |  | TMC - CHILDRENS - NICU (7HP) | [5 empty] | PHYSIOLOGIC MONITOR MODULES, PULSE OXIMETRY |  | MODULESPO2-GE-E-MASIMO-00 | MODULESPO2 | E-MASIMO-00 |  |  |  | GE | Module, SPO2 |  |  | MODULESPO2-GE-E-MASIMO-00 |  |  |  | Covered PM Repair - Biomedical | MHHS-TMC
NO | NO |  |  |  | 077-08548 |  | Datex-Ohmeda | E-MASIMO-00 |  |  | TMC - CHILDRENS - NICU (7HP) | MHHS-TMC |  | Module, SPO2 |  | 077-08548 |  | TMC |  | TMC - CHILDRENS - NICU (7HP) | [5 empty] | PHYSIOLOGIC MONITOR MODULES, PULSE OXIMETRY |  | MODULESPO2-GE-E-MASIMO-00 | MODULESPO2 | E-MASIMO-00 |  |  |  | GE | Module, SPO2 |  |  | MODULESPO2-GE-E-MASIMO-00 |  |  |  | Covered PM Repair - Biomedical | MHHS-TMC
NO | NO |  |  |  | 077-08595 |  | Datex-Ohmeda | E-MASIMO-00 |  |  | TMC - CHILDRENS - NICU (7HP) | MHHS-TMC |  | Module, SPO2 |  | 077-08595 |  | TMC |  | TMC - CHILDRENS - NICU (7HP) | [5 empty] | PHYSIOLOGIC MONITOR MODULES, PULSE OXIMETRY |  | MODULESPO2-GE-E-MASIMO-00 | MODULESPO2 | E-MASIMO-00 |  |  |  | GE | Module, SPO2 |  |  | MODULESPO2-GE-E-MASIMO-00 |  |  |  | Covered PM Repair - Biomedical | MHHS-TMC
NO | NO |  |  |  | 077-08601 |  | Datex-Ohmeda | E-MASIMO-00 |  |  | TMC - CHILDRENS - NICU (7HP) | MHHS-TMC |  | Module, SPO2 |  | 077-08601 |  | TMC |  | TMC - CHILDRENS - NICU (7HP) | [5 empty] | PHYSIOLOGIC MONITOR MODULES, PULSE OXIMETRY |  | MODULESPO2-GE-E-MASIMO-00 | MODULESPO2 | E-MASIMO-00 |  |  |  | GE | Module, SPO2 |  |  | MODULESPO2-GE-E-MASIMO-00 |  |  |  | Covered PM Repair - Biomedical | MHHS-TMC
NO | NO |  |  |  | 077-08611 |  | Datex-Ohmeda | E-MASIMO-00 |  |  | TMC - CHILDRENS - NICU (7HP) | MHHS-TMC |  | Module, SPO2 |  | 077-08611 |  | TMC |  | TMC - CHILDRENS - NICU (7HP) | [5 empty] | PHYSIOLOGIC MONITOR MODULES, PULSE OXIMETRY |  | MODULESPO2-GE-E-MASIMO-00 | MODULESPO2 | E-MASIMO-00 |  |  |  | GE | Module, SPO2 |  |  | MODULESPO2-GE-E-MASIMO-00 |  |  |  | Covered PM Repair - Biomedical | MHHS-TMC
NO | NO |  |  |  | 077-08635 |  | Datex-Ohmeda | E-MASIMO-00 |  |  | TMC - CHILDRENS - NICU (7HP) | MHHS-TMC |  | Module, SPO2 |  | 077-08635 |  | TMC |  | TMC - CHILDRENS - NICU (7HP) | [5 empty] | PHYSIOLOGIC MONITOR MODULES, PULSE OXIMETRY |  | MODULESPO2-GE-E-MASIMO-00 | MODULESPO2 | E-MASIMO-00 |  |  |  | GE | Module, SPO2 |  |  | MODULESPO2-GE-E-MASIMO-00 |  |  |  | Covered PM Repair - Biomedical | MHHS-TMC
NO | NO |  |  |  | 077-08639 |  | Datex-Ohmeda | E-MASIMO-00 |  |  | TMC - CHILDRENS - NICU (7HP) | MHHS-TMC |  | Module, SPO2 |  | 077-08639 |  | TMC |  | TMC - CHILDRENS - NICU (7HP) | [5 empty] | PHYSIOLOGIC MONITOR MODULES, PULSE OXIMETRY |  | MODULESPO2-GE-E-MASIMO-00 | MODULESPO2 | E-MASIMO-00 |  |  |  | GE | Module, SPO2 |  |  | MODULESPO2-GE-E-MASIMO-00 |  |  |  | Covered PM Repair - Biomedical | MHHS-TMC
NO | NO |  |  |  | 069-35713 |  | Datex-Ohmeda | E-MASIMO-00 |  |  | TMC - OR - ANESTHESIA (OLD) | MHHS-TMC |  | Module, SPO2 |  | 069-35713 |  | TMC |  | TMC - OR - ANESTHESIA (OLD) | [5 empty] | PHYSIOLOGIC MONITOR MODULES, PULSE OXIMETRY |  | MODULESPO2-GE-E-MASIMO-00 | MODULESPO2 | E-MASIMO-00 |  |  |  | GE | Module, SPO2 |  |  | MODULESPO2-GE-E-MASIMO-00 |  |  |  | Covered PM Repair - Biomedical | MHHS-TMC
NO | NO |  |  |  | 069-38193 |  | Datex-Ohmeda | E-MASIMO-00 |  |  | TMC - OR - ANESTHESIA (OLD) | MHHS-TMC |  | Module, SPO2 |  | 069-38193 |  | TMC |  | TMC - OR - ANESTHESIA (OLD) | [5 empty] | PHYSIOLOGIC MONITOR MODULES, PULSE OXIMETRY |  | MODULESPO2-GE-E-MASIMO-00 | MODULESPO2 | E-MASIMO-00 |  |  |  | GE | Module, SPO2 |  |  | MODULESPO2-GE-E-MASIMO-00 |  |  |  | Covered PM Repair - Biomedical | MHHS-TMC
NO | NO |  |  |  | 029-10780 |  | Datex-Ohmeda | E-NMT-00 |  | SJC15480047HA | WOODLANDS - CVICU | MHHS-Woodlands |  |  |  | 029-10780 |  | Woodlands |  | WOODLANDS - CVICU | [5 empty] | PHYSIOLOGIC MONITOR MODULE HOUSINGS |  | .needs class | [5 empty] | Datex-Ohmeda | [7 empty] | Not Covered Vendor Only - Lab Ana/Anes | MHHS-Woodlands
NO | NO |  |  |  | 029-10787 |  | Datex-Ohmeda | E-NMT-00 |  | SJC15510078HA | WOODLANDS - CVICU | MHHS-Woodlands |  |  |  | 029-10787 |  | Woodlands |  | WOODLANDS - CVICU | [5 empty] | PHYSIOLOGIC MONITOR MODULE HOUSINGS |  | .needs class | [5 empty] | Datex-Ohmeda | [7 empty] | Not Covered Vendor Only - Lab Ana/Anes | MHHS-Woodlands
NO | NO |  |  |  | 069-29083 |  | Datex-Ohmeda | E-P |  | NEED | TMC - OR - ANESTHESIA (2HP) | MHHS-TMC |  | Meter, Conductivity |  | 069-29083 |  | TMC |  | TMC - OR - ANESTHESIA (2HP) | [5 empty] | PHYSIOLOGIC MONITOR MODULES, NONINVASIVE BLOOD PRE |  | METERCONDUCTIVITY-MYRONLINC-EP | METERCONDUCTIVITY | EP |  |  |  | MYRONLINC | Meter, Conductivity |  |  | METERCONDUCTIVITY-MYRONLINC-EP |  |  |  | Not Covered Vendor Only - Lab Ana/Anes | MHHS-TMC
NO | NO |  |  |  | 069-35710 |  | Datex-Ohmeda | E-P |  |  | TMC - OR - ANESTHESIA (OLD) | MHHS-TMC |  | Meter, Conductivity |  | 069-35710 |  | TMC |  | TMC - OR - ANESTHESIA (OLD) | [5 empty] | PHYSIOLOGIC MONITOR MODULES, NONINVASIVE BLOOD PRE |  | METERCONDUCTIVITY-MYRONLINC-EP | METERCONDUCTIVITY | EP |  |  |  | MYRONLINC | Meter, Conductivity |  |  | METERCONDUCTIVITY-MYRONLINC-EP |  |  |  | Covered PM Repair - Biomedical | MHHS-TMC
NO | NO |  |  |  | 069-35711 |  | Datex-Ohmeda | E-P |  |  | TMC - OR - ANESTHESIA (OLD) | MHHS-TMC |  | Meter, Conductivity |  | 069-35711 |  | TMC |  | TMC - OR - ANESTHESIA (OLD) | [5 empty] | PHYSIOLOGIC MONITOR MODULES, NONINVASIVE BLOOD PRE |  | METERCONDUCTIVITY-MYRONLINC-EP | METERCONDUCTIVITY | EP |  |  |  | MYRONLINC | Meter, Conductivity |  |  | METERCONDUCTIVITY-MYRONLINC-EP |  |  |  | Covered PM Repair - Biomedical | MHHS-TMC
NO | YES |  |  |  | 069-26047 | 069-26047 | Datex-Ohmeda | E-PRETN-00 |  |  | TMC-Radiology-IR/Angio | MHHS-TMC |  |  |  | 069-26047 | 069-26047 | TMC | MHHS-TMC | TMC-Radiology-IR/Angio | J2418 | 1/1/20 |  | 1/1/21 |  | PHYSIOLOGIC MONITOR MODULES, MULTIPARAMETER |  | MODULEMULTIPARAMETER-Datex-Ohmeda-E-PRETN |  |  |  |  | MODULEMULTIPARAMETER-Datex-Ohmeda-E-PRETN | Datex-Ohmeda |  |  |  |  | 2/12/16 |  |  | Covered PM Repair - Biomedical | MHHS-TMC
NO | YES |  |  |  | 069-29086 | 069-29086 | Datex-Ohmeda | E-PRETN-00 |  |  | TMC-Radiology-IR/Angio | MHHS-TMC |  |  |  | 069-29086 | 069-29086 | TMC | MHHS-TMC | TMC-Radiology-IR/Angio | J2313 | 1/1/20 |  | 1/1/21 |  | PHYSIOLOGIC MONITOR MODULES, MULTIPARAMETER |  | MODULEMULTIPARAMETER-Datex-Ohmeda-E-PRETN |  |  |  |  | MODULEMULTIPARAMETER-Datex-Ohmeda-E-PRETN | Datex-Ohmeda | [7 empty] | Covered PM Repair - Biomedical | MHHS-TMC
NO | NO |  |  |  | 069-35709 |  | Datex-Ohmeda | E-PRETN-00 |  |  | TMC - OR - ANESTHESIA (OLD) | MHHS-TMC |  |  |  | 069-35709 |  | TMC |  | TMC - OR - ANESTHESIA (OLD) | [5 empty] | PHYSIOLOGIC MONITOR MODULES, MULTIPARAMETER |  | MODULEMULTIPARAMETER-Datex-Ohmeda-E-PRETN |  |  |  |  | MODULEMULTIPARAMETER-Datex-Ohmeda-E-PRETN | Datex-Ohmeda | [7 empty] | Covered PM Repair - Biomedical | MHHS-TMC
NO | NO |  |  |  | 069-38195 |  | Datex-Ohmeda | E-PRETN-00 |  |  | TMC - OR - ANESTHESIA (OLD) | MHHS-TMC |  |  |  | 069-38195 |  | TMC |  | TMC - OR - ANESTHESIA (OLD) | [5 empty] | PHYSIOLOGIC MONITOR MODULES, MULTIPARAMETER |  | MODULEMULTIPARAMETER-Datex-Ohmeda-E-PRETN |  |  |  |  | MODULEMULTIPARAMETER-Datex-Ohmeda-E-PRETN | Datex-Ohmeda | [7 empty] | Covered PM Repair - Biomedical | MHHS-TMC
NO | NO | [5 empty] | Datex-Ohmeda | E-PRETN-00 |  |  | TMC - OR - ANESTHESIA (OLD) | MHHS-TMC | [5 empty] | TMC |  | TMC - OR - ANESTHESIA (OLD) | [5 empty] | PHYSIOLOGIC MONITOR MODULES, MULTIPARAMETER |  | MODULEMULTIPARAMETER-Datex-Ohmeda-E-PRETN |  |  |  |  | MODULEMULTIPARAMETER-Datex-Ohmeda-E-PRETN | Datex-Ohmeda | [7 empty] | Covered PM Repair - Biomedical | MHHS-TMC
NO | NO | [5 empty] | Datex-Ohmeda | E-PRETN-00 |  |  | TMC - OR - ANESTHESIA (OLD) | MHHS-TMC | [5 empty] | TMC |  | TMC - OR - ANESTHESIA (OLD) | [5 empty] | PHYSIOLOGIC MONITOR MODULES, MULTIPARAMETER |  | MODULEMULTIPARAMETER-Datex-Ohmeda-E-PRETN |  |  |  |  | MODULEMULTIPARAMETER-Datex-Ohmeda-E-PRETN | Datex-Ohmeda | [7 empty] | Covered PM Repair - Biomedical | MHHS-TMC
NO | NO |  |  |  | 069-00867 |  | Datex-Ohmeda | EXCEL 210 |  | AMAW01016 | TMC - OR - TRAINING LAB | MHHS-TMC |  | Anesthesia Machine |  | 069-00867 |  | TMC |  | TMC - OR - TRAINING LAB | [5 empty] | ANESTHESIA UNITS |  | ANESTHESIAMACHINE-Datex-Ohmeda-EXCEL 210 | ANESTHESIAMACHINE | EXCEL 210 |  |  |  | Datex-Ohmeda | Anesthesia Machine |  | ANESTHESIAMACHINE-Datex-Ohmeda-EXCEL 210 |  |  |  |  | Not Covered Vendor Only - Biomedical | MHHS-TMC
NO | NO |  |  |  | 069-38572 |  | Datex-Ohmeda | EXCEL 210 |  | AMAX00883 | TMC - OR - TRAINING LAB | MHHS-TMC |  | Anesthesia Machine |  | 069-38572 |  | TMC |  | TMC - OR - TRAINING LAB | [5 empty] | ANESTHESIA UNITS |  | ANESTHESIAMACHINE-Datex-Ohmeda-EXCEL 210 | ANESTHESIAMACHINE | EXCEL 210 |  |  |  | Datex-Ohmeda | Anesthesia Machine |  | ANESTHESIAMACHINE-Datex-Ohmeda-EXCEL 210 |  |  |  |  | Not Covered Vendor Only - Biomedical | MHHS-TMC
NO | NO |  |  |  | 069-38573 |  | Datex-Ohmeda | EXCEL 210 |  | AMAT00164 | TMC - OR - TRAINING LAB | MHHS-TMC |  | Anesthesia Machine |  | 069-38573 |  | TMC |  | TMC - OR - TRAINING LAB | [5 empty] | ANESTHESIA UNITS |  | ANESTHESIAMACHINE-Datex-Ohmeda-EXCEL 210 | ANESTHESIAMACHINE | EXCEL 210 |  |  |  | Datex-Ohmeda | Anesthesia Machine |  | ANESTHESIAMACHINE-Datex-Ohmeda-EXCEL 210 |  |  |  |  | Not Covered Vendor Only - Biomedical | MHHS-TMC
NO | NO |  |  |  | 069-38574 |  | Datex-Ohmeda | EXCEL 210 |  | AMAX01446 | TMC - OR - TRAINING LAB | MHHS-TMC |  | Anesthesia Machine |  | 069-38574 |  | TMC |  | TMC - OR - TRAINING LAB | [5 empty] | ANESTHESIA UNITS |  | ANESTHESIAMACHINE-Datex-Ohmeda-EXCEL 210 | ANESTHESIAMACHINE | EXCEL 210 |  |  |  | Datex-Ohmeda | Anesthesia Machine |  | ANESTHESIAMACHINE-Datex-Ohmeda-EXCEL 210 |  |  |  |  | Not Covered Vendor Only - Biomedical | MHHS-TMC
NO | NO |  |  |  | 069-41244 |  | Datex-Ohmeda | EXCEL 210 SE |  | AMAC01243 | TMC - OR - TRAINING LAB | MHHS-TMC |  | Anesthesia Machine |  | 069-41244 |  | TMC |  | TMC - OR - TRAINING LAB | [5 empty] | ANESTHESIA UNITS |  | ANESTHESIAMACHINE-Datex-Ohmeda-EXCEL 210SE | ANESTHESIAMACHINE | EXCEL 210SE |  |  |  | Datex-Ohmeda | Anesthesia Machine |  | ANESTHESIAMACHINE-Datex-Ohmeda-EXCEL 210SE |  |  |  |  | Covered PM Repair - Biomedical | MHHS-TMC
NO | NO |  |  |  | 069-41246 |  | Datex-Ohmeda | EXCEL 210 SE |  | AMAC01364 | TMC - OR - TRAINING LAB | MHHS-TMC |  | Anesthesia Machine |  | 069-41246 |  | TMC |  | TMC - OR - TRAINING LAB | [5 empty] | ANESTHESIA UNITS |  | ANESTHESIAMACHINE-Datex-Ohmeda-EXCEL 210SE | ANESTHESIAMACHINE | EXCEL 210SE |  |  |  | Datex-Ohmeda | Anesthesia Machine |  | ANESTHESIAMACHINE-Datex-Ohmeda-EXCEL 210SE |  |  |  |  | Covered PM Repair - Biomedical | MHHS-TMC
NO | NO | [5 empty] | Datex-Ohmeda | EXCEL 210 SE |  | AMAD01320 | TMC - OR - TRAINING LAB | MHHS-TMC |  | Anesthesia Machine |  |  |  | TMC |  | TMC - OR - TRAINING LAB | [5 empty] | ANESTHESIA UNITS |  | ANESTHESIAMACHINE-Datex-Ohmeda-EXCEL 210SE | ANESTHESIAMACHINE | EXCEL 210SE |  |  |  | Datex-Ohmeda | Anesthesia Machine |  | ANESTHESIAMACHINE-Datex-Ohmeda-EXCEL 210SE |  |  |  |  | Covered PM Repair - Biomedical | MHHS-TMC
NO | YES |  |  |  | 069-29080 | 069-29080 | Datex-Ohmeda | F-CU8-11-VG2 |  |  | TMC-Radiology-IR/Angio | MHHS-TMC |  |  |  | 069-29080 | 069-29080 | TMC | MHHS-TMC | TMC-Radiology-IR/Angio | J2313 | 1/1/20 |  | 1/1/21 |  | MONITORS, PHYSIOLOGIC, VITAL SIGNS |  | .needs class | [5 empty] | Datex-Ohmeda | [7 empty] | Covered PM Repair - Biomedical | MHHS-TMC
NO | YES |  |  |  | 069-38684 | 069-38684 | Datex-Ohmeda | F-CU8-11-VG2 |  |  | J2 405 angio 3 | MHHS-TMC |  |  |  | 069-38684 | 069-38684 | TMC | Memorial Hermann Texas Medical Center | J2 405 angio 3 | J2 rm 405 | 1/1/20 |  |  |  | MONITORS, PHYSIOLOGIC, VITAL SIGNS |  | .needs class | [5 empty] | Datex-Ohmeda | [7 empty] | Covered PM Repair - Biomedical | MHHS-TMC
NO | NO |  |  |  | 069-26043 |  | Datex-Ohmeda | F-CU8-11-VG2 |  |  | TMC - OR - ANESTHESIA (2HP) | MHHS-TMC |  |  |  | 069-26043 |  | TMC |  | TMC - OR - ANESTHESIA (2HP) | [5 empty] | MONITORS, PHYSIOLOGIC, VITAL SIGNS |  | .needs class | [5 empty] | Datex-Ohmeda | [7 empty] | Covered PM Repair - Biomedical | MHHS-TMC
NO | NO |  |  |  | 069-26038 |  | Datex-Ohmeda | F-CU8-11-VG2 |  |  | TMC - OR - ANESTHESIA (OLD) | MHHS-TMC |  |  |  | 069-26038 |  | TMC |  | TMC - OR - ANESTHESIA (OLD) | [5 empty] | MONITORS, PHYSIOLOGIC, VITAL SIGNS |  | .needs class | [5 empty] | Datex-Ohmeda | [7 empty] | Covered PM Repair - Biomedical | MHHS-TMC
NO | YES |  |  |  | 151-01482 | 151-01482 | Datex-Ohmeda | GIRAFFE OMNIBED |  | TABW62053 | CY-Labor & Delivery | MHHS-Cypress |  | Incubator, Infant |  | 151-01482 | 151-01482 | Northwest | MHHS-Cypress | CY-Labor & Delivery | Infant resusitation | 1/1/20 | 1/1/21 |  |  | INCUBATORS, INFANT | Incubator, Infant | INCUBATORINFANT-GE-Giraffe OmniBed | INCUBATORINFANT | Giraffe OmniBed |  |  |  | GE | Incubator, Infant |  |  | INCUBATORINFANT-GE-Giraffe OmniBed |  |  | II-SA | Not Covered Vendor Only - Biomedical | MHHS-Cypress | [8 empty] | INCUBATORINFANT | Incubator, Infant | GE
NO | YES |  |  |  | 151-01479 | 151-01479 | Datex-Ohmeda | GIRAFFE OMNIBED |  | TABW62042 | CY-NICU | MHHS-Cypress |  | Incubator, Infant |  | 151-01479 | 151-01479 | Northwest | MHHS-Cypress | CY-NICU | NICU 2 | 6/1/19 | 6/1/20 |  |  | INCUBATORS, INFANT | Incubator, Infant | INCUBATORINFANT-GE-Giraffe OmniBed | INCUBATORINFANT | Giraffe OmniBed |  |  |  | GE | Incubator, Infant |  |  | INCUBATORINFANT-GE-Giraffe OmniBed |  |  | II-SA | Not Covered Vendor Only - Biomedical | MHHS-Cypress | [8 empty] | INCUBATORINFANT | Incubator, Infant | GE
NO | YES |  |  |  | 151-01480 | 151-01480 | Datex-Ohmeda | GIRAFFE OMNIBED |  | TABW62031 | CY-NICU | MHHS-Cypress |  | Incubator, Infant |  | 151-01480 | 151-01480 | Northwest | MHHS-Cypress | CY-NICU | NICU 1 | 6/1/19 | 6/1/20 |  |  | INCUBATORS, INFANT | Incubator, Infant | INCUBATORINFANT-GE-Giraffe OmniBed | INCUBATORINFANT | Giraffe OmniBed |  |  |  | GE | Incubator, Infant |  |  | INCUBATORINFANT-GE-Giraffe OmniBed |  |  | II-SA | Not Covered Vendor Only - Biomedical | MHHS-Cypress | [8 empty] | INCUBATORINFANT | Incubator, Infant | GE
NO | YES |  |  |  | 151-01481 | 151-01481 | Datex-Ohmeda | GIRAFFE OMNIBED |  | TABV62423 | CY-NICU | MHHS-Cypress |  | Incubator, Infant |  | 151-01481 | 151-01481 | Northwest | MHHS-Cypress | CY-NICU | Nicu 3 | 6/1/19 | 6/1/20 |  |  | INCUBATORS, INFANT | Incubator, Infant | INCUBATORINFANT-GE-Giraffe OmniBed | INCUBATORINFANT | Giraffe OmniBed |  |  |  | GE | Incubator, Infant |  |  | INCUBATORINFANT-GE-Giraffe OmniBed |  |  | II-SA | Not Covered Vendor Only - Biomedical | MHHS-Cypress | [8 empty] | INCUBATORINFANT | Incubator, Infant | GE
NO | YES |  |  |  | 009-06503 | 009-06503 | Datex-Ohmeda | GIRAFFE OMNIBED |  | HDHN50534 | GH-Nursery | MHHS-Greater Heights |  | Incubator, Infant |  | 009-06503 | 009-06503 | Central | MHHS-Greater Heights | GH-Nursery | Nursery | 11/1/19 |  | 5/1/20 |  | INCUBATORS, INFANT | Incubator, Infant | INCUBATORINFANT-GE-Giraffe OmniBed | INCUBATORINFANT | Giraffe OmniBed |  |  |  | GE | Incubator, Infant |  |  | INCUBATORINFANT-GE-Giraffe OmniBed |  |  | II-SA | Covered PM Repair - Biomedical | MHHS-Greater Heights | [8 empty] | INCUBATORINFANT | Incubator, Infant | GE
NO | YES |  |  |  | 009-06504 | 009-06504 | Datex-Ohmeda | GIRAFFE OMNIBED |  | HDHN50535 | GH-Nursery | MHHS-Greater Heights |  | Incubator, Infant |  | 009-06504 | 009-06504 | Central | MHHS-Greater Heights | GH-Nursery | Nursery | 11/1/19 |  | 5/1/20 |  | INCUBATORS, INFANT | Incubator, Infant | INCUBATORINFANT-GE-Giraffe OmniBed | INCUBATORINFANT | Giraffe OmniBed |  |  |  | GE | Incubator, Infant |  |  | INCUBATORINFANT-GE-Giraffe OmniBed | 10/21/13 |  | II-SA | Covered PM Repair - Biomedical | MHHS-Greater Heights | [8 empty] | INCUBATORINFANT | Incubator, Infant | GE
NO | YES |  |  |  | 009-08106 | 009-08106 | Datex-Ohmeda | GIRAFFE OMNIBED |  | TABX70351 | GH-Nursery | MHHS-Greater Heights |  | Incubator, Infant |  | 009-08106 | 009-08106 | Central | MHHS-Greater Heights | GH-Nursery | Nursery | 1/1/19 |  | 1/1/21 |  | INCUBATORS, INFANT | Incubator, Infant | INCUBATORINFANT-GE-Giraffe OmniBed | INCUBATORINFANT | Giraffe OmniBed |  |  |  | GE | Incubator, Infant |  |  | INCUBATORINFANT-GE-Giraffe OmniBed | 1/1/10 |  | II-SA | Covered PM Repair - Biomedical | MHHS-Greater Heights | [8 empty] | INCUBATORINFANT | Incubator, Infant | GE
NO | YES |  |  |  | 009-08107 | 009-08107 | Datex-Ohmeda | GIRAFFE OMNIBED |  | TABX70370 | GH - NICU | MHHS-Greater Heights |  | Incubator, Infant |  | 009-08107 | 009-08107 | Central | Greater heights | GH - NICU | GH - NICU |  |  |  |  | INCUBATORS, INFANT |  | INCUBATORINFANT-GE-Giraffe OmniBed | INCUBATORINFANT | Giraffe OmniBed |  |  |  | GE | Incubator, Infant |  |  | INCUBATORINFANT-GE-Giraffe OmniBed |  |  |  | Covered PM Repair - Biomedical | MHHS-Greater Heights
NO | YES | [5 empty] | Datex-Ohmeda | GIRAFFE OMNIBED |  | HDHM50487 | GH-Nursery | MHHS-Greater Heights |  | Incubator, Infant |  |  |  | Central | MHHS-Greater Heights | GH-Nursery | Nursery | 11/1/19 |  | 5/1/20 |  | INCUBATORS, INFANT | Incubator, Infant | INCUBATORINFANT-GE-Giraffe OmniBed | INCUBATORINFANT | Giraffe OmniBed |  |  |  | GE | Incubator, Infant |  |  | INCUBATORINFANT-GE-Giraffe OmniBed |  |  | II-SA | Covered PM Repair - Biomedical | MHHS-Greater Heights | [8 empty] | INCUBATORINFANT | Incubator, Infant | GE
NO | YES |  |  |  | 142-07388 | 142-07388 | Datex-Ohmeda | GIRAFFE OMNIBED |  | TABX62685 | NE-NICU | MHHS-Northeast |  | Incubator, Infant |  | 142-07388 | 142-07388 | Katy | MHHS-Northeast | NE-NICU |  | 6/1/19 | 6/1/20 |  |  | INCUBATORS, INFANT | Incubator, Infant | INCUBATORINFANT-GE-Giraffe OmniBed | INCUBATORINFANT | Giraffe OmniBed |  |  |  | GE | Incubator, Infant |  |  | INCUBATORINFANT-GE-Giraffe OmniBed | 10/21/19 |  | II-SA | Covered PM Repair - Biomedical | MHHS-Northeast | [8 empty] | INCUBATORINFANT | Incubator, Infant | GE
NO | YES |  |  |  | 142-07389 | 142-07389 | Datex-Ohmeda | GIRAFFE OMNIBED |  | TABX62671 | NE-NICU | MHHS-Northeast |  | Incubator, Infant |  | 142-07389 | 142-07389 | Katy | MHHS-Northeast | NE-NICU |  | 1/1/20 | 1/1/21 |  |  | INCUBATORS, INFANT | Incubator, Infant | INCUBATORINFANT-GE-Giraffe OmniBed | INCUBATORINFANT | Giraffe OmniBed |  |  |  | GE | Incubator, Infant |  |  | INCUBATORINFANT-GE-Giraffe OmniBed | 1/1/10 |  | II-SA | Clinical Miscellaneous | MHHS-Northeast | [8 empty] | INCUBATORINFANT | Incubator, Infant | GE
NO | YES | [5 empty] | Datex-Ohmeda | GIRAFFE OMNIBED |  | HDHF50025 | SW-NICU | MHHS-Southwest |  | Incubator, Infant |  |  |  | Southwest | MHHS-Southwest | SW-NICU | NICU 1 | 12/1/18 |  | 8/1/20 |  | INCUBATORS, INFANT | Incubator, Infant | INCUBATORINFANT-GE-Giraffe OmniBed | INCUBATORINFANT | Giraffe OmniBed |  |  |  | GE | Incubator, Infant |  |  | INCUBATORINFANT-GE-Giraffe OmniBed | 7/1/20 |  | II-SA | Not Covered Vendor Only - Biomedical | MHHS-Southwest | [8 empty] | INCUBATORINFANT | Incubator, Infant | GE
NO | YES |  |  |  |  | 013-09589 | Datex-Ohmeda | GIRAFFE OMNIBED |  | HDHF50048 | SW-NICU | MHHS-Southwest |  | Incubator, Infant |  |  | 013-09589 | Southwest | MHHS-Southwest | SW-NICU | NICU | 9/1/19 |  |  |  | INCUBATORS, INFANT | Incubator, Infant | INCUBATORINFANT-GE-Giraffe OmniBed | INCUBATORINFANT | Giraffe OmniBed |  |  |  | GE | Incubator, Infant |  |  | INCUBATORINFANT-GE-Giraffe OmniBed | 7/1/20 |  | II-SA | Not Covered Vendor Only - Biomedical | MHHS-Southwest | [8 empty] | INCUBATORINFANT | Incubator, Infant | GE
NO | YES |  |  |  |  | 013-09606 | Datex-Ohmeda | GIRAFFE OMNIBED |  | HDGG54389 | SW-Biomedical Services | MHHS-Southwest |  | Incubator, Infant |  |  | 013-09606 | Southwest | MHHS-Southwest | SW-Biomedical Services | Biomed | 12/1/18 | 6/1/19 |  | Physically Damaged PM Past Due | INCUBATORS, INFANT | Incubator, Infant | INCUBATORINFANT-GE-Giraffe OmniBed | INCUBATORINFANT | Giraffe OmniBed |  |  |  | GE | Incubator, Infant |  |  | INCUBATORINFANT-GE-Giraffe OmniBed | 7/1/20 |  | II-SA | Not Covered Vendor Only - Biomedical | MHHS-Southwest | [8 empty] | INCUBATORINFANT | Incubator, Infant | GE
NO | YES |  |  |  |  | 013-09590 | Datex-Ohmeda | GIRAFFE OMNIBED |  | HDHF50076 | SW-NICU | MHHS-Southwest |  | Incubator, Infant |  |  | 013-09590 | Southwest | MHHS-Southwest | SW-NICU | NICU | 2/1/20 |  | 2/1/21 |  | INCUBATORS, INFANT | Incubator, Infant | INCUBATORINFANT-GE-Giraffe OmniBed | INCUBATORINFANT | Giraffe OmniBed |  |  |  | GE | Incubator, Infant |  |  | INCUBATORINFANT-GE-Giraffe OmniBed | 1/1/26 |  | II-SA | Clinical Miscellaneous | MHHS-Southwest | [8 empty] | INCUBATORINFANT | Incubator, Infant | GE
NO | YES | Asset Tag 013-39092 |  |  | 013-39092 | 013-39092 | Datex-Ohmeda | GIRAFFE OMNIBED |  | HDGG54391 | SW-Biomedical Services | MHHS-Southwest |  | Incubator, Infant |  | 013-39092 | 013-39092 | Southwest | MHHS-Southwest | SW-Biomedical Services | Biomed |  |  |  | No PM Sticker | INCUBATORS, INFANT | Incubator, Infant | INCUBATORINFANT-GE-Giraffe OmniBed | INCUBATORINFANT | Giraffe OmniBed |  |  |  | GE | Incubator, Infant |  |  | INCUBATORINFANT-GE-Giraffe OmniBed | 3/12/28 |  | II-SA | Not Covered Vendor Only - Biomedical | MHHS-Southwest | [8 empty] | INCUBATORINFANT | Incubator, Infant | GE
NO | YES |  |  |  | 129-05878 | 129-05878 | Datex-Ohmeda | GIRAFFE OMNIBED |  | HDGU60082 | Sugar Land-Nursery | MHHS-Sugarland |  | Incubator, Infant |  | 129-05878 | 129-05878 | Sugar Land | MHHS-Sugarland | Sugar Land-Nursery | Nursery | 7/1/19 |  | 7/1/20 |  | INCUBATORS, INFANT | Incubator, Infant | INCUBATORINFANT-GE-Giraffe OmniBed | INCUBATORINFANT | Giraffe OmniBed |  |  |  | GE | Incubator, Infant |  |  | INCUBATORINFANT-GE-Giraffe OmniBed | 7/9/19 |  | II-SA | Covered PM Repair - Biomedical | MHHS-Sugarland | [8 empty] | INCUBATORINFANT | Incubator, Infant | GE
NO | YES | Asset Tag 129-05937 |  |  | 129-05937 | 129-05937 | Datex-Ohmeda | GIRAFFE OMNIBED |  | HDGU60092 | SUGAR LAND - NURSERY | MHHS-Sugarland |  | Incubator, Infant |  | 129-05937 | 129-05937 | Sugar Land |  | SUGAR LAND - NURSERY |  | 7/5/19 |  |  |  | INCUBATORS, INFANT | Incubator, Infant | INCUBATORINFANT-GE-Giraffe OmniBed | INCUBATORINFANT | Giraffe OmniBed |  |  |  | GE | Incubator, Infant |  |  | INCUBATORINFANT-GE-Giraffe OmniBed | 7/9/19 | Finished from Script 3/27/2020 12:11:52pm (Central) | II-SA | Covered PM Repair - Biomedical | MHHS-Sugarland | [8 empty] | INCUBATORINFANT | Incubator, Infant | GE
NO | YES | [5 empty] | Datex-Ohmeda | GIRAFFE OMNIBED |  | HDGL51208 | TMC-Children's-NICU (7Hp) | MHHS-TMC |  | Incubator, Infant |  |  |  | TMC | MHHS-TMC | TMC-Children's-NICU (7Hp) |  | 10/24/19 |  |  |  | INCUBATORS, INFANT |  | INCUBATORINFANT-GE-Giraffe OmniBed | INCUBATORINFANT | Giraffe OmniBed |  |  |  | GE | Incubator, Infant |  |  | INCUBATORINFANT-GE-Giraffe OmniBed |  | Verified 3/30/2020 4:07pm (Central) |  | Covered PM Repair - Biomedical | MHHS-TMC
NO | YES |  |  |  | 029-06236 | 029-06236 | Datex-Ohmeda | GIRAFFE OMNIBED |  | HDJN51895 | Woodlands-NICU | MHHS-Woodlands |  | Incubator, Infant |  | 029-06236 | 029-06236 | Woodlands | MHHS-Woodlands | Woodlands-NICU | Storage room | 10/1/19 |  | 10/1/20 |  | INCUBATORS, INFANT | Incubator, Infant | INCUBATORINFANT-GE-Giraffe OmniBed | INCUBATORINFANT | Giraffe OmniBed |  |  |  | GE | Incubator, Infant |  |  | INCUBATORINFANT-GE-Giraffe OmniBed | 7/9/19 |  | II-SA | Covered PM Repair - Biomedical | MHHS-Woodlands | [8 empty] | INCUBATORINFANT | Incubator, Infant | GE
NO | YES |  |  |  |  | 029-06235 | Datex-Ohmeda | GIRAFFE OMNIBED |  | HDJN51896 | Woodlands-Birth Center | MHHS-Woodlands |  | Incubator, Infant |  |  | 029-06235 | Woodlands | MHHS-Woodlands | Woodlands-Birth Center | OR 2 | 5/1/19 |  | 5/1/20 |  | INCUBATORS, INFANT | Incubator, Infant | INCUBATORINFANT-GE-Giraffe OmniBed | INCUBATORINFANT | Giraffe OmniBed |  |  |  | GE | Incubator, Infant |  |  | INCUBATORINFANT-GE-Giraffe OmniBed | 6/20/25 |  | II-SA | Not Covered Vendor Only - Biomedical | MHHS-Woodlands | [8 empty] | INCUBATORINFANT | Incubator, Infant | GE
NO | YES |  |  |  | 029-12709 | 029-12709 | Datex-Ohmeda | GIRAFFE OMNIBED |  | TABY70763 | Woodlands-NICU | MHHS-Woodlands |  | Incubator, Infant |  | 029-12709 | 029-12709 | Woodlands | MHHS-Woodlands | Woodlands-NICU | Equipment Storage | 8/1/19 |  | 8/1/20 |  | INCUBATORS, INFANT | Incubator, Infant | INCUBATORINFANT-GE-Giraffe OmniBed | INCUBATORINFANT | Giraffe OmniBed |  |  |  | GE | Incubator, Infant |  |  | INCUBATORINFANT-GE-Giraffe OmniBed |  |  | II-SA | Not Covered Vendor Only - Biomedical | MHHS-Woodlands | [8 empty] | INCUBATORINFANT | Incubator, Infant | GE
YES | YES |  |  |  | 013-09595 | 013-09595 | Datex-Ohmeda | GIRAFFE OMNIBED |  | 6651-0008-901 | SW - NICU |  |  |  |  | 013-09595 | 013-09595 | Southwest | Memorial Hermann Southwest Hospital | SW - NICU | NICU | 3/1/20 |  | 8/1/20
NO | NO |  |  |  | 009-08105 |  | Datex-Ohmeda | GIRAFFE OMNIBED |  | TABX70328 | GH - NICU | MHHS-Greater Heights |  | Incubator, Infant |  | 009-08105 |  | Central & Greater Heights |  | GH - NICU | [5 empty] | INCUBATORS, INFANT |  | INCUBATORINFANT-GE-Giraffe OmniBed | INCUBATORINFANT | Giraffe OmniBed |  |  |  | GE | Incubator, Infant |  |  | INCUBATORINFANT-GE-Giraffe OmniBed |  |  |  | Covered PM Repair - Biomedical | MHHS-Greater Heights
NO | NO |  |  |  | 005-05774 |  | Datex-Ohmeda | GIRAFFE OMNIBED |  | HDGK52206 | SE - NEONATAL ICU | MHHS-Southeast |  | Incubator, Infant |  | 005-05774 |  | Southeast & Bay Area |  | SE - NEONATAL ICU | [5 empty] | INCUBATORS, INFANT |  | INCUBATORINFANT-GE-Giraffe OmniBed | INCUBATORINFANT | Giraffe OmniBed |  |  |  | GE | Incubator, Infant |  |  | INCUBATORINFANT-GE-Giraffe OmniBed |  |  |  | Covered PM Repair - Biomedical | MHHS-Southeast
NO | NO |  |  |  | 013-39248 |  | Datex-Ohmeda | GIRAFFE OMNIBED |  | HDGG54388 | SW - NICU | MHHS-Southwest |  | Incubator, Infant |  | 013-39248 |  | Southwest |  | SW - NICU | [5 empty] | INCUBATORS, INFANT |  | INCUBATORINFANT-GE-Giraffe OmniBed | INCUBATORINFANT | Giraffe OmniBed |  |  |  | GE | Incubator, Infant |  |  | INCUBATORINFANT-GE-Giraffe OmniBed |  |  |  | Covered PM Repair - Biomedical | MHHS-Southwest
NO | NO | [5 empty] | Datex-Ohmeda | GIRAFFE OMNIBED |  |  | SW - NICU | MHHS-Southwest |  | Incubator, Infant |  |  |  | Southwest |  | SW - NICU | [5 empty] | INCUBATORS, INFANT |  | INCUBATORINFANT-GE-Giraffe OmniBed | INCUBATORINFANT | Giraffe OmniBed |  |  |  | GE | Incubator, Infant |  |  | INCUBATORINFANT-GE-Giraffe OmniBed |  |  |  | Covered PM Repair - Biomedical | MHHS-Southwest
NO | NO | [5 empty] | Datex-Ohmeda | GIRAFFE OMNIBED |  | HDGF53051 | TMC - CHILDRENS - NICU (7HP) | MHHS-TMC |  | Incubator, Infant |  |  |  | TMC |  | TMC - CHILDRENS - NICU (7HP) | [5 empty] | INCUBATORS, INFANT |  | INCUBATORINFANT-GE-Giraffe OmniBed | INCUBATORINFANT | Giraffe OmniBed |  |  |  | GE | Incubator, Infant |  |  | INCUBATORINFANT-GE-Giraffe OmniBed |  |  |  | Covered PM Repair - Biomedical | MHHS-TMC
NO | NO | [5 empty] | Datex-Ohmeda | GIRAFFE OMNIBED |  | HDGF54043 | TMC - CHILDRENS - NICU (7HP) | MHHS-TMC |  | Incubator, Infant |  |  |  | TMC |  | TMC - CHILDRENS - NICU (7HP) | [5 empty] | INCUBATORS, INFANT |  | INCUBATORINFANT-GE-Giraffe OmniBed | INCUBATORINFANT | Giraffe OmniBed |  |  |  | GE | Incubator, Infant |  |  | INCUBATORINFANT-GE-Giraffe OmniBed |  |  |  | Covered PM Repair - Biomedical | MHHS-TMC
NO | NO | [5 empty] | Datex-Ohmeda | GIRAFFE OMNIBED |  | HDGL51176 | TMC - CHILDRENS - NICU (7HP) | MHHS-TMC |  | Incubator, Infant |  |  |  | TMC |  | TMC - CHILDRENS - NICU (7HP) | [5 empty] | INCUBATORS, INFANT |  | INCUBATORINFANT-GE-Giraffe OmniBed | INCUBATORINFANT | Giraffe OmniBed |  |  |  | GE | Incubator, Infant |  |  | INCUBATORINFANT-GE-Giraffe OmniBed |  |  |  | Covered PM Repair - Biomedical | MHHS-TMC
NO | NO | [5 empty] | Datex-Ohmeda | GIRAFFE OMNIBED |  | HDGF54127 | WOODLANDS - NICU | MHHS-Woodlands |  | Incubator, Infant |  |  |  | Woodlands |  | WOODLANDS - NICU | [5 empty] | INCUBATORS, INFANT |  | INCUBATORINFANT-GE-Giraffe OmniBed | INCUBATORINFANT | Giraffe OmniBed |  |  |  | GE | Incubator, Infant |  |  | INCUBATORINFANT-GE-Giraffe OmniBed |  |  |  | Covered PM Repair - Biomedical | MHHS-Woodlands
NO | NO |  |  |  | 029-12697 |  | Datex-Ohmeda | GIRAFFE OMNIBED |  | TABY70783 | WOODLANDS - NICU (NEW) | MHHS-Woodlands |  | Incubator, Infant |  | 029-12697 |  | Woodlands |  | WOODLANDS - NICU (NEW) | [5 empty] | INCUBATORS, INFANT |  | INCUBATORINFANT-GE-Giraffe OmniBed | INCUBATORINFANT | Giraffe OmniBed |  |  |  | GE | Incubator, Infant |  |  | INCUBATORINFANT-GE-Giraffe OmniBed |  |  |  | Not Covered Vendor Only - Biomedical | MHHS-Woodlands
NO | NO |  |  |  | 029-12712 |  | Datex-Ohmeda | GIRAFFE OMNIBED |  | TABY70720 | WOODLANDS - NICU (NEW) | MHHS-Woodlands |  | Incubator, Infant |  | 029-12712 |  | Woodlands |  | WOODLANDS - NICU (NEW) | [5 empty] | INCUBATORS, INFANT |  | INCUBATORINFANT-GE-Giraffe OmniBed | INCUBATORINFANT | Giraffe OmniBed |  |  |  | GE | Incubator, Infant |  |  | INCUBATORINFANT-GE-Giraffe OmniBed |  |  |  | Not Covered Vendor Only - Biomedical | MHHS-Woodlands
NO | YES |  |  |  | 133-08500 | 133-08500 | Datex-Ohmeda | INFANT RESUSCITATION SYSTEM |  | STPU51061 | Katy-Labor & Delivery OR | MHHS-Katy |  |  |  | 133-08500 | 133-08500 | Katy | MHHS-Katy | Katy-Labor & Delivery OR | L and d | 8/1/19 |  |  |  | RESUSCITATORS, PULMONARY |  | .needs class | [5 empty] | Datex-Ohmeda |  |  |  |  | 11/8/20 |  |  | Not Covered Vendor Only - Biomedical | MHHS-Katy
NO | YES |  |  |  | 133-09199 | 133-09199 | Datex-Ohmeda | INFANT RESUSCITATION SYSTEM |  | STPU51060 | Katy-NICU | MHHS-Katy |  |  |  | 133-09199 | 133-09199 | Katy | MHHS-Katy | Katy-NICU | L | 2/1/19 | 8/1/20 |  |  | RESUSCITATORS, PULMONARY |  | .needs class | [5 empty] | Datex-Ohmeda |  |  |  |  | 11/8/20 |  |  | Not Covered Vendor Only - Biomedical | MHHS-Katy
NO | YES |  |  |  | 129-02789 | 129-02789 | Datex-Ohmeda | INFANT RESUSCITATION SYSTEM |  | HDDK00300 | Sugar Land-Labor & Delivery | MHHS-Sugarland |  |  |  | 129-02789 | 129-02789 | Sugar Land | MHHS-Sugarland | Sugar Land-Labor & Delivery | Suite 302 | 1/1/20 | 7/1/20 |  |  | RESUSCITATORS, PULMONARY |  | .needs class | [5 empty] | Datex-Ohmeda |  |  |  |  | 11/8/20 |  |  | Not Covered Vendor Only - Biomedical | MHHS-Sugarland
NO | YES |  |  |  | 129-02793 | 129-02793 | Datex-Ohmeda | INFANT RESUSCITATION SYSTEM |  | HDDK00307 | Sugar Land-Labor & Delivery | MHHS-Sugarland |  |  |  | 129-02793 | 129-02793 | Sugar Land | MHHS-Sugarland | Sugar Land-Labor & Delivery | Nursery | 1/1/20 |  | 1/1/21 |  | RESUSCITATORS, PULMONARY |  | .needs class | [5 empty] | Datex-Ohmeda |  |  |  |  | 11/8/20 |  |  | Not Covered Vendor Only - Biomedical | MHHS-Sugarland
NO | YES |  |  |  | 129-02794 | 129-02794 | Datex-Ohmeda | INFANT RESUSCITATION SYSTEM |  | HDDK00308 | Sugar Land-Labor & Delivery | MHHS-Sugarland |  |  |  | 129-02794 | 129-02794 | Sugar Land | MHHS-Sugarland | Sugar Land-Labor & Delivery | Storage | 1/1/20 | 7/1/20 |  |  | RESUSCITATORS, PULMONARY |  | .needs class | [5 empty] | Datex-Ohmeda |  |  |  |  | 11/8/20 |  |  | Not Covered Vendor Only - Biomedical | MHHS-Sugarland
NO | YES |  |  |  | 129-02797 | 129-02797 | Datex-Ohmeda | INFANT RESUSCITATION SYSTEM |  | HDDK00309 | Sugar Land-Labor & Delivery | MHHS-Sugarland |  |  |  | 129-02797 | 129-02797 | Sugar Land | MHHS-Sugarland | Sugar Land-Labor & Delivery | Nursery | 1/1/20 |  | 7/1/20 |  | RESUSCITATORS, PULMONARY |  | .needs class | [5 empty] | Datex-Ohmeda |  |  |  |  | 11/8/20 |  |  | Not Covered Vendor Only - Biomedical | MHHS-Sugarland
NO | NO |  |  |  | 129-02771 |  | Datex-Ohmeda | INFANT RESUSCITATION SYSTEM |  | HDDK00303 | SUGAR LAND - LABOR & DELIVERY | MHHS-Sugarland |  |  |  | 129-02771 |  | Sugar Land |  | SUGAR LAND - LABOR & DELIVERY | [5 empty] | RESUSCITATORS, PULMONARY |  | .needs class | [5 empty] | Datex-Ohmeda | [7 empty] | Not Covered Vendor Only - Biomedical | MHHS-Sugarland
NO | NO |  |  |  | 129-02790 |  | Datex-Ohmeda | INFANT RESUSCITATION SYSTEM |  | HDDK00299 | SUGAR LAND - LABOR & DELIVERY | MHHS-Sugarland |  |  |  | 129-02790 |  | Sugar Land |  | SUGAR LAND - LABOR & DELIVERY | [5 empty] | RESUSCITATORS, PULMONARY |  | .needs class | [5 empty] | Datex-Ohmeda | [7 empty] | Not Covered Vendor Only - Biomedical | MHHS-Sugarland
NO | NO |  |  |  | 129-02791 |  | Datex-Ohmeda | INFANT RESUSCITATION SYSTEM |  | HDDK00302 | SUGAR LAND - LABOR & DELIVERY | MHHS-Sugarland |  |  |  | 129-02791 |  | Sugar Land |  | SUGAR LAND - LABOR & DELIVERY | [5 empty] | RESUSCITATORS, PULMONARY |  | .needs class | [5 empty] | Datex-Ohmeda | [7 empty] | Not Covered Vendor Only - Biomedical | MHHS-Sugarland
NO | NO |  |  |  | 129-02792 |  | Datex-Ohmeda | INFANT RESUSCITATION SYSTEM |  | HDDK00301 | SUGAR LAND - LABOR & DELIVERY | MHHS-Sugarland |  |  |  | 129-02792 |  | Sugar Land |  | SUGAR LAND - LABOR & DELIVERY | [5 empty] | RESUSCITATORS, PULMONARY |  | .needs class | [5 empty] | Datex-Ohmeda | [7 empty] | Not Covered Vendor Only - Biomedical | MHHS-Sugarland
NO | NO |  |  |  | 129-02796 |  | Datex-Ohmeda | INFANT RESUSCITATION SYSTEM |  | HDDK00305 | SUGAR LAND - LABOR & DELIVERY | MHHS-Sugarland |  |  |  | 129-02796 |  | Sugar Land |  | SUGAR LAND - LABOR & DELIVERY | [5 empty] | RESUSCITATORS, PULMONARY |  | .needs class | [5 empty] | Datex-Ohmeda | [7 empty] | Not Covered Vendor Only - Biomedical | MHHS-Sugarland
NO | YES |  |  |  | 009-03527 | 009-03527 | Datex-Ohmeda | INTERMITTENT SUCTION UNIT |  | GFFG32172 | Memorial Hermann - Radiology | MHHS-Greater Heights |  |  |  | 009-03527 | 009-03527 | Central | Memorial Hermann Greater Heights Hospital | Memorial Hermann - Radiology | GH- Radiology UT 3 |  |  |  | 1 time pm sticker | REGULATORS, SUCTION |  | .needs class | [5 empty] | Datex-Ohmeda | [7 empty] | Covered PM Repair - Lab Analyzers/Anesth | MHHS-Greater Heights
NO | YES |  |  |  | 009-01074 | 009-01074 | Datex-Ohmeda | INTERMITTENT SUCTION UNIT |  | GFFR19907 | GH - LABOR | MHHS-Greater Heights |  |  |  | 009-01074 | 009-01074 | Central | GH-Labor | GH - LABOR | LD1 |  |  |  |  | REGULATORS, SUCTION |  | .needs class | [5 empty] | Datex-Ohmeda | [7 empty] | Covered PM Repair - Respiratory/Steriliz | MHHS-Greater Heights
NO | YES |  |  |  | 041-04822 | 041-04822 | Datex-Ohmeda | INTERMITTENT SUCTION UNIT |  | GFFG15956 | MEMORIAL CITY - EAST TOWER - IMCU | MHHS-Mem City |  |  |  | 041-04822 | 041-04822 | West | West | MEMORIAL CITY - EAST TOWER - IMCU | [5 empty] | REGULATORS, SUCTION |  | .needs class | [5 empty] | Datex-Ohmeda | [7 empty] | Covered PM Repair - Biomedical | MHHS-Mem City
NO | YES |  |  |  | 041-04845 | 041-04845 | Datex-Ohmeda | INTERMITTENT SUCTION UNIT |  | GFFG15456 | Intermediate Care | MHHS-Mem City |  |  |  | 041-04845 | 041-04845 | West | Memorial Hermann Memorial city medical center emergency center | Intermediate Care | Room 424 |  |  |  | No p.m. | REGULATORS, SUCTION |  | .needs class | [5 empty] | Datex-Ohmeda | [7 empty] | Covered PM Repair - Biomedical | MHHS-Mem City
NO | YES |  |  |  | 041-06248 |  | Datex-Ohmeda | INTERMITTENT SUCTION UNIT |  | GFFG20176 | MEMORIAL CITY - EAST TOWER - IMCU | MHHS-Mem City |  |  |  | 041-06248 |  | West |  | MEMORIAL CITY - EAST TOWER - IMCU | [5 empty] | REGULATORS, SUCTION |  | .needs class | [5 empty] | Datex-Ohmeda | [7 empty] | Covered PM Repair - Biomedical | MHHS-Mem City
NO | YES |  |  |  | 041-06374 | 041-06374 | Datex-Ohmeda | INTERMITTENT SUCTION UNIT |  | GFFG20184 | MEMORIAL CITY - EAST TOWER - IMCU | MHHS-Mem City |  |  |  | 041-06374 | 041-06374 | West | Memorial Hermann Memorial City Medical Center | MEMORIAL CITY - EAST TOWER - IMCU | MEMORIAL CITY - EAST TOWER - IMCU E4 102 |  |  |  | No pm sticker | REGULATORS, SUCTION |  | .needs class | [5 empty] | Datex-Ohmeda | [7 empty] | Covered PM Repair - Biomedical | MHHS-Mem City
NO | YES |  |  |  | 041-04576 | 041-04576 | Datex-Ohmeda | INTERMITTENT SUCTION UNIT |  | GFHG06510 | MEMORIAL CITY - MEMORIAL CITY 10TH FLOOR STORAGE | MHHS-Mem City |  |  |  | 041-04576 | 041-04576 | West | MEMORIAL CITY - MEMORIAL HERMANN HOSPITAL | MEMORIAL CITY - MEMORIAL CITY 10TH FLOOR STORAGE | 10th floor storage |  |  |  |  | REGULATORS, SUCTION |  | .needs class | [5 empty] | Datex-Ohmeda | [7 empty] | Covered PM Repair - Biomedical | MHHS-Mem City
NO | YES | Asset Tag 041-33895 |  |  | 041-33895 |  | Datex-Ohmeda | INTERMITTENT SUCTION UNIT |  | JGGN16166 | Memorial City-Labor & Delivery | MHHS-Mem City |  |  |  | 041-33895 |  | (null) | MHHS-Mem City | Memorial City-Labor & Delivery | (null) |  |  |  | (null) | REGULATORS, SUCTION |  | .needs class | [5 empty] | Datex-Ohmeda | [7 empty] | Covered PM Repair - Biomedical | MHHS-Mem City
NO | YES |  |  |  | 041-14808 | 041-14808 | Datex-Ohmeda | INTERMITTENT SUCTION UNIT |  | JGGN16164 | Memorial City-Labor & Delivery | MHHS-Mem City |  |  |  | 041-14808 | 041-14808 | West | MHHS-Mem City | Memorial City-Labor & Delivery | Room 3M02 | 10/1/16 |  |  |  | REGULATORS, SUCTION |  | .needs class | [5 empty] | Datex-Ohmeda | [7 empty] | Covered PM Repair - Biomedical | MHHS-Mem City
NO | YES |  |  |  | 041-14816 | 041-14816 | Datex-Ohmeda | INTERMITTENT SUCTION UNIT |  | JGGN16169 | Memorial City-Labor & Delivery | MHHS-Mem City |  |  |  | 041-14816 | 041-14816 | West | MHHS-Mem City | Memorial City-Labor & Delivery | Recovery | 10/1/16 |  |  |  | REGULATORS, SUCTION |  | .needs class | [5 empty] | Datex-Ohmeda | [7 empty] | Covered PM Repair - Biomedical | MHHS-Mem City
NO | YES |  |  |  |  | 041-05282 | Datex-Ohmeda | INTERMITTENT SUCTION UNIT |  | GFFG16006 | Memorial City-Labor & Delivery | MHHS-Mem City |  |  |  |  | 041-05282 | West | MHHS-Mem City | Memorial City-Labor & Delivery | 3M09 | 10/1/16 |  |  |  | REGULATORS, SUCTION |  | .needs class | [5 empty] | Datex-Ohmeda | [7 empty] | Covered PM Repair - Biomedical | MHHS-Mem City
NO | YES |  |  |  |  | 041-04843 | Datex-Ohmeda | INTERMITTENT SUCTION UNIT |  | GFFG15328 | Memorial City-Labor & Delivery | MHHS-Mem City |  |  |  |  | 041-04843 | West | MHHS-Mem City | Memorial City-Labor & Delivery | 3M09 | 10/1/16 |  |  |  | REGULATORS, SUCTION |  | .needs class | [5 empty] | Datex-Ohmeda | [7 empty] | Covered PM Repair - Biomedical | MHHS-Mem City
NO | YES |  |  |  |  | 041-09867 | Datex-Ohmeda | INTERMITTENT SUCTION UNIT |  | JFFK08104 | Memorial City-Labor & Delivery | MHHS-Mem City |  |  |  |  | 041-09867 | West | MHHS-Mem City | Memorial City-Labor & Delivery | 3M06 | 10/1/16 |  |  |  | REGULATORS, SUCTION |  | .needs class | [5 empty] | Datex-Ohmeda | [7 empty] | Covered PM Repair - Biomedical | MHHS-Mem City
NO | YES |  |  |  |  | 041-14852 no | Datex-Ohmeda | INTERMITTENT SUCTION UNIT |  | JGGN16188 | Memorial City-Labor & Delivery | MHHS-Mem City |  |  |  |  | 041-14852 no | West | MHHS-Mem City | Memorial City-Labor & Delivery |  | 10/1/16 |  |  |  | REGULATORS, SUCTION |  | .needs class | [5 empty] | Datex-Ohmeda | [7 empty] | Covered PM Repair - Biomedical | MHHS-Mem City
NO | YES |  |  |  |  | 041-14820 | Datex-Ohmeda | INTERMITTENT SUCTION UNIT |  | JGGN16196 | Memorial City-Labor & Delivery | MHHS-Mem City |  |  |  |  | 041-14820 | West | MHHS-Mem City | Memorial City-Labor & Delivery |  | 10/1/16 |  |  |  | REGULATORS, SUCTION |  | .needs class | [5 empty] | Datex-Ohmeda | [7 empty] | Covered PM Repair - Biomedical | MHHS-Mem City
NO | YES |  |  |  |  | 041-14858 | Datex-Ohmeda | INTERMITTENT SUCTION UNIT |  | JGGN16159 | Memorial City-Labor & Delivery | MHHS-Mem City |  |  |  |  | 041-14858 | West | MHHS-Mem City | Memorial City-Labor & Delivery | Post Bay 5 | 10/1/16 |  |  |  | REGULATORS, SUCTION |  | .needs class | [5 empty] | Datex-Ohmeda | [7 empty] | Covered PM Repair - Biomedical | MHHS-Mem City
NO | YES |  |  |  | 041-14824 | 041-14824 | Datex-Ohmeda | INTERMITTENT SUCTION UNIT |  | JGGN16202 | Memorial City-Labor & Delivery | MHHS-Mem City |  |  |  | 041-14824 | 041-14824 | West | MHHS-Mem City | Memorial City-Labor & Delivery | Recovery | 10/1/16 |  |  |  | REGULATORS, SUCTION |  | .needs class | [5 empty] | Datex-Ohmeda | [7 empty] | Covered PM Repair - Biomedical | MHHS-Mem City
NO | YES |  |  |  |  | 041-09859 | Datex-Ohmeda | INTERMITTENT SUCTION UNIT |  | GFFK08093 | Memorial City-Labor & Delivery | MHHS-Mem City |  |  |  |  | 041-09859 | West | MHHS-Mem City | Memorial City-Labor & Delivery |  | 10/1/16 |  |  |  | REGULATORS, SUCTION |  | .needs class | [5 empty] | Datex-Ohmeda | [7 empty] | Covered PM Repair - Biomedical | MHHS-Mem City
NO | YES |  |  |  |  | 041-09857 | Datex-Ohmeda | INTERMITTENT SUCTION UNIT |  | GFFK08106 | Memorial City-Labor & Delivery | MHHS-Mem City |  |  |  |  | 041-09857 | West | MHHS-Mem City | Memorial City-Labor & Delivery | Post Bay 5 | 10/1/16 |  |  |  | REGULATORS, SUCTION |  | .needs class | [5 empty] | Datex-Ohmeda | [7 empty] | Covered PM Repair - Biomedical | MHHS-Mem City
NO | YES |  |  |  | 041-14822 | 041-14822 | Datex-Ohmeda | INTERMITTENT SUCTION UNIT |  | JUGGN16194 | Memorial City-Labor & Delivery | MHHS-Mem City |  |  |  | 041-14822 | 041-14822 | West | MHHS-Mem City | Memorial City-Labor & Delivery | Room 3M10 | 10/1/16 |  |  |  | REGULATORS, SUCTION |  | .needs class | [5 empty] | Datex-Ohmeda |  |  |  |  | 1/26/19 |  |  | Covered PM Repair - Biomedical | MHHS-Mem City
NO | YES |  |  |  | 041-08689 | 041-08689 | Datex-Ohmeda | INTERMITTENT SUCTION UNIT |  | GFFJ10038 | Memorial City-Labor & Delivery | MHHS-Mem City |  |  |  | 041-08689 | 041-08689 | West | MHHS-Mem City | Memorial City-Labor & Delivery | Room 5 | 10/1/16 |  |  |  | REGULATORS, SUCTION |  | .needs class | [5 empty] | Datex-Ohmeda | [7 empty] | Covered PM Repair - Biomedical | MHHS-Mem City
NO | YES |  |  |  |  | 041-14812 | Datex-Ohmeda | INTERMITTENT SUCTION UNIT |  | JGGN16156 | Memorial City-Labor & Delivery | MHHS-Mem City |  |  |  |  | 041-14812 | West | MHHS-Mem City | Memorial City-Labor & Delivery | OBED 6 | 10/1/16 |  |  |  | REGULATORS, SUCTION |  | .needs class | [5 empty] | Datex-Ohmeda |  |  |  |  | 12/20/13 |  |  | Covered PM Repair - Biomedical | MHHS-Mem City
NO | YES |  |  |  |  | 041-09854 | Datex-Ohmeda | INTERMITTENT SUCTION UNIT |  | GFFK08089 | Memorial City-Labor & Delivery | MHHS-Mem City |  |  |  |  | 041-09854 | West | MHHS-Mem City | Memorial City-Labor & Delivery | OR 1 | 10/1/16 |  |  |  | REGULATORS, SUCTION |  | .needs class | [5 empty] | Datex-Ohmeda |  |  |  |  | 12/20/13 |  |  | Covered PM Repair - Biomedical | MHHS-Mem City
NO | YES |  |  |  |  | 041-08523 | Datex-Ohmeda | INTERMITTENT SUCTION UNIT |  | GFFJ09885 | Memorial City-Labor & Delivery | MHHS-Mem City |  |  |  |  | 041-08523 | West | MHHS-Mem City | Memorial City-Labor & Delivery | OR 1 | 10/1/16 |  |  |  | REGULATORS, SUCTION |  | .needs class | [5 empty] | Datex-Ohmeda | [7 empty] | Covered PM Repair - Biomedical | MHHS-Mem City
NO | YES |  |  |  | 041-04689 | 041-04689 | Datex-Ohmeda | INTERMITTENT SUCTION UNIT |  | GFHG15163 | MEMORIAL CITY - Outpatient | MHHS-Mem City |  |  |  | 041-04689 | 041-04689 | West | Memorial Hermann Memorial City Medical Center | MEMORIAL CITY - Outpatient | MEMORIAL CITY - OUTPATIENT |  |  |  |  | REGULATORS, SUCTION |  | .needs class | [5 empty] | Datex-Ohmeda | [7 empty] | Not Covered Vendor Only - Biomedical | MHHS-Mem City
NO | YES |  |  |  | 041-05678 | 041-05678 | Datex-Ohmeda | INTERMITTENT SUCTION UNIT |  | gfhg15159 | MEMORIAL CITY - OUTPATIENT SURGERY | MHHS-Mem City |  |  |  | 041-05678 | 041-05678 | West | Memorial Hermann - Memorial City | MEMORIAL CITY - OUTPATIENT SURGERY | OPS West Tower 1st Floor W1 300.44 Storage Room |  |  |  |  | REGULATORS, SUCTION |  | .needs class | [5 empty] | Datex-Ohmeda | [7 empty] | Covered PM Repair - Biomedical | MHHS-Mem City
NO | YES |  |  |  | 041-05681 | 041-05681 | Datex-Ohmeda | INTERMITTENT SUCTION UNIT |  | gfhg15160 | MEMORIAL CITY - OUTPATIENT SURGERY | MHHS-Mem City |  |  |  | 041-05681 | 041-05681 | West | Memorial Hermann - Memorial City | MEMORIAL CITY - OUTPATIENT SURGERY | OPS West Tower 1st Floor W1 300.44 Storage Room |  |  |  |  | REGULATORS, SUCTION |  | .needs class | [5 empty] | Datex-Ohmeda | [7 empty] | Covered PM Repair - Biomedical | MHHS-Mem City
NO | YES |  |  |  | 041-06211 | 041-06211 | Datex-Ohmeda | INTERMITTENT SUCTION UNIT |  | gfhg10882 | Memorial City-Outpatient Surgery | MHHS-Mem City |  |  |  | 041-06211 | 041-06211 | West | Memorial Hermann Memorial City Medical Center | Memorial City-Outpatient Surgery | W1 OPS OR 8 |  |  |  |  | REGULATORS, SUCTION |  | .needs class | [5 empty] | Datex-Ohmeda | [7 empty] | Covered PM Repair - Biomedical | MHHS-Mem City
NO | YES |  |  |  | 041-04561 | 041-04561 | Datex-Ohmeda | INTERMITTENT SUCTION UNIT |  | GFFG09686 | MEMORIAL CITY - MHT - JHC PACU | MHHS-Mem City |  |  |  | 041-04561 | 041-04561 | West | Memorial City - Memorial Hermann Hospital West | MEMORIAL CITY - MHT - JHC PACU | West Recovery 15 |  |  |  |  | REGULATORS, SUCTION |  | .needs class | [5 empty] | Datex-Ohmeda | [7 empty] | Covered PM Repair - Biomedical | MHHS-Mem City
NO | YES |  |  |  | 041-05173 | 041-05173 | Datex-Ohmeda | INTERMITTENT SUCTION UNIT |  | GFFG09694 | (null) | MHHS-Mem City |  |  |  | 041-05173 | 041-05173 | (null) | (null) | (null) | (null) | (null) | (null) | (null) | (null) | REGULATORS, SUCTION |  | .needs class | [5 empty] | Datex-Ohmeda | [7 empty] | Covered PM Repair - Biomedical | MHHS-Mem City
NO | YES |  |  |  | 041-04635 | 041-04635 | Datex-Ohmeda | INTERMITTENT SUCTION UNIT |  | GFFG09707 | MEMORIAL CITY - OUTPATIENT SURGERY RECOVERY | MHHS-Mem City |  |  |  | 041-04635 | 041-04635 | West | Memorial Hermann - Memorial City | MEMORIAL CITY - OUTPATIENT SURGERY RECOVERY | West Tower 1st Floor Recovery 2 |  |  |  |  | REGULATORS, SUCTION |  | .needs class | [5 empty] | Datex-Ohmeda | [7 empty] | Covered PM Repair - Biomedical | MHHS-Mem City
NO | YES |  |  |  | 041-08550 | 041-08550 | Datex-Ohmeda | INTERMITTENT SUCTION UNIT |  | GFFJ09914 | MEMORIAL CITY - Outpatient Surgery | MHHS-Mem City |  |  |  | 041-08550 | 041-08550 | West | Memorial Hermann Memorial City Medical Center | MEMORIAL CITY - Outpatient Surgery | W1 Recovery |  |  |  |  | REGULATORS, SUCTION |  | .needs class | [5 empty] | Datex-Ohmeda | [7 empty] | Covered PM Repair - Biomedical | MHHS-Mem City
NO | YES |  |  |  | 041-08580 | 041-08580 | Datex-Ohmeda | INTERMITTENT SUCTION UNIT |  | GFFJ10029 | Memorial city -out patient surgery | MHHS-Mem City |  |  |  | 041-08580 | 041-08580 | West and memorial city | Memorial city - memorial herman | Memorial city -out patient surgery | (W1 recovery |  |  |  | One pm required | REGULATORS, SUCTION |  | .needs class | [5 empty] | Datex-Ohmeda | [7 empty] | Covered PM Repair - Biomedical | MHHS-Mem City
NO | YES |  |  |  |  | 099-01496 | Datex-Ohmeda | INTERMITTENT SUCTION UNIT |  | GFFX05208 | NE-Central Supply | MHHS-Northeast |  |  |  |  | 099-01496 | Katy | MHHS-Northeast | NE-Central Supply |  | 4/1/17 | 4/1/18 |  |  | REGULATORS, SUCTION |  | .needs class | [5 empty] | Datex-Ohmeda |  |  |  |  | 12/31/17 |  |  | Covered PM Repair - Lab Analyzers/Anesth | MHHS-Northeast
NO | YES |  |  |  |  | 099-01796 | Datex-Ohmeda | INTERMITTENT SUCTION UNIT |  | GFFA12223 | NE-Med/Surg | MHHS-Northeast |  |  |  |  | 099-01796 | Katy | MHHS-Northeast | NE-Med/Surg | S201 | 4/1/17 |  |  |  | REGULATORS, SUCTION |  | .needs class | [5 empty] | Datex-Ohmeda | [7 empty] | Not Covered Vendor Only - Lab Ana/Anes | MHHS-Northeast
NO | YES |  |  |  |  | 099-00094 | Datex-Ohmeda | INTERMITTENT SUCTION UNIT |  | GFFA12267 | NE-Endoscopy | MHHS-Northeast |  |  |  |  | 099-00094 | Katy | MHHS-Northeast | NE-Endoscopy | Cardio Pulmonary | 4/1/17 |  |  |  | REGULATORS, SUCTION |  | .needs class | [5 empty] | Datex-Ohmeda | [7 empty] | Not Covered Vendor Only - Lab Ana/Anes | MHHS-Northeast
NO | YES |  |  |  | 005-10328 | 005-10328 | Datex-Ohmeda | INTERMITTENT SUCTION UNIT |  | GFFK074347 | SE-Cath Lab-Recovery | MHHS-Southeast |  |  |  | 005-10328 | 005-10328 | Southeast | MHHS-Southeast | SE-Cath Lab-Recovery | Nuclear Medicine 4 | 5/1/15 |  |  |  | REGULATORS, SUCTION |  | .needs class | [5 empty] | Datex-Ohmeda | [7 empty] | Covered PM Repair - Biomedical | MHHS-Southeast
NO | YES |  |  |  | 005-05737 | 005-05737 | Datex-Ohmeda | INTERMITTENT SUCTION UNIT |  | GFFL04924 | SE- NICU | MHHS-Southeast |  |  |  | 005-05737 | 005-05737 | Southeast | Memorial Hermann Southeast Hospital | SE- NICU | E4 005.11A | 10/1/17 |  |  |  | REGULATORS, SUCTION |  | .needs class | [5 empty] | Datex-Ohmeda | [7 empty] | Covered PM Repair - Biomedical | MHHS-Southeast
NO | YES |  |  |  | 029-01018 | 029-01018 | Datex-Ohmeda | INTERMITTENT SUCTION UNIT |  | gfff34275 | Woodlands-PCU6 | MHHS-Woodlands |  |  |  | 029-01018 | 029-01018 | Woodlands | MHHS-Woodlands | Woodlands-PCU6 | Room 6243 |  |  |  | No p.m. | REGULATORS, SUCTION |  | .needs class | [5 empty] | Datex-Ohmeda | [7 empty] | Not Covered Vendor Only - Lab Ana/Anes | MHHS-Woodlands
NO | YES |  |  |  | 029-01267 | 029-01267 | Datex-Ohmeda | INTERMITTENT SUCTION UNIT |  | GFFB22218 | Woodlands-Anesthesia | MHHS-Woodlands |  |  |  | 029-01267 | 029-01267 | Woodlands | MHHS-Woodlands | Woodlands-Anesthesia | OR |  |  |  |  | REGULATORS, SUCTION |  | .needs class | [5 empty] | Datex-Ohmeda | [7 empty] | Not Covered Vendor Only - Lab Ana/Anes | MHHS-Woodlands
NO | YES |  |  |  | 029-01275 | 029-01275 | Datex-Ohmeda | INTERMITTENT SUCTION UNIT |  | GFFB22238 | Woodlands-NICU | MHHS-Woodlands |  |  |  | 029-01275 | 029-01275 | Woodlands | MHHS-Woodlands | Woodlands-NICU | Nicu Nursey level 2 |  |  |  |  | REGULATORS, SUCTION |  | .needs class | [5 empty] | Datex-Ohmeda | [7 empty] | Covered PM Repair Labor Only - Biomedica | MHHS-Woodlands
NO | YES |  |  |  | 029-01855 | 029-01855 | Datex-Ohmeda | INTERMITTENT SUCTION UNIT |  | GFFF34310 | Woodlands-Central Supply | MHHS-Woodlands |  |  |  | 029-01855 | 029-01855 | Woodlands | MHHS-Woodlands | Woodlands-Central Supply | Room 21 | 7/1/17 |  |  |  | REGULATORS, SUCTION |  | .needs class | [5 empty] | Datex-Ohmeda | [7 empty] | Not Covered Vendor Only - Lab Ana/Anes | MHHS-Woodlands
NO | YES |  |  |  | 029-02304 | 029-02304 | Datex-Ohmeda | INTERMITTENT SUCTION UNIT |  | CFFF32614 | Woodlands-Birth Center | MHHS-Woodlands |  |  |  | 029-02304 | 029-02304 | Woodlands | MHHS-Woodlands | Woodlands-Birth Center | Room W1 231 |  |  |  |  | REGULATORS, SUCTION |  | .needs class | [5 empty] | Datex-Ohmeda | [7 empty] | Not Covered Vendor Only - Lab Ana/Anes | MHHS-Woodlands
NO | YES |  |  |  | 029-02337 | 029-02337 | Datex-Ohmeda | INTERMITTENT SUCTION UNIT |  | GFFF34353 | Woodlands-Central Supply | MHHS-Woodlands |  |  |  | 029-02337 | 029-02337 | Woodlands | MHHS-Woodlands | Woodlands-Central Supply |  | 7/1/17 |  |  |  | REGULATORS, SUCTION |  | .needs class | [5 empty] | Datex-Ohmeda | [7 empty] | Not Covered Vendor Only - Lab Ana/Anes | MHHS-Woodlands
NO | YES |  |  |  | 029-02368 | 029-02368 | Datex-Ohmeda | INTERMITTENT SUCTION UNIT |  | GFFF34296 | WOODLANDS-RADIOLOGY RECOVERY | MHHS-Woodlands |  |  |  | 029-02368 | 029-02368 | Woodlands | MHHS-WOODLANDS | WOODLANDS-RADIOLOGY RECOVERY | Radiology Recovery Rm 3 |  |  |  |  | REGULATORS, SUCTION |  | .needs class | [5 empty] | Datex-Ohmeda | [7 empty] | Not Covered Vendor Only - Lab Ana/Anes | MHHS-Woodlands
NO | YES |  |  |  | 029-03960 | 029-03960 | Datex-Ohmeda | INTERMITTENT SUCTION UNIT |  | GFFJ18050 | Woodlands-Central Supply | MHHS-Woodlands |  |  |  | 029-03960 | 029-03960 | Woodlands | MHHS-Woodlands | Woodlands-Central Supply | OR 3 | 10/1/17 |  |  |  | REGULATORS, SUCTION |  | .needs class | [5 empty] | Datex-Ohmeda | [7 empty] | Not Covered Vendor Only - Lab Ana/Anes | MHHS-Woodlands
NO | YES |  |  |  | 029-04082 | 029-04082 | Datex-Ohmeda | INTERMITTENT SUCTION UNIT |  | GFFJ34769 | Woodlands-Central Supply | MHHS-Woodlands |  |  |  | 029-04082 | 029-04082 | Woodlands | MHHS-Woodlands | Woodlands-Central Supply | OR 2 |  |  |  |  | REGULATORS, SUCTION |  | .needs class | [5 empty] | Datex-Ohmeda | [7 empty] | Not Covered Vendor Only - Lab Ana/Anes | MHHS-Woodlands
YES | YES |  |  |  | 029-00459 | 029-00459 | Datex-Ohmeda | INTERMITTENT SUCTION UNIT |  | GFFB22254 | WOODLANDS - OR |  |  |  |  | 029-00459 | 029-00459 | Woodlands |  | WOODLANDS - OR | OR 9
YES | YES |  |  |  | 029-02366 | 029-02366 | Datex-Ohmeda | INTERMITTENT SUCTION UNIT |  | CFFF34294 | OB / LD |  |  |  |  | 029-02366 | 029-02366 | Woodlands | Memorial Hermann Hospital Woodlands | OB / LD | Room W1 231
YES | YES |  |  |  | 029-01927 | 029-01927 | Datex-Ohmeda | INTERMITTENT SUCTION UNIT |  | CFFF32666 | OB / LD |  |  |  |  | 029-01927 | 029-01927 | Woodlands | Memorial Hermann Hospital Woodlands | OB / LD | Room W1 232
YES | YES |  |  |  | 029-02332 | 029-02332 | Datex-Ohmeda | INTERMITTENT SUCTION UNIT |  | CFFF34348 | OB / LD |  |  |  |  | 029-02332 | 029-02332 | Woodlands | Memorial Hermann Hospital Woodlands | OB / LD | Room W1 232
YES | YES |  |  |  | 029-02376 | 029-02376 | Datex-Ohmeda | INTERMITTENT SUCTION UNIT |  | CFFF32684 | OB / LD |  |  |  |  | 029-02376 | 029-02376 | Woodlands | Memorial Hermann Hospital Woodlands | OB / LD | Room 1211
YES | YES |  |  |  | 029-02310 | 029-02310 | Datex-Ohmeda | INTERMITTENT SUCTION UNIT |  |  | OB / LD |  |  |  |  | 029-02310 | 029-02310 | Woodlands | Memorial Hermann Hospital Woodlands | OB / LD | Room 1212
YES | YES |  |  |  | 029-02325 | 029-02325 | Datex-Ohmeda | INTERMITTENT SUCTION UNIT |  |  | OB / LD |  |  |  |  | 029-02325 | 029-02325 | Woodlands | Memorial Hermann Hospital Woodlands | OB / LD | Room 1212
YES | YES |  |  |  | 029-01836 | 029-01836 | Datex-Ohmeda | INTERMITTENT SUCTION UNIT |  |  | OB |  |  |  |  | 029-01836 | 029-01836 | Woodlands | Memorial Hermann Hospital Woodlands | OB | Room 1221
YES | YES |  |  |  | 029-02365 | 029-02365 | Datex-Ohmeda | INTERMITTENT SUCTION UNIT |  |  | OB |  |  |  |  | 029-02365 | 029-02365 | Woodlands | Memorial Hermann Hospital Woodlands | OB | Room 1221
YES | YES |  |  |  | 029-01257 | 029-01257 | Datex-Ohmeda | INTERMITTENT SUCTION UNIT |  |  | OB |  |  |  |  | 029-01257 | 029-01257 | Woodlands | Memorial Hermann Hospital Woodlands | OB | Room 1224
YES | YES |  |  |  | 029-02390 | 029-02390 | Datex-Ohmeda | INTERMITTENT SUCTION UNIT |  |  | OB |  |  |  |  | 029-02390 | 029-02390 | Woodlands | Memorial Hermann Hospital Woodlands | OB | Room 1224
YES | YES |  |  |  | 029-01895 | 029-01895 | Datex-Ohmeda | INTERMITTENT SUCTION UNIT |  | GFFF34413 | WOODLANDS - CENTRAL SUPPLY |  |  |  |  | 029-01895 | 029-01895 | woodlands |  | WOODLANDS - CENTRAL SUPPLY | Room 21
YES | YES |  |  |  | 029-01841 | 029-01841 | Datex-Ohmeda | INTERMITTENT SUCTION UNIT |  | GFFF34342 | WOODLANDS - CENTRAL SUPPLY |  |  |  |  | 029-01841 | 029-01841 | Woodlands |  | WOODLANDS - CENTRAL SUPPLY | Room 21
YES | YES |  |  |  | 029-02353 | 029-02353 | Datex-Ohmeda | INTERMITTENT SUCTION UNIT |  |  | OB |  |  |  |  | 029-02353 | 029-02353 | Woodlands | Memorial Hermann Hospital Woodlands | OB | Room 1233
YES | YES |  |  |  | 029-01894 | 029-01894 | Datex-Ohmeda | INTERMITTENT SUCTION UNIT |  |  | WOODLANDS - RESPIRATORY |  |  |  |  | 029-01894 | 029-01894 | woodlands |  | WOODLANDS - RESPIRATORY | Nicu room 21
YES | YES |  |  |  | 029-00539 | 029-00539 | Datex-Ohmeda | INTERMITTENT SUCTION UNIT |  |  | OB |  |  |  |  | 029-00539 | 029-00539 | Woodlands | Memorial Hermann Hospital Woodlands | OB | Room 1233
YES | YES |  |  |  | 029-00441 | 029-00441 | Datex-Ohmeda | INTERMITTENT SUCTION UNIT |  |  | OB |  |  |  |  | 029-00441 | 029-00441 | Woodlands | Memorial Hermann Hospital Woodlands | OB | Room 1235
YES | YES |  |  |  | 029-02322 | 029-02322 | Datex-Ohmeda | INTERMITTENT SUCTION UNIT |  |  | OB |  |  |  |  | 029-02322 | 029-02322 | Woodlands | Memorial Hermann Hospital Woodlands | OB | Room 1235
YES | YES |  |  |  | 029-02383 | 029-02383 | Datex-Ohmeda | INTERMITTENT SUCTION UNIT |  |  | Greeland nicu |  |  |  |  | 029-02383 | 029-02383 | woodlands |  | Greeland nicu | Nicu 20
YES | YES |  |  |  | 029-13260 | 029-13260 | Datex-Ohmeda | INTERMITTENT SUCTION UNIT |  | PSAY07704 | WOODLANDS - RESPIRATORY |  |  |  |  | 029-13260 | 029-13260 | woodlands |  | WOODLANDS - RESPIRATORY | Nicu 24
YES | YES |  |  |  | 029-01947 | 029-01947 | Datex-Ohmeda | INTERMITTENT SUCTION UNIT |  | GFFF32676 | WOODLANDS - RESPIRATORY |  |  |  |  | 029-01947 | 029-01947 | woodlands |  | WOODLANDS - RESPIRATORY | Nicu 24
YES | YES |  |  |  | 029-01920 | 029-01920 | Datex-Ohmeda | INTERMITTENT SUCTION UNIT |  |  | OB |  |  |  |  | 029-01920 | 029-01920 | Woodlands | Memorial Hermann Hospital Woodlands | OB | Room 1244
YES | YES |  |  |  | W011901 | W011901 | Datex-Ohmeda | INTERMITTENT SUCTION UNIT |  | GFFF22200 | WOODLANDS - RESPIRATORY |  |  |  |  | W011901 | W011901 | Woodlands | Woodlands | WOODLANDS - RESPIRATORY
YES | YES |  |  |  | 029-01856 | 029-01856 | Datex-Ohmeda | INTERMITTENT SUCTION UNIT |  | GFFF343LL | WOODLANDS - RESPIRATORY |  |  |  |  | 029-01856 | 029-01856 | woodlands |  | WOODLANDS - RESPIRATORY
YES | YES |  |  |  | 029-02360 | 029-02360 | Datex-Ohmeda | INTERMITTENT SUCTION UNIT |  |  | OB |  |  |  |  | 029-02360 | 029-02360 | Woodlands | Memorial Hermann Hospital Woodlands | OB | Room 1244
YES | YES |  |  |  | 029-01838 | 029-01838 | Datex-Ohmeda | INTERMITTENT SUCTION UNIT |  | GFFF34339 | WOODLANDS - NICU |  |  |  |  | 029-01838 | 029-01838 | Woodlands |  | WOODLANDS - NICU
YES | YES |  |  |  | 029-01926 | 029-01926 | Datex-Ohmeda | INTERMITTENT SUCTION UNIT |  |  | OB |  |  |  |  | 029-01926 | 029-01926 | Woodlands | Memorial Hermann Hospital Woodlands | OB | Room 1245
YES | YES |  |  |  | 029-00477 | 029-00477 | Datex-Ohmeda | INTERMITTENT SUCTION UNIT |  |  | OB |  |  |  |  | 029-00477 | 029-00477 | Woodlands | Memorial Hermann Hospital Woodlands | OB | Room 1245
YES | YES |  |  |  | 029-02350 | 029-02350 | Datex-Ohmeda | INTERMITTENT SUCTION UNIT |  |  | OB |  |  |  |  | 029-02350 | 029-02350 | Woodlands | Memorial Hermann Hospital Woodlands | OB | Room 1246
YES | YES |  |  |  | 029-01864 | 029-01864 | Datex-Ohmeda | INTERMITTENT SUCTION UNIT |  | GFFF34319 | WOODLANDS - NICU |  |  |  |  | 029-01864 | 029-01864 | woodlands |  | WOODLANDS - NICU
YES | YES |  |  |  | 029-02409 | 029-02409 | Datex-Ohmeda | INTERMITTENT SUCTION UNIT |  |  | OB |  |  |  |  | 029-02409 | 029-02409 | Woodlands | Memorial Hermann Hospital Woodlands | OB | Room 1246
YES | YES |  |  |  | 029-01937 | 029-01937 | Datex-Ohmeda | INTERMITTENT SUCTION UNIT |  | GFFF34284 | WOODLANDS - NICU |  |  |  |  | 029-01937 | 029-01937 | woodlands |  | WOODLANDS - NICU
YES | YES |  |  |  | 029-02323 | 029-02323 | Datex-Ohmeda | INTERMITTENT SUCTION UNIT |  |  | OB |  |  |  |  | 029-02323 | 029-02323 | Woodlands | Memorial Hermann Hospital Woodlands | OB | Room 1251
YES | YES |  |  |  | 029-02318 | 029-02318 | Datex-Ohmeda | INTERMITTENT SUCTION UNIT |  |  | OB |  |  |  |  | 029-02318 | 029-02318 | Woodlands | Memorial Hermann Hospital Woodlands | OB | Room 1251
YES | YES |  |  |  | 029-02356 | 029-02356 | Datex-Ohmeda | INTERMITTENT SUCTION UNIT |  |  | OB |  |  |  |  | 029-02356 | 029-02356 | Woodlands | Memorial Hermann Hospital Woodlands | OB | Room 1253
YES | YES |  |  |  | 029-02358 | 029-02358 | Datex-Ohmeda | INTERMITTENT SUCTION UNIT |  |  | OB |  |  |  |  | 029-02358 | 029-02358 | Woodlands | Memorial Hermann Hospital Woodlands | OB | Room 1253
YES | YES |  |  |  | 029-05973 | 029-05973 | Datex-Ohmeda | INTERMITTENT SUCTION UNIT |  | AHBN03735 | WOODLANDS - NICU |  |  |  |  | 029-05973 | 029-05973 | woodlands |  | WOODLANDS - NICU
YES | YES |  |  |  | 029-02349 | 029-02349 | Datex-Ohmeda | INTERMITTENT SUCTION UNIT |  |  | OB |  |  |  |  | 029-02349 | 029-02349 | Woodlands | Memorial Hermann Hospital Woodlands | OB | Room 1254
YES | YES |  |  |  | 029-01860 | 029-01860 | Datex-Ohmeda | INTERMITTENT SUCTION UNIT |  | GFFF34315 | WOODLANDS - NICU |  |  |  |  | 029-01860 | 029-01860 | woodlands |  | WOODLANDS - NICU
NO | YES |  |  |  | 029-00417 | 029-00417 | Datex-Ohmeda | INTERMITTENT SUCTION UNIT |  | GFFB22239 | Woodlands-NICU |  |  |  |  | 029-00417 | 029-00417 | Woodlands | MHHS-Woodlands | Woodlands-NICU
YES | YES |  |  |  | 029-01924 | 029-01924 | Datex-Ohmeda | INTERMITTENT SUCTION UNIT |  |  | LAbor Delivery |  |  |  |  | 029-01924 | 029-01924 | Woodlands | Herman memorial medical center woodlands | LAbor Delivery | Room 1262
YES | YES |  |  |  | 029-01899 | 029-01899 | Datex-Ohmeda | INTERMITTENT SUCTION UNIT |  |  | LAbor Delivery |  |  |  |  | 029-01899 | 029-01899 | Woodlands | Herman memorial medical center woodlands | LAbor Delivery | Room 1262
YES | YES |  |  |  | 029-02392 | 029-02392 | Datex-Ohmeda | INTERMITTENT SUCTION UNIT |  |  | LAbor Delivery |  |  |  |  | 029-02392 | 029-02392 | Woodlands | Herman memorial medical center woodlands | LAbor Delivery | Room 1261
YES | YES |  |  |  | 029-03975 | 029-03975 | Datex-Ohmeda | INTERMITTENT SUCTION UNIT |  |  | LAbor Delivery |  |  |  |  | 029-03975 | 029-03975 | Woodlands | Herman memorial medical center woodlands | LAbor Delivery | Room 1261
YES | YES |  |  |  | 029-01921 | 029-01921 | Datex-Ohmeda | INTERMITTENT SUCTION UNIT |  |  | LAbor Delivery |  |  |  |  | 029-01921 | 029-01921 | Woodlands | Herman memorial medical center woodlands | LAbor Delivery | Room 1264
YES | YES |  |  |  | 029-00788 | 029-00788 | Datex-Ohmeda | INTERMITTENT SUCTION UNIT |  | GFFD02696 | WOODLANDS - BIRTH CENTER |  |  |  |  | 029-00788 | 029-00788 | Woodlands |  | WOODLANDS - BIRTH CENTER
YES | YES |  |  |  | 029-00432 | 029-00432 | Datex-Ohmeda | INTERMITTENT SUCTION UNIT |  |  | Labor/Delivery |  |  |  |  | 029-00432 | 029-00432 | Woodlands | Herman memorial hospital Woodlands | Labor/Delivery | Room1243
YES | YES |  |  |  | 029-01918 | 029-01918 | Datex-Ohmeda | INTERMITTENT SUCTION UNIT |  |  | Labor/Delivery |  |  |  |  | 029-01918 | 029-01918 | Woodlands | Herman memorial hospital Woodlands | Labor/Delivery | Room1236
YES | YES |  |  |  | 029-13617 | 029-13617 | Datex-Ohmeda | INTERMITTENT SUCTION UNIT |  |  | Labor/Delivery |  |  |  |  | 029-13617 | 029-13617 | Woodlands | Herman memorial hospital Woodlands | Labor/Delivery | Room1236
YES | YES |  |  |  | 029-13493 | 029-13493 | Datex-Ohmeda | INTERMITTENT SUCTION UNIT |  | Gffj29469 | L |  |  |  |  | 029-13493 | 029-13493 | Woodlands | Memorial Hermann Hospital Woodlands | L | L
YES | YES | Serial Number GFFB22222 |  |  | 029-00276 | 029-00276 | Datex-Ohmeda | INTERMITTENT SUCTION UNIT |  | GFFB22222 | WOODLANDS - ANESTHESIA |  |  |  |  | 029-00276 | 029-00276 | Woodlands | Memorial Hermann The Woodlands Medical Center | WOODLANDS - ANESTHESIA | OR
YES | YES |  |  |  | 041-05677 | 041-05677 | Datex-Ohmeda | INTERMITTENT SUCTION UNIT |  | GFHG15169 | MEMORIAL CITY - Outpatient |  |  |  |  | 041-05677 | 041-05677 | West | Memorial Hermann Memorial City Medical Center | MEMORIAL CITY - Outpatient | MEMORIAL CITY - OUTPATIENT
YES | YES |  |  |  | 041-08605 | 041-08605 | Datex-Ohmeda | INTERMITTENT SUCTION UNIT |  | GFFJ10064 | E7 Med Surg |  |  |  |  | 041-08605 | 041-08605 | West | Memorial Hermann Medical Group Memorial City (#100) | E7 Med Surg | Room 702 |  |  |  | No p.m.
NO | NO |  |  |  | 009-01245 |  | Datex-Ohmeda | INTERMITTENT SUCTION UNIT |  | GFCG03860 | GH - CENTRAL SUPPLY | MHHS-Greater Heights |  |  |  | 009-01245 |  | Central & Greater Heights |  | GH - CENTRAL SUPPLY | [5 empty] | REGULATORS, SUCTION |  | .needs class | [5 empty] | Datex-Ohmeda | [7 empty] | Covered PM Repair - Respiratory/Steriliz | MHHS-Greater Heights
NO | NO |  |  |  | 009-09988 |  | Datex-Ohmeda | INTERMITTENT SUCTION UNIT |  | JGGU03355 | GH - CENTRAL SUPPLY | MHHS-Greater Heights |  |  |  | 009-09988 |  | Central & Greater Heights |  | GH - CENTRAL SUPPLY | [5 empty] | REGULATORS, SUCTION |  | .needs class | [5 empty] | Datex-Ohmeda | [7 empty] | Covered PM Repair - Respiratory/Steriliz | MHHS-Greater Heights
NO | NO |  |  |  | 009-09989 |  | Datex-Ohmeda | INTERMITTENT SUCTION UNIT |  | GFFM00918 | GH - CENTRAL SUPPLY | MHHS-Greater Heights |  |  |  | 009-09989 |  | Central & Greater Heights |  | GH - CENTRAL SUPPLY | [5 empty] | REGULATORS, SUCTION |  | .needs class | [5 empty] | Datex-Ohmeda | [7 empty] | Covered PM Repair - Lab Analyzers/Anesth | MHHS-Greater Heights
NO | NO |  |  |  | 009-04533 |  | Datex-Ohmeda | INTERMITTENT SUCTION UNIT |  | GFFJ02494 | GH - ICU | MHHS-Greater Heights |  |  |  | 009-04533 |  | Central & Greater Heights |  | GH - ICU | [5 empty] | REGULATORS, SUCTION |  | .needs class | [5 empty] | Datex-Ohmeda | [7 empty] | Covered PM Repair - Respiratory/Steriliz | MHHS-Greater Heights
NO | NO |  |  |  | GFFC15912 |  | Datex-Ohmeda | INTERMITTENT SUCTION UNIT |  | GFFC15912 | MEMORIAL CITY - CENTRAL SUPPLY | MHHS-Mem City |  |  |  | GFFC15912 |  | West & Memorial City |  | MEMORIAL CITY - CENTRAL SUPPLY | [5 empty] | REGULATORS, SUCTION |  | .needs class | [5 empty] | Datex-Ohmeda | [7 empty] | Covered PM Repair - Biomedical | MHHS-Mem City
NO | NO |  |  |  | GFFG15895 |  | Datex-Ohmeda | INTERMITTENT SUCTION UNIT |  | GFFG15895 | MEMORIAL CITY - CENTRAL SUPPLY | MHHS-Mem City |  |  |  | GFFG15895 |  | West & Memorial City |  | MEMORIAL CITY - CENTRAL SUPPLY | [5 empty] | REGULATORS, SUCTION |  | .needs class | [5 empty] | Datex-Ohmeda | [7 empty] | Covered PM Repair - Biomedical | MHHS-Mem City
NO | NO |  |  |  | GFFG16184 |  | Datex-Ohmeda | INTERMITTENT SUCTION UNIT |  | GFFG16184 | MEMORIAL CITY - CENTRAL SUPPLY | MHHS-Mem City |  |  |  | GFFG16184 |  | West & Memorial City |  | MEMORIAL CITY - CENTRAL SUPPLY | [5 empty] | REGULATORS, SUCTION |  | .needs class | [5 empty] | Datex-Ohmeda | [7 empty] | Covered PM Repair - Biomedical | MHHS-Mem City
NO | NO |  |  |  | GFFG20157 |  | Datex-Ohmeda | INTERMITTENT SUCTION UNIT |  | GFFG20157 | MEMORIAL CITY - CENTRAL SUPPLY | MHHS-Mem City |  |  |  | GFFG20157 |  | West & Memorial City |  | MEMORIAL CITY - CENTRAL SUPPLY | [5 empty] | REGULATORS, SUCTION |  | .needs class | [5 empty] | Datex-Ohmeda | [7 empty] | Covered PM Repair - Biomedical | MHHS-Mem City
NO | NO |  |  |  | 041-04813 |  | Datex-Ohmeda | INTERMITTENT SUCTION UNIT |  | GFFG15989 | MEMORIAL CITY - EAST TOWER - IMCU | MHHS-Mem City |  |  |  | 041-04813 |  | West & Memorial City |  | MEMORIAL CITY - EAST TOWER - IMCU | [5 empty] | REGULATORS, SUCTION |  | .needs class | [5 empty] | Datex-Ohmeda | [7 empty] | Covered PM Repair Labor Only - Biomedica | MHHS-Mem City
NO | NO |  |  |  | 041-04815 |  | Datex-Ohmeda | INTERMITTENT SUCTION UNIT |  | GFFC15198 | MEMORIAL CITY - EAST TOWER - IMCU | MHHS-Mem City |  |  |  | 041-04815 |  | West & Memorial City |  | MEMORIAL CITY - EAST TOWER - IMCU | [5 empty] | REGULATORS, SUCTION |  | .needs class | [5 empty] | Datex-Ohmeda | [7 empty] | Covered PM Repair Labor Only - Biomedica | MHHS-Mem City
NO | NO |  |  |  | 041-04816 |  | Datex-Ohmeda | INTERMITTENT SUCTION UNIT |  | GFFG15883 | MEMORIAL CITY - EAST TOWER - IMCU | MHHS-Mem City |  |  |  | 041-04816 |  | West & Memorial City |  | MEMORIAL CITY - EAST TOWER - IMCU | [5 empty] | REGULATORS, SUCTION |  | .needs class | [5 empty] | Datex-Ohmeda | [7 empty] | Covered PM Repair - Biomedical | MHHS-Mem City
NO | NO |  |  |  | 041-04818 |  | Datex-Ohmeda | INTERMITTENT SUCTION UNIT |  | GFFG15979 | MEMORIAL CITY - EAST TOWER - IMCU | MHHS-Mem City |  |  |  | 041-04818 |  | West & Memorial City |  | MEMORIAL CITY - EAST TOWER - IMCU | [5 empty] | REGULATORS, SUCTION |  | .needs class | [5 empty] | Datex-Ohmeda | [7 empty] | Covered PM Repair - Radiology, Low End | MHHS-Mem City
NO | NO |  |  |  | 041-04821 |  | Datex-Ohmeda | INTERMITTENT SUCTION UNIT |  | GFFG15893 | MEMORIAL CITY - EAST TOWER - IMCU | MHHS-Mem City |  |  |  | 041-04821 |  | West & Memorial City |  | MEMORIAL CITY - EAST TOWER - IMCU | [5 empty] | REGULATORS, SUCTION |  | .needs class | [5 empty] | Datex-Ohmeda | [7 empty] | Covered PM Repair - Biomedical | MHHS-Mem City
NO | NO |  |  |  | 041-04823 |  | Datex-Ohmeda | INTERMITTENT SUCTION UNIT |  | GFFG15197 | MEMORIAL CITY - EAST TOWER - IMCU | MHHS-Mem City |  |  |  | 041-04823 |  | West & Memorial City |  | MEMORIAL CITY - EAST TOWER - IMCU | [5 empty] | REGULATORS, SUCTION |  | .needs class | [5 empty] | Datex-Ohmeda | [7 empty] | Covered PM Repair Labor Only - Biomedica | MHHS-Mem City
NO | NO |  |  |  | 041-04824 |  | Datex-Ohmeda | INTERMITTENT SUCTION UNIT |  | GFFG15465 | MEMORIAL CITY - EAST TOWER - IMCU | MHHS-Mem City |  |  |  | 041-04824 |  | West & Memorial City |  | MEMORIAL CITY - EAST TOWER - IMCU | [5 empty] | REGULATORS, SUCTION |  | .needs class | [5 empty] | Datex-Ohmeda | [7 empty] | Covered PM Repair - Biomedical | MHHS-Mem City
NO | NO |  |  |  | 041-04829 |  | Datex-Ohmeda | INTERMITTENT SUCTION UNIT |  | GFFG15981 | MEMORIAL CITY - EAST TOWER - IMCU | MHHS-Mem City |  |  |  | 041-04829 |  | West & Memorial City |  | MEMORIAL CITY - EAST TOWER - IMCU | [5 empty] | REGULATORS, SUCTION |  | .needs class | [5 empty] | Datex-Ohmeda | [7 empty] | Covered PM Repair - Biomedical | MHHS-Mem City
NO | NO |  |  |  | 041-04830 |  | Datex-Ohmeda | INTERMITTENT SUCTION UNIT |  | GFFG15957 | MEMORIAL CITY - EAST TOWER - IMCU | MHHS-Mem City |  |  |  | 041-04830 |  | West & Memorial City |  | MEMORIAL CITY - EAST TOWER - IMCU | [5 empty] | REGULATORS, SUCTION |  | .needs class | [5 empty] | Datex-Ohmeda | [7 empty] | Covered PM Repair - Biomedical | MHHS-Mem City
NO | NO |  |  |  | 041-04832 |  | Datex-Ohmeda | INTERMITTENT SUCTION UNIT |  | GFFG15464 | MEMORIAL CITY - EAST TOWER - IMCU | MHHS-Mem City |  |  |  | 041-04832 |  | West & Memorial City |  | MEMORIAL CITY - EAST TOWER - IMCU | [5 empty] | REGULATORS, SUCTION |  | .needs class | [5 empty] | Datex-Ohmeda | [7 empty] | Covered PM Repair - Biomedical | MHHS-Mem City
NO | NO |  |  |  | 041-04836 |  | Datex-Ohmeda | INTERMITTENT SUCTION UNIT |  | GFFG15457 | MEMORIAL CITY - EAST TOWER - IMCU | MHHS-Mem City |  |  |  | 041-04836 |  | West & Memorial City |  | MEMORIAL CITY - EAST TOWER - IMCU | [5 empty] | REGULATORS, SUCTION |  | .needs class | [5 empty] | Datex-Ohmeda | [7 empty] | Covered PM Repair - Biomedical | MHHS-Mem City
NO | NO |  |  |  | 041-04841 |  | Datex-Ohmeda | INTERMITTENT SUCTION UNIT |  | GFFG16156 | MEMORIAL CITY - EAST TOWER - IMCU | MHHS-Mem City |  |  |  | 041-04841 |  | West & Memorial City |  | MEMORIAL CITY - EAST TOWER - IMCU | [5 empty] | REGULATORS, SUCTION |  | .needs class | [5 empty] | Datex-Ohmeda | [7 empty] | Covered PM Repair - Biomedical | MHHS-Mem City
NO | NO |  |  |  | 041-04847 |  | Datex-Ohmeda | INTERMITTENT SUCTION UNIT |  | GFFG15904 | MEMORIAL CITY - EAST TOWER - IMCU | MHHS-Mem City |  |  |  | 041-04847 |  | West & Memorial City |  | MEMORIAL CITY - EAST TOWER - IMCU | [5 empty] | REGULATORS, SUCTION |  | .needs class | [5 empty] | Datex-Ohmeda | [7 empty] | Covered PM Repair - Biomedical | MHHS-Mem City
NO | NO |  |  |  | 041-04849 |  | Datex-Ohmeda | INTERMITTENT SUCTION UNIT |  | GFFG15475 | MEMORIAL CITY - EAST TOWER - IMCU | MHHS-Mem City |  |  |  | 041-04849 |  | West & Memorial City |  | MEMORIAL CITY - EAST TOWER - IMCU | [5 empty] | REGULATORS, SUCTION |  | .needs class | [5 empty] | Datex-Ohmeda | [7 empty] | Covered PM Repair Labor Only - Biomedica | MHHS-Mem City
NO | NO |  |  |  | 041-04850 |  | Datex-Ohmeda | INTERMITTENT SUCTION UNIT |  | GFFG15206 | MEMORIAL CITY - EAST TOWER - IMCU | MHHS-Mem City |  |  |  | 041-04850 |  | West & Memorial City |  | MEMORIAL CITY - EAST TOWER - IMCU | [5 empty] | REGULATORS, SUCTION |  | .needs class | [5 empty] | Datex-Ohmeda | [7 empty] | Covered PM Repair Labor Only - Biomedica | MHHS-Mem City
NO | NO |  |  |  | 041-04852 |  | Datex-Ohmeda | INTERMITTENT SUCTION UNIT |  | GFFG15199 | MEMORIAL CITY - EAST TOWER - IMCU | MHHS-Mem City |  |  |  | 041-04852 |  | West & Memorial City |  | MEMORIAL CITY - EAST TOWER - IMCU | [5 empty] | REGULATORS, SUCTION |  | .needs class | [5 empty] | Datex-Ohmeda | [7 empty] | Covered PM Repair - Biomedical | MHHS-Mem City
NO | NO |  |  |  | 041-04908 |  | Datex-Ohmeda | INTERMITTENT SUCTION UNIT |  | GFFG15286 | MEMORIAL CITY - EAST TOWER - IMCU | MHHS-Mem City |  |  |  | 041-04908 |  | West & Memorial City |  | MEMORIAL CITY - EAST TOWER - IMCU | [5 empty] | REGULATORS, SUCTION |  | .needs class | [5 empty] | Datex-Ohmeda | [7 empty] | Not Covered Vendor Only - Biomedical | MHHS-Mem City
NO | NO |  |  |  | 041-05083 |  | Datex-Ohmeda | INTERMITTENT SUCTION UNIT |  | GFFG16022 | MEMORIAL CITY - EAST TOWER - IMCU | MHHS-Mem City |  |  |  | 041-05083 |  | West & Memorial City |  | MEMORIAL CITY - EAST TOWER - IMCU | [5 empty] | REGULATORS, SUCTION |  | .needs class | [5 empty] | Datex-Ohmeda | [7 empty] | Covered PM Repair - Biomedical | MHHS-Mem City
NO | NO |  |  |  | 041-05739 |  | Datex-Ohmeda | INTERMITTENT SUCTION UNIT |  | GFFG20165 | MEMORIAL CITY - EAST TOWER - IMCU | MHHS-Mem City |  |  |  | 041-05739 |  | West & Memorial City |  | MEMORIAL CITY - EAST TOWER - IMCU | [5 empty] | REGULATORS, SUCTION |  | .needs class | [5 empty] | Datex-Ohmeda | [7 empty] | Covered PM Repair - Biomedical | MHHS-Mem City
NO | NO |  |  |  | 041-06219 |  | Datex-Ohmeda | INTERMITTENT SUCTION UNIT |  | GFFG20181 | MEMORIAL CITY - EAST TOWER - IMCU | MHHS-Mem City |  |  |  | 041-06219 |  | West & Memorial City |  | MEMORIAL CITY - EAST TOWER - IMCU | [5 empty] | REGULATORS, SUCTION |  | .needs class | [5 empty] | Datex-Ohmeda | [7 empty] | Covered PM Repair - Biomedical | MHHS-Mem City
NO | NO |  |  |  | 041-06220 |  | Datex-Ohmeda | INTERMITTENT SUCTION UNIT |  | GFFG20174 | MEMORIAL CITY - EAST TOWER - IMCU | MHHS-Mem City |  |  |  | 041-06220 |  | West & Memorial City |  | MEMORIAL CITY - EAST TOWER - IMCU | [5 empty] | REGULATORS, SUCTION |  | .needs class | [5 empty] | Datex-Ohmeda | [7 empty] | Covered PM Repair - Biomedical | MHHS-Mem City
NO | NO |  |  |  | 041-06222 |  | Datex-Ohmeda | INTERMITTENT SUCTION UNIT |  | GFFG20194 | MEMORIAL CITY - EAST TOWER - IMCU | MHHS-Mem City |  |  |  | 041-06222 |  | West & Memorial City |  | MEMORIAL CITY - EAST TOWER - IMCU | [5 empty] | REGULATORS, SUCTION |  | .needs class | [5 empty] | Datex-Ohmeda | [7 empty] | Covered PM Repair - Biomedical | MHHS-Mem City
NO | NO |  |  |  | 041-06244 |  | Datex-Ohmeda | INTERMITTENT SUCTION UNIT |  | GFFG20175 | MEMORIAL CITY - EAST TOWER - IMCU | MHHS-Mem City |  |  |  | 041-06244 |  | West & Memorial City |  | MEMORIAL CITY - EAST TOWER - IMCU | [5 empty] | REGULATORS, SUCTION |  | .needs class | [5 empty] | Datex-Ohmeda | [7 empty] | Covered PM Repair - Biomedical | MHHS-Mem City
NO | NO |  |  |  | 041-06246 |  | Datex-Ohmeda | INTERMITTENT SUCTION UNIT |  | GFF020170 | MEMORIAL CITY - EAST TOWER - IMCU | MHHS-Mem City |  |  |  | 041-06246 |  | West & Memorial City |  | MEMORIAL CITY - EAST TOWER - IMCU | [5 empty] | REGULATORS, SUCTION |  | .needs class | [5 empty] | Datex-Ohmeda | [7 empty] | Covered PM Repair - Biomedical | MHHS-Mem City
NO | NO |  |  |  | 041-06373 |  | Datex-Ohmeda | INTERMITTENT SUCTION UNIT |  | GFFG20162 | MEMORIAL CITY - EAST TOWER - IMCU | MHHS-Mem City |  |  |  | 041-06373 |  | West & Memorial City |  | MEMORIAL CITY - EAST TOWER - IMCU | [5 empty] | REGULATORS, SUCTION |  | .needs class | [5 empty] | Datex-Ohmeda | [7 empty] | Covered PM Repair - Biomedical | MHHS-Mem City
NO | NO | [5 empty] | Datex-Ohmeda | INTERMITTENT SUCTION UNIT |  | V122996 | MEMORIAL CITY - EAST TOWER - IMCU | MHHS-Mem City | [5 empty] | West & Memorial City |  | MEMORIAL CITY - EAST TOWER - IMCU | [5 empty] | REGULATORS, SUCTION |  | .needs class | [5 empty] | Datex-Ohmeda | [7 empty] | Covered PM Repair - Biomedical | MHHS-Mem City
NO | NO | [5 empty] | Datex-Ohmeda | INTERMITTENT SUCTION UNIT |  | JGGN16195 | MEMORIAL CITY - LABOR & DELIVERY | MHHS-Mem City | [5 empty] | West & Memorial City |  | MEMORIAL CITY - LABOR & DELIVERY | [5 empty] | REGULATORS, SUCTION |  | .needs class | [5 empty] | Datex-Ohmeda | [7 empty] | Covered PM Repair - Biomedical | MHHS-Mem City
NO | NO | [5 empty] | Datex-Ohmeda | INTERMITTENT SUCTION UNIT |  | JFFK08012 | MEMORIAL CITY - LABOR & DELIVERY | MHHS-Mem City | [5 empty] | West & Memorial City |  | MEMORIAL CITY - LABOR & DELIVERY | [5 empty] | REGULATORS, SUCTION |  | .needs class | [5 empty] | Datex-Ohmeda | [7 empty] | Covered PM Repair - Biomedical | MHHS-Mem City
NO | NO | [5 empty] | Datex-Ohmeda | INTERMITTENT SUCTION UNIT |  | GFFK08090 | MEMORIAL CITY - LABOR & DELIVERY | MHHS-Mem City | [5 empty] | West & Memorial City |  | MEMORIAL CITY - LABOR & DELIVERY | [5 empty] | REGULATORS, SUCTION |  | .needs class | [5 empty] | Datex-Ohmeda | [7 empty] | Covered PM Repair - Biomedical | MHHS-Mem City
NO | NO | [5 empty] | Datex-Ohmeda | INTERMITTENT SUCTION UNIT |  | GFFK08008 | MEMORIAL CITY - LABOR & DELIVERY | MHHS-Mem City | [5 empty] | West & Memorial City |  | MEMORIAL CITY - LABOR & DELIVERY | [5 empty] | REGULATORS, SUCTION |  | .needs class | [5 empty] | Datex-Ohmeda | [7 empty] | Covered PM Repair - Biomedical | MHHS-Mem City
NO | NO | [5 empty] | Datex-Ohmeda | INTERMITTENT SUCTION UNIT |  | GFFK08097 | MEMORIAL CITY - LABOR & DELIVERY | MHHS-Mem City | [5 empty] | West & Memorial City |  | MEMORIAL CITY - LABOR & DELIVERY | [5 empty] | REGULATORS, SUCTION |  | .needs class | [5 empty] | Datex-Ohmeda | [7 empty] | Covered PM Repair - Biomedical | MHHS-Mem City
NO | NO | [5 empty] | Datex-Ohmeda | INTERMITTENT SUCTION UNIT |  | GFFK08091 | MEMORIAL CITY - LABOR & DELIVERY | MHHS-Mem City | [5 empty] | West & Memorial City |  | MEMORIAL CITY - LABOR & DELIVERY | [5 empty] | REGULATORS, SUCTION |  | .needs class | [5 empty] | Datex-Ohmeda | [7 empty] | Covered PM Repair - Biomedical | MHHS-Mem City
NO | NO | [5 empty] | Datex-Ohmeda | INTERMITTENT SUCTION UNIT |  | GFFK08101 | MEMORIAL CITY - LABOR & DELIVERY | MHHS-Mem City | [5 empty] | West & Memorial City |  | MEMORIAL CITY - LABOR & DELIVERY | [5 empty] | REGULATORS, SUCTION |  | .needs class | [5 empty] | Datex-Ohmeda | [7 empty] | Covered PM Repair - Biomedical | MHHS-Mem City
NO | NO | [5 empty] | Datex-Ohmeda | INTERMITTENT SUCTION UNIT |  | GFFK08092 | MEMORIAL CITY - LABOR & DELIVERY | MHHS-Mem City | [5 empty] | West & Memorial City |  | MEMORIAL CITY - LABOR & DELIVERY | [5 empty] | REGULATORS, SUCTION |  | .needs class | [5 empty] | Datex-Ohmeda | [7 empty] | Covered PM Repair - Biomedical | MHHS-Mem City
NO | NO |  |  |  | J02490 |  | Datex-Ohmeda | INTERMITTENT SUCTION UNIT |  |  | MEMORIAL CITY - LABOR & DELIVERY | MHHS-Mem City |  |  |  | J02490 |  | West & Memorial City |  | MEMORIAL CITY - LABOR & DELIVERY | [5 empty] | REGULATORS, SUCTION |  | .needs class | [5 empty] | Datex-Ohmeda | [7 empty] | Covered PM Repair - Biomedical | MHHS-Mem City
NO | NO |  |  |  | 041-05676 |  | Datex-Ohmeda | INTERMITTENT SUCTION UNIT |  | gfhg15166 | MEMORIAL CITY - OUTPATIENT SURGERY | MHHS-Mem City |  |  |  | 041-05676 |  | West & Memorial City |  | MEMORIAL CITY - OUTPATIENT SURGERY | [5 empty] | REGULATORS, SUCTION |  | .needs class | [5 empty] | Datex-Ohmeda | [7 empty] | Covered PM Repair - Biomedical | MHHS-Mem City
NO | NO |  |  |  | 041-06134 |  | Datex-Ohmeda | INTERMITTENT SUCTION UNIT |  | gfhg06505 | MEMORIAL CITY - OUTPATIENT SURGERY | MHHS-Mem City |  |  |  | 041-06134 |  | West & Memorial City |  | MEMORIAL CITY - OUTPATIENT SURGERY | [5 empty] | REGULATORS, SUCTION |  | .needs class | [5 empty] | Datex-Ohmeda | [7 empty] | Covered PM Repair - Biomedical | MHHS-Mem City
NO | NO |  |  |  | 041-04858 |  | Datex-Ohmeda | INTERMITTENT SUCTION UNIT |  | GFFG16210 | MEMORIAL CITY - SICU | MHHS-Mem City |  |  |  | 041-04858 |  | West & Memorial City |  | MEMORIAL CITY - SICU | [5 empty] | REGULATORS, SUCTION |  | .needs class | [5 empty] | Datex-Ohmeda | [7 empty] | Covered PM Repair - Biomedical | MHHS-Mem City
NO | NO |  |  |  | 041-04894 |  | Datex-Ohmeda | INTERMITTENT SUCTION UNIT |  | GFFG15351 | MEMORIAL CITY - SICU | MHHS-Mem City |  |  |  | 041-04894 |  | West & Memorial City |  | MEMORIAL CITY - SICU | [5 empty] | REGULATORS, SUCTION |  | .needs class | [5 empty] | Datex-Ohmeda | [7 empty] | Covered PM Repair - Biomedical | MHHS-Mem City
NO | NO | [5 empty] | Datex-Ohmeda | INTERMITTENT SUCTION UNIT |  | GFFU01018 | NE - CENTRAL SUPPLY | MHHS-Northeast | [5 empty] | Katy |  | NE - CENTRAL SUPPLY | [5 empty] | REGULATORS, SUCTION |  | .needs class | [5 empty] | Datex-Ohmeda | [7 empty] | Covered PM Repair - Respiratory/Steriliz | MHHS-Northeast
NO | NO | [5 empty] | Datex-Ohmeda | INTERMITTENT SUCTION UNIT |  | GFFA12181 | NE - CENTRAL SUPPLY | MHHS-Northeast | [5 empty] | Katy |  | NE - CENTRAL SUPPLY | [5 empty] | REGULATORS, SUCTION |  | .needs class | [5 empty] | Datex-Ohmeda | [7 empty] | Covered PM Repair - Respiratory/Steriliz | MHHS-Northeast
NO | NO | [5 empty] | Datex-Ohmeda | INTERMITTENT SUCTION UNIT |  | GFFA12194 | NE - CENTRAL SUPPLY | MHHS-Northeast | [5 empty] | Katy |  | NE - CENTRAL SUPPLY | [5 empty] | REGULATORS, SUCTION |  | .needs class | [5 empty] | Datex-Ohmeda | [7 empty] | Covered PM Repair - Respiratory/Steriliz | MHHS-Northeast
NO | NO | [5 empty] | Datex-Ohmeda | INTERMITTENT SUCTION UNIT |  | GFFA12205 | NE - CENTRAL SUPPLY | MHHS-Northeast | [5 empty] | Katy |  | NE - CENTRAL SUPPLY | [5 empty] | REGULATORS, SUCTION |  | .needs class | [5 empty] | Datex-Ohmeda | [7 empty] | Covered PM Repair - Lab Analyzers/Anesth | MHHS-Northeast
NO | NO | [5 empty] | Datex-Ohmeda | INTERMITTENT SUCTION UNIT |  | AHBL00253 | NE - CENTRAL SUPPLY | MHHS-Northeast | [5 empty] | Katy |  | NE - CENTRAL SUPPLY | [5 empty] | REGULATORS, SUCTION |  | .needs class | [5 empty] | Datex-Ohmeda | [7 empty] | Covered PM Repair - Lab Analyzers/Anesth | MHHS-Northeast
NO | NO | [5 empty] | Datex-Ohmeda | INTERMITTENT SUCTION UNIT |  | AHBK12883 | NE - CENTRAL SUPPLY | MHHS-Northeast | [5 empty] | Katy |  | NE - CENTRAL SUPPLY | [5 empty] | REGULATORS, SUCTION |  | .needs class | [5 empty] | Datex-Ohmeda | [7 empty] | Covered PM Repair - Lab Analyzers/Anesth | MHHS-Northeast
NO | NO | [5 empty] | Datex-Ohmeda | INTERMITTENT SUCTION UNIT |  | GFCZ04409 | NE - CENTRAL SUPPLY | MHHS-Northeast | [5 empty] | Katy |  | NE - CENTRAL SUPPLY | [5 empty] | REGULATORS, SUCTION |  | .needs class | [5 empty] | Datex-Ohmeda | [7 empty] | Covered PM Repair - Lab Analyzers/Anesth | MHHS-Northeast
NO | NO | [5 empty] | Datex-Ohmeda | INTERMITTENT SUCTION UNIT |  | AHBM06471 | NE - CENTRAL SUPPLY | MHHS-Northeast | [5 empty] | Katy |  | NE - CENTRAL SUPPLY | [5 empty] | REGULATORS, SUCTION |  | .needs class | [5 empty] | Datex-Ohmeda | [7 empty] | Not Covered Vendor Only - Lab Ana/Anes | MHHS-Northeast
NO | NO | [5 empty] | Datex-Ohmeda | INTERMITTENT SUCTION UNIT |  | GFFU03324 | NE - CENTRAL SUPPLY | MHHS-Northeast | [5 empty] | Katy |  | NE - CENTRAL SUPPLY | [5 empty] | REGULATORS, SUCTION |  | .needs class | [5 empty] | Datex-Ohmeda | [7 empty] | Not Covered Vendor Only - Lab Ana/Anes | MHHS-Northeast
NO | NO | [5 empty] | Datex-Ohmeda | INTERMITTENT SUCTION UNIT |  | GFFU03311 | NE - CENTRAL SUPPLY | MHHS-Northeast | [5 empty] | Katy |  | NE - CENTRAL SUPPLY | [5 empty] | REGULATORS, SUCTION |  | .needs class | [5 empty] | Datex-Ohmeda | [7 empty] | Not Covered Vendor Only - Lab Ana/Anes | MHHS-Northeast
NO | NO | [5 empty] | Datex-Ohmeda | INTERMITTENT SUCTION UNIT |  | GFFC17028 | NE - CENTRAL SUPPLY | MHHS-Northeast | [5 empty] | Katy |  | NE - CENTRAL SUPPLY | [5 empty] | REGULATORS, SUCTION |  | .needs class | [5 empty] | Datex-Ohmeda | [7 empty] | Not Covered Vendor Only - Lab Ana/Anes | MHHS-Northeast
NO | NO | [5 empty] | Datex-Ohmeda | INTERMITTENT SUCTION UNIT |  | AHBM03977 | NE - CENTRAL SUPPLY | MHHS-Northeast | [5 empty] | Katy |  | NE - CENTRAL SUPPLY | [5 empty] | REGULATORS, SUCTION |  | .needs class | [5 empty] | Datex-Ohmeda | [7 empty] | Not Covered Vendor Only - Lab Ana/Anes | MHHS-Northeast
NO | NO | [5 empty] | Datex-Ohmeda | INTERMITTENT SUCTION UNIT |  | AHBG05218 | NE - CENTRAL SUPPLY | MHHS-Northeast | [5 empty] | Katy |  | NE - CENTRAL SUPPLY | [5 empty] | REGULATORS, SUCTION |  | .needs class | [5 empty] | Datex-Ohmeda | [7 empty] | Not Covered Vendor Only - Lab Ana/Anes | MHHS-Northeast
NO | NO | [5 empty] | Datex-Ohmeda | INTERMITTENT SUCTION UNIT |  | AHBH50968 | NE - CENTRAL SUPPLY | MHHS-Northeast | [5 empty] | Katy |  | NE - CENTRAL SUPPLY | [5 empty] | REGULATORS, SUCTION |  | .needs class | [5 empty] | Datex-Ohmeda | [7 empty] | Not Covered Vendor Only - Lab Ana/Anes | MHHS-Northeast
NO | NO | [5 empty] | Datex-Ohmeda | INTERMITTENT SUCTION UNIT |  | AHBM06475 | NE - CENTRAL SUPPLY | MHHS-Northeast | [5 empty] | Katy |  | NE - CENTRAL SUPPLY | [5 empty] | REGULATORS, SUCTION |  | .needs class | [5 empty] | Datex-Ohmeda | [7 empty] | Not Covered Vendor Only - Lab Ana/Anes | MHHS-Northeast
NO | NO | [5 empty] | Datex-Ohmeda | INTERMITTENT SUCTION UNIT |  | GFFX21622 | NE - CENTRAL SUPPLY | MHHS-Northeast | [5 empty] | Katy |  | NE - CENTRAL SUPPLY | [5 empty] | REGULATORS, SUCTION |  | .needs class | [5 empty] | Datex-Ohmeda | [7 empty] | Not Covered Vendor Only - Lab Ana/Anes | MHHS-Northeast
NO | NO | [5 empty] | Datex-Ohmeda | INTERMITTENT SUCTION UNIT |  | GFFG16128 | NE - CENTRAL SUPPLY | MHHS-Northeast | [5 empty] | Katy |  | NE - CENTRAL SUPPLY | [5 empty] | REGULATORS, SUCTION |  | .needs class | [5 empty] | Datex-Ohmeda | [7 empty] | Not Covered Vendor Only - Lab Ana/Anes | MHHS-Northeast
NO | NO | [5 empty] | Datex-Ohmeda | INTERMITTENT SUCTION UNIT |  | GFFA12277 | NE - CENTRAL SUPPLY | MHHS-Northeast | [5 empty] | Katy |  | NE - CENTRAL SUPPLY | [5 empty] | REGULATORS, SUCTION |  | .needs class | [5 empty] | Datex-Ohmeda | [7 empty] | Not Covered Vendor Only - Lab Ana/Anes | MHHS-Northeast
NO | NO |  |  |  | 142-01485 |  | Datex-Ohmeda | INTERMITTENT SUCTION UNIT |  | GFFG15288 | NE - CENTRAL SUPPLY | MHHS-Northeast |  |  |  | 142-01485 |  | Katy |  | NE - CENTRAL SUPPLY | [5 empty] | REGULATORS, SUCTION |  | .needs class | [5 empty] | Datex-Ohmeda | [7 empty] | Not Covered Vendor Only - Lab Ana/Anes | MHHS-Northeast
NO | NO |  |  |  | GFFH36763 |  | Datex-Ohmeda | INTERMITTENT SUCTION UNIT |  | GFFH36763 | SE - CATH LAB - RECOVERY | MHHS-Southeast |  |  |  | GFFH36763 |  | Southeast & Bay Area |  | SE - CATH LAB - RECOVERY | [5 empty] | REGULATORS, SUCTION |  | .needs class | [5 empty] | Datex-Ohmeda | [7 empty] | Covered PM Repair - Biomedical | MHHS-Southeast
NO | NO |  |  |  | GFFH36766 |  | Datex-Ohmeda | INTERMITTENT SUCTION UNIT |  | GFFH36766 | SE - CATH LAB - RECOVERY | MHHS-Southeast |  |  |  | GFFH36766 |  | Southeast & Bay Area |  | SE - CATH LAB - RECOVERY | [5 empty] | REGULATORS, SUCTION |  | .needs class | [5 empty] | Datex-Ohmeda | [7 empty] | Covered PM Repair - Biomedical | MHHS-Southeast
NO | NO |  |  |  | GFFH36772 |  | Datex-Ohmeda | INTERMITTENT SUCTION UNIT |  | GFFH36772 | SE - CATH LAB - RECOVERY | MHHS-Southeast |  |  |  | GFFH36772 |  | Southeast & Bay Area |  | SE - CATH LAB - RECOVERY | [5 empty] | REGULATORS, SUCTION |  | .needs class | [5 empty] | Datex-Ohmeda | [7 empty] | Covered PM Repair - Biomedical | MHHS-Southeast
NO | NO |  |  |  | GFFH36773 |  | Datex-Ohmeda | INTERMITTENT SUCTION UNIT |  | GFFH36773 | SE - CATH LAB - RECOVERY | MHHS-Southeast |  |  |  | GFFH36773 |  | Southeast & Bay Area |  | SE - CATH LAB - RECOVERY | [5 empty] | REGULATORS, SUCTION |  | .needs class | [5 empty] | Datex-Ohmeda | [7 empty] | Covered PM Repair - Biomedical | MHHS-Southeast
NO | NO |  |  |  | GFFH36774 |  | Datex-Ohmeda | INTERMITTENT SUCTION UNIT |  | GFFH36774 | SE - CATH LAB - RECOVERY | MHHS-Southeast |  |  |  | GFFH36774 |  | Southeast & Bay Area |  | SE - CATH LAB - RECOVERY | [5 empty] | REGULATORS, SUCTION |  | .needs class | [5 empty] | Datex-Ohmeda | [7 empty] | Covered PM Repair - Biomedical | MHHS-Southeast
NO | NO |  |  |  | 005-10329 |  | Datex-Ohmeda | INTERMITTENT SUCTION UNIT |  | GFFK07340 | SE - CENTRAL SUPPLY | MHHS-Southeast |  |  |  | 005-10329 |  | Southeast & Bay Area |  | SE - CENTRAL SUPPLY | [5 empty] | REGULATORS, SUCTION |  | .needs class | [5 empty] | Datex-Ohmeda | [7 empty] | Covered PM Repair - Biomedical | MHHS-Southeast
NO | NO |  |  |  | 005-10330 |  | Datex-Ohmeda | INTERMITTENT SUCTION UNIT |  | GFFK07346 | SE - CENTRAL SUPPLY | MHHS-Southeast |  |  |  | 005-10330 |  | Southeast & Bay Area |  | SE - CENTRAL SUPPLY | [5 empty] | REGULATORS, SUCTION |  | .needs class | [5 empty] | Datex-Ohmeda | [7 empty] | Covered PM Repair - Biomedical | MHHS-Southeast
NO | NO |  |  |  | 005-13227 |  | Datex-Ohmeda | INTERMITTENT SUCTION UNIT |  | GFFK073 | SE - CENTRAL SUPPLY | MHHS-Southeast |  |  |  | 005-13227 |  | Southeast & Bay Area |  | SE - CENTRAL SUPPLY | [5 empty] | REGULATORS, SUCTION |  | .needs class | [5 empty] | Datex-Ohmeda | [7 empty] | Covered PM Repair - Biomedical | MHHS-Southeast
NO | NO |  |  |  | AHBM31760 |  | Datex-Ohmeda | INTERMITTENT SUCTION UNIT |  | AHBM31760 | SE - ESOPHAGEAL DISEASE CENTER | MHHS-Southeast |  |  |  | AHBM31760 |  | Southeast & Bay Area |  | SE - ESOPHAGEAL DISEASE CENTER | [5 empty] | REGULATORS, SUCTION |  | .needs class | [5 empty] | Datex-Ohmeda | [7 empty] | Covered PM Repair - Biomedical | MHHS-Southeast
NO | NO |  |  |  | GFFE15184 |  | Datex-Ohmeda | INTERMITTENT SUCTION UNIT |  | GFFE15184 | SE - ESOPHAGEAL DISEASE CENTER | MHHS-Southeast |  |  |  | GFFE15184 |  | Southeast & Bay Area |  | SE - ESOPHAGEAL DISEASE CENTER | [5 empty] | REGULATORS, SUCTION |  | .needs class | [5 empty] | Datex-Ohmeda | [7 empty] | Covered PM Repair - Biomedical | MHHS-Southeast
NO | NO |  |  |  | GFFJ03582 |  | Datex-Ohmeda | INTERMITTENT SUCTION UNIT |  | GFFJ03582 | SE - ESOPHAGEAL DISEASE CENTER | MHHS-Southeast |  |  |  | GFFJ03582 |  | Southeast & Bay Area |  | SE - ESOPHAGEAL DISEASE CENTER | [5 empty] | REGULATORS, SUCTION |  | .needs class | [5 empty] | Datex-Ohmeda | [7 empty] | Not Covered Vendor Only - Biomedical | MHHS-Southeast
NO | NO |  |  |  | GFFJ03589 |  | Datex-Ohmeda | INTERMITTENT SUCTION UNIT |  | GFFJ03589 | SE - ESOPHAGEAL DISEASE CENTER | MHHS-Southeast |  |  |  | GFFJ03589 |  | Southeast & Bay Area |  | SE - ESOPHAGEAL DISEASE CENTER | [5 empty] | REGULATORS, SUCTION |  | .needs class | [5 empty] | Datex-Ohmeda | [7 empty] | Covered PM Repair - Biomedical | MHHS-Southeast
NO | NO |  |  |  | GFFJ03592 |  | Datex-Ohmeda | INTERMITTENT SUCTION UNIT |  | GFFJ03592 | SE - ESOPHAGEAL DISEASE CENTER | MHHS-Southeast |  |  |  | GFFJ03592 |  | Southeast & Bay Area |  | SE - ESOPHAGEAL DISEASE CENTER | [5 empty] | REGULATORS, SUCTION |  | .needs class | [5 empty] | Datex-Ohmeda | [7 empty] | Covered PM Repair - Biomedical | MHHS-Southeast
NO | NO |  |  |  | GFFJ03593 |  | Datex-Ohmeda | INTERMITTENT SUCTION UNIT |  | GFFJ03593 | SE - ESOPHAGEAL DISEASE CENTER | MHHS-Southeast |  |  |  | GFFJ03593 |  | Southeast & Bay Area |  | SE - ESOPHAGEAL DISEASE CENTER | [5 empty] | REGULATORS, SUCTION |  | .needs class | [5 empty] | Datex-Ohmeda | [7 empty] | Covered PM Repair - Biomedical | MHHS-Southeast
NO | NO |  |  |  | GFFJ03594 |  | Datex-Ohmeda | INTERMITTENT SUCTION UNIT |  | GFFJ03594 | SE - ESOPHAGEAL DISEASE CENTER | MHHS-Southeast |  |  |  | GFFJ03594 |  | Southeast & Bay Area |  | SE - ESOPHAGEAL DISEASE CENTER | [5 empty] | REGULATORS, SUCTION |  | .needs class | [5 empty] | Datex-Ohmeda | [7 empty] | Covered PM Repair - Biomedical | MHHS-Southeast
NO | NO |  |  |  | GFHZ09081 |  | Datex-Ohmeda | INTERMITTENT SUCTION UNIT |  | GFHZ09081 | SE - ESOPHAGEAL DISEASE CENTER | MHHS-Southeast |  |  |  | GFHZ09081 |  | Southeast & Bay Area |  | SE - ESOPHAGEAL DISEASE CENTER | [5 empty] | REGULATORS, SUCTION |  | .needs class | [5 empty] | Datex-Ohmeda | [7 empty] | Covered PM Repair - Biomedical | MHHS-Southeast
NO | NO |  |  |  | AHCM32508 |  | Datex-Ohmeda | INTERMITTENT SUCTION UNIT |  | AHCM32508 | SE - NEONATAL ICU | MHHS-Southeast |  |  |  | AHCM32508 |  | Southeast & Bay Area |  | SE - NEONATAL ICU | [5 empty] | REGULATORS, SUCTION |  | .needs class | [5 empty] | Datex-Ohmeda | [7 empty] | Covered PM Repair - Biomedical | MHHS-Southeast
NO | NO |  |  |  | AHCM32516 |  | Datex-Ohmeda | INTERMITTENT SUCTION UNIT |  | AHCM32516 | SE - NEONATAL ICU | MHHS-Southeast |  |  |  | AHCM32516 |  | Southeast & Bay Area |  | SE - NEONATAL ICU | [5 empty] | REGULATORS, SUCTION |  | .needs class | [5 empty] | Datex-Ohmeda | [7 empty] | Covered PM Repair - Biomedical | MHHS-Southeast
NO | NO |  |  |  | AHCM32517 |  | Datex-Ohmeda | INTERMITTENT SUCTION UNIT |  | AHCM32517 | SE - NEONATAL ICU | MHHS-Southeast |  |  |  | AHCM32517 |  | Southeast & Bay Area |  | SE - NEONATAL ICU | [5 empty] | REGULATORS, SUCTION |  | .needs class | [5 empty] | Datex-Ohmeda | [7 empty] | Covered PM Repair - Biomedical | MHHS-Southeast
NO | NO |  |  |  | AHCM32521 |  | Datex-Ohmeda | INTERMITTENT SUCTION UNIT |  | AHCM32521 | SE - NEONATAL ICU | MHHS-Southeast |  |  |  | AHCM32521 |  | Southeast & Bay Area |  | SE - NEONATAL ICU | [5 empty] | REGULATORS, SUCTION |  | .needs class | [5 empty] | Datex-Ohmeda | [7 empty] | Covered PM Repair - Biomedical | MHHS-Southeast
NO | NO |  |  |  | GFFC118931 |  | Datex-Ohmeda | INTERMITTENT SUCTION UNIT |  | GFFC118931 | SE - NEONATAL ICU | MHHS-Southeast |  |  |  | GFFC118931 |  | Southeast & Bay Area |  | SE - NEONATAL ICU | [5 empty] | REGULATORS, SUCTION |  | .needs class | [5 empty] | Datex-Ohmeda | [7 empty] | Covered PM Repair - Biomedical | MHHS-Southeast
NO | NO |  |  |  | GFFL04923 |  | Datex-Ohmeda | INTERMITTENT SUCTION UNIT |  | GFFL04923 | SE - NEONATAL ICU | MHHS-Southeast |  |  |  | GFFL04923 |  | Southeast & Bay Area |  | SE - NEONATAL ICU | [5 empty] | REGULATORS, SUCTION |  | .needs class | [5 empty] | Datex-Ohmeda | [7 empty] | Covered PM Repair - Biomedical | MHHS-Southeast
NO | NO |  |  |  | GFFH22455 |  | Datex-Ohmeda | INTERMITTENT SUCTION UNIT |  | GFFH22455 | SE - NONINVASIVE CARDIOLOGY | MHHS-Southeast |  |  |  | GFFH22455 |  | Southeast & Bay Area |  | SE - NONINVASIVE CARDIOLOGY | [5 empty] | REGULATORS, SUCTION |  | .needs class | [5 empty] | Datex-Ohmeda | [7 empty] | Covered PM Repair - Biomedical | MHHS-Southeast
NO | NO |  |  |  | GFFH22458 |  | Datex-Ohmeda | INTERMITTENT SUCTION UNIT |  | GFFH22458 | SE - NONINVASIVE CARDIOLOGY | MHHS-Southeast |  |  |  | GFFH22458 |  | Southeast & Bay Area |  | SE - NONINVASIVE CARDIOLOGY | [5 empty] | REGULATORS, SUCTION |  | .needs class | [5 empty] | Datex-Ohmeda | [7 empty] | Covered PM Repair - Biomedical | MHHS-Southeast
NO | NO |  |  |  | GFFH22464 |  | Datex-Ohmeda | INTERMITTENT SUCTION UNIT |  | GFFH22464 | SE - NONINVASIVE CARDIOLOGY | MHHS-Southeast |  |  |  | GFFH22464 |  | Southeast & Bay Area |  | SE - NONINVASIVE CARDIOLOGY | [5 empty] | REGULATORS, SUCTION |  | .needs class | [5 empty] | Datex-Ohmeda | [7 empty] | Covered PM Repair - Lab Analyzers/Anesth | MHHS-Southeast
NO | NO |  |  |  | GFFJ03577 |  | Datex-Ohmeda | INTERMITTENT SUCTION UNIT |  | GFFJ03577 | SE - NONINVASIVE CARDIOLOGY | MHHS-Southeast |  |  |  | GFFJ03577 |  | Southeast & Bay Area |  | SE - NONINVASIVE CARDIOLOGY | [5 empty] | REGULATORS, SUCTION |  | .needs class | [5 empty] | Datex-Ohmeda | [7 empty] | Covered PM Repair - Lab Analyzers/Anesth | MHHS-Southeast
NO | NO |  |  |  | 013-01452 |  | Datex-Ohmeda | INTERMITTENT SUCTION UNIT |  | GFFD06605 | SW - CENTRAL SUPPLY | MHHS-Southwest |  |  |  | 013-01452 |  | Southwest |  | SW - CENTRAL SUPPLY | [5 empty] | REGULATORS, SUCTION |  | .needs class | [5 empty] | Datex-Ohmeda | [7 empty] | Covered PM Repair - Respiratory/Steriliz | MHHS-Southwest
NO | NO |  |  |  | 013-02131 |  | Datex-Ohmeda | INTERMITTENT SUCTION UNIT |  | GFCD03235 | SW - CENTRAL SUPPLY | MHHS-Southwest |  |  |  | 013-02131 |  | Southwest |  | SW - CENTRAL SUPPLY | [5 empty] | REGULATORS, SUCTION |  | .needs class | [5 empty] | Datex-Ohmeda | [7 empty] | Covered PM Repair - Respiratory/Steriliz | MHHS-Southwest
NO | NO |  |  |  | 013-02628 |  | Datex-Ohmeda | INTERMITTENT SUCTION UNIT |  | GFFD013199 | SW - CENTRAL SUPPLY | MHHS-Southwest |  |  |  | 013-02628 |  | Southwest |  | SW - CENTRAL SUPPLY | [5 empty] | REGULATORS, SUCTION |  | .needs class | [5 empty] | Datex-Ohmeda | [7 empty] | Covered PM Repair - Respiratory/Steriliz | MHHS-Southwest
NO | NO |  |  |  | 013-09254 |  | Datex-Ohmeda | INTERMITTENT SUCTION UNIT |  | GFFG18646 | SW - CENTRAL SUPPLY | MHHS-Southwest |  |  |  | 013-09254 |  | Southwest |  | SW - CENTRAL SUPPLY | [5 empty] | REGULATORS, SUCTION |  | .needs class | [5 empty] | Datex-Ohmeda | [7 empty] | Covered PM Repair - Respiratory/Steriliz | MHHS-Southwest
NO | NO |  |  |  | 15296-220 |  | Datex-Ohmeda | INTERMITTENT SUCTION UNIT |  | 15296-220 | TMC - CATH LAB - PEDI (GHP) | MHHS-TMC |  |  |  | 15296-220 |  | TMC |  | TMC - CATH LAB - PEDI (GHP) | [5 empty] | REGULATORS, SUCTION |  | .needs class | [5 empty] | Datex-Ohmeda | [7 empty] | Not Covered Vendor Only - Biomedical | MHHS-TMC
NO | NO |  |  |  | 077-04118 |  | Datex-Ohmeda | INTERMITTENT SUCTION UNIT |  | GFFG32037 | TMC - CHILDRENS - PICU (9HP) | MHHS-TMC |  |  |  | 077-04118 |  | TMC |  | TMC - CHILDRENS - PICU (9HP) | [5 empty] | REGULATORS, SUCTION |  | .needs class | [5 empty] | Datex-Ohmeda | [7 empty] | Not Covered Vendor Only - Biomedical | MHHS-TMC
NO | NO |  |  |  | GFFD21052 |  | Datex-Ohmeda | INTERMITTENT SUCTION UNIT |  | GFFD21052 | TMC - CHILDRENS - PICU (9HP) | MHHS-TMC |  |  |  | GFFD21052 |  | TMC |  | TMC - CHILDRENS - PICU (9HP) | [5 empty] | REGULATORS, SUCTION |  | .needs class | [5 empty] | Datex-Ohmeda | [7 empty] | Not Covered Vendor Only - Biomedical | MHHS-TMC
NO | NO |  |  |  | GFFE25233 |  | Datex-Ohmeda | INTERMITTENT SUCTION UNIT |  | GFFE25233 | TMC - CHILDRENS - PICU (9HP) | MHHS-TMC |  |  |  | GFFE25233 |  | TMC |  | TMC - CHILDRENS - PICU (9HP) | [5 empty] | REGULATORS, SUCTION |  | .needs class | [5 empty] | Datex-Ohmeda | [7 empty] | Not Covered Vendor Only - Biomedical | MHHS-TMC
NO | NO |  |  |  | GFFG04688 |  | Datex-Ohmeda | INTERMITTENT SUCTION UNIT |  | GFFG04688 | TMC - CHILDRENS - PICU (9HP) | MHHS-TMC |  |  |  | GFFG04688 |  | TMC |  | TMC - CHILDRENS - PICU (9HP) | [5 empty] | REGULATORS, SUCTION |  | .needs class | [5 empty] | Datex-Ohmeda | [7 empty] | Covered PM Repair - Biomedical | MHHS-TMC
NO | NO |  |  |  | GFFU01035 |  | Datex-Ohmeda | INTERMITTENT SUCTION UNIT |  | GFFU01035 | TMC - CHILDRENS - PICU (9HP) | MHHS-TMC |  |  |  | GFFU01035 |  | TMC |  | TMC - CHILDRENS - PICU (9HP) | [5 empty] | REGULATORS, SUCTION |  | .needs class | [5 empty] | Datex-Ohmeda | [7 empty] | Covered PM Repair - Biomedical | MHHS-TMC
NO | NO |  |  |  | GPCY03327 |  | Datex-Ohmeda | INTERMITTENT SUCTION UNIT |  | GPCY03327 | TMC - CHILDRENS - PICU (9HP) | MHHS-TMC |  |  |  | GPCY03327 |  | TMC |  | TMC - CHILDRENS - PICU (9HP) | [5 empty] | REGULATORS, SUCTION |  | .needs class | [5 empty] | Datex-Ohmeda | [7 empty] | Covered PM Repair - Biomedical | MHHS-TMC
NO | NO |  |  |  | GFFC11607 |  | Datex-Ohmeda | INTERMITTENT SUCTION UNIT |  | GFFC11607 | TMC - HERMANN - STICU (3HP) | MHHS-TMC |  |  |  | GFFC11607 |  | TMC |  | TMC - HERMANN - STICU (3HP) | [5 empty] | REGULATORS, SUCTION |  | .needs class | [5 empty] | Datex-Ohmeda | [7 empty] | Covered PM Repair - Biomedical | MHHS-TMC
NO | NO |  |  |  | GFHC10746 |  | Datex-Ohmeda | INTERMITTENT SUCTION UNIT |  | GFHC10746 | TMC - HERMANN - STICU (3HP) | MHHS-TMC |  |  |  | GFHC10746 |  | TMC |  | TMC - HERMANN - STICU (3HP) | [5 empty] | REGULATORS, SUCTION |  | .needs class | [5 empty] | Datex-Ohmeda | [7 empty] | Covered PM Repair - Biomedical | MHHS-TMC
NO | NO |  |  |  | GFHV09284 |  | Datex-Ohmeda | INTERMITTENT SUCTION UNIT |  | GFHV09284 | TMC - HERMANN - STICU (3HP) | MHHS-TMC |  |  |  | GFHV09284 |  | TMC |  | TMC - HERMANN - STICU (3HP) | [5 empty] | REGULATORS, SUCTION |  | .needs class | [5 empty] | Datex-Ohmeda | [7 empty] | Covered PM Repair - Biomedical | MHHS-TMC
NO | NO |  |  |  | GGFK07266 |  | Datex-Ohmeda | INTERMITTENT SUCTION UNIT |  | GGFK07266 | TMC - HERMANN - STICU (3HP) | MHHS-TMC |  |  |  | GGFK07266 |  | TMC |  | TMC - HERMANN - STICU (3HP) | [5 empty] | REGULATORS, SUCTION |  | .needs class | [5 empty] | Datex-Ohmeda | [7 empty] | Covered PM Repair - Biomedical | MHHS-TMC
NO | NO |  |  |  | GRRB14130 |  | Datex-Ohmeda | INTERMITTENT SUCTION UNIT |  | GRRB14130 | TMC - HERMANN - STICU (3HP) | MHHS-TMC |  |  |  | GRRB14130 |  | TMC |  | TMC - HERMANN - STICU (3HP) | [5 empty] | REGULATORS, SUCTION |  | .needs class | [5 empty] | Datex-Ohmeda | [7 empty] | Covered PM Repair - Biomedical | MHHS-TMC
NO | NO |  |  |  | BDKM01498 |  | Datex-Ohmeda | INTERMITTENT SUCTION UNIT |  | BDKM01498 | TMC - MHTMC - CENTRAL SUPPLY | MHHS-TMC |  |  |  | BDKM01498 |  | TMC |  | TMC - MHTMC - CENTRAL SUPPLY | [5 empty] | REGULATORS, SUCTION |  | .needs class | [5 empty] | Datex-Ohmeda | [7 empty] | Covered PM Repair - Biomedical | MHHS-TMC
NO | NO |  |  |  | GFFC11602 |  | Datex-Ohmeda | INTERMITTENT SUCTION UNIT |  | GFFC11602 | TMC - MHTMC - CENTRAL SUPPLY | MHHS-TMC |  |  |  | GFFC11602 |  | TMC |  | TMC - MHTMC - CENTRAL SUPPLY | [5 empty] | REGULATORS, SUCTION |  | .needs class | [5 empty] | Datex-Ohmeda | [7 empty] | Covered PM Repair - Biomedical | MHHS-TMC
NO | NO |  |  |  | GFFC12689 |  | Datex-Ohmeda | INTERMITTENT SUCTION UNIT |  | GFFC12689 | TMC - MHTMC - CENTRAL SUPPLY | MHHS-TMC |  |  |  | GFFC12689 |  | TMC |  | TMC - MHTMC - CENTRAL SUPPLY | [5 empty] | REGULATORS, SUCTION |  | .needs class | [5 empty] | Datex-Ohmeda | [7 empty] | Covered PM Repair - Biomedical | MHHS-TMC
NO | NO |  |  |  | GFFE20562 |  | Datex-Ohmeda | INTERMITTENT SUCTION UNIT |  | GFFE20562 | TMC - MHTMC - CENTRAL SUPPLY | MHHS-TMC |  |  |  | GFFE20562 |  | TMC |  | TMC - MHTMC - CENTRAL SUPPLY | [5 empty] | REGULATORS, SUCTION |  | .needs class | [5 empty] | Datex-Ohmeda | [7 empty] | Covered PM Repair - Biomedical | MHHS-TMC
NO | NO |  |  |  | GFFJ03562 |  | Datex-Ohmeda | INTERMITTENT SUCTION UNIT |  | GFFJ03562 | TMC - MHTMC - CENTRAL SUPPLY | MHHS-TMC |  |  |  | GFFJ03562 |  | TMC |  | TMC - MHTMC - CENTRAL SUPPLY | [5 empty] | REGULATORS, SUCTION |  | .needs class | [5 empty] | Datex-Ohmeda | [7 empty] | Covered PM Repair - Biomedical | MHHS-TMC
NO | NO |  |  |  | GFFJ06701 |  | Datex-Ohmeda | INTERMITTENT SUCTION UNIT |  | GFFJ06701 | TMC - MHTMC - CENTRAL SUPPLY | MHHS-TMC |  |  |  | GFFJ06701 |  | TMC |  | TMC - MHTMC - CENTRAL SUPPLY | [5 empty] | REGULATORS, SUCTION |  | .needs class | [5 empty] | Datex-Ohmeda | [7 empty] | Covered PM Repair - Biomedical | MHHS-TMC
NO | NO |  |  |  | GFFL16667 |  | Datex-Ohmeda | INTERMITTENT SUCTION UNIT |  | GFFL16667 | TMC - MHTMC - CENTRAL SUPPLY | MHHS-TMC |  |  |  | GFFL16667 |  | TMC |  | TMC - MHTMC - CENTRAL SUPPLY | [5 empty] | REGULATORS, SUCTION |  | .needs class | [5 empty] | Datex-Ohmeda | [7 empty] | Covered PM Repair - Biomedical | MHHS-TMC
NO | NO |  |  |  | GFFU04554 |  | Datex-Ohmeda | INTERMITTENT SUCTION UNIT |  | GFFU04554 | TMC - MHTMC - CENTRAL SUPPLY | MHHS-TMC |  |  |  | GFFU04554 |  | TMC |  | TMC - MHTMC - CENTRAL SUPPLY | [5 empty] | REGULATORS, SUCTION |  | .needs class | [5 empty] | Datex-Ohmeda | [7 empty] | Covered PM Repair - Biomedical | MHHS-TMC
NO | NO |  |  |  | GFHC10774 |  | Datex-Ohmeda | INTERMITTENT SUCTION UNIT |  | GFHC10774 | TMC - MHTMC - CENTRAL SUPPLY | MHHS-TMC |  |  |  | GFHC10774 |  | TMC |  | TMC - MHTMC - CENTRAL SUPPLY | [5 empty] | REGULATORS, SUCTION |  | .needs class | [5 empty] | Datex-Ohmeda | [7 empty] | Covered PM Repair - Biomedical | MHHS-TMC
NO | NO |  |  |  | GFHV19910 |  | Datex-Ohmeda | INTERMITTENT SUCTION UNIT |  | GFHV19910 | TMC - MHTMC - CENTRAL SUPPLY | MHHS-TMC |  |  |  | GFHV19910 |  | TMC |  | TMC - MHTMC - CENTRAL SUPPLY | [5 empty] | REGULATORS, SUCTION |  | .needs class | [5 empty] | Datex-Ohmeda | [7 empty] | Covered PM Repair - Biomedical | MHHS-TMC
NO | NO |  |  |  | VRA17729 |  | Datex-Ohmeda | INTERMITTENT SUCTION UNIT |  | VRA17729 | TMC - MHTMC - CENTRAL SUPPLY | MHHS-TMC |  |  |  | VRA17729 |  | TMC |  | TMC - MHTMC - CENTRAL SUPPLY | [5 empty] | REGULATORS, SUCTION |  | .needs class | [5 empty] | Datex-Ohmeda | [7 empty] | Covered PM Repair - Biomedical | MHHS-TMC
NO | NO |  |  |  | AHBM28773 |  | Datex-Ohmeda | INTERMITTENT SUCTION UNIT |  | AHBM28773 | TMC - MHTMC - CENTRAL SUPPLY (OLD) | MHHS-TMC |  |  |  | AHBM28773 |  | TMC |  | TMC - MHTMC - CENTRAL SUPPLY (OLD) | [5 empty] | REGULATORS, SUCTION |  | .needs class | [5 empty] | Datex-Ohmeda | [7 empty] | Covered PM Repair - Biomedical | MHHS-TMC
NO | NO |  |  |  | GFFC05357 |  | Datex-Ohmeda | INTERMITTENT SUCTION UNIT |  | GFFC05357 | TMC - MHTMC - CENTRAL SUPPLY (OLD) | MHHS-TMC |  |  |  | GFFC05357 |  | TMC |  | TMC - MHTMC - CENTRAL SUPPLY (OLD) | [5 empty] | REGULATORS, SUCTION |  | .needs class | [5 empty] | Datex-Ohmeda | [7 empty] | Covered PM Repair - Biomedical | MHHS-TMC
NO | NO |  |  |  | GFFC12637 |  | Datex-Ohmeda | INTERMITTENT SUCTION UNIT |  | GFFC12637 | TMC - MHTMC - CENTRAL SUPPLY (OLD) | MHHS-TMC |  |  |  | GFFC12637 |  | TMC |  | TMC - MHTMC - CENTRAL SUPPLY (OLD) | [5 empty] | REGULATORS, SUCTION |  | .needs class | [5 empty] | Datex-Ohmeda | [7 empty] | Covered PM Repair - Biomedical | MHHS-TMC
NO | NO |  |  |  | GFFC12647 |  | Datex-Ohmeda | INTERMITTENT SUCTION UNIT |  | GFFC12647 | TMC - MHTMC - CENTRAL SUPPLY (OLD) | MHHS-TMC |  |  |  | GFFC12647 |  | TMC |  | TMC - MHTMC - CENTRAL SUPPLY (OLD) | [5 empty] | REGULATORS, SUCTION |  | .needs class | [5 empty] | Datex-Ohmeda | [7 empty] | Covered PM Repair - Biomedical | MHHS-TMC
NO | NO |  |  |  | GFFC12689 |  | Datex-Ohmeda | INTERMITTENT SUCTION UNIT |  | GFFC12689 | TMC - MHTMC - CENTRAL SUPPLY (OLD) | MHHS-TMC |  |  |  | GFFC12689 |  | TMC |  | TMC - MHTMC - CENTRAL SUPPLY (OLD) | [5 empty] | REGULATORS, SUCTION |  | .needs class | [5 empty] | Datex-Ohmeda | [7 empty] | Covered PM Repair - Radiology, Low End | MHHS-TMC
NO | NO |  |  |  | GFFC25338 |  | Datex-Ohmeda | INTERMITTENT SUCTION UNIT |  | GFFC25338 | TMC - MHTMC - CENTRAL SUPPLY (OLD) | MHHS-TMC |  |  |  | GFFC25338 |  | TMC |  | TMC - MHTMC - CENTRAL SUPPLY (OLD) | [5 empty] | REGULATORS, SUCTION |  | .needs class | [5 empty] | Datex-Ohmeda | [7 empty] | Covered PM Repair - Biomedical | MHHS-TMC
NO | NO |  |  |  | GFFE20566 |  | Datex-Ohmeda | INTERMITTENT SUCTION UNIT |  | GFFE20566 | TMC - MHTMC - CENTRAL SUPPLY (OLD) | MHHS-TMC |  |  |  | GFFE20566 |  | TMC |  | TMC - MHTMC - CENTRAL SUPPLY (OLD) | [5 empty] | REGULATORS, SUCTION |  | .needs class | [5 empty] | Datex-Ohmeda | [7 empty] | Covered PM Repair - Biomedical | MHHS-TMC
NO | NO |  |  |  | GFFE25240 |  | Datex-Ohmeda | INTERMITTENT SUCTION UNIT |  | GFFE25240 | TMC - MHTMC - CENTRAL SUPPLY (OLD) | MHHS-TMC |  |  |  | GFFE25240 |  | TMC |  | TMC - MHTMC - CENTRAL SUPPLY (OLD) | [5 empty] | REGULATORS, SUCTION |  | .needs class | [5 empty] | Datex-Ohmeda | [7 empty] | Covered PM Repair - Biomedical | MHHS-TMC
NO | NO |  |  |  | GFFG04676 |  | Datex-Ohmeda | INTERMITTENT SUCTION UNIT |  | GFFG04676 | TMC - MHTMC - CENTRAL SUPPLY (OLD) | MHHS-TMC |  |  |  | GFFG04676 |  | TMC |  | TMC - MHTMC - CENTRAL SUPPLY (OLD) | [5 empty] | REGULATORS, SUCTION |  | .needs class | [5 empty] | Datex-Ohmeda | [7 empty] | Covered PM Repair - Biomedical | MHHS-TMC
NO | NO |  |  |  | GFFG32025 |  | Datex-Ohmeda | INTERMITTENT SUCTION UNIT |  | GFFG32025 | TMC - MHTMC - CENTRAL SUPPLY (OLD) | MHHS-TMC |  |  |  | GFFG32025 |  | TMC |  | TMC - MHTMC - CENTRAL SUPPLY (OLD) | [5 empty] | REGULATORS, SUCTION |  | .needs class | [5 empty] | Datex-Ohmeda | [7 empty] | Covered PM Repair - Biomedical | MHHS-TMC
NO | NO |  |  |  | GFFG36156 |  | Datex-Ohmeda | INTERMITTENT SUCTION UNIT |  | GFFG36156 | TMC - MHTMC - CENTRAL SUPPLY (OLD) | MHHS-TMC |  |  |  | GFFG36156 |  | TMC |  | TMC - MHTMC - CENTRAL SUPPLY (OLD) | [5 empty] | REGULATORS, SUCTION |  | .needs class | [5 empty] | Datex-Ohmeda | [7 empty] | Covered PM Repair - Biomedical | MHHS-TMC
NO | NO |  |  |  | GFFH00324 |  | Datex-Ohmeda | INTERMITTENT SUCTION UNIT |  | GFFH00324 | TMC - MHTMC - CENTRAL SUPPLY (OLD) | MHHS-TMC |  |  |  | GFFH00324 |  | TMC |  | TMC - MHTMC - CENTRAL SUPPLY (OLD) | [5 empty] | REGULATORS, SUCTION |  | .needs class | [5 empty] | Datex-Ohmeda | [7 empty] | Covered PM Repair - Biomedical | MHHS-TMC
NO | NO |  |  |  | GFFH00326 |  | Datex-Ohmeda | INTERMITTENT SUCTION UNIT |  | GFFH00326 | TMC - MHTMC - CENTRAL SUPPLY (OLD) | MHHS-TMC |  |  |  | GFFH00326 |  | TMC |  | TMC - MHTMC - CENTRAL SUPPLY (OLD) | [5 empty] | REGULATORS, SUCTION |  | .needs class | [5 empty] | Datex-Ohmeda | [7 empty] | Covered PM Repair - Biomedical | MHHS-TMC
NO | NO |  |  |  | GFFH00327 |  | Datex-Ohmeda | INTERMITTENT SUCTION UNIT |  | GFFH00327 | TMC - MHTMC - CENTRAL SUPPLY (OLD) | MHHS-TMC |  |  |  | GFFH00327 |  | TMC |  | TMC - MHTMC - CENTRAL SUPPLY (OLD) | [5 empty] | REGULATORS, SUCTION |  | .needs class | [5 empty] | Datex-Ohmeda | [7 empty] | Covered PM Repair - Biomedical | MHHS-TMC
NO | NO |  |  |  | GFFH00329 |  | Datex-Ohmeda | INTERMITTENT SUCTION UNIT |  | GFFH00329 | TMC - MHTMC - CENTRAL SUPPLY (OLD) | MHHS-TMC |  |  |  | GFFH00329 |  | TMC |  | TMC - MHTMC - CENTRAL SUPPLY (OLD) | [5 empty] | REGULATORS, SUCTION |  | .needs class | [5 empty] | Datex-Ohmeda | [7 empty] | Covered PM Repair - Biomedical | MHHS-TMC
NO | NO |  |  |  | GFFH00333 |  | Datex-Ohmeda | INTERMITTENT SUCTION UNIT |  | GFFH00333 | TMC - MHTMC - CENTRAL SUPPLY (OLD) | MHHS-TMC |  |  |  | GFFH00333 |  | TMC |  | TMC - MHTMC - CENTRAL SUPPLY (OLD) | [5 empty] | REGULATORS, SUCTION |  | .needs class | [5 empty] | Datex-Ohmeda | [7 empty] | Covered PM Repair - Biomedical | MHHS-TMC
NO | NO |  |  |  | GFFH00338 |  | Datex-Ohmeda | INTERMITTENT SUCTION UNIT |  | GFFH00338 | TMC - MHTMC - CENTRAL SUPPLY (OLD) | MHHS-TMC |  |  |  | GFFH00338 |  | TMC |  | TMC - MHTMC - CENTRAL SUPPLY (OLD) | [5 empty] | REGULATORS, SUCTION |  | .needs class | [5 empty] | Datex-Ohmeda | [7 empty] | Covered PM Repair - Biomedical | MHHS-TMC
NO | NO |  |  |  | GFFH00341 |  | Datex-Ohmeda | INTERMITTENT SUCTION UNIT |  | GFFH00341 | TMC - MHTMC - CENTRAL SUPPLY (OLD) | MHHS-TMC |  |  |  | GFFH00341 |  | TMC |  | TMC - MHTMC - CENTRAL SUPPLY (OLD) | [5 empty] | REGULATORS, SUCTION |  | .needs class | [5 empty] | Datex-Ohmeda | [7 empty] | Covered PM Repair - Biomedical | MHHS-TMC
NO | NO |  |  |  | GFFH00342 |  | Datex-Ohmeda | INTERMITTENT SUCTION UNIT |  | GFFH00342 | TMC - MHTMC - CENTRAL SUPPLY (OLD) | MHHS-TMC |  |  |  | GFFH00342 |  | TMC |  | TMC - MHTMC - CENTRAL SUPPLY (OLD) | [5 empty] | REGULATORS, SUCTION |  | .needs class | [5 empty] | Datex-Ohmeda | [7 empty] | Covered PM Repair - Biomedical | MHHS-TMC
NO | NO |  |  |  | GFFH00343 |  | Datex-Ohmeda | INTERMITTENT SUCTION UNIT |  | GFFH00343 | TMC - MHTMC - CENTRAL SUPPLY (OLD) | MHHS-TMC |  |  |  | GFFH00343 |  | TMC |  | TMC - MHTMC - CENTRAL SUPPLY (OLD) | [5 empty] | REGULATORS, SUCTION |  | .needs class | [5 empty] | Datex-Ohmeda | [7 empty] | Covered PM Repair - Biomedical | MHHS-TMC
NO | NO |  |  |  | GFFH00345 |  | Datex-Ohmeda | INTERMITTENT SUCTION UNIT |  | GFFH00345 | TMC - MHTMC - CENTRAL SUPPLY (OLD) | MHHS-TMC |  |  |  | GFFH00345 |  | TMC |  | TMC - MHTMC - CENTRAL SUPPLY (OLD) | [5 empty] | REGULATORS, SUCTION |  | .needs class | [5 empty] | Datex-Ohmeda | [7 empty] | Covered PM Repair - Biomedical | MHHS-TMC
NO | NO |  |  |  | GFFH00349 |  | Datex-Ohmeda | INTERMITTENT SUCTION UNIT |  | GFFH00349 | TMC - MHTMC - CENTRAL SUPPLY (OLD) | MHHS-TMC |  |  |  | GFFH00349 |  | TMC |  | TMC - MHTMC - CENTRAL SUPPLY (OLD) | [5 empty] | REGULATORS, SUCTION |  | .needs class | [5 empty] | Datex-Ohmeda | [7 empty] | Covered PM Repair - Biomedical | MHHS-TMC
NO | NO |  |  |  | GFFH00350 |  | Datex-Ohmeda | INTERMITTENT SUCTION UNIT |  | GFFH00350 | TMC - MHTMC - CENTRAL SUPPLY (OLD) | MHHS-TMC |  |  |  | GFFH00350 |  | TMC |  | TMC - MHTMC - CENTRAL SUPPLY (OLD) | [5 empty] | REGULATORS, SUCTION |  | .needs class | [5 empty] | Datex-Ohmeda | [7 empty] | Covered PM Repair - Biomedical | MHHS-TMC
NO | NO |  |  |  | GFFH00350 |  | Datex-Ohmeda | INTERMITTENT SUCTION UNIT |  | GFFH00350 | TMC - MHTMC - CENTRAL SUPPLY (OLD) | MHHS-TMC |  |  |  | GFFH00350 |  | TMC |  | TMC - MHTMC - CENTRAL SUPPLY (OLD) | [5 empty] | REGULATORS, SUCTION |  | .needs class | [5 empty] | Datex-Ohmeda | [7 empty] | Covered PM Repair - Biomedical | MHHS-TMC
NO | NO |  |  |  | GFFH00355 |  | Datex-Ohmeda | INTERMITTENT SUCTION UNIT |  | GFFH00355 | TMC - MHTMC - CENTRAL SUPPLY (OLD) | MHHS-TMC |  |  |  | GFFH00355 |  | TMC |  | TMC - MHTMC - CENTRAL SUPPLY (OLD) | [5 empty] | REGULATORS, SUCTION |  | .needs class | [5 empty] | Datex-Ohmeda | [7 empty] | Covered PM Repair - Biomedical | MHHS-TMC
NO | NO |  |  |  | GFFH00357 |  | Datex-Ohmeda | INTERMITTENT SUCTION UNIT |  | GFFH00357 | TMC - MHTMC - CENTRAL SUPPLY (OLD) | MHHS-TMC |  |  |  | GFFH00357 |  | TMC |  | TMC - MHTMC - CENTRAL SUPPLY (OLD) | [5 empty] | REGULATORS, SUCTION |  | .needs class | [5 empty] | Datex-Ohmeda | [7 empty] | Covered PM Repair - Biomedical | MHHS-TMC
NO | NO |  |  |  | GFFH00358 |  | Datex-Ohmeda | INTERMITTENT SUCTION UNIT |  | GFFH00358 | TMC - MHTMC - CENTRAL SUPPLY (OLD) | MHHS-TMC |  |  |  | GFFH00358 |  | TMC |  | TMC - MHTMC - CENTRAL SUPPLY (OLD) | [5 empty] | REGULATORS, SUCTION |  | .needs class | [5 empty] | Datex-Ohmeda | [7 empty] | Covered PM Repair - Biomedical | MHHS-TMC
NO | NO |  |  |  | GFFH00360 |  | Datex-Ohmeda | INTERMITTENT SUCTION UNIT |  | GFFH00360 | TMC - MHTMC - CENTRAL SUPPLY (OLD) | MHHS-TMC |  |  |  | GFFH00360 |  | TMC |  | TMC - MHTMC - CENTRAL SUPPLY (OLD) | [5 empty] | REGULATORS, SUCTION |  | .needs class | [5 empty] | Datex-Ohmeda | [7 empty] | Covered PM Repair - Biomedical | MHHS-TMC
NO | NO |  |  |  | GFFH00361 |  | Datex-Ohmeda | INTERMITTENT SUCTION UNIT |  | GFFH00361 | TMC - MHTMC - CENTRAL SUPPLY (OLD) | MHHS-TMC |  |  |  | GFFH00361 |  | TMC |  | TMC - MHTMC - CENTRAL SUPPLY (OLD) | [5 empty] | REGULATORS, SUCTION |  | .needs class | [5 empty] | Datex-Ohmeda | [7 empty] | Covered PM Repair - Biomedical | MHHS-TMC
NO | NO |  |  |  | GFFH00362 |  | Datex-Ohmeda | INTERMITTENT SUCTION UNIT |  | GFFH00362 | TMC - MHTMC - CENTRAL SUPPLY (OLD) | MHHS-TMC |  |  |  | GFFH00362 |  | TMC |  | TMC - MHTMC - CENTRAL SUPPLY (OLD) | [5 empty] | REGULATORS, SUCTION |  | .needs class | [5 empty] | Datex-Ohmeda | [7 empty] | Covered PM Repair - Biomedical | MHHS-TMC
NO | NO |  |  |  | GFFH00370 |  | Datex-Ohmeda | INTERMITTENT SUCTION UNIT |  | GFFH00370 | TMC - MHTMC - CENTRAL SUPPLY (OLD) | MHHS-TMC |  |  |  | GFFH00370 |  | TMC |  | TMC - MHTMC - CENTRAL SUPPLY (OLD) | [5 empty] | REGULATORS, SUCTION |  | .needs class | [5 empty] | Datex-Ohmeda | [7 empty] | Covered PM Repair - Biomedical | MHHS-TMC
NO | NO |  |  |  | GFFH00371 |  | Datex-Ohmeda | INTERMITTENT SUCTION UNIT |  | GFFH00371 | TMC - MHTMC - CENTRAL SUPPLY (OLD) | MHHS-TMC |  |  |  | GFFH00371 |  | TMC |  | TMC - MHTMC - CENTRAL SUPPLY (OLD) | [5 empty] | REGULATORS, SUCTION |  | .needs class | [5 empty] | Datex-Ohmeda | [7 empty] | Covered PM Repair - Biomedical | MHHS-TMC
NO | NO |  |  |  | GFFH00372 |  | Datex-Ohmeda | INTERMITTENT SUCTION UNIT |  | GFFH00372 | TMC - MHTMC - CENTRAL SUPPLY (OLD) | MHHS-TMC |  |  |  | GFFH00372 |  | TMC |  | TMC - MHTMC - CENTRAL SUPPLY (OLD) | [5 empty] | REGULATORS, SUCTION |  | .needs class | [5 empty] | Datex-Ohmeda | [7 empty] | Covered PM Repair - Biomedical | MHHS-TMC
NO | NO |  |  |  | GFFH00373 |  | Datex-Ohmeda | INTERMITTENT SUCTION UNIT |  | GFFH00373 | TMC - MHTMC - CENTRAL SUPPLY (OLD) | MHHS-TMC |  |  |  | GFFH00373 |  | TMC |  | TMC - MHTMC - CENTRAL SUPPLY (OLD) | [5 empty] | REGULATORS, SUCTION |  | .needs class | [5 empty] | Datex-Ohmeda | [7 empty] | Covered PM Repair - Biomedical | MHHS-TMC
NO | NO |  |  |  | GFFH00376 |  | Datex-Ohmeda | INTERMITTENT SUCTION UNIT |  | GFFH00376 | TMC - MHTMC - CENTRAL SUPPLY (OLD) | MHHS-TMC |  |  |  | GFFH00376 |  | TMC |  | TMC - MHTMC - CENTRAL SUPPLY (OLD) | [5 empty] | REGULATORS, SUCTION |  | .needs class | [5 empty] | Datex-Ohmeda | [7 empty] | Covered PM Repair - Biomedical | MHHS-TMC
NO | NO |  |  |  | GFFH00377 |  | Datex-Ohmeda | INTERMITTENT SUCTION UNIT |  | GFFH00377 | TMC - MHTMC - CENTRAL SUPPLY (OLD) | MHHS-TMC |  |  |  | GFFH00377 |  | TMC |  | TMC - MHTMC - CENTRAL SUPPLY (OLD) | [5 empty] | REGULATORS, SUCTION |  | .needs class | [5 empty] | Datex-Ohmeda | [7 empty] | Covered PM Repair - Biomedical | MHHS-TMC
NO | NO |  |  |  | GFFH00379 |  | Datex-Ohmeda | INTERMITTENT SUCTION UNIT |  | GFFH00379 | TMC - MHTMC - CENTRAL SUPPLY (OLD) | MHHS-TMC |  |  |  | GFFH00379 |  | TMC |  | TMC - MHTMC - CENTRAL SUPPLY (OLD) | [5 empty] | REGULATORS, SUCTION |  | .needs class | [5 empty] | Datex-Ohmeda | [7 empty] | Covered PM Repair - Biomedical | MHHS-TMC
NO | NO |  |  |  | GFFH00383 |  | Datex-Ohmeda | INTERMITTENT SUCTION UNIT |  | GFFH00383 | TMC - MHTMC - CENTRAL SUPPLY (OLD) | MHHS-TMC |  |  |  | GFFH00383 |  | TMC |  | TMC - MHTMC - CENTRAL SUPPLY (OLD) | [5 empty] | REGULATORS, SUCTION |  | .needs class | [5 empty] | Datex-Ohmeda | [7 empty] | Covered PM Repair - Biomedical | MHHS-TMC
NO | NO |  |  |  | GFFH00384 |  | Datex-Ohmeda | INTERMITTENT SUCTION UNIT |  | GFFH00384 | TMC - MHTMC - CENTRAL SUPPLY (OLD) | MHHS-TMC |  |  |  | GFFH00384 |  | TMC |  | TMC - MHTMC - CENTRAL SUPPLY (OLD) | [5 empty] | REGULATORS, SUCTION |  | .needs class | [5 empty] | Datex-Ohmeda | [7 empty] | Covered PM Repair - Biomedical | MHHS-TMC
NO | NO |  |  |  | GFFH00385 |  | Datex-Ohmeda | INTERMITTENT SUCTION UNIT |  | GFFH00385 | TMC - MHTMC - CENTRAL SUPPLY (OLD) | MHHS-TMC |  |  |  | GFFH00385 |  | TMC |  | TMC - MHTMC - CENTRAL SUPPLY (OLD) | [5 empty] | REGULATORS, SUCTION |  | .needs class | [5 empty] | Datex-Ohmeda | [7 empty] | Covered PM Repair - Biomedical | MHHS-TMC
NO | NO |  |  |  | GFFH00386 |  | Datex-Ohmeda | INTERMITTENT SUCTION UNIT |  | GFFH00386 | TMC - MHTMC - CENTRAL SUPPLY (OLD) | MHHS-TMC |  |  |  | GFFH00386 |  | TMC |  | TMC - MHTMC - CENTRAL SUPPLY (OLD) | [5 empty] | REGULATORS, SUCTION |  | .needs class | [5 empty] | Datex-Ohmeda | [7 empty] | Covered PM Repair - Biomedical | MHHS-TMC
NO | NO |  |  |  | GFFH00388 |  | Datex-Ohmeda | INTERMITTENT SUCTION UNIT |  | GFFH00388 | TMC - MHTMC - CENTRAL SUPPLY (OLD) | MHHS-TMC |  |  |  | GFFH00388 |  | TMC |  | TMC - MHTMC - CENTRAL SUPPLY (OLD) | [5 empty] | REGULATORS, SUCTION |  | .needs class | [5 empty] | Datex-Ohmeda | [7 empty] | Clinical Miscellaneous | MHHS-TMC
NO | NO |  |  |  | GFFH00650 |  | Datex-Ohmeda | INTERMITTENT SUCTION UNIT |  | GFFH00650 | TMC - MHTMC - CENTRAL SUPPLY (OLD) | MHHS-TMC |  |  |  | GFFH00650 |  | TMC |  | TMC - MHTMC - CENTRAL SUPPLY (OLD) | [5 empty] | REGULATORS, SUCTION |  | .needs class | [5 empty] | Datex-Ohmeda | [7 empty] | Covered PM Repair - Biomedical | MHHS-TMC
NO | NO |  |  |  | GFFH00659 |  | Datex-Ohmeda | INTERMITTENT SUCTION UNIT |  | GFFH00659 | TMC - MHTMC - CENTRAL SUPPLY (OLD) | MHHS-TMC |  |  |  | GFFH00659 |  | TMC |  | TMC - MHTMC - CENTRAL SUPPLY (OLD) | [5 empty] | REGULATORS, SUCTION |  | .needs class | [5 empty] | Datex-Ohmeda | [7 empty] | Covered PM Repair - Biomedical | MHHS-TMC
NO | NO |  |  |  | GFFH00660 |  | Datex-Ohmeda | INTERMITTENT SUCTION UNIT |  | GFFH00660 | TMC - MHTMC - CENTRAL SUPPLY (OLD) | MHHS-TMC |  |  |  | GFFH00660 |  | TMC |  | TMC - MHTMC - CENTRAL SUPPLY (OLD) | [5 empty] | REGULATORS, SUCTION |  | .needs class | [5 empty] | Datex-Ohmeda | [7 empty] | Covered PM Repair - Biomedical | MHHS-TMC
NO | NO |  |  |  | GFFH00664 |  | Datex-Ohmeda | INTERMITTENT SUCTION UNIT |  | GFFH00664 | TMC - MHTMC - CENTRAL SUPPLY (OLD) | MHHS-TMC |  |  |  | GFFH00664 |  | TMC |  | TMC - MHTMC - CENTRAL SUPPLY (OLD) | [5 empty] | REGULATORS, SUCTION |  | .needs class | [5 empty] | Datex-Ohmeda | [7 empty] | Covered PM Repair - Biomedical | MHHS-TMC
NO | NO |  |  |  | GFFK07326 |  | Datex-Ohmeda | INTERMITTENT SUCTION UNIT |  | GFFK07326 | TMC - MHTMC - CENTRAL SUPPLY (OLD) | MHHS-TMC |  |  |  | GFFK07326 |  | TMC |  | TMC - MHTMC - CENTRAL SUPPLY (OLD) | [5 empty] | REGULATORS, SUCTION |  | .needs class | [5 empty] | Datex-Ohmeda | [7 empty] | Covered PM Repair - Biomedical | MHHS-TMC
NO | NO |  |  |  | GFFP04824 |  | Datex-Ohmeda | INTERMITTENT SUCTION UNIT |  | GFFP04824 | TMC - MHTMC - CENTRAL SUPPLY (OLD) | MHHS-TMC |  |  |  | GFFP04824 |  | TMC |  | TMC - MHTMC - CENTRAL SUPPLY (OLD) | [5 empty] | REGULATORS, SUCTION |  | .needs class | [5 empty] | Datex-Ohmeda | [7 empty] | Covered PM Repair - Biomedical | MHHS-TMC
NO | NO |  |  |  | GFFU01032 |  | Datex-Ohmeda | INTERMITTENT SUCTION UNIT |  | GFFU01032 | TMC - MHTMC - CENTRAL SUPPLY (OLD) | MHHS-TMC |  |  |  | GFFU01032 |  | TMC |  | TMC - MHTMC - CENTRAL SUPPLY (OLD) | [5 empty] | REGULATORS, SUCTION |  | .needs class | [5 empty] | Datex-Ohmeda | [7 empty] | Covered PM Repair - Biomedical | MHHS-TMC
NO | NO |  |  |  | GFHA22389 |  | Datex-Ohmeda | INTERMITTENT SUCTION UNIT |  | GFHA22389 | TMC - MHTMC - CENTRAL SUPPLY (OLD) | MHHS-TMC |  |  |  | GFHA22389 |  | TMC |  | TMC - MHTMC - CENTRAL SUPPLY (OLD) | [5 empty] | REGULATORS, SUCTION |  | .needs class | [5 empty] | Datex-Ohmeda | [7 empty] | Covered PM Repair - Biomedical | MHHS-TMC
NO | NO |  |  |  | GFHA22394 |  | Datex-Ohmeda | INTERMITTENT SUCTION UNIT |  | GFHA22394 | TMC - MHTMC - CENTRAL SUPPLY (OLD) | MHHS-TMC |  |  |  | GFHA22394 |  | TMC |  | TMC - MHTMC - CENTRAL SUPPLY (OLD) | [5 empty] | REGULATORS, SUCTION |  | .needs class | [5 empty] | Datex-Ohmeda | [7 empty] | Covered PM Repair - Biomedical | MHHS-TMC
NO | NO |  |  |  | GFHH00318 |  | Datex-Ohmeda | INTERMITTENT SUCTION UNIT |  | GFHH00318 | TMC - MHTMC - CENTRAL SUPPLY (OLD) | MHHS-TMC |  |  |  | GFHH00318 |  | TMC |  | TMC - MHTMC - CENTRAL SUPPLY (OLD) | [5 empty] | REGULATORS, SUCTION |  | .needs class | [5 empty] | Datex-Ohmeda | [7 empty] | Covered PM Repair - Biomedical | MHHS-TMC
NO | NO |  |  |  | GFHH00319 |  | Datex-Ohmeda | INTERMITTENT SUCTION UNIT |  | GFHH00319 | TMC - MHTMC - CENTRAL SUPPLY (OLD) | MHHS-TMC |  |  |  | GFHH00319 |  | TMC |  | TMC - MHTMC - CENTRAL SUPPLY (OLD) | [5 empty] | REGULATORS, SUCTION |  | .needs class | [5 empty] | Datex-Ohmeda | [7 empty] | Covered PM Repair - Biomedical | MHHS-TMC
NO | NO |  |  |  | GFHH00322 |  | Datex-Ohmeda | INTERMITTENT SUCTION UNIT |  | GFHH00322 | TMC - MHTMC - CENTRAL SUPPLY (OLD) | MHHS-TMC |  |  |  | GFHH00322 |  | TMC |  | TMC - MHTMC - CENTRAL SUPPLY (OLD) | [5 empty] | REGULATORS, SUCTION |  | .needs class | [5 empty] | Datex-Ohmeda | [7 empty] | Covered PM Repair - Biomedical | MHHS-TMC
NO | NO |  |  |  | GFHH00330 |  | Datex-Ohmeda | INTERMITTENT SUCTION UNIT |  | GFHH00330 | TMC - MHTMC - CENTRAL SUPPLY (OLD) | MHHS-TMC |  |  |  | GFHH00330 |  | TMC |  | TMC - MHTMC - CENTRAL SUPPLY (OLD) | [5 empty] | REGULATORS, SUCTION |  | .needs class | [5 empty] | Datex-Ohmeda | [7 empty] | Rounds - Fixed | MHHS-TMC
NO | NO |  |  |  | GFHH00332 |  | Datex-Ohmeda | INTERMITTENT SUCTION UNIT |  | GFHH00332 | TMC - MHTMC - CENTRAL SUPPLY (OLD) | MHHS-TMC |  |  |  | GFHH00332 |  | TMC |  | TMC - MHTMC - CENTRAL SUPPLY (OLD) | [5 empty] | REGULATORS, SUCTION |  | .needs class | [5 empty] | Datex-Ohmeda | [7 empty] | Covered PM Repair - Biomedical | MHHS-TMC
NO | NO |  |  |  | GFHH00335 |  | Datex-Ohmeda | INTERMITTENT SUCTION UNIT |  | GFHH00335 | TMC - MHTMC - CENTRAL SUPPLY (OLD) | MHHS-TMC |  |  |  | GFHH00335 |  | TMC |  | TMC - MHTMC - CENTRAL SUPPLY (OLD) | [5 empty] | REGULATORS, SUCTION |  | .needs class | [5 empty] | Datex-Ohmeda | [7 empty] | Covered PM Repair - Biomedical | MHHS-TMC
NO | NO |  |  |  | GFHH00344 |  | Datex-Ohmeda | INTERMITTENT SUCTION UNIT |  | GFHH00344 | TMC - MHTMC - CENTRAL SUPPLY (OLD) | MHHS-TMC |  |  |  | GFHH00344 |  | TMC |  | TMC - MHTMC - CENTRAL SUPPLY (OLD) | [5 empty] | REGULATORS, SUCTION |  | .needs class | [5 empty] | Datex-Ohmeda | [7 empty] | Covered PM Repair - Biomedical | MHHS-TMC
NO | NO |  |  |  | GFHH00353 |  | Datex-Ohmeda | INTERMITTENT SUCTION UNIT |  | GFHH00353 | TMC - MHTMC - CENTRAL SUPPLY (OLD) | MHHS-TMC |  |  |  | GFHH00353 |  | TMC |  | TMC - MHTMC - CENTRAL SUPPLY (OLD) | [5 empty] | REGULATORS, SUCTION |  | .needs class | [5 empty] | Datex-Ohmeda | [7 empty] | Covered PM Repair - Biomedical | MHHS-TMC
NO | NO |  |  |  | GFHH00365 |  | Datex-Ohmeda | INTERMITTENT SUCTION UNIT |  | GFHH00365 | TMC - MHTMC - CENTRAL SUPPLY (OLD) | MHHS-TMC |  |  |  | GFHH00365 |  | TMC |  | TMC - MHTMC - CENTRAL SUPPLY (OLD) | [5 empty] | REGULATORS, SUCTION |  | .needs class | [5 empty] | Datex-Ohmeda | [7 empty] | Covered PM Repair - Biomedical | MHHS-TMC
NO | NO |  |  |  | GFHH00366 |  | Datex-Ohmeda | INTERMITTENT SUCTION UNIT |  | GFHH00366 | TMC - MHTMC - CENTRAL SUPPLY (OLD) | MHHS-TMC |  |  |  | GFHH00366 |  | TMC |  | TMC - MHTMC - CENTRAL SUPPLY (OLD) | [5 empty] | REGULATORS, SUCTION |  | .needs class | [5 empty] | Datex-Ohmeda | [7 empty] | Covered PM Repair - Biomedical | MHHS-TMC
NO | NO |  |  |  | GFHH00374 |  | Datex-Ohmeda | INTERMITTENT SUCTION UNIT |  | GFHH00374 | TMC - MHTMC - CENTRAL SUPPLY (OLD) | MHHS-TMC |  |  |  | GFHH00374 |  | TMC |  | TMC - MHTMC - CENTRAL SUPPLY (OLD) | [5 empty] | REGULATORS, SUCTION |  | .needs class | [5 empty] | Datex-Ohmeda | [7 empty] | Covered PM Repair - Biomedical | MHHS-TMC
NO | NO |  |  |  | GFHH00380 |  | Datex-Ohmeda | INTERMITTENT SUCTION UNIT |  | GFHH00380 | TMC - MHTMC - CENTRAL SUPPLY (OLD) | MHHS-TMC |  |  |  | GFHH00380 |  | TMC |  | TMC - MHTMC - CENTRAL SUPPLY (OLD) | [5 empty] | REGULATORS, SUCTION |  | .needs class | [5 empty] | Datex-Ohmeda | [7 empty] | Covered PM Repair - Biomedical | MHHS-TMC
NO | NO |  |  |  | GFHC10695 |  | Datex-Ohmeda | INTERMITTENT SUCTION UNIT |  | GFHC10695 | TMC - OR - HERMANN (2HP) | MHHS-TMC |  |  |  | GFHC10695 |  | TMC |  | TMC - OR - HERMANN (2HP) | [5 empty] | REGULATORS, SUCTION |  | .needs class | [5 empty] | Datex-Ohmeda | [7 empty] | Covered PM Repair - Biomedical | MHHS-TMC
NO | NO |  |  |  | 069-19378 |  | Datex-Ohmeda | INTERMITTENT SUCTION UNIT |  | BDKH00069 | TMC - OR - ROBERTSON (2R) | MHHS-TMC |  |  |  | 069-19378 |  | TMC |  | TMC - OR - ROBERTSON (2R) | [5 empty] | REGULATORS, SUCTION |  | .needs class | [5 empty] | Datex-Ohmeda | [7 empty] | Covered PM Repair - Biomedical | MHHS-TMC
NO | NO |  |  |  | 069-21913 |  | Datex-Ohmeda | INTERMITTENT SUCTION UNIT |  | GFFP04789 | TMC - OR - ROBERTSON (2R) | MHHS-TMC |  |  |  | 069-21913 |  | TMC |  | TMC - OR - ROBERTSON (2R) | [5 empty] | REGULATORS, SUCTION |  | .needs class | [5 empty] | Datex-Ohmeda | [7 empty] | Covered PM Repair - Biomedical | MHHS-TMC
NO | NO |  |  |  | 069-28753 |  | Datex-Ohmeda | INTERMITTENT SUCTION UNIT |  | gffc32025 | TMC - OR - ROBERTSON (2R) | MHHS-TMC |  |  |  | 069-28753 |  | TMC |  | TMC - OR - ROBERTSON (2R) | [5 empty] | REGULATORS, SUCTION |  | .needs class | [5 empty] | Datex-Ohmeda | [7 empty] | Covered PM Repair - Biomedical | MHHS-TMC
NO | NO |  |  |  | GFFJ06681 |  | Datex-Ohmeda | INTERMITTENT SUCTION UNIT |  | GFFJ06681 | TMC - OR - ROBERTSON (2R) | MHHS-TMC |  |  |  | GFFJ06681 |  | TMC |  | TMC - OR - ROBERTSON (2R) | [5 empty] | REGULATORS, SUCTION |  | .needs class | [5 empty] | Datex-Ohmeda | [7 empty] | Covered PM Repair - Biomedical | MHHS-TMC
NO | NO |  |  |  | 029-00791 |  | Datex-Ohmeda | INTERMITTENT SUCTION UNIT |  | GFFD02695 | WOODLANDS - BIOMEDICAL SERVICES | MHHS-Woodlands |  |  |  | 029-00791 |  | Woodlands |  | WOODLANDS - BIOMEDICAL SERVICES | [5 empty] | REGULATORS, SUCTION |  | .needs class | [5 empty] | Datex-Ohmeda | [7 empty] | Not Covered Vendor Only - Lab Ana/Anes | MHHS-Woodlands
NO | NO |  |  |  | 029-00557 |  | Datex-Ohmeda | INTERMITTENT SUCTION UNIT |  | GFFZ17196 | WOODLANDS - CENTRAL SUPPLY | MHHS-Woodlands |  |  |  | 029-00557 |  | Woodlands |  | WOODLANDS - CENTRAL SUPPLY | [5 empty] | REGULATORS, SUCTION |  | .needs class | [5 empty] | Datex-Ohmeda | [7 empty] | Not Covered Vendor Only - Lab Ana/Anes | MHHS-Woodlands
NO | NO |  |  |  | 029-00866 |  | Datex-Ohmeda | INTERMITTENT SUCTION UNIT |  | GFCB05032 | WOODLANDS - CENTRAL SUPPLY | MHHS-Woodlands |  |  |  | 029-00866 |  | Woodlands |  | WOODLANDS - CENTRAL SUPPLY | [5 empty] | REGULATORS, SUCTION |  | .needs class | [5 empty] | Datex-Ohmeda | [7 empty] | Not Covered Vendor Only - Lab Ana/Anes | MHHS-Woodlands
NO | NO |  |  |  | 029-01041 |  | Datex-Ohmeda | INTERMITTENT SUCTION UNIT |  | GFHW06952 | WOODLANDS - CENTRAL SUPPLY | MHHS-Woodlands |  |  |  | 029-01041 |  | Woodlands |  | WOODLANDS - CENTRAL SUPPLY | [5 empty] | REGULATORS, SUCTION |  | .needs class | [5 empty] | Datex-Ohmeda | [7 empty] | Not Covered Vendor Only - Lab Ana/Anes | MHHS-Woodlands
NO | NO |  |  |  | 029-01263 |  | Datex-Ohmeda | INTERMITTENT SUCTION UNIT |  | GFFB22242 | WOODLANDS - CENTRAL SUPPLY | MHHS-Woodlands |  |  |  | 029-01263 |  | Woodlands |  | WOODLANDS - CENTRAL SUPPLY | [5 empty] | REGULATORS, SUCTION |  | .needs class | [5 empty] | Datex-Ohmeda | [7 empty] | Not Covered Vendor Only - Lab Ana/Anes | MHHS-Woodlands
NO | NO |  |  |  | 029-01735 |  | Datex-Ohmeda | INTERMITTENT SUCTION UNIT |  | GFFZ17195 | WOODLANDS - CENTRAL SUPPLY | MHHS-Woodlands |  |  |  | 029-01735 |  | Woodlands |  | WOODLANDS - CENTRAL SUPPLY | [5 empty] | REGULATORS, SUCTION |  | .needs class | [5 empty] | Datex-Ohmeda | [7 empty] | No Coverage Specified | MHHS-Woodlands
NO | NO |  |  |  | 029-01844 |  | Datex-Ohmeda | INTERMITTENT SUCTION UNIT |  | GFCK00798 | WOODLANDS - CENTRAL SUPPLY | MHHS-Woodlands |  |  |  | 029-01844 |  | Woodlands |  | WOODLANDS - CENTRAL SUPPLY | [5 empty] | REGULATORS, SUCTION |  | .needs class | [5 empty] | Datex-Ohmeda | [7 empty] | Not Covered Vendor Only - Lab Ana/Anes | MHHS-Woodlands
NO | NO |  |  |  | 029-01868 |  | Datex-Ohmeda | INTERMITTENT SUCTION UNIT |  | GFFF34329 | WOODLANDS - CENTRAL SUPPLY | MHHS-Woodlands |  |  |  | 029-01868 |  | Woodlands |  | WOODLANDS - CENTRAL SUPPLY | [5 empty] | REGULATORS, SUCTION |  | .needs class | [5 empty] | Datex-Ohmeda | [7 empty] | Not Covered Vendor Only - Lab Ana/Anes | MHHS-Woodlands
NO | NO |  |  |  | 029-01889 |  | Datex-Ohmeda | INTERMITTENT SUCTION UNIT |  | CFFF34407 | WOODLANDS - CENTRAL SUPPLY | MHHS-Woodlands |  |  |  | 029-01889 |  | Woodlands |  | WOODLANDS - CENTRAL SUPPLY | [5 empty] | REGULATORS, SUCTION |  | .needs class | [5 empty] | Datex-Ohmeda | [7 empty] | Not Covered Vendor Only - Lab Ana/Anes | MHHS-Woodlands
NO | NO |  |  |  | 029-01902 |  | Datex-Ohmeda | INTERMITTENT SUCTION UNIT |  | GFFF34380 | WOODLANDS - CENTRAL SUPPLY | MHHS-Woodlands |  |  |  | 029-01902 |  | Woodlands |  | WOODLANDS - CENTRAL SUPPLY | [5 empty] | REGULATORS, SUCTION |  | .needs class | [5 empty] | Datex-Ohmeda | [7 empty] | Not Covered Vendor Only - Lab Ana/Anes | MHHS-Woodlands
NO | NO |  |  |  | 029-03482 |  | Datex-Ohmeda | INTERMITTENT SUCTION UNIT |  | GFFH35259 | WOODLANDS - CENTRAL SUPPLY | MHHS-Woodlands |  |  |  | 029-03482 |  | Woodlands |  | WOODLANDS - CENTRAL SUPPLY | [5 empty] | REGULATORS, SUCTION |  | .needs class | [5 empty] | Datex-Ohmeda | [7 empty] | Not Covered Vendor Only - Lab Ana/Anes | MHHS-Woodlands
NO | NO |  |  |  | 029-04836 |  | Datex-Ohmeda | INTERMITTENT SUCTION UNIT |  | GFFL16692 | WOODLANDS - CENTRAL SUPPLY | MHHS-Woodlands |  |  |  | 029-04836 |  | Woodlands |  | WOODLANDS - CENTRAL SUPPLY | [5 empty] | REGULATORS, SUCTION |  | .needs class | [5 empty] | Datex-Ohmeda | [7 empty] | Not Covered Vendor Only - Biomedical | MHHS-Woodlands
NO | NO |  |  |  | GFFB22240 |  | Datex-Ohmeda | INTERMITTENT SUCTION UNIT |  | GFFB22240 | WOODLANDS - CENTRAL SUPPLY | MHHS-Woodlands |  |  |  | GFFB22240 |  | Woodlands |  | WOODLANDS - CENTRAL SUPPLY | [5 empty] | REGULATORS, SUCTION |  | .needs class | [5 empty] | Datex-Ohmeda | [7 empty] | Not Covered Vendor Only - Lab Ana/Anes | MHHS-Woodlands
NO | NO |  |  |  | GFFF32685 |  | Datex-Ohmeda | INTERMITTENT SUCTION UNIT |  | GFFF32685 | WOODLANDS - CENTRAL SUPPLY | MHHS-Woodlands |  |  |  | GFFF32685 |  | Woodlands |  | WOODLANDS - CENTRAL SUPPLY | [5 empty] | REGULATORS, SUCTION |  | .needs class | [5 empty] | Datex-Ohmeda | [7 empty] | Not Covered Vendor Only - Lab Ana/Anes | MHHS-Woodlands
NO | NO |  |  |  | GFFG38580 |  | Datex-Ohmeda | INTERMITTENT SUCTION UNIT |  | GFFG38580 | WOODLANDS - CENTRAL SUPPLY | MHHS-Woodlands |  |  |  | GFFG38580 |  | Woodlands |  | WOODLANDS - CENTRAL SUPPLY | [5 empty] | REGULATORS, SUCTION |  | .needs class | [5 empty] | Datex-Ohmeda | [7 empty] | Not Covered Vendor Only - Lab Ana/Anes | MHHS-Woodlands
NO | NO |  |  |  | GFFH22239 |  | Datex-Ohmeda | INTERMITTENT SUCTION UNIT |  | GFFH22239 | WOODLANDS - CENTRAL SUPPLY | MHHS-Woodlands |  |  |  | GFFH22239 |  | Woodlands |  | WOODLANDS - CENTRAL SUPPLY | [5 empty] | REGULATORS, SUCTION |  | .needs class | [5 empty] | Datex-Ohmeda | [7 empty] | Not Covered Vendor Only - Lab Ana/Anes | MHHS-Woodlands
NO | NO |  |  |  | GFFH35254 |  | Datex-Ohmeda | INTERMITTENT SUCTION UNIT |  | GFFH35254 | WOODLANDS - CENTRAL SUPPLY | MHHS-Woodlands |  |  |  | GFFH35254 |  | Woodlands |  | WOODLANDS - CENTRAL SUPPLY | [5 empty] | REGULATORS, SUCTION |  | .needs class | [5 empty] | Datex-Ohmeda | [7 empty] | Not Covered Vendor Only - Lab Ana/Anes | MHHS-Woodlands
NO | NO |  |  |  | GFFK07303 |  | Datex-Ohmeda | INTERMITTENT SUCTION UNIT |  | GFFK07303 | WOODLANDS - CENTRAL SUPPLY | MHHS-Woodlands |  |  |  | GFFK07303 |  | Woodlands |  | WOODLANDS - CENTRAL SUPPLY | [5 empty] | REGULATORS, SUCTION |  | .needs class | [5 empty] | Datex-Ohmeda | [7 empty] | Not Covered Vendor Only - Lab Ana/Anes | MHHS-Woodlands
NO | YES |  |  |  | 142-06124 | 142-06124 | Datex-Ohmeda | ISOTEC 4 |  | BARV00802 | NE-PACU | MHHS-Northeast |  |  |  | 142-06124 | 142-06124 | Katy | MHHS-Northeast | NE-PACU | PACU | 12/1/17 |  |  |  | ANESTHESIA UNIT VAPORIZERS | Vaporizer, Anesthesia | VAPORIZERANESTHESIA-Datex-Ohmeda-TEC 4 |  |  |  |  | VAPORIZERANESTHESIA-Datex-Ohmeda-TEC 4 | Datex-Ohmeda |  |  |  |  | 8/1/19 |  | VA-SA | Covered PM Repair - Biomedical | MHHS-Northeast | [8 empty] | VAPORIZERANESTHESIA | Vaporizer, Anesthesia | Datex-Ohmeda
NO | YES |  |  |  | 142-06813 | 142-06813 | Datex-Ohmeda | ISOTEC 4 |  | BARP00688 | NE-PACU | MHHS-Northeast |  |  |  | 142-06813 | 142-06813 | Katy | MHHS-Northeast | NE-PACU | PACU | 12/1/16 |  |  |  | ANESTHESIA UNIT VAPORIZERS | Vaporizer, Anesthesia | VAPORIZERANESTHESIA-Datex-Ohmeda-TEC 4 |  |  |  |  | VAPORIZERANESTHESIA-Datex-Ohmeda-TEC 4 | Datex-Ohmeda | [6 empty] | VA-SA | Covered PM Repair Labor Only - Biomedica | MHHS-Northeast | [8 empty] | VAPORIZERANESTHESIA | Vaporizer, Anesthesia | Datex-Ohmeda
NO | YES |  |  |  | 074-04825 | 074-04825 | Datex-Ohmeda | ISOTEC 4 |  | BAST00806 | TMC-OR-CVOR (7Hvi) | MHHS-TMC |  |  |  | 074-04825 | 074-04825 | TMC | MHHS-TMC | TMC-OR-CVOR (7Hvi) | OR 3 | 6/1/15 |  |  |  | ANESTHESIA UNIT VAPORIZERS | Vaporizer, Anesthesia | VAPORIZERANESTHESIA-Datex-Ohmeda-TEC 4 |  |  |  |  | VAPORIZERANESTHESIA-Datex-Ohmeda-TEC 4 | Datex-Ohmeda |  |  |  |  | 3/28/19 |  | VA-SA | Covered PM Repair - Biomedical | MHHS-TMC | [8 empty] | VAPORIZERANESTHESIA | Vaporizer, Anesthesia | Datex-Ohmeda
NO | NO | [5 empty] | Datex-Ohmeda | ISOTEC 4 |  | bapp04829 | TMC - OR - ANESTHESIA (OLD) | MHHS-TMC | [5 empty] | TMC |  | TMC - OR - ANESTHESIA (OLD) | [5 empty] | ANESTHESIA UNIT VAPORIZERS |  | VAPORIZERANESTHESIA-Datex-Ohmeda-TEC 4 |  |  |  |  | VAPORIZERANESTHESIA-Datex-Ohmeda-TEC 4 | Datex-Ohmeda | [7 empty] | Covered PM Repair - Biomedical | MHHS-TMC
NO | NO |  |  |  | BARP00939 |  | Datex-Ohmeda | ISOTEC 4 |  | BARP00939 | TMC - OR - ANESTHESIA (OLD) | MHHS-TMC |  |  |  | BARP00939 |  | TMC |  | TMC - OR - ANESTHESIA (OLD) | [5 empty] | ANESTHESIA UNIT VAPORIZERS |  | VAPORIZERANESTHESIA-Datex-Ohmeda-TEC 4 |  |  |  |  | VAPORIZERANESTHESIA-Datex-Ohmeda-TEC 4 | Datex-Ohmeda | [7 empty] | Covered PM Repair - Biomedical | MHHS-TMC
NO | NO |  |  |  | BARP03476 |  | Datex-Ohmeda | ISOTEC 4 |  | BARP03476 | TMC - OR - ANESTHESIA (OLD) | MHHS-TMC |  |  |  | BARP03476 |  | TMC |  | TMC - OR - ANESTHESIA (OLD) | [5 empty] | ANESTHESIA UNIT VAPORIZERS |  | VAPORIZERANESTHESIA-Datex-Ohmeda-TEC 4 |  |  |  |  | VAPORIZERANESTHESIA-Datex-Ohmeda-TEC 4 | Datex-Ohmeda | [7 empty] | Covered PM Repair - Biomedical | MHHS-TMC
NO | NO |  |  |  | BARQ03001 |  | Datex-Ohmeda | ISOTEC 4 |  | BARQ03001 | TMC - OR - ANESTHESIA (OLD) | MHHS-TMC |  |  |  | BARQ03001 |  | TMC |  | TMC - OR - ANESTHESIA (OLD) | [5 empty] | ANESTHESIA UNIT VAPORIZERS |  | VAPORIZERANESTHESIA-Datex-Ohmeda-TEC 4 |  |  |  |  | VAPORIZERANESTHESIA-Datex-Ohmeda-TEC 4 | Datex-Ohmeda | [7 empty] | Covered PM Repair - Biomedical | MHHS-TMC
NO | NO |  |  |  | BARR04829 |  | Datex-Ohmeda | ISOTEC 4 |  | BARR04829 | TMC - OR - CVOR (7HVI) | MHHS-TMC |  |  |  | BARR04829 |  | TMC |  | TMC - OR - CVOR (7HVI) | [5 empty] | ANESTHESIA UNIT VAPORIZERS |  | VAPORIZERANESTHESIA-Datex-Ohmeda-TEC 4 |  |  |  |  | VAPORIZERANESTHESIA-Datex-Ohmeda-TEC 4 | Datex-Ohmeda | [7 empty] | Covered PM Repair - Biomedical | MHHS-TMC
NO | YES |  |  |  |  | BCYC00991 | Datex-Ohmeda | ISOTEC 5 |  | BCYC00991 | MEMORIAL CITY - Outpatient | MHHS-Mem City |  |  |  |  | BCYC00991 | West | Memorial Hermann Memorial City Medical Center | MEMORIAL CITY - Outpatient | MEMORIAL CITY - OUTPATIENT |  |  |  |  | ANESTHESIA UNIT VAPORIZERS |  | VAPORIZERANESTHESIA-Datex-Ohmeda-TEC 5 |  |  |  |  | VAPORIZERANESTHESIA-Datex-Ohmeda-TEC 5 | Datex-Ohmeda | [7 empty] | Covered PM Repair Labor Only - Biomedica | MHHS-Mem City
NO | YES | Asset Tag 041-18877 |  |  | 041-18877 | 041-18877 | Datex-Ohmeda | ISOTEC 5 |  | BCYF01163 | (null) | MHHS-Sugarland |  |  |  | 041-18877 | 041-18877 | (null) | (null) | (null) | (null) | (null) | (null) | (null) | (null) | ANESTHESIA UNIT VAPORIZERS |  | VAPORIZERANESTHESIA-Datex-Ohmeda-TEC 5 |  |  |  |  | VAPORIZERANESTHESIA-Datex-Ohmeda-TEC 5 | Datex-Ohmeda | [7 empty] | Covered PM Repair Labor Only - Biomedica | MHHS-Sugarland
NO | YES |  |  |  | 074-05668 | 074-05668 | Datex-Ohmeda | ISOTEC 5 |  | BCYB01236 | TMC-OR-Anesthesia (Old) | MHHS-TMC |  |  |  | 074-05668 | 074-05668 | TMC | MHHS-TMC | TMC-OR-Anesthesia (Old) | OR 4 | 5/1/17 |  | 5/1/20 |  | ANESTHESIA UNIT VAPORIZERS | Vaporizer, Anesthesia | VAPORIZERANESTHESIA-Datex-Ohmeda-TEC 5 |  |  |  |  | VAPORIZERANESTHESIA-Datex-Ohmeda-TEC 5 | Datex-Ohmeda | [6 empty] | VA-SA | Covered PM Repair Labor Only - Biomedica | MHHS-TMC | [8 empty] | VAPORIZERANESTHESIA | Vaporizer, Anesthesia | Datex-Ohmeda
NO | YES |  |  |  | 074-05669 | 074-05669 | Datex-Ohmeda | ISOTEC 5 |  | BCYE02055 | TMC-OR-CVOR (7Hvi) | MHHS-TMC |  |  |  | 074-05669 | 074-05669 | TMC | MHHS-TMC | TMC-OR-CVOR (7Hvi) | Cv OR 4 | 5/1/17 |  |  | No PM Sticker | ANESTHESIA UNIT VAPORIZERS | Vaporizer, Anesthesia | VAPORIZERANESTHESIA-Datex-Ohmeda-TEC 5 |  |  |  |  | VAPORIZERANESTHESIA-Datex-Ohmeda-TEC 5 | Datex-Ohmeda | [6 empty] | VA-SA | Covered PM Repair - Biomedical | MHHS-TMC | [8 empty] | VAPORIZERANESTHESIA | Vaporizer, Anesthesia | Datex-Ohmeda
NO | YES |  |  |  | 029-08528 | 029-08528 | Datex-Ohmeda | ISOTEC 5 |  | BCYC01454 | Woodlands-Anesthesia | MHHS-Woodlands |  |  |  | 029-08528 | 029-08528 | Woodlands | MHHS-Woodlands | Woodlands-Anesthesia | OR | 7/1/19 |  | 7/1/20 |  | ANESTHESIA UNIT VAPORIZERS | Vaporizer, Anesthesia | VAPORIZERANESTHESIA-Datex-Ohmeda-TEC 5 |  |  |  |  | VAPORIZERANESTHESIA-Datex-Ohmeda-TEC 5 | Datex-Ohmeda | [6 empty] | VA-SA | Covered PM Repair - Biomedical | MHHS-Woodlands | [8 empty] | VAPORIZERANESTHESIA | Vaporizer, Anesthesia | Datex-Ohmeda
YES | YES |  |  |  | BCYV01774 | BCYV01774 | Datex-Ohmeda | Isotec 5 |  | BCYV01774 | MEMORIAL CITY - OUTPATIENT SURGERY |  |  |  |  | BCYV01774 | BCYV01774 | West | Memorial City - Memorial Hermann Hospital West Tower | MEMORIAL CITY - OUTPATIENT SURGERY | W1 300.73 OR 2 |  |  |  | PM sticker worn out
NO | NO | [5 empty] | Datex-Ohmeda | ISOTEC 5 |  | bcyb01793 | MEMORIAL CITY - ANESTHESIOLOGY | MHHS-Mem City | [5 empty] | West & Memorial City |  | MEMORIAL CITY - ANESTHESIOLOGY | [5 empty] | ANESTHESIA UNIT VAPORIZERS |  | VAPORIZERANESTHESIA-Datex-Ohmeda-TEC 5 |  |  |  |  | VAPORIZERANESTHESIA-Datex-Ohmeda-TEC 5 | Datex-Ohmeda | [7 empty] | Covered PM Repair - Biomedical | MHHS-Mem City
NO | NO |  |  |  | 074-03056 |  | Datex-Ohmeda | ISOTEC 5 |  | BCYA01994 | TMC - OR - ANESTHESIA (OLD) | MHHS-TMC |  |  |  | 074-03056 |  | TMC |  | TMC - OR - ANESTHESIA (OLD) | [5 empty] | ANESTHESIA UNIT VAPORIZERS |  | VAPORIZERANESTHESIA-Datex-Ohmeda-TEC 5 |  |  |  |  | VAPORIZERANESTHESIA-Datex-Ohmeda-TEC 5 | Datex-Ohmeda | [7 empty] | Covered PM Repair - Biomedical | MHHS-TMC
NO | NO | [5 empty] | Datex-Ohmeda | ISOTEC 5 |  | bcya00596 | TMC - OR - ANESTHESIA (OLD) | MHHS-TMC | [5 empty] | TMC |  | TMC - OR - ANESTHESIA (OLD) | [5 empty] | ANESTHESIA UNIT VAPORIZERS |  | VAPORIZERANESTHESIA-Datex-Ohmeda-TEC 5 |  |  |  |  | VAPORIZERANESTHESIA-Datex-Ohmeda-TEC 5 | Datex-Ohmeda | [7 empty] | Covered PM Repair - Biomedical | MHHS-TMC
NO | NO |  |  |  | BARM04265 |  | Datex-Ohmeda | ISOTEC 5 |  | BARM04265 | TMC - OR - ANESTHESIA (OLD) | MHHS-TMC |  |  |  | BARM04265 |  | TMC |  | TMC - OR - ANESTHESIA (OLD) | [5 empty] | ANESTHESIA UNIT VAPORIZERS |  | VAPORIZERANESTHESIA-Datex-Ohmeda-TEC 5 |  |  |  |  | VAPORIZERANESTHESIA-Datex-Ohmeda-TEC 5 | Datex-Ohmeda | [7 empty] | Covered PM Repair Labor Only - Biomedica | MHHS-TMC
NO | NO |  |  |  | BCYB00933 |  | Datex-Ohmeda | ISOTEC 5 |  | BCYB00933 | TMC - OR - ANESTHESIA (OLD) | MHHS-TMC |  |  |  | BCYB00933 |  | TMC |  | TMC - OR - ANESTHESIA (OLD) | [5 empty] | ANESTHESIA UNIT VAPORIZERS |  | VAPORIZERANESTHESIA-Datex-Ohmeda-TEC 5 |  |  |  |  | VAPORIZERANESTHESIA-Datex-Ohmeda-TEC 5 | Datex-Ohmeda | [7 empty] | Covered PM Repair - Biomedical | MHHS-TMC
NO | NO |  |  |  | BCYC01357 |  | Datex-Ohmeda | ISOTEC 5 |  | BCYC01357 | TMC - OR - ANESTHESIA (OLD) | MHHS-TMC |  |  |  | BCYC01357 |  | TMC |  | TMC - OR - ANESTHESIA (OLD) | [5 empty] | ANESTHESIA UNIT VAPORIZERS |  | VAPORIZERANESTHESIA-Datex-Ohmeda-TEC 5 |  |  |  |  | VAPORIZERANESTHESIA-Datex-Ohmeda-TEC 5 | Datex-Ohmeda | [7 empty] | Covered PM Repair - Biomedical | MHHS-TMC
NO | NO |  |  |  | BCYT00070 |  | Datex-Ohmeda | ISOTEC 5 |  | BCYT00070 | TMC - OR - ANESTHESIA (OLD) | MHHS-TMC |  |  |  | BCYT00070 |  | TMC |  | TMC - OR - ANESTHESIA (OLD) | [5 empty] | ANESTHESIA UNIT VAPORIZERS |  | VAPORIZERANESTHESIA-Datex-Ohmeda-TEC 5 |  |  |  |  | VAPORIZERANESTHESIA-Datex-Ohmeda-TEC 5 | Datex-Ohmeda | [7 empty] | Covered PM Repair - Biomedical | MHHS-TMC
NO | NO |  |  |  | BCYU01685 |  | Datex-Ohmeda | ISOTEC 5 |  | BCYU01685 | TMC - OR - ANESTHESIA (OLD) | MHHS-TMC |  |  |  | BCYU01685 |  | TMC |  | TMC - OR - ANESTHESIA (OLD) | [5 empty] | ANESTHESIA UNIT VAPORIZERS |  | VAPORIZERANESTHESIA-Datex-Ohmeda-TEC 5 |  |  |  |  | VAPORIZERANESTHESIA-Datex-Ohmeda-TEC 5 | Datex-Ohmeda | [7 empty] | Covered PM Repair - Biomedical | MHHS-TMC
NO | NO |  |  |  | BCYU05075 |  | Datex-Ohmeda | ISOTEC 5 |  | BCYU05075 | TMC - OR - ANESTHESIA (OLD) | MHHS-TMC |  |  |  | BCYU05075 |  | TMC |  | TMC - OR - ANESTHESIA (OLD) | [5 empty] | ANESTHESIA UNIT VAPORIZERS |  | VAPORIZERANESTHESIA-Datex-Ohmeda-TEC 5 |  |  |  |  | VAPORIZERANESTHESIA-Datex-Ohmeda-TEC 5 | Datex-Ohmeda | [7 empty] | Covered PM Repair Labor Only - Biomedica | MHHS-TMC
NO | NO |  |  |  | BCYV04723 |  | Datex-Ohmeda | ISOTEC 5 |  | BCYV04723 | TMC - OR - ANESTHESIA (OLD) | MHHS-TMC |  |  |  | BCYV04723 |  | TMC |  | TMC - OR - ANESTHESIA (OLD) | [5 empty] | ANESTHESIA UNIT VAPORIZERS |  | VAPORIZERANESTHESIA-Datex-Ohmeda-TEC 5 |  |  |  |  | VAPORIZERANESTHESIA-Datex-Ohmeda-TEC 5 | Datex-Ohmeda | [7 empty] | Covered PM Repair - Biomedical | MHHS-TMC
NO | NO |  |  |  | BCYX02046 |  | Datex-Ohmeda | ISOTEC 5 |  | BCYX02046 | TMC - OR - ANESTHESIA (OLD) | MHHS-TMC |  |  |  | BCYX02046 |  | TMC |  | TMC - OR - ANESTHESIA (OLD) | [5 empty] | ANESTHESIA UNIT VAPORIZERS |  | VAPORIZERANESTHESIA-Datex-Ohmeda-TEC 5 |  |  |  |  | VAPORIZERANESTHESIA-Datex-Ohmeda-TEC 5 | Datex-Ohmeda | [7 empty] | Covered PM Repair - Biomedical | MHHS-TMC
NO | NO |  |  |  | bcyx02046 |  | Datex-Ohmeda | ISOTEC 5 |  | bcyx02046 | TMC - OR - ANESTHESIA (OLD) | MHHS-TMC |  |  |  | bcyx02046 |  | TMC |  | TMC - OR - ANESTHESIA (OLD) | [5 empty] | ANESTHESIA UNIT VAPORIZERS |  | VAPORIZERANESTHESIA-Datex-Ohmeda-TEC 5 |  |  |  |  | VAPORIZERANESTHESIA-Datex-Ohmeda-TEC 5 | Datex-Ohmeda | [7 empty] | Covered PM Repair Labor Only - Biomedica | MHHS-TMC
NO | NO |  |  |  | BCYX04702 |  | Datex-Ohmeda | ISOTEC 5 |  | BCYX04702 | TMC - OR - ANESTHESIA (OLD) | MHHS-TMC |  |  |  | BCYX04702 |  | TMC |  | TMC - OR - ANESTHESIA (OLD) | [5 empty] | ANESTHESIA UNIT VAPORIZERS |  | VAPORIZERANESTHESIA-Datex-Ohmeda-TEC 5 |  |  |  |  | VAPORIZERANESTHESIA-Datex-Ohmeda-TEC 5 | Datex-Ohmeda | [7 empty] | Covered PM Repair - Biomedical | MHHS-TMC
NO | YES |  |  |  | 029-10574 | 029-10574 | Datex-Ohmeda | ISOTEC 7 |  | BEGK01420 | Woodlands-Cath Lab | MHHS-Woodlands |  |  |  | 029-10574 | 029-10574 | Woodlands | MHHS-Woodlands | Woodlands-Cath Lab | Rm 1 | 11/1/19 |  | 5/1/20 |  | ANESTHESIA UNIT VAPORIZERS | Vaporizer, Anesthesia | VAPORIZERANESTHESIA-Datex-Ohmeda-TEC 7 |  |  |  |  | VAPORIZERANESTHESIA-Datex-Ohmeda-TEC 7 | Datex-Ohmeda | [6 empty] | VA-SA | Covered PM Repair Labor Only - Biomedica | MHHS-Woodlands | [8 empty] | VAPORIZERANESTHESIA | Vaporizer, Anesthesia | Datex-Ohmeda
NO | NO | [5 empty] | Datex-Ohmeda | LIGHT 11 |  | 8-98burt | TMC - CHILDRENS - NICU (7HP) | MHHS-TMC | [5 empty] | TMC |  | TMC - CHILDRENS - NICU (7HP) | [5 empty] | PHOTOTHERAPY UNITS |  | .needs class | [5 empty] | Datex-Ohmeda | [7 empty] | Covered PM Repair - Biomedical | MHHS-TMC
NO | YES |  |  |  | 133-06642 | 133-06642 | Datex-Ohmeda | M1091990 |  | HFAN50197 | Katy-Nursery | MHHS-Katy |  |  |  | 133-06642 | 133-06642 | Katy | MHHS-Katy | Katy-Nursery | NICU | 7/1/19 | 7/1/20 |  |  | PHOTOTHERAPY UNITS |  | .needs class | [5 empty] | Datex-Ohmeda |  |  |  |  | 8/30/14 |  |  | Covered PM Repair - Biomedical | MHHS-Katy
NO | YES |  |  |  | 013-18064 | 013-18064 | Datex-Ohmeda | M1112198 |  | HDJP50551 | SW-Labor | MHHS-Southwest |  |  |  | 013-18064 | 013-18064 | Southwest | MHHS-Southwest | SW-Labor | LDR 3 |  |  |  |  | WARMING UNITS, PATIENT, RADIANT, INFANT |  | .needs class | [5 empty] | Datex-Ohmeda |  |  |  |  | 1/1/20 |  |  | Not Covered Vendor Only - Biomedical | MHHS-Southwest
NO | YES |  |  |  |  | 013-18063 | Datex-Ohmeda | M1112198 |  | HDJP50550 | SW-Labor & Delivery | MHHS-Southwest |  |  |  |  | 013-18063 | Southwest | MHHS-Southwest | SW-Labor & Delivery | LDR10 | 9/1/19 |  |  |  | WARMING UNITS, PATIENT, RADIANT, INFANT |  | .needs class | [5 empty] | Datex-Ohmeda |  |  |  |  | 3/21/17 |  |  | Covered PM Repair - Biomedical | MHHS-Southwest
NO | YES |  |  |  | 029-12682 | 029-12682 | Datex-Ohmeda | M1112198 |  | PBWY71602 | Woodlands-NICU (New) | MHHS-Woodlands |  |  |  | 029-12682 | 029-12682 | Woodlands | MHHS-Woodlands | Woodlands-NICU (New) | Room 21 |  |  | 8/1/20 |  | WARMING UNITS, PATIENT, RADIANT, INFANT |  | .needs class | [5 empty] | Datex-Ohmeda |  |  |  |  | 3/1/13 |  |  | Covered PM Repair - Biomedical | MHHS-Woodlands
NO | YES |  |  |  | 029-12690 | 029-12690 | Datex-Ohmeda | M1112198 |  | PBWY71592 | Woodlands-NICU (New) | MHHS-Woodlands |  |  |  | 029-12690 | 029-12690 | Woodlands | MHHS-Woodlands | Woodlands-NICU (New) | NICU | 8/1/19 |  | 8/1/20 |  | WARMING UNITS, PATIENT, RADIANT, INFANT |  | .needs class | [5 empty] | Datex-Ohmeda | [7 empty] | Covered PM Repair - Biomedical | MHHS-Woodlands
NO | YES |  |  |  | 029-12701 | 029-12701 | Datex-Ohmeda | M1112198 |  | PBWY71591 | Woodlands-NICU (New) | MHHS-Woodlands |  |  |  | 029-12701 | 029-12701 | Woodlands | MHHS-Woodlands | Woodlands-NICU (New) | Stirage room |  |  | 2/1/21 |  | WARMING UNITS, PATIENT, RADIANT, INFANT |  | .needs class | [5 empty] | Datex-Ohmeda | [7 empty] | Covered PM Repair - Biomedical | MHHS-Woodlands
NO | YES |  |  |  | 029-12703 | 029-12703 | Datex-Ohmeda | M1112198 |  | PBWY71601 | Woodlands-NICU (New) | MHHS-Woodlands |  |  |  | 029-12703 | 029-12703 | Woodlands | MHHS-Woodlands | Woodlands-NICU (New) | Storage room |  |  | 8/1/20 |  | WARMING UNITS, PATIENT, RADIANT, INFANT |  | .needs class | [5 empty] | Datex-Ohmeda | [7 empty] | Covered PM Repair - Biomedical | MHHS-Woodlands
NO | YES |  |  |  | 029-12707 | 029-12707 | Datex-Ohmeda | M1112198 |  | PBWY71600 | Woodlands-Birth Center | MHHS-Woodlands |  |  |  | 029-12707 | 029-12707 | Woodlands | MHHS-Woodlands | Woodlands-Birth Center | NICU | 8/1/19 |  | 8/1/20 |  | WARMING UNITS, PATIENT, RADIANT, INFANT |  | .needs class | [5 empty] | Datex-Ohmeda |  |  |  |  | 11/2/17 |  |  | Covered PM Repair - Biomedical | MHHS-Woodlands
NO | YES |  |  |  | 029-12722 | 029-12722 | Datex-Ohmeda | M1112198 |  | PBWY71599 | Woodlands-Central Supply | MHHS-Woodlands |  |  |  | 029-12722 | 029-12722 | Woodlands | MHHS-Woodlands | Woodlands-Central Supply | PCAU L | 8/1/19 |  | 8/1/20 |  | WARMING UNITS, PATIENT, RADIANT, INFANT |  | .needs class | [5 empty] | Datex-Ohmeda |  |  |  |  | 11/2/17 |  |  | Covered PM Repair - Biomedical | MHHS-Woodlands
NO | YES |  |  |  | 029-12723 | 029-12723 | Datex-Ohmeda | M1112198 |  | PBWY71593 | Woodlands-NICU (New) | MHHS-Woodlands |  |  |  | 029-12723 | 029-12723 | Woodlands | MHHS-Woodlands | Woodlands-NICU (New) |  |  |  | 8/1/20 |  | WARMING UNITS, PATIENT, RADIANT, INFANT |  | .needs class | [5 empty] | Datex-Ohmeda |  |  |  |  | 10/9/13 |  |  | Covered PM Repair - Biomedical | MHHS-Woodlands
NO | YES |  |  |  | 029-12724 | 029-12724 | Datex-Ohmeda | M1112198 |  | PBWY71603 | Woodlands-NICU (New) | MHHS-Woodlands |  |  |  | 029-12724 | 029-12724 | Woodlands | MHHS-Woodlands | Woodlands-NICU (New) |  |  |  | 8/1/20 |  | WARMING UNITS, PATIENT, RADIANT, INFANT |  | .needs class | [5 empty] | Datex-Ohmeda |  |  |  |  | 8/30/14 |  |  | Covered PM Repair - Biomedical | MHHS-Woodlands
NO | YES |  |  |  | 029-12726 | 029-12726 | Datex-Ohmeda | M1112198 |  | PBWY70809 | Woodlands-Birth Center | MHHS-Woodlands |  |  |  | 029-12726 | 029-12726 | Woodlands | MHHS-Woodlands | Woodlands-Birth Center | OR 1 | 8/1/19 |  | 2/1/20 |  | WARMING UNITS, PATIENT, RADIANT, INFANT |  | .needs class | [5 empty] | Datex-Ohmeda |  |  |  |  | 3/20/20 |  |  | Not Covered Vendor Only - Biomedical | MHHS-Woodlands
NO | YES |  |  |  | 029-12727 | 029-12727 | Datex-Ohmeda | M1112198 |  | PBWY70810 | Woodlands-Birth Center | MHHS-Woodlands |  |  |  | 029-12727 | 029-12727 | Woodlands | MHHS-Woodlands | Woodlands-Birth Center | OR 1 | 8/1/19 |  | 2/1/20 |  | WARMING UNITS, PATIENT, RADIANT, INFANT |  | .needs class | [5 empty] | Datex-Ohmeda | [7 empty] | Covered PM Repair - Biomedical | MHHS-Woodlands
YES | YES |  |  |  | 029-01847 | 029-01847 | Datex-Ohmeda | M1112198 |  | GFFF34358 | Labor / Delivery OR |  |  |  |  | 029-01847 | 029-01847 | Woodlands | Memorial Hermann Hospital Woodlands | Labor / Delivery OR | OR 2 |  |  |  | No p.m.
NO | YES |  |  |  | 133-03651 | 133-03651 | Datex-Ohmeda | M2100 |  | CAQ04723 | Katy-Nursery | MHHS-Katy |  | Blender, Oxygen/Air |  | 133-03651 | 133-03651 | Katy | MHHS-Katy | Katy-Nursery | Storage Room | 5/1/19 | 5/1/20 |  |  | OXYGEN-AIR PROPORTIONERS | Blender, Oxygen/Air | BLENDEROXYGENAIR-Datex-Ohmeda-M2100 | BLENDEROXYGENAIR | M2100 |  |  |  | Datex-Ohmeda | Blender, Oxygen/Air |  | BLENDEROXYGENAIR-Datex-Ohmeda-M2100 |  | 3/23/17 |  | BOA-A | Covered PM Repair - Biomedical | MHHS-Katy | [7 empty] | Blender, Oxygen/Air | BLENDEROXYGENAIR | Blender, Oxygen/Air | Datex-Ohmeda
NO | YES |  |  |  | 133-03657 | 133-03657 | Datex-Ohmeda | M2100 |  | CAQ04868 | Katy-Nursery | MHHS-Katy |  | Blender, Oxygen/Air |  | 133-03657 | 133-03657 | Katy | MHHS-Katy | Katy-Nursery | NICU | 4/1/19 | 4/1/20 |  |  | OXYGEN-AIR PROPORTIONERS | Blender, Oxygen/Air | BLENDEROXYGENAIR-Datex-Ohmeda-M2100 | BLENDEROXYGENAIR | M2100 |  |  |  | Datex-Ohmeda | Blender, Oxygen/Air |  | BLENDEROXYGENAIR-Datex-Ohmeda-M2100 |  |  |  | BOA-A | Covered PM Repair - Biomedical | MHHS-Katy | [7 empty] | Blender, Oxygen/Air | BLENDEROXYGENAIR | Blender, Oxygen/Air | Datex-Ohmeda
NO | YES |  |  |  | 133-03806 | 133-03806 | Datex-Ohmeda | M2100 |  | CAQ04969 | Katy-NICU | MHHS-Katy |  | Blender, Oxygen/Air |  | 133-03806 | 133-03806 | Katy | MHHS-Katy | Katy-NICU | E312 | 5/1/19 | 5/1/20 |  |  | OXYGEN-AIR PROPORTIONERS | Blender, Oxygen/Air | BLENDEROXYGENAIR-Datex-Ohmeda-M2100 | BLENDEROXYGENAIR | M2100 |  |  |  | Datex-Ohmeda | Blender, Oxygen/Air |  | BLENDEROXYGENAIR-Datex-Ohmeda-M2100 |  |  |  | BOA-A | Covered PM Repair - Biomedical | MHHS-Katy | [7 empty] | Blender, Oxygen/Air | BLENDEROXYGENAIR | Blender, Oxygen/Air | Datex-Ohmeda
NO | YES |  |  |  | 133-03807 | 133-03807 | Datex-Ohmeda | M2100 |  | CAQ04949 | Katy-Nursery | MHHS-Katy |  | Blender, Oxygen/Air |  | 133-03807 | 133-03807 | Katy | MHHS-Katy | Katy-Nursery | Nursery A | 5/1/19 | 6/1/20 |  |  | OXYGEN-AIR PROPORTIONERS | Blender, Oxygen/Air | BLENDEROXYGENAIR-Datex-Ohmeda-M2100 | BLENDEROXYGENAIR | M2100 |  |  |  | Datex-Ohmeda | Blender, Oxygen/Air |  | BLENDEROXYGENAIR-Datex-Ohmeda-M2100 |  | 5/1/20 |  | BOA-A | Not Covered Vendor Only - Biomedical | MHHS-Katy | [7 empty] | Blender, Oxygen/Air | BLENDEROXYGENAIR | Blender, Oxygen/Air | Datex-Ohmeda
NO | YES |  |  |  | 133-03803 | 133-03803 | Datex-Ohmeda | M2100 |  | CAQ04985 | Katy-NICU | MHHS-Katy |  | Blender, Oxygen/Air |  | 133-03803 | 133-03803 | Katy | MHHS-Katy | Katy-NICU | 305B | 5/1/19 |  |  |  | OXYGEN-AIR PROPORTIONERS | Blender, Oxygen/Air | BLENDEROXYGENAIR-Datex-Ohmeda-M2100 | BLENDEROXYGENAIR | M2100 |  |  |  | Datex-Ohmeda | Blender, Oxygen/Air |  | BLENDEROXYGENAIR-Datex-Ohmeda-M2100 |  | 1/15/19 |  | BOA-A | Covered PM Repair - Biomedical | MHHS-Katy | [7 empty] | Blender, Oxygen/Air | BLENDEROXYGENAIR | Blender, Oxygen/Air | Datex-Ohmeda
NO | YES |  |  |  | 133-03808 | 133-03809 | Datex-Ohmeda | M2100 |  | DAQ04984 | Katy-Labor & Delivery OR | MHHS-Katy |  | Blender, Oxygen/Air |  | 133-03808 | 133-03809 | Katy | MHHS-Katy | Katy-Labor & Delivery OR | L and d | 5/1/19 | 5/1/21 |  |  | OXYGEN-AIR PROPORTIONERS | Blender, Oxygen/Air | BLENDEROXYGENAIR-Datex-Ohmeda-M2100 | BLENDEROXYGENAIR | M2100 |  |  |  | Datex-Ohmeda | Blender, Oxygen/Air |  | BLENDEROXYGENAIR-Datex-Ohmeda-M2100 |  |  |  | BOA-A | Covered PM Repair - Radiology, Low End | MHHS-Katy | [7 empty] | Blender, Oxygen/Air | BLENDEROXYGENAIR | Blender, Oxygen/Air | Datex-Ohmeda
NO | YES |  |  |  | 133-07347 | 133-07347 | Datex-Ohmeda | M2100 |  | CAQ04859 | Katy-Nursery | MHHS-Katy |  | Blender, Oxygen/Air |  | 133-07347 | 133-07347 | Katy | MHHS-Katy | Katy-Nursery | NICU | 5/1/19 | 5/1/20 |  |  | OXYGEN-AIR PROPORTIONERS | Blender, Oxygen/Air | BLENDEROXYGENAIR-Datex-Ohmeda-M2100 | BLENDEROXYGENAIR | M2100 |  |  |  | Datex-Ohmeda | Blender, Oxygen/Air |  | BLENDEROXYGENAIR-Datex-Ohmeda-M2100 |  |  |  | BOA-A | Covered PM Repair - Biomedical | MHHS-Katy | [7 empty] | Blender, Oxygen/Air | BLENDEROXYGENAIR | Blender, Oxygen/Air | Datex-Ohmeda
NO | YES |  |  |  | 133-03650 | 133-03650 | Datex-Ohmeda | M2100 |  | CAQ04720 | Katy-Nursery | MHHS-Katy |  | Blender, Oxygen/Air |  | 133-03650 | 133-03650 | Katy | MHHS-Katy | Katy-Nursery | E311 | 6/1/19 | 6/1/20 |  |  | OXYGEN-AIR PROPORTIONERS | Blender, Oxygen/Air | BLENDEROXYGENAIR-Datex-Ohmeda-M2100 | BLENDEROXYGENAIR | M2100 |  |  |  | Datex-Ohmeda | Blender, Oxygen/Air |  | BLENDEROXYGENAIR-Datex-Ohmeda-M2100 |  | 10/18/20 |  | BOA-A | Covered PM Repair - Biomedical | MHHS-Katy | [7 empty] | Blender, Oxygen/Air | BLENDEROXYGENAIR | Blender, Oxygen/Air | Datex-Ohmeda
NO | YES |  |  |  | 133-03656 | 133-03656 | Datex-Ohmeda | M2100 |  | CAQ04866 | Katy-Nursery | MHHS-Katy |  | Blender, Oxygen/Air |  | 133-03656 | 133-03656 | Katy | MHHS-Katy | Katy-Nursery | E311 | 6/1/19 | 6/1/20 |  |  | OXYGEN-AIR PROPORTIONERS | Blender, Oxygen/Air | BLENDEROXYGENAIR-Datex-Ohmeda-M2100 | BLENDEROXYGENAIR | M2100 |  |  |  | Datex-Ohmeda | Blender, Oxygen/Air |  | BLENDEROXYGENAIR-Datex-Ohmeda-M2100 |  |  |  | BOA-A | Covered PM Repair - Radiology, Low End | MHHS-Katy | [7 empty] | Blender, Oxygen/Air | BLENDEROXYGENAIR | Blender, Oxygen/Air | Datex-Ohmeda
NO | YES |  |  |  | 133-03802 | 133-03802 | Datex-Ohmeda | M2100 |  | CAQ04948 | Katy-Cardiology | MHHS-Katy |  | Blender, Oxygen/Air |  | 133-03802 | 133-03802 | Katy | MHHS-Katy | Katy-Cardiology | Ckean Room Equipment | 5/1/19 | 5/1/20 |  |  | OXYGEN-AIR PROPORTIONERS | Blender, Oxygen/Air | BLENDEROXYGENAIR-Datex-Ohmeda-M2100 | BLENDEROXYGENAIR | M2100 |  |  |  | Datex-Ohmeda | Blender, Oxygen/Air |  | BLENDEROXYGENAIR-Datex-Ohmeda-M2100 |  |  |  | BOA-A | Covered PM Repair - Biomedical | MHHS-Katy | [7 empty] | Blender, Oxygen/Air | BLENDEROXYGENAIR | Blender, Oxygen/Air | Datex-Ohmeda
NO | YES |  |  |  | 005-05776 | 005-05776 | Datex-Ohmeda | M2100 |  | CAQ04880 | SE-Respiratory | MHHS-Southeast |  | Blender, Oxygen/Air |  | 005-05776 | 005-05776 | Southeast | MHHS-Southeast | SE-Respiratory | RESPIRATORY | 9/1/19 |  | 9/1/20 |  | OXYGEN-AIR PROPORTIONERS | Blender, Oxygen/Air | BLENDEROXYGENAIR-Datex-Ohmeda-M2100 | BLENDEROXYGENAIR | M2100 |  |  |  | Datex-Ohmeda | Blender, Oxygen/Air |  | BLENDEROXYGENAIR-Datex-Ohmeda-M2100 |  | 11/2/16 |  | BOA-A | Covered PM Repair - Biomedical | MHHS-Southeast | [7 empty] | Blender, Oxygen/Air | BLENDEROXYGENAIR | Blender, Oxygen/Air | Datex-Ohmeda
NO | YES |  |  |  | 005-05789 | 005-05789 | Datex-Ohmeda | M2100 |  | AHF03932 | SE-Respiratory | MHHS-Southeast |  | Blender, Oxygen/Air |  | 005-05789 | 005-05789 | Southeast | MHHS-Southeast | SE-Respiratory | RESPIRATORY | 12/1/19 |  | 12/1/20 |  | OXYGEN-AIR PROPORTIONERS | Blender, Oxygen/Air | BLENDEROXYGENAIR-Datex-Ohmeda-M2100 | BLENDEROXYGENAIR | M2100 |  |  |  | Datex-Ohmeda | Blender, Oxygen/Air |  | BLENDEROXYGENAIR-Datex-Ohmeda-M2100 |  | 3/22/17 |  | BOA-A | Covered PM Repair - Biomedical | MHHS-Southeast | [7 empty] | Blender, Oxygen/Air | BLENDEROXYGENAIR | Blender, Oxygen/Air | Datex-Ohmeda
NO | YES |  |  |  | 005-05790 | 005-05790 | Datex-Ohmeda | M2100 |  | AHF03902 | SE-Respiratory | MHHS-Southeast |  | Blender, Oxygen/Air |  | 005-05790 | 005-05790 | Southeast | MHHS-Southeast | SE-Respiratory | RESPIRATORY | 12/1/19 |  | 12/1/20 |  | OXYGEN-AIR PROPORTIONERS | Blender, Oxygen/Air | BLENDEROXYGENAIR-Datex-Ohmeda-M2100 | BLENDEROXYGENAIR | M2100 |  |  |  | Datex-Ohmeda | Blender, Oxygen/Air |  | BLENDEROXYGENAIR-Datex-Ohmeda-M2100 |  | 3/1/17 |  | BOA-A | Covered PM Repair - Biomedical | MHHS-Southeast | [7 empty] | Blender, Oxygen/Air | BLENDEROXYGENAIR | Blender, Oxygen/Air | Datex-Ohmeda
NO | YES |  |  |  | 005-05792 | 005-05792 | Datex-Ohmeda | M2100 |  | AHF03911 | SE-Unit 4B (Women'S Services) | MHHS-Southeast |  | Blender, Oxygen/Air |  | 005-05792 | 005-05792 | Southeast | MHHS-Southeast | SE-Unit 4B (Women'S Services) | NICU | 7/1/19 |  |  |  | OXYGEN-AIR PROPORTIONERS | Blender, Oxygen/Air | BLENDEROXYGENAIR-Datex-Ohmeda-M2100 | BLENDEROXYGENAIR | M2100 |  |  |  | Datex-Ohmeda | Blender, Oxygen/Air |  | BLENDEROXYGENAIR-Datex-Ohmeda-M2100 |  | 3/1/17 |  | BOA-A | Covered PM Repair - Biomedical | MHHS-Southeast | [7 empty] | Blender, Oxygen/Air | BLENDEROXYGENAIR | Blender, Oxygen/Air | Datex-Ohmeda
NO | YES |  |  |  | 005-07413 | 005-07413 | Datex-Ohmeda | M2100 |  | CAQ04935 | SE-Respiratory | MHHS-Southeast |  | Blender, Oxygen/Air |  | 005-07413 | 005-07413 | Southeast | MHHS-Southeast | SE-Respiratory | RESPIRATORY | 2/1/20 |  | 2/1/21 |  | OXYGEN-AIR PROPORTIONERS | Blender, Oxygen/Air | BLENDEROXYGENAIR-Datex-Ohmeda-M2100 | BLENDEROXYGENAIR | M2100 |  |  |  | Datex-Ohmeda | Blender, Oxygen/Air |  | BLENDEROXYGENAIR-Datex-Ohmeda-M2100 |  | 3/1/17 |  | BOA-A | Covered PM Repair - Biomedical | MHHS-Southeast | [7 empty] | Blender, Oxygen/Air | BLENDEROXYGENAIR | Blender, Oxygen/Air | Datex-Ohmeda
NO | YES |  |  |  | 005-07633 | 005-07633 | Datex-Ohmeda | M2100 |  | CAQ04936 | SE-Respiratory | MHHS-Southeast |  | Blender, Oxygen/Air |  | 005-07633 | 005-07633 | Southeast | MHHS-Southeast | SE-Respiratory | RESPIRATORY | 11/1/19 |  | 11/1/20 |  | OXYGEN-AIR PROPORTIONERS | Blender, Oxygen/Air | BLENDEROXYGENAIR-Datex-Ohmeda-M2100 | BLENDEROXYGENAIR | M2100 |  |  |  | Datex-Ohmeda | Blender, Oxygen/Air |  | BLENDEROXYGENAIR-Datex-Ohmeda-M2100 |  | 3/1/17 |  | BOA-A | Covered PM Repair - Biomedical | MHHS-Southeast | [7 empty] | Blender, Oxygen/Air | BLENDEROXYGENAIR | Blender, Oxygen/Air | Datex-Ohmeda
NO | YES |  |  |  | 005-07640 | 005-07640 | Datex-Ohmeda | M2100 |  | CAQ05181 | SE-Respiratory | MHHS-Southeast |  | Blender, Oxygen/Air |  | 005-07640 | 005-07640 | Southeast | MHHS-Southeast | SE-Respiratory | RESPIRATORY | 3/1/20 |  | 3/1/21 |  | OXYGEN-AIR PROPORTIONERS | Blender, Oxygen/Air | BLENDEROXYGENAIR-Datex-Ohmeda-M2100 | BLENDEROXYGENAIR | M2100 |  |  |  | Datex-Ohmeda | Blender, Oxygen/Air |  | BLENDEROXYGENAIR-Datex-Ohmeda-M2100 |  | 3/1/17 |  | BOA-A | Covered PM Repair - Biomedical | MHHS-Southeast | [7 empty] | Blender, Oxygen/Air | BLENDEROXYGENAIR | Blender, Oxygen/Air | Datex-Ohmeda
NO | YES |  |  |  | 005-09061 | 005-09061 | Datex-Ohmeda | M2100 |  | CAQQ05184 | SE-Emergency Center | MHHS-Southeast |  | Blender, Oxygen/Air |  | 005-09061 | 005-09061 | Southeast | MHHS-Southeast | SE-Emergency Center | SE - EMERGENCY CENTER | 11/1/19 |  | 11/1/20 |  | OXYGEN-AIR PROPORTIONERS | Blender, Oxygen/Air | BLENDEROXYGENAIR-Datex-Ohmeda-M2100 | BLENDEROXYGENAIR | M2100 |  |  |  | Datex-Ohmeda | Blender, Oxygen/Air |  | BLENDEROXYGENAIR-Datex-Ohmeda-M2100 |  | 3/1/17 |  | BOA-A | Covered PM Repair - Biomedical | MHHS-Southeast | [7 empty] | Blender, Oxygen/Air | BLENDEROXYGENAIR | Blender, Oxygen/Air | Datex-Ohmeda
NO | YES |  |  |  | 005-09152 | 005-09152 | Datex-Ohmeda | M2100 |  | CAQ04460 | SE-Respiratory | MHHS-Southeast |  | Blender, Oxygen/Air |  | 005-09152 | 005-09152 | Southeast | MHHS-Southeast | SE-Respiratory | RESPIRATORY | 11/1/19 |  | 11/1/20 |  | OXYGEN-AIR PROPORTIONERS | Blender, Oxygen/Air | BLENDEROXYGENAIR-Datex-Ohmeda-M2100 | BLENDEROXYGENAIR | M2100 |  |  |  | Datex-Ohmeda | Blender, Oxygen/Air |  | BLENDEROXYGENAIR-Datex-Ohmeda-M2100 |  | 3/1/17 |  | BOA-A | Covered PM Repair - Biomedical | MHHS-Southeast | [7 empty] | Blender, Oxygen/Air | BLENDEROXYGENAIR | Blender, Oxygen/Air | Datex-Ohmeda
NO | YES |  |  |  | 005-09527 | 005-09527 | Datex-Ohmeda | M2100 |  | CAQ05179 | SE-Respiratory | MHHS-Southeast |  | Blender, Oxygen/Air |  | 005-09527 | 005-09527 | Southeast | MHHS-Southeast | SE-Respiratory | RESPIRATORY | 2/1/19 |  | 2/1/21 |  | OXYGEN-AIR PROPORTIONERS | Blender, Oxygen/Air | BLENDEROXYGENAIR-Datex-Ohmeda-M2100 | BLENDEROXYGENAIR | M2100 |  |  |  | Datex-Ohmeda | Blender, Oxygen/Air |  | BLENDEROXYGENAIR-Datex-Ohmeda-M2100 |  | 3/1/17 |  | BOA-A | Covered PM Repair - Biomedical | MHHS-Southeast | [7 empty] | Blender, Oxygen/Air | BLENDEROXYGENAIR | Blender, Oxygen/Air | Datex-Ohmeda
NO | YES |  |  |  | 005-09551 | 005-09551 | Datex-Ohmeda | M2100 |  | CAQ04886 | SE-Respiratory | MHHS-Southeast |  | Blender, Oxygen/Air |  | 005-09551 | 005-09551 | Southeast | MHHS-Southeast | SE-Respiratory | RESPIRATORY | 9/1/19 |  | 9/1/20 |  | OXYGEN-AIR PROPORTIONERS | Blender, Oxygen/Air | BLENDEROXYGENAIR-Datex-Ohmeda-M2100 | BLENDEROXYGENAIR | M2100 |  |  |  | Datex-Ohmeda | Blender, Oxygen/Air |  | BLENDEROXYGENAIR-Datex-Ohmeda-M2100 |  | 3/1/17 |  | BOA-A | Covered PM Repair - Biomedical | MHHS-Southeast | [7 empty] | Blender, Oxygen/Air | BLENDEROXYGENAIR | Blender, Oxygen/Air | Datex-Ohmeda
NO | YES |  |  |  | 005-09552 | 005-09552 | Datex-Ohmeda | M2100 |  |  | SE-Respiratory | MHHS-Southeast |  | Blender, Oxygen/Air |  | 005-09552 | 005-09552 | Southeast | MHHS-Southeast | SE-Respiratory | RESPIRATORY | 3/1/20 |  | 3/1/21 |  | OXYGEN-AIR PROPORTIONERS | Blender, Oxygen/Air | BLENDEROXYGENAIR-Datex-Ohmeda-M2100 | BLENDEROXYGENAIR | M2100 |  |  |  | Datex-Ohmeda | Blender, Oxygen/Air |  | BLENDEROXYGENAIR-Datex-Ohmeda-M2100 |  | 3/1/17 |  | BOA-A | Covered PM Repair - Biomedical | MHHS-Southeast | [7 empty] | Blender, Oxygen/Air | BLENDEROXYGENAIR | Blender, Oxygen/Air | Datex-Ohmeda
NO | YES |  |  |  | 013-14547 | 013-14547 | Datex-Ohmeda | M2100 |  | CAQ05061 | SW-Labor | MHHS-Southwest |  | Blender, Oxygen/Air |  | 013-14547 | 013-14547 | Southwest | MHHS-Southwest | SW-Labor | LDR 1 |  |  |  |  | OXYGEN-AIR PROPORTIONERS | Blender, Oxygen/Air | BLENDEROXYGENAIR-Datex-Ohmeda-M2100 | BLENDEROXYGENAIR | M2100 |  |  |  | Datex-Ohmeda | Blender, Oxygen/Air |  | BLENDEROXYGENAIR-Datex-Ohmeda-M2100 |  | 3/1/17 |  | BOA-A | Covered PM Repair - Biomedical | MHHS-Southwest | [7 empty] | Blender, Oxygen/Air | BLENDEROXYGENAIR | Blender, Oxygen/Air | Datex-Ohmeda
NO | YES |  |  |  | 013-14551 | 013-14551 | Datex-Ohmeda | M2100 |  | CAQ04970 | SW-Labor | MHHS-Southwest |  | Blender, Oxygen/Air |  | 013-14551 | 013-14551 | Southwest | MHHS-Southwest | SW-Labor | LDR 3 |  |  |  |  | OXYGEN-AIR PROPORTIONERS | Blender, Oxygen/Air | BLENDEROXYGENAIR-Datex-Ohmeda-M2100 | BLENDEROXYGENAIR | M2100 |  |  |  | Datex-Ohmeda | Blender, Oxygen/Air |  | BLENDEROXYGENAIR-Datex-Ohmeda-M2100 |  | 3/1/17 |  | BOA-A | Covered PM Repair - Biomedical | MHHS-Southwest | [7 empty] | Blender, Oxygen/Air | BLENDEROXYGENAIR | Blender, Oxygen/Air | Datex-Ohmeda
NO | YES |  |  |  | 013-14611 | 013-14611 | Datex-Ohmeda | M2100 |  | CAQ04913 | SW-Labor & Delivery | MHHS-Southwest |  | Blender, Oxygen/Air |  | 013-14611 | 013-14611 | Southwest | MHHS-Southwest | SW-Labor & Delivery | LDR 5 | 4/1/19 |  | 4/1/20 |  | OXYGEN-AIR PROPORTIONERS | Blender, Oxygen/Air | BLENDEROXYGENAIR-Datex-Ohmeda-M2100 | BLENDEROXYGENAIR | M2100 |  |  |  | Datex-Ohmeda | Blender, Oxygen/Air |  | BLENDEROXYGENAIR-Datex-Ohmeda-M2100 |  | 3/1/17 |  | BOA-A | Covered PM Repair - Biomedical | MHHS-Southwest | [7 empty] | Blender, Oxygen/Air | BLENDEROXYGENAIR | Blender, Oxygen/Air | Datex-Ohmeda
NO | YES |  |  |  | 013-14553 | 013-14553 | Datex-Ohmeda | M2100 |  | CAQ05064 | SW-Labor | MHHS-Southwest |  | Blender, Oxygen/Air |  | 013-14553 | 013-14553 | Southwest | MHHS-Southwest | SW-Labor | LDR9 |  |  |  |  | OXYGEN-AIR PROPORTIONERS | Blender, Oxygen/Air | BLENDEROXYGENAIR-Datex-Ohmeda-M2100 | BLENDEROXYGENAIR | M2100 |  |  |  | Datex-Ohmeda | Blender, Oxygen/Air |  | BLENDEROXYGENAIR-Datex-Ohmeda-M2100 |  | 3/1/17 |  | BOA-A | Covered PM Repair - Biomedical | MHHS-Southwest | [7 empty] | Blender, Oxygen/Air | BLENDEROXYGENAIR | Blender, Oxygen/Air | Datex-Ohmeda
NO | YES |  |  |  |  | 013-14613 | Datex-Ohmeda | M2100 |  | CAQ04996 | SW-NICU | MHHS-Southwest |  | Blender, Oxygen/Air |  |  | 013-14613 | Southwest | MHHS-Southwest | SW-NICU | NICU Level 3 | 12/1/19 |  |  |  | OXYGEN-AIR PROPORTIONERS | Blender, Oxygen/Air | BLENDEROXYGENAIR-Datex-Ohmeda-M2100 | BLENDEROXYGENAIR | M2100 |  |  |  | Datex-Ohmeda | Blender, Oxygen/Air |  | BLENDEROXYGENAIR-Datex-Ohmeda-M2100 |  | 3/1/17 |  | BOA-A | Covered PM Repair - Biomedical | MHHS-Southwest | [7 empty] | Blender, Oxygen/Air | BLENDEROXYGENAIR | Blender, Oxygen/Air | Datex-Ohmeda
NO | YES |  |  |  |  | 013-14550 | Datex-Ohmeda | M2100 |  | CAQ04950 | SW-Labor & Delivery | MHHS-Southwest |  | Blender, Oxygen/Air |  |  | 013-14550 | Southwest | MHHS-Southwest | SW-Labor & Delivery | LDR10 | 5/1/19 |  |  |  | OXYGEN-AIR PROPORTIONERS | Blender, Oxygen/Air | BLENDEROXYGENAIR-Datex-Ohmeda-M2100 | BLENDEROXYGENAIR | M2100 |  |  |  | Datex-Ohmeda | Blender, Oxygen/Air |  | BLENDEROXYGENAIR-Datex-Ohmeda-M2100 |  | 3/1/17 |  | BOA-A | Covered PM Repair - Biomedical | MHHS-Southwest | [7 empty] | Blender, Oxygen/Air | BLENDEROXYGENAIR | Blender, Oxygen/Air | Datex-Ohmeda
NO | YES |  |  |  |  | 013-14612 | Datex-Ohmeda | M2100 |  | CAQ04947 | SW-Labor | MHHS-Southwest |  | Blender, Oxygen/Air |  |  | 013-14612 | Southwest | MHHS-Southwest | SW-Labor | LDR7 |  |  |  |  | OXYGEN-AIR PROPORTIONERS | Blender, Oxygen/Air | BLENDEROXYGENAIR-Datex-Ohmeda-M2100 | BLENDEROXYGENAIR | M2100 |  |  |  | Datex-Ohmeda | Blender, Oxygen/Air |  | BLENDEROXYGENAIR-Datex-Ohmeda-M2100 |  | 3/1/17 |  | BOA-A | Covered PM Repair - Biomedical | MHHS-Southwest | [7 empty] | Blender, Oxygen/Air | BLENDEROXYGENAIR | Blender, Oxygen/Air | Datex-Ohmeda
NO | YES |  |  |  | 142-09539 | 142-09539 | Datex-Ohmeda | M2100 |  | CAQ05065 | SW-Labor | MHHS-Southwest |  | Blender, Oxygen/Air |  | 142-09539 | 142-09539 | Southwest | MHHS-Southwest | SW-Labor | LDR 14 |  |  |  |  | OXYGEN-AIR PROPORTIONERS | Blender, Oxygen/Air | BLENDEROXYGENAIR-Datex-Ohmeda-M2100 | BLENDEROXYGENAIR | M2100 |  |  |  | Datex-Ohmeda | Blender, Oxygen/Air |  | BLENDEROXYGENAIR-Datex-Ohmeda-M2100 |  | 3/1/17 |  | BOA-A | Covered PM Repair - Biomedical | MHHS-Southwest | [7 empty] | Blender, Oxygen/Air | BLENDEROXYGENAIR | Blender, Oxygen/Air | Datex-Ohmeda
NO | YES | Serial Number CAQ05060 |  |  |  | 013-14548 | Datex-Ohmeda | M2100 |  | CAQ05060 | SW - LABOR | MHHS-Southwest |  | Blender, Oxygen/Air |  |  | 013-14548 | Southwest | Memorial Hermann Southwest Hospital | SW - LABOR | [5 empty] | OXYGEN-AIR PROPORTIONERS |  | BLENDEROXYGENAIR-Datex-Ohmeda-M2100 | BLENDEROXYGENAIR | M2100 |  |  |  | Datex-Ohmeda | Blender, Oxygen/Air |  | BLENDEROXYGENAIR-Datex-Ohmeda-M2100 |  |  |  |  | Covered PM Repair - Biomedical | MHHS-Southwest
NO | YES |  |  |  | 013-14555 | 013-14555 | Datex-Ohmeda | M2100 |  | CAQ04997 | SW-NICU | MHHS-Southwest |  | Blender, Oxygen/Air |  | 013-14555 | 013-14555 | Southwest | MHHS-Southwest | SW-NICU | NICU | 11/1/19 |  |  |  | OXYGEN-AIR PROPORTIONERS | Blender, Oxygen/Air | BLENDEROXYGENAIR-Datex-Ohmeda-M2100 | BLENDEROXYGENAIR | M2100 |  |  |  | Datex-Ohmeda | Blender, Oxygen/Air |  | BLENDEROXYGENAIR-Datex-Ohmeda-M2100 |  | 3/1/17 |  | BOA-A | Covered PM Repair - Biomedical | MHHS-Southwest | [7 empty] | Blender, Oxygen/Air | BLENDEROXYGENAIR | Blender, Oxygen/Air | Datex-Ohmeda
NO | YES |  |  |  |  | 099-14061 | Datex-Ohmeda | M2100 |  | caq03187 | SW-NICU | MHHS-Southwest |  | Blender, Oxygen/Air |  |  | 099-14061 | Southwest | MHHS-Southwest | SW-NICU | Clean equipment in nicu | 11/1/19 |  |  |  | OXYGEN-AIR PROPORTIONERS | Blender, Oxygen/Air | BLENDEROXYGENAIR-Datex-Ohmeda-M2100 | BLENDEROXYGENAIR | M2100 |  |  |  | Datex-Ohmeda | Blender, Oxygen/Air |  | BLENDEROXYGENAIR-Datex-Ohmeda-M2100 |  | 3/1/17 |  | BOA-A | Covered PM Repair - Biomedical | MHHS-Southwest | [7 empty] | Blender, Oxygen/Air | BLENDEROXYGENAIR | Blender, Oxygen/Air | Datex-Ohmeda
YES | YES | Serial Number Cnf |  |  | 099-02437 | 099-02437 | Datex-Ohmeda | M2100 |  | Cnf | KATY - NURSERY |  |  |  |  | 099-02437 | 099-02437 | Katy | Katy | KATY - NURSERY | NICU |  |  |  | No pm |  | Blender, Oxygen/Air | BLENDEROXYGENAIR-Datex-Ohmeda-M2100 | [12 empty] | BOA-A | [9 empty] | Blender, Oxygen/Air | BLENDEROXYGENAIR | Blender, Oxygen/Air | Datex-Ohmeda
YES | YES |  |  |  | 013-36416 | 013-36416 | Datex-Ohmeda | M2100 |  | CAQO4995 | SW-Labor and delivery |  |  |  |  | 013-36416 | 013-36416 | Southwest | Memorial Hermann Southwest Hospital | SW-Labor and delivery | LDR8 | [5 empty] | Blender, Oxygen/Air | BLENDEROXYGENAIR-Datex-Ohmeda-M2100 | [12 empty] | BOA-A | [9 empty] | Blender, Oxygen/Air | BLENDEROXYGENAIR | Blender, Oxygen/Air | Datex-Ohmeda
YES | YES |  |  |  | 013-14556 | 013-14556 | Datex-Ohmeda | M2100 |  | CAQ04934 | SW - L |  |  |  |  | 013-14556 | 013-14556 | Southwest | Memorial Hermann Southwest Hospital | SW - L | Room 11 | [5 empty] | Blender, Oxygen/Air | BLENDEROXYGENAIR-Datex-Ohmeda-M2100 | [12 empty] | BOA-A | [9 empty] | Blender, Oxygen/Air | BLENDEROXYGENAIR | Blender, Oxygen/Air | Datex-Ohmeda
NO | NO |  |  |  | 133-03804 |  | Datex-Ohmeda | M2100 |  | CAQ04946 | KATY - NICU | MHHS-Katy |  | Blender, Oxygen/Air |  | 133-03804 |  | Katy |  | KATY - NICU | [5 empty] | OXYGEN-AIR PROPORTIONERS |  | BLENDEROXYGENAIR-Datex-Ohmeda-M2100 | BLENDEROXYGENAIR | M2100 |  |  |  | Datex-Ohmeda | Blender, Oxygen/Air |  | BLENDEROXYGENAIR-Datex-Ohmeda-M2100 |  |  |  |  | Covered PM Repair - Biomedical | MHHS-Katy
NO | NO |  |  |  | 133-03805 |  | Datex-Ohmeda | M2100 |  | CAQ04971 | KATY - POSTPARTUM - 2W | MHHS-Katy |  | Blender, Oxygen/Air |  | 133-03805 |  | Katy |  | KATY - POSTPARTUM - 2W | [5 empty] | OXYGEN-AIR PROPORTIONERS |  | BLENDEROXYGENAIR-Datex-Ohmeda-M2100 | BLENDEROXYGENAIR | M2100 |  |  |  | Datex-Ohmeda | Blender, Oxygen/Air |  | BLENDEROXYGENAIR-Datex-Ohmeda-M2100 |  |  |  |  | Covered PM Repair - Biomedical | MHHS-Katy
NO | NO |  |  |  | 005-05791 |  | Datex-Ohmeda | M2100 |  | AHF03908 | SE - RESPIRATORY | MHHS-Southeast |  | Blender, Oxygen/Air |  | 005-05791 |  | Southeast & Bay Area |  | SE - RESPIRATORY | [5 empty] | OXYGEN-AIR PROPORTIONERS |  | BLENDEROXYGENAIR-Datex-Ohmeda-M2100 | BLENDEROXYGENAIR | M2100 |  |  |  | Datex-Ohmeda | Blender, Oxygen/Air |  | BLENDEROXYGENAIR-Datex-Ohmeda-M2100 |  |  |  |  | Covered PM Repair - Biomedical | MHHS-Southeast
NO | NO |  |  |  | 005-07768 |  | Datex-Ohmeda | M2100 |  | CAQ05198 | SE - RESPIRATORY | MHHS-Southeast |  | Blender, Oxygen/Air |  | 005-07768 |  | Southeast & Bay Area |  | SE - RESPIRATORY | [5 empty] | OXYGEN-AIR PROPORTIONERS |  | BLENDEROXYGENAIR-Datex-Ohmeda-M2100 | BLENDEROXYGENAIR | M2100 |  |  |  | Datex-Ohmeda | Blender, Oxygen/Air |  | BLENDEROXYGENAIR-Datex-Ohmeda-M2100 |  |  |  |  | Covered PM Repair - Biomedical | MHHS-Southeast
NO | NO |  |  |  | 005-07769 |  | Datex-Ohmeda | M2100 |  | CAQ05192 | SE - RESPIRATORY | MHHS-Southeast |  | Blender, Oxygen/Air |  | 005-07769 |  | Southeast & Bay Area |  | SE - RESPIRATORY | [5 empty] | OXYGEN-AIR PROPORTIONERS |  | BLENDEROXYGENAIR-Datex-Ohmeda-M2100 | BLENDEROXYGENAIR | M2100 |  |  |  | Datex-Ohmeda | Blender, Oxygen/Air |  | BLENDEROXYGENAIR-Datex-Ohmeda-M2100 |  |  |  |  | Covered PM Repair - Biomedical | MHHS-Southeast
NO | NO |  |  |  | 005-11885 |  | Datex-Ohmeda | M2100 |  | CAQ04883 | SE - RESPIRATORY | MHHS-Southeast |  | Blender, Oxygen/Air |  | 005-11885 |  | Southeast & Bay Area |  | SE - RESPIRATORY | [5 empty] | OXYGEN-AIR PROPORTIONERS |  | BLENDEROXYGENAIR-Datex-Ohmeda-M2100 | BLENDEROXYGENAIR | M2100 |  |  |  | Datex-Ohmeda | Blender, Oxygen/Air |  | BLENDEROXYGENAIR-Datex-Ohmeda-M2100 |  |  |  |  | Covered PM Repair - Biomedical | MHHS-Southeast
NO | NO | [5 empty] | Datex-Ohmeda | M2100 |  | caq05047 | SW - LABOR & DELIVERY | MHHS-Southwest |  | Blender, Oxygen/Air |  |  |  | Southwest |  | SW - LABOR & DELIVERY | [5 empty] | OXYGEN-AIR PROPORTIONERS |  | BLENDEROXYGENAIR-Datex-Ohmeda-M2100 | BLENDEROXYGENAIR | M2100 |  |  |  | Datex-Ohmeda | Blender, Oxygen/Air |  | BLENDEROXYGENAIR-Datex-Ohmeda-M2100 |  |  |  |  | Covered PM Repair - Biomedical | MHHS-Southwest
NO | NO | [5 empty] | Datex-Ohmeda | M2100 |  | CAQ05066 | SW - LABOR & DELIVERY | MHHS-Southwest |  | Blender, Oxygen/Air |  |  |  | Southwest |  | SW - LABOR & DELIVERY | [5 empty] | OXYGEN-AIR PROPORTIONERS |  | BLENDEROXYGENAIR-Datex-Ohmeda-M2100 | BLENDEROXYGENAIR | M2100 |  |  |  | Datex-Ohmeda | Blender, Oxygen/Air |  | BLENDEROXYGENAIR-Datex-Ohmeda-M2100 |  |  |  |  | Covered PM Repair - Biomedical | MHHS-Southwest
NO | NO | [5 empty] | Datex-Ohmeda | M2100 |  | CAQ04998 | SW - LABOR & DELIVERY | MHHS-Southwest |  | Blender, Oxygen/Air |  |  |  | Southwest |  | SW - LABOR & DELIVERY | [5 empty] | OXYGEN-AIR PROPORTIONERS |  | BLENDEROXYGENAIR-Datex-Ohmeda-M2100 | BLENDEROXYGENAIR | M2100 |  |  |  | Datex-Ohmeda | Blender, Oxygen/Air |  | BLENDEROXYGENAIR-Datex-Ohmeda-M2100 |  |  |  |  | Covered PM Repair - Biomedical | MHHS-Southwest
NO | NO | [5 empty] | Datex-Ohmeda | M2100 |  | CAQ04983 | SW - LABOR & DELIVERY | MHHS-Southwest |  | Blender, Oxygen/Air |  |  |  | Southwest |  | SW - LABOR & DELIVERY | [5 empty] | OXYGEN-AIR PROPORTIONERS |  | BLENDEROXYGENAIR-Datex-Ohmeda-M2100 | BLENDEROXYGENAIR | M2100 |  |  |  | Datex-Ohmeda | Blender, Oxygen/Air |  | BLENDEROXYGENAIR-Datex-Ohmeda-M2100 |  |  |  |  | Covered PM Repair - Biomedical | MHHS-Southwest
NO | NO |  |  |  | 013-08311 |  | Datex-Ohmeda | M2100 |  | CAQ03096 | SW - NICU | MHHS-Southwest |  | Blender, Oxygen/Air |  | 013-08311 |  | Southwest |  | SW - NICU | [5 empty] | OXYGEN-AIR PROPORTIONERS |  | BLENDEROXYGENAIR-Datex-Ohmeda-M2100 | BLENDEROXYGENAIR | M2100 |  |  |  | Datex-Ohmeda | Blender, Oxygen/Air |  | BLENDEROXYGENAIR-Datex-Ohmeda-M2100 |  |  |  |  | Covered PM Repair - Biomedical | MHHS-Southwest
NO | NO | [5 empty] | Datex-Ohmeda | M2100 |  | CAQ04995 | SW - NICU | MHHS-Southwest |  | Blender, Oxygen/Air |  |  |  | Southwest |  | SW - NICU | [5 empty] | OXYGEN-AIR PROPORTIONERS |  | BLENDEROXYGENAIR-Datex-Ohmeda-M2100 | BLENDEROXYGENAIR | M2100 |  |  |  | Datex-Ohmeda | Blender, Oxygen/Air |  | BLENDEROXYGENAIR-Datex-Ohmeda-M2100 |  |  |  |  | Covered PM Repair - Biomedical | MHHS-Southwest
NO | NO |  |  |  | 029-01377 |  | Datex-Ohmeda | MODULUS SE |  | AMFE00109 | TMC - OR - TRAINING LAB | MHHS-TMC |  | Anesthesia Machine |  | 029-01377 |  | TMC |  | TMC - OR - TRAINING LAB | [5 empty] | ANESTHESIA UNITS |  | ANESTHESIAMACHINE-Datex-Ohmeda-MODULUS SE | ANESTHESIAMACHINE | MODULUS SE |  |  |  | Datex-Ohmeda | Anesthesia Machine |  | ANESTHESIAMACHINE-Datex-Ohmeda-MODULUS SE |  |  |  |  | Covered PM Repair - Biomedical | MHHS-TMC
NO | NO |  |  |  | 069-41250 |  | Datex-Ohmeda | MODULUS SE |  | AMFB00749 | TMC - OR - TRAINING LAB | MHHS-TMC |  | Anesthesia Machine |  | 069-41250 |  | TMC |  | TMC - OR - TRAINING LAB | [5 empty] | ANESTHESIA UNITS |  | ANESTHESIAMACHINE-Datex-Ohmeda-MODULUS SE | ANESTHESIAMACHINE | MODULUS SE |  |  |  | Datex-Ohmeda | Anesthesia Machine |  | ANESTHESIAMACHINE-Datex-Ohmeda-MODULUS SE |  |  |  |  | Covered PM Repair - Biomedical | MHHS-TMC
NO | NO | [5 empty] | Datex-Ohmeda | MODULUS SE |  | AMFB00750 | TMC - OR - TRAINING LAB | MHHS-TMC |  | Anesthesia Machine |  |  |  | TMC |  | TMC - OR - TRAINING LAB | [5 empty] | ANESTHESIA UNITS |  | ANESTHESIAMACHINE-Datex-Ohmeda-MODULUS SE | ANESTHESIAMACHINE | MODULUS SE |  |  |  | Datex-Ohmeda | Anesthesia Machine |  | ANESTHESIAMACHINE-Datex-Ohmeda-MODULUS SE |  |  |  |  | Covered PM Repair - Biomedical | MHHS-TMC
NO | NO |  |  |  | 145-00590 |  | Datex-Ohmeda | PANDA 3400 |  | HDJU66769 | PEARLAND - LABOR & DELIVERY | MHHS-Pearland Hospital |  | Warmer, Radiant, Infant |  | 145-00590 |  | Pearland |  | PEARLAND - LABOR & DELIVERY | [5 empty] | WARMING UNITS, PATIENT, RADIANT, INFANT |  | WARMERRADINFANT-GE-Panda3400 | WARMERRADINFANT | Panda3400 |  |  |  | GE | Warmer, Radiant, Infant |  |  | WARMERRADINFANT-GE-Panda3400 |  |  |  | Not Covered Vendor Only - Biomedical | MHHS-Pearland Hospital
NO | YES |  |  |  | 151-01328 | 151-01328 | Datex-Ohmeda | PANDA BABY WARMER |  | PBWV61707 | CY-ER | MHHS-Cypress |  | Warmer, Radiant, Infant |  | 151-01328 | 151-01328 | Northwest | MHHS-Cypress | CY-ER | ER hallway | 8/1/19 | 8/1/20 |  |  | WARMING UNITS, PATIENT, RADIANT, INFANT | Warmer, Radiant, Infant | WARMERRADINFANT-GE-PANDA | WARMERRADINFANT | PANDA |  |  |  | GE | Warmer, Radiant, Infant |  | WARMERRADINFANT-GE-PANDA |  | 3/25/16 |  | WRI-SA | Covered PM Repair - Biomedical | MHHS-Cypress | [8 empty] | WARMERRADINFANT | Warmer, Radiant, Infant | GE
NO | YES |  |  |  | 151-01325 | 151-01325 | Datex-Ohmeda | PANDA BABY WARMER |  | PFSV60116 | CY-Labor & Delivery | MHHS-Cypress |  | Warmer, Radiant, Infant |  | 151-01325 | 151-01325 | Northwest | MHHS-Cypress | CY-Labor & Delivery | Telemetry room 266 post partum | 7/1/19 | 7/1/20 |  |  | WARMING UNITS, PATIENT, RADIANT, INFANT | Warmer, Radiant, Infant | WARMERRADINFANT-GE-PANDA | WARMERRADINFANT | PANDA |  |  |  | GE | Warmer, Radiant, Infant |  | WARMERRADINFANT-GE-PANDA |  | 3/25/16 |  | WRI-SA | Covered PM Repair - Biomedical | MHHS-Cypress | [8 empty] | WARMERRADINFANT | Warmer, Radiant, Infant | GE
NO | YES |  |  |  | 151-01327 | 151-01327 | Datex-Ohmeda | PANDA BABY WARMER |  | PBWV61716 | CY - NICU | MHHS-Cypress |  | Warmer, Radiant, Infant |  | 151-01327 | 151-01327 | Northwest | Cypress | CY - NICU | NICU 2 | 6/1/19 | 6/1/20 |  |  | WARMING UNITS, PATIENT, RADIANT, INFANT | Warmer, Radiant, Infant | WARMERRADINFANT-GE-PANDA | WARMERRADINFANT | PANDA |  |  |  | GE | Warmer, Radiant, Infant |  | WARMERRADINFANT-GE-PANDA |  |  |  | WRI-SA | Covered PM Repair - Biomedical | MHHS-Cypress | [8 empty] | WARMERRADINFANT | Warmer, Radiant, Infant | GE
NO | YES |  |  |  | 151-01329 | 151-01329 | Datex-Ohmeda | PANDA BABY WARMER |  | PBWV61715 | CY-Labor & Delivery | MHHS-Cypress |  | Warmer, Radiant, Infant |  | 151-01329 | 151-01329 | Northwest | MHHS-Cypress | CY-Labor & Delivery |  | 7/1/19 |  |  |  | WARMING UNITS, PATIENT, RADIANT, INFANT | Warmer, Radiant, Infant | WARMERRADINFANT-GE-PANDA | WARMERRADINFANT | PANDA |  |  |  | GE | Warmer, Radiant, Infant |  | WARMERRADINFANT-GE-PANDA |  |  |  | WRI-SA | Covered PM Repair - Biomedical | MHHS-Cypress | [8 empty] | WARMERRADINFANT | Warmer, Radiant, Infant | GE
NO | YES |  |  |  | 151-01332 | 151-01332 | Datex-Ohmeda | PANDA BABY WARMER |  | PBWV61767 | CY-Labor & Delivery | MHHS-Cypress |  | Warmer, Radiant, Infant |  | 151-01332 | 151-01332 | Northwest | MHHS-Cypress | CY-Labor & Delivery | LDR 9 | 6/1/19 | 6/1/20 |  |  | WARMING UNITS, PATIENT, RADIANT, INFANT | Warmer, Radiant, Infant | WARMERRADINFANT-GE-PANDA | WARMERRADINFANT | PANDA |  |  |  | GE | Warmer, Radiant, Infant |  | WARMERRADINFANT-GE-PANDA |  | 3/1/20 |  | WRI-SA | Not Covered Vendor Only - Biomedical | MHHS-Cypress | [8 empty] | WARMERRADINFANT | Warmer, Radiant, Infant | GE
NO | YES |  |  |  | 151-01333 | 151-01333 | Datex-Ohmeda | PANDA BABY WARMER |  | PBWV61717 | CY-Labor & Delivery | MHHS-Cypress |  | Warmer, Radiant, Infant |  | 151-01333 | 151-01333 | Northwest | MHHS-Cypress | CY-Labor & Delivery | Nicu 3 | 6/1/19 | 6/1/20 |  |  | WARMING UNITS, PATIENT, RADIANT, INFANT | Warmer, Radiant, Infant | WARMERRADINFANT-GE-PANDA | WARMERRADINFANT | PANDA |  |  |  | GE | Warmer, Radiant, Infant |  | WARMERRADINFANT-GE-PANDA |  | 12/21/18 |  | WRI-SA | Covered PM Repair - Biomedical | MHHS-Cypress | [8 empty] | WARMERRADINFANT | Warmer, Radiant, Infant | GE
NO | YES |  |  |  | 151-01334 | 151-01334 | Datex-Ohmeda | PANDA BABY WARMER |  | PBWV61713 | CY - L | MHHS-Cypress |  | Warmer, Radiant, Infant |  | 151-01334 | 151-01334 | Northwest | Cypress | CY - L |  | 7/1/19 |  |  |  | WARMING UNITS, PATIENT, RADIANT, INFANT | Warmer, Radiant, Infant | WARMERRADINFANT-GE-PANDA | WARMERRADINFANT | PANDA |  |  |  | GE | Warmer, Radiant, Infant |  | WARMERRADINFANT-GE-PANDA |  | 2/1/20 |  | WRI-SA | Not Covered Vendor Only - Biomedical | MHHS-Cypress | [8 empty] | WARMERRADINFANT | Warmer, Radiant, Infant | GE
NO | YES |  |  |  | 151-01335 | 151-01335 | Datex-Ohmeda | PANDA BABY WARMER |  | PBWV61708 | CY-Labor & Delivery | MHHS-Cypress |  | Warmer, Radiant, Infant |  | 151-01335 | 151-01335 | Northwest | MHHS-Cypress | CY-Labor & Delivery | S5108 | 7/1/19 | 7/1/20 |  |  | WARMING UNITS, PATIENT, RADIANT, INFANT | Warmer, Radiant, Infant | WARMERRADINFANT-GE-PANDA | WARMERRADINFANT | PANDA |  |  |  | GE | Warmer, Radiant, Infant |  | WARMERRADINFANT-GE-PANDA |  |  |  | WRI-SA | Covered PM Repair - Biomedical | MHHS-Cypress | [8 empty] | WARMERRADINFANT | Warmer, Radiant, Infant | GE
NO | YES |  |  |  | 151-01337 | 151-01337 | Datex-Ohmeda | PANDA BABY WARMER |  | PBWV61711 | CY-Labor & Delivery | MHHS-Cypress |  | Warmer, Radiant, Infant |  | 151-01337 | 151-01337 | Northwest | MHHS-Cypress | CY-Labor & Delivery | LDR 1 | 7/1/19 | 7/1/20 |  |  | WARMING UNITS, PATIENT, RADIANT, INFANT | Warmer, Radiant, Infant | WARMERRADINFANT-GE-PANDA | WARMERRADINFANT | PANDA |  |  |  | GE | Warmer, Radiant, Infant |  | WARMERRADINFANT-GE-PANDA |  | 2/1/20 |  | WRI-SA | Not Covered Vendor Only - Biomedical | MHHS-Cypress | [8 empty] | WARMERRADINFANT | Warmer, Radiant, Infant | GE
NO | YES |  |  |  | 151-01339 | 151-01339 | Datex-Ohmeda | PANDA BABY WARMER |  | PBWV61710 | CY-Labor & Delivery | MHHS-Cypress |  | Warmer, Radiant, Infant |  | 151-01339 | 151-01339 | Northwest | MHHS-Cypress | CY-Labor & Delivery | LDR 2 | 7/1/19 | 7/1/20 |  |  | WARMING UNITS, PATIENT, RADIANT, INFANT | Warmer, Radiant, Infant | WARMERRADINFANT-GE-PANDA | WARMERRADINFANT | PANDA |  |  |  | GE | Warmer, Radiant, Infant |  | WARMERRADINFANT-GE-PANDA |  | 2/1/20 |  | WRI-SA | Not Covered Vendor Only - Biomedical | MHHS-Cypress | [8 empty] | WARMERRADINFANT | Warmer, Radiant, Infant | GE
NO | YES |  |  |  | 151-01330 | 151-01330 | Datex-Ohmeda | PANDA BABY WARMER |  | PFSV60114 | CY-NICU | MHHS-Cypress |  | Warmer, Radiant, Infant |  | 151-01330 | 151-01330 | Northwest | MHHS-Cypress | CY-NICU | Storage i micu | 6/1/19 | 6/1/20 |  |  | WARMING UNITS, PATIENT, RADIANT, INFANT | Warmer, Radiant, Infant | WARMERRADINFANT-GE-PANDA | WARMERRADINFANT | PANDA |  |  |  | GE | Warmer, Radiant, Infant |  | WARMERRADINFANT-GE-PANDA |  | 2/1/20 |  | WRI-SA | Not Covered Vendor Only - Biomedical | MHHS-Cypress | [8 empty] | WARMERRADINFANT | Warmer, Radiant, Infant | GE
NO | YES |  |  |  | 151-01340 | 151-01340 | Datex-Ohmeda | PANDA BABY WARMER |  | PBWV61714 | CY-NICU | MHHS-Cypress |  | Warmer, Radiant, Infant |  | 151-01340 | 151-01340 | Northwest | MHHS-Cypress | CY-NICU | Ldrp 7 | 7/1/19 | 7/1/20 |  |  | WARMING UNITS, PATIENT, RADIANT, INFANT | Warmer, Radiant, Infant | WARMERRADINFANT-GE-PANDA | WARMERRADINFANT | PANDA |  |  |  | GE | Warmer, Radiant, Infant |  | WARMERRADINFANT-GE-PANDA |  | 2/1/20 |  | WRI-SA | Not Covered Vendor Only - Biomedical | MHHS-Cypress | [8 empty] | WARMERRADINFANT | Warmer, Radiant, Infant | GE
NO | YES |  |  |  | 151-01341 | 151-01341 | Datex-Ohmeda | PANDA BABY WARMER |  | PBWV61705 | CY-NICU | MHHS-Cypress |  | Warmer, Radiant, Infant |  | 151-01341 | 151-01341 | Northwest | MHHS-Cypress | CY-NICU | C-Section 1 | 7/1/19 | 7/1/20 |  |  | WARMING UNITS, PATIENT, RADIANT, INFANT | Warmer, Radiant, Infant | WARMERRADINFANT-GE-PANDA | WARMERRADINFANT | PANDA |  |  |  | GE | Warmer, Radiant, Infant |  | WARMERRADINFANT-GE-PANDA |  | 2/1/20 |  | WRI-SA | Not Covered Vendor Only - Biomedical | MHHS-Cypress | [8 empty] | WARMERRADINFANT | Warmer, Radiant, Infant | GE
NO | YES |  |  |  | 151-02664 | 151-02664 | Datex-Ohmeda | PANDA BABY WARMER |  | G21803619 | CY-Labor & Delivery | MHHS-Cypress |  | Warmer, Radiant, Infant |  | 151-02664 | 151-02664 | Northwest | MHHS-Cypress | CY-Labor & Delivery | LDR 5 | 7/1/19 | 7/1/20 |  |  | WARMING UNITS, PATIENT, RADIANT, INFANT | Warmer, Radiant, Infant | WARMERRADINFANT-GE-PANDA | WARMERRADINFANT | PANDA |  |  |  | GE | Warmer, Radiant, Infant |  | WARMERRADINFANT-GE-PANDA |  | 2/1/20 |  | WRI-SA | Not Covered Vendor Only - Biomedical | MHHS-Cypress | [8 empty] | WARMERRADINFANT | Warmer, Radiant, Infant | GE
NO | YES |  |  |  | 151-02665 | 151-02665 | Datex-Ohmeda | PANDA BABY WARMER |  | G21803621 | CY-NICU | MHHS-Cypress |  | Warmer, Radiant, Infant |  | 151-02665 | 151-02665 | Northwest | MHHS-Cypress | CY-NICU | C-Section 2 | 11/1/19 | 11/1/20 |  |  | WARMING UNITS, PATIENT, RADIANT, INFANT | Warmer, Radiant, Infant | WARMERRADINFANT-GE-PANDA | WARMERRADINFANT | PANDA |  |  |  | GE | Warmer, Radiant, Infant |  | WARMERRADINFANT-GE-PANDA |  | 2/1/20 |  | WRI-SA | Not Covered Vendor Only - Biomedical | MHHS-Cypress | [8 empty] | WARMERRADINFANT | Warmer, Radiant, Infant | GE
NO | YES |  |  |  | 151-01336 | 151-01336 | Datex-Ohmeda | PANDA BABY WARMER |  | PFSV60115 | CY-Post Partum | MHHS-Cypress |  | Warmer, Radiant, Infant |  | 151-01336 | 151-01336 | Northwest | MHHS-Cypress | CY-Post Partum | Clean Supply 264 | 7/1/19 | 7/1/20 |  |  | WARMING UNITS, PATIENT, RADIANT, INFANT | Warmer, Radiant, Infant | WARMERRADINFANT-GE-PANDA | WARMERRADINFANT | PANDA |  |  |  | GE | Warmer, Radiant, Infant |  | WARMERRADINFANT-GE-PANDA |  | 2/1/20 |  | WRI-SA | Not Covered Vendor Only - Biomedical | MHHS-Cypress | [8 empty] | WARMERRADINFANT | Warmer, Radiant, Infant | GE
NO | YES |  |  |  | 151-01338 | 151-01338 | Datex-Ohmeda | PANDA BABY WARMER |  | PBWV61712 | CY-Post Partum | MHHS-Cypress |  | Warmer, Radiant, Infant |  | 151-01338 | 151-01338 | Northwest | MHHS-Cypress | CY-Post Partum | Treatment room | 7/1/19 | 7/1/20 |  |  | WARMING UNITS, PATIENT, RADIANT, INFANT | Warmer, Radiant, Infant | WARMERRADINFANT-GE-PANDA | WARMERRADINFANT | PANDA |  |  |  | GE | Warmer, Radiant, Infant |  | WARMERRADINFANT-GE-PANDA |  | 2/1/20 |  | WRI-SA | Not Covered Vendor Only - Biomedical | MHHS-Cypress | [8 empty] | WARMERRADINFANT | Warmer, Radiant, Infant | GE
NO | YES |  |  |  | 009-08104 | 009-08104 | Datex-Ohmeda | PANDA BABY WARMER |  | PBWY70065 | GH - NURSERY | MHHS-Greater Heights |  | Warmer, Radiant, Infant |  | 009-08104 | 009-08104 | Central | Memorial Hermann Greater Heights Hospital | GH - NURSERY | GH - NICU 5 |  |  |  |  | WARMING UNITS, PATIENT, RADIANT, INFANT |  | WARMERRADINFANT-GE-PANDA | WARMERRADINFANT | PANDA |  |  |  | GE | Warmer, Radiant, Infant |  | WARMERRADINFANT-GE-PANDA |  |  |  |  | Covered PM Repair - Biomedical | MHHS-Greater Heights
NO | YES |  |  |  | 009-09111 | 009-09111 | Datex-Ohmeda | PANDA BABY WARMER |  | HDJS52054 | GH-OR | MHHS-Greater Heights |  | Warmer, Radiant, Infant |  | 009-09111 | 009-09111 | Central | MHHS-Greater Heights | GH-OR | Rm 2 | 5/1/19 |  | 11/1/19 |  | WARMING UNITS, PATIENT, RADIANT, INFANT | Warmer, Radiant, Infant | WARMERRADINFANT-GE-PANDA | WARMERRADINFANT | PANDA |  |  |  | GE | Warmer, Radiant, Infant |  | WARMERRADINFANT-GE-PANDA |  | 3/25/16 |  | WRI-SA | Covered PM Repair - Biomedical | MHHS-Greater Heights | [8 empty] | WARMERRADINFANT | Warmer, Radiant, Infant | GE
NO | YES |  |  |  | 009-09112 | 009-09112 | Datex-Ohmeda | PANDA BABY WARMER |  | HDJS52055 | GH - NICU | MHHS-Greater Heights |  | Warmer, Radiant, Infant |  | 009-09112 | 009-09112 | Central | Memorial Hermann Greater Heights Hospital | GH - NICU | GH - NICU - Level 2 Nursey 3 |  |  |  |  | WARMING UNITS, PATIENT, RADIANT, INFANT |  | WARMERRADINFANT-GE-PANDA | WARMERRADINFANT | PANDA |  |  |  | GE | Warmer, Radiant, Infant |  | WARMERRADINFANT-GE-PANDA |  |  |  |  | Covered PM Repair - Biomedical | MHHS-Greater Heights
NO | YES |  |  |  | 009-08082 | 009-08082 | Datex-Ohmeda | PANDA BABY WARMER |  | HCCQ00173 | GH - LABOR | MHHS-Greater Heights |  | Warmer, Radiant, Infant |  | 009-08082 | 009-08082 | Central | Greater heights | GH - LABOR | GH - LABOR |  |  |  |  | WARMING UNITS, PATIENT, RADIANT, INFANT |  | WARMERRADINFANT-GE-PANDA | WARMERRADINFANT | PANDA |  |  |  | GE | Warmer, Radiant, Infant |  | WARMERRADINFANT-GE-PANDA |  |  |  |  | Covered PM Repair - Biomedical | MHHS-Greater Heights
NO | YES |  |  |  | 133-09563 | 133-09563 | Datex-Ohmeda | PANDA BABY WARMER |  | HDJU66333 | Katy-Labor & Delivery OR | MHHS-Katy |  | Warmer, Radiant, Infant |  | 133-09563 | 133-09563 | Katy | MHHS-Katy | Katy-Labor & Delivery OR | L and D 5 | 6/1/19 | 6/1/20 |  |  | WARMING UNITS, PATIENT, RADIANT, INFANT | Warmer, Radiant, Infant | WARMERRADINFANT-GE-PANDA | WARMERRADINFANT | PANDA |  |  |  | GE | Warmer, Radiant, Infant |  | WARMERRADINFANT-GE-PANDA |  | 3/25/16 |  | WRI-SA | Covered PM Repair - Biomedical | MHHS-Katy | [8 empty] | WARMERRADINFANT | Warmer, Radiant, Infant | GE
NO | YES |  |  |  | 133-09569 | 133-09569 | Datex-Ohmeda | PANDA BABY WARMER |  | HDJU65946 | Katy-Postpartum-2W | MHHS-Katy |  | Warmer, Radiant, Infant |  | 133-09569 | 133-09569 | Katy | MHHS-Katy | Katy-Postpartum-2W | C-Section 1 | 1/1/20 | 7/1/20 |  |  | WARMING UNITS, PATIENT, RADIANT, INFANT | Warmer, Radiant, Infant | WARMERRADINFANT-GE-PANDA | WARMERRADINFANT | PANDA |  |  |  | GE | Warmer, Radiant, Infant |  | WARMERRADINFANT-GE-PANDA |  | 3/25/16 |  | WRI-SA | Covered PM Repair - Biomedical | MHHS-Katy | [8 empty] | WARMERRADINFANT | Warmer, Radiant, Infant | GE
NO | YES |  |  |  | 133-10442 | 133-10442 | Datex-Ohmeda | PANDA BABY WARMER |  | PBWX72757 | Katy-Postpartum-2W | MHHS-Katy |  | Warmer, Radiant, Infant |  | 133-10442 | 133-10442 | Katy | MHHS-Katy | Katy-Postpartum-2W | LDR4 | 12/1/19 | 12/1/20 |  |  | WARMING UNITS, PATIENT, RADIANT, INFANT | Warmer, Radiant, Infant | WARMERRADINFANT-GE-PANDA | WARMERRADINFANT | PANDA |  |  |  | GE | Warmer, Radiant, Infant |  | WARMERRADINFANT-GE-PANDA |  | 3/25/16 |  | WRI-SA | Covered PM Repair - Biomedical | MHHS-Katy | [8 empty] | WARMERRADINFANT | Warmer, Radiant, Infant | GE
NO | YES |  |  |  | 133-10443 | 133-10443 | Datex-Ohmeda | PANDA BABY WARMER |  | PBWX72751 | Katy-Labor & Delivery OR | MHHS-Katy |  | Warmer, Radiant, Infant |  | 133-10443 | 133-10443 | Katy | MHHS-Katy | Katy-Labor & Delivery OR | LDR 1 | 12/1/19 | 12/1/20 |  |  | WARMING UNITS, PATIENT, RADIANT, INFANT | Warmer, Radiant, Infant | WARMERRADINFANT-GE-PANDA | WARMERRADINFANT | PANDA |  |  |  | GE | Warmer, Radiant, Infant |  | WARMERRADINFANT-GE-PANDA |  | 3/6/18 |  | WRI-SA | Covered PM Repair - Biomedical | MHHS-Katy | [8 empty] | WARMERRADINFANT | Warmer, Radiant, Infant | GE
NO | YES | Serial Number PBWW62202 |  |  | 041-20876 | 041-20876 | Datex-Ohmeda | PANDA BABY WARMER |  | PBWW62202 | Memorial City-Labor & Delivery | MHHS-Mem City |  | Warmer, Radiant, Infant |  | 041-20876 | 041-20876 | West | MHHS-Mem City | Memorial City-Labor & Delivery | OR 2 | 7/1/19 |  | 7/1/20 |  | WARMING UNITS, PATIENT, RADIANT, INFANT |  | WARMERRADINFANT-GE-PANDA | WARMERRADINFANT | PANDA |  |  |  | GE | Warmer, Radiant, Infant |  | WARMERRADINFANT-GE-PANDA |  | 10/4/14 |  |  | Covered PM Repair - Biomedical | MHHS-Mem City
NO | YES | Asset Tag 041-12285 |  |  | 041-12285 | 041-12285 | Datex-Ohmeda | PANDA BABY WARMER |  | PBWW62200 | Memorial City-Labor & Delivery | MHHS-Mem City |  | Warmer, Radiant, Infant |  | 041-12285 | 041-12285 | (null) | MHHS-Mem City | Memorial City-Labor & Delivery | (null) |  |  |  | (null) | WARMING UNITS, PATIENT, RADIANT, INFANT |  | WARMERRADINFANT-GE-PANDA | WARMERRADINFANT | PANDA |  |  |  | GE | Warmer, Radiant, Infant |  | WARMERRADINFANT-GE-PANDA |  |  |  |  | Covered PM Repair - Biomedical | MHHS-Mem City
NO | YES |  |  |  | 041-20879 | 041-20879 | Datex-Ohmeda | PANDA BABY WARMER |  | PBWW62201 | Memorial City-Labor & Delivery | MHHS-Mem City |  | Warmer, Radiant, Infant |  | 041-20879 | 041-20879 | West | MHHS-Mem City | Memorial City-Labor & Delivery | L | 7/1/19 |  |  |  | WARMING UNITS, PATIENT, RADIANT, INFANT |  | WARMERRADINFANT-GE-PANDA | WARMERRADINFANT | PANDA |  |  |  | GE | Warmer, Radiant, Infant |  | WARMERRADINFANT-GE-PANDA |  |  |  |  | Covered PM Repair - Biomedical | MHHS-Mem City
NO | YES |  |  |  | 041-20880 | 041-20880 | Datex-Ohmeda | PANDA BABY WARMER |  | PBWW62199 | Memorial City-Labor & Delivery | MHHS-Mem City |  | Warmer, Radiant, Infant |  | 041-20880 | 041-20880 | West | MHHS-Mem City | Memorial City-Labor & Delivery | OR 1 | 7/1/19 |  | 7/1/20 |  | WARMING UNITS, PATIENT, RADIANT, INFANT |  | WARMERRADINFANT-GE-PANDA | WARMERRADINFANT | PANDA |  |  |  | GE | Warmer, Radiant, Infant |  | WARMERRADINFANT-GE-PANDA |  |  |  |  | Covered PM Repair - Lab Analyzers/Anesth | MHHS-Mem City
NO | YES |  |  |  | 041-32365 | 041-32365 | Datex-Ohmeda | PANDA BABY WARMER |  | G21801901 | MEMORIAL CITY - LABOR & DELIVERY | MHHS-Mem City |  | Warmer, Radiant, Infant |  | 041-32365 | 041-32365 | Memorial City | MHHS-Mem City | MEMORIAL CITY - LABOR & DELIVERY | 3M17 |  |  |  | (null) | WARMING UNITS, PATIENT, RADIANT, INFANT |  | WARMERRADINFANT-GE-PANDA | WARMERRADINFANT | PANDA |  |  |  | GE | Warmer, Radiant, Infant | (null) | WARMERRADINFANT-GE-PANDA |  |  | (null) |  | Covered PM Repair - Biomedical | MHHS-Mem City
NO | YES |  |  |  | 041-32366 | 041-32366 | Datex-Ohmeda | PANDA BABY WARMER |  | G21801899 | Memorial City-Labor & Delivery | MHHS-Mem City |  | Warmer, Radiant, Infant |  | 041-32366 | 041-32366 | West | MHHS-Mem City | Memorial City-Labor & Delivery | 3M05 | 7/1/19 |  | 7/1/20 |  | WARMING UNITS, PATIENT, RADIANT, INFANT |  | WARMERRADINFANT-GE-PANDA | WARMERRADINFANT | PANDA |  |  |  | GE | Warmer, Radiant, Infant |  | WARMERRADINFANT-GE-PANDA |  |  |  |  | Covered PM Repair - Biomedical | MHHS-Mem City
NO | YES |  |  |  | 041-32368 | 041-32368 | Datex-Ohmeda | PANDA BABY WARMER |  | G21801694 | Memorial City-Labor & Delivery | MHHS-Mem City |  | Warmer, Radiant, Infant |  | 041-32368 | 041-32368 | West | MHHS-Mem City | Memorial City-Labor & Delivery | 3M08 | 7/1/19 |  | 4/1/20 |  | WARMING UNITS, PATIENT, RADIANT, INFANT |  | WARMERRADINFANT-GE-PANDA | WARMERRADINFANT | PANDA |  |  |  | GE | Warmer, Radiant, Infant |  | WARMERRADINFANT-GE-PANDA |  |  |  |  | Covered PM Repair - Biomedical | MHHS-Mem City
NO | YES |  |  |  | 041-32369 | 041-32369 | Datex-Ohmeda | PANDA BABY WARMER |  | G21801891 | Memorial City-Labor & Delivery | MHHS-Mem City |  | Warmer, Radiant, Infant |  | 041-32369 | 041-32369 | West | MHHS-Mem City | Memorial City-Labor & Delivery | 3M04 | 7/1/19 |  | 7/1/20 |  | WARMING UNITS, PATIENT, RADIANT, INFANT |  | WARMERRADINFANT-GE-PANDA | WARMERRADINFANT | PANDA |  |  |  | GE | Warmer, Radiant, Infant |  | WARMERRADINFANT-GE-PANDA |  |  |  |  | Covered PM Repair - Biomedical | MHHS-Mem City
NO | YES |  |  |  | 041-32781 | 041-32781 | Datex-Ohmeda | PANDA BABY WARMER |  | G21803682 | Memorial City-Labor & Delivery | MHHS-Mem City |  | Warmer, Radiant, Infant |  | 041-32781 | 041-32781 | West | MHHS-Mem City | Memorial City-Labor & Delivery | 3M01 | 7/1/19 |  | 7/1/20 |  | WARMING UNITS, PATIENT, RADIANT, INFANT |  | WARMERRADINFANT-GE-PANDA | WARMERRADINFANT | PANDA |  |  |  | GE | Warmer, Radiant, Infant |  | WARMERRADINFANT-GE-PANDA |  |  |  |  | Covered PM Repair - Biomedical | MHHS-Mem City
NO | YES |  |  |  | 041-32783 | 041-32783 | Datex-Ohmeda | PANDA BABY WARMER |  | G21803677 | Memorial City-Labor & Delivery | MHHS-Mem City |  | Warmer, Radiant, Infant |  | 041-32783 | 041-32783 | West | MHHS-Mem City | Memorial City-Labor & Delivery | 3M15 | 11/1/19 |  |  |  | WARMING UNITS, PATIENT, RADIANT, INFANT |  | WARMERRADINFANT-GE-PANDA | WARMERRADINFANT | PANDA |  |  |  | GE | Warmer, Radiant, Infant |  | WARMERRADINFANT-GE-PANDA |  | 6/5/19 |  |  | Not Covered Vendor Only - Biomedical | MHHS-Mem City
NO | YES | Asset Tag 041-32784 |  |  | 041-32784 | 041-32784 | Datex-Ohmeda | PANDA BABY WARMER |  | PBWX71965 | Memorial City-Labor & Delivery | MHHS-Mem City |  | Warmer, Radiant, Infant |  | 041-32784 | 041-32784 | West | MHHS-Mem City | Memorial City-Labor & Delivery | Nurse station | 10/1/19 |  |  |  | WARMING UNITS, PATIENT, RADIANT, INFANT |  | WARMERRADINFANT-GE-PANDA | WARMERRADINFANT | PANDA |  |  |  | GE | Warmer, Radiant, Infant |  | WARMERRADINFANT-GE-PANDA |  | 6/5/19 |  |  | Not Covered Vendor Only - Biomedical | MHHS-Mem City
NO | YES |  |  |  | 041-32785 | 041-32785 | Datex-Ohmeda | PANDA BABY WARMER |  | G21803679 | Memorial City-Labor & Delivery | MHHS-Mem City |  | Warmer, Radiant, Infant |  | 041-32785 | 041-32785 | West | MHHS-Mem City | Memorial City-Labor & Delivery | 3M12 | 7/1/19 |  | 7/1/20 |  | WARMING UNITS, PATIENT, RADIANT, INFANT |  | WARMERRADINFANT-GE-PANDA | WARMERRADINFANT | PANDA |  |  |  | GE | Warmer, Radiant, Infant |  | WARMERRADINFANT-GE-PANDA |  | 6/5/19 |  |  | Not Covered Vendor Only - Biomedical | MHHS-Mem City
NO | YES |  |  |  | 041-34111 | 041-34111 | Datex-Ohmeda | PANDA BABY WARMER |  | PBWY70669 | Memorial City-Labor & Delivery | MHHS-Mem City |  | Warmer, Radiant, Infant |  | 041-34111 | 041-34111 | West | MHHS-Mem City | Memorial City-Labor & Delivery | Hallway | 4/1/19 |  | 4/1/20 |  | WARMING UNITS, PATIENT, RADIANT, INFANT |  | WARMERRADINFANT-GE-PANDA | WARMERRADINFANT | PANDA |  |  |  | GE | Warmer, Radiant, Infant |  | WARMERRADINFANT-GE-PANDA |  | 6/2/06 |  |  | Not Covered Vendor Only - Lab Ana/Anes | MHHS-Mem City
NO | YES |  |  |  | 041-34112 | 041-34112 | Datex-Ohmeda | PANDA BABY WARMER |  | PBWY70668 | Memorial City-Labor & Delivery | MHHS-Mem City |  | Warmer, Radiant, Infant |  | 041-34112 | 041-34112 | West | MHHS-Mem City | Memorial City-Labor & Delivery | Room 5 | 4/1/19 |  |  |  | WARMING UNITS, PATIENT, RADIANT, INFANT |  | WARMERRADINFANT-GE-PANDA | WARMERRADINFANT | PANDA |  |  |  | GE | Warmer, Radiant, Infant |  | WARMERRADINFANT-GE-PANDA |  |  |  |  | Covered PM Repair - Biomedical | MHHS-Mem City
NO | YES |  |  |  | 041-34113 | 041-34113 | Datex-Ohmeda | PANDA BABY WARMER |  | PBWY70670 | Memorial City-Labor & Delivery | MHHS-Mem City |  | Warmer, Radiant, Infant |  | 041-34113 | 041-34113 | West | MHHS-Mem City | Memorial City-Labor & Delivery | 3M07 | 4/1/19 |  |  |  | WARMING UNITS, PATIENT, RADIANT, INFANT |  | WARMERRADINFANT-GE-PANDA | WARMERRADINFANT | PANDA |  |  |  | GE | Warmer, Radiant, Infant |  | WARMERRADINFANT-GE-PANDA |  |  |  |  | Covered PM Repair - Biomedical | MHHS-Mem City
NO | YES |  |  |  | 041-11810 | 041-11810 | Datex-Ohmeda | PANDA BABY WARMER |  | HCCM00673 | Memorial City-Labor & Delivery | MHHS-Mem City |  | Warmer, Radiant, Infant |  | 041-11810 | 041-11810 | West | MHHS-Mem City | Memorial City-Labor & Delivery | Memorial City - Labor | 7/1/19 |  |  |  | WARMING UNITS, PATIENT, RADIANT, INFANT |  | WARMERRADINFANT-GE-PANDA | WARMERRADINFANT | PANDA |  |  |  | GE | Warmer, Radiant, Infant |  | WARMERRADINFANT-GE-PANDA |  | 6/4/14 |  |  | Covered PM Repair - Biomedical | MHHS-Mem City
NO | YES |  |  |  | 041-11813 | 041-11813 | Datex-Ohmeda | PANDA BABY WARMER |  | HCCM00637 | Memorial City-Labor & Delivery | MHHS-Mem City |  | Warmer, Radiant, Infant |  | 041-11813 | 041-11813 | West | MHHS-Mem City | Memorial City-Labor & Delivery | Infant Resuscitation | 7/1/19 |  |  |  | WARMING UNITS, PATIENT, RADIANT, INFANT |  | WARMERRADINFANT-GE-PANDA | WARMERRADINFANT | PANDA |  |  |  | GE | Warmer, Radiant, Infant |  | WARMERRADINFANT-GE-PANDA |  |  |  |  | Covered PM Repair - Biomedical | MHHS-Mem City
NO | YES |  |  |  | 041-20839 | 041-20839 | Datex-Ohmeda | PANDA BABY WARMER |  | PBWW60678 | Memorial City-Labor & Delivery | MHHS-Mem City |  | Warmer, Radiant, Infant |  | 041-20839 | 041-20839 | West | MHHS-Mem City | Memorial City-Labor & Delivery | OR 4 | 7/1/19 |  | 7/1/20 |  | WARMING UNITS, PATIENT, RADIANT, INFANT |  | WARMERRADINFANT-GE-PANDA | WARMERRADINFANT | PANDA |  |  |  | GE | Warmer, Radiant, Infant |  | WARMERRADINFANT-GE-PANDA |  | 6/6/12 |  |  | Covered PM Repair - Biomedical | MHHS-Mem City
NO | YES |  |  |  | 041-20841 | 041-20841 | Datex-Ohmeda | PANDA BABY WARMER |  | pbww60650 | Memorial City-Labor & Delivery | MHHS-Mem City |  | Warmer, Radiant, Infant |  | 041-20841 | 041-20841 | West | MHHS-Mem City | Memorial City-Labor & Delivery | OR 4 | 7/1/19 |  | 7/1/20 |  | WARMING UNITS, PATIENT, RADIANT, INFANT |  | WARMERRADINFANT-GE-PANDA | WARMERRADINFANT | PANDA |  |  |  | GE | Warmer, Radiant, Infant |  | WARMERRADINFANT-GE-PANDA |  | 4/1/14 |  |  | Covered PM Repair - Radiology, Low End | MHHS-Mem City
NO | YES |  |  |  | 041-32675 | 041-32675 | Datex-Ohmeda | PANDA BABY WARMER |  | G21803688 | Memorial City-Postpartum | MHHS-Mem City |  | Warmer, Radiant, Infant |  | 041-32675 | 041-32675 | West | MHHS-Mem City | Memorial City-Postpartum |  | 10/1/18 |  |  |  | WARMING UNITS, PATIENT, RADIANT, INFANT |  | WARMERRADINFANT-GE-PANDA | WARMERRADINFANT | PANDA |  |  |  | GE | Warmer, Radiant, Infant |  | WARMERRADINFANT-GE-PANDA |  | 4/1/14 |  |  | Covered PM Repair - Biomedical | MHHS-Mem City
NO | YES |  |  |  | 142-06928 | 142-06928 | Datex-Ohmeda | PANDA BABY WARMER |  | G21601848 | NE-Labor & Delivery | MHHS-Northeast |  | Warmer, Radiant, Infant |  | 142-06928 | 142-06928 | Katy | MHHS-Northeast | NE-Labor & Delivery | Room 2028 | 11/1/19 | 11/1/20 |  |  | WARMING UNITS, PATIENT, RADIANT, INFANT | Warmer, Radiant, Infant | WARMERRADINFANT-GE-PANDA | WARMERRADINFANT | PANDA |  |  |  | GE | Warmer, Radiant, Infant |  | WARMERRADINFANT-GE-PANDA |  | 3/25/16 |  | WRI-SA | Covered PM Repair - Biomedical | MHHS-Northeast | [8 empty] | WARMERRADINFANT | Warmer, Radiant, Infant | GE
NO | YES |  |  |  | 142-06929 | 142-06929 | Datex-Ohmeda | PANDA BABY WARMER |  | PBWV61113 | NE-Labor & Delivery | MHHS-Northeast |  | Warmer, Radiant, Infant |  | 142-06929 | 142-06929 | Katy | MHHS-Northeast | NE-Labor & Delivery |  | 5/1/19 | 2/1/20 |  |  | WARMING UNITS, PATIENT, RADIANT, INFANT | Warmer, Radiant, Infant | WARMERRADINFANT-GE-PANDA | WARMERRADINFANT | PANDA |  |  |  | GE | Warmer, Radiant, Infant |  | WARMERRADINFANT-GE-PANDA |  | 3/25/16 |  | WRI-SA | Covered PM Repair - Biomedical | MHHS-Northeast | [8 empty] | WARMERRADINFANT | Warmer, Radiant, Infant | GE
NO | YES |  |  |  | 142-07040 | 142-07040 | Datex-Ohmeda | PANDA BABY WARMER |  | PBWW61578 | NE-Labor & Delivery | MHHS-Northeast |  | Warmer, Radiant, Infant |  | 142-07040 | 142-07040 | Katy | MHHS-Northeast | NE-Labor & Delivery |  | 7/1/18 | 7/1/19 |  |  | WARMING UNITS, PATIENT, RADIANT, INFANT | Warmer, Radiant, Infant | WARMERRADINFANT-GE-PANDA | WARMERRADINFANT | PANDA |  |  |  | GE | Warmer, Radiant, Infant |  | WARMERRADINFANT-GE-PANDA |  |  |  | WRI-SA | Covered PM Repair - Biomedical | MHHS-Northeast | [8 empty] | WARMERRADINFANT | Warmer, Radiant, Infant | GE
NO | YES |  |  |  | 142-07418 | 142-07418 | Datex-Ohmeda | PANDA BABY WARMER |  | PBWX71649 | NE-Labor & Delivery | MHHS-Northeast |  | Warmer, Radiant, Infant |  | 142-07418 | 142-07418 | Katy | MHHS-Northeast | NE-Labor & Delivery |  | 12/1/19 | 12/1/20 |  |  | WARMING UNITS, PATIENT, RADIANT, INFANT | Warmer, Radiant, Infant | WARMERRADINFANT-GE-PANDA | WARMERRADINFANT | PANDA |  |  |  | GE | Warmer, Radiant, Infant |  | WARMERRADINFANT-GE-PANDA |  |  |  | WRI-SA | Covered PM Repair - Biomedical | MHHS-Northeast | [8 empty] | WARMERRADINFANT | Warmer, Radiant, Infant | GE
NO | YES |  |  |  | 142-07419 | 142-07419 | Datex-Ohmeda | PANDA BABY WARMER |  | PBWX71650 | NE-Labor & Delivery | MHHS-Northeast |  | Warmer, Radiant, Infant |  | 142-07419 | 142-07419 | Katy | MHHS-Northeast | NE-Labor & Delivery | Room 2025 | 9/1/18 | 9/1/19 |  |  | WARMING UNITS, PATIENT, RADIANT, INFANT | Warmer, Radiant, Infant | WARMERRADINFANT-GE-PANDA | WARMERRADINFANT | PANDA |  |  |  | GE | Warmer, Radiant, Infant |  | WARMERRADINFANT-GE-PANDA |  | 4/13/19 |  | WRI-SA | Covered PM Repair - Biomedical | MHHS-Northeast | [8 empty] | WARMERRADINFANT | Warmer, Radiant, Infant | GE
NO | YES |  |  |  | 142-07385 | 142-07385 | Datex-Ohmeda | PANDA BABY WARMER |  | PBWX70721 | Katy-Biomedical Services | MHHS-Northeast |  | Warmer, Radiant, Infant |  | 142-07385 | 142-07385 | Katy | MHHS-Katy | Katy-Biomedical Services | Biomed shop | 6/1/18 | 6/1/19 |  |  | WARMING UNITS, PATIENT, RADIANT, INFANT | Warmer, Radiant, Infant | WARMERRADINFANT-GE-PANDA | WARMERRADINFANT | PANDA |  |  |  | GE | Warmer, Radiant, Infant |  | WARMERRADINFANT-GE-PANDA |  | 5/1/16 |  | WRI-SA | Covered PM Repair - Biomedical | MHHS-Northeast | [8 empty] | WARMERRADINFANT | Warmer, Radiant, Infant | GE
NO | YES |  |  |  | 142-07386 | 142-07386 | Datex-Ohmeda | PANDA BABY WARMER |  | PBWX70722 | NE-Labor & Delivery | MHHS-Northeast |  | Warmer, Radiant, Infant |  | 142-07386 | 142-07386 | Katy | MHHS-Northeast | NE-Labor & Delivery |  | 6/1/18 | 6/1/19 |  |  | WARMING UNITS, PATIENT, RADIANT, INFANT | Warmer, Radiant, Infant | WARMERRADINFANT-GE-PANDA | WARMERRADINFANT | PANDA |  |  |  | GE | Warmer, Radiant, Infant |  | WARMERRADINFANT-GE-PANDA |  | 3/25/16 |  | WRI-SA | Covered PM Repair - Biomedical | MHHS-Northeast | [8 empty] | WARMERRADINFANT | Warmer, Radiant, Infant | GE
NO | YES |  |  |  |  | 142-05355 | Datex-Ohmeda | PANDA BABY WARMER |  | HDJR0581 | NE-Labor & Delivery-Recovery | MHHS-Northeast |  | Warmer, Radiant, Infant |  |  | 142-05355 | Katy | MHHS-Northeast | NE-Labor & Delivery-Recovery | Recovery Room | 8/1/19 |  |  |  | WARMING UNITS, PATIENT, RADIANT, INFANT | Warmer, Radiant, Infant | WARMERRADINFANT-GE-PANDA | WARMERRADINFANT | PANDA |  |  |  | GE | Warmer, Radiant, Infant |  | WARMERRADINFANT-GE-PANDA |  | 3/25/16 |  | WRI-SA | Covered PM Repair - Biomedical | MHHS-Northeast | [8 empty] | WARMERRADINFANT | Warmer, Radiant, Infant | GE
NO | YES |  |  |  | 142-03560 | 142-03560 | Datex-Ohmeda | PANDA BABY WARMER |  | HDJV60859 | NE-Labor & Delivery | MHHS-Northeast |  | Warmer, Radiant, Infant |  | 142-03560 | 142-03560 | Katy | MHHS-Northeast | NE-Labor & Delivery | OR 1 | 5/1/19 | 5/1/20 |  |  | WARMING UNITS, PATIENT, RADIANT, INFANT | Warmer, Radiant, Infant | WARMERRADINFANT-GE-PANDA | WARMERRADINFANT | PANDA |  |  |  | GE | Warmer, Radiant, Infant |  | WARMERRADINFANT-GE-PANDA |  | 3/25/16 |  | WRI-SA | Covered PM Repair - Biomedical | MHHS-Northeast | [8 empty] | WARMERRADINFANT | Warmer, Radiant, Infant | GE
NO | YES |  |  |  | 142-03561 | 142-03561 | Datex-Ohmeda | PANDA BABY WARMER |  | HDJV60850 | NE-Nursery | MHHS-Northeast |  | Warmer, Radiant, Infant |  | 142-03561 | 142-03561 | Katy | MHHS-Northeast | NE-Nursery |  | 5/1/19 | 5/1/20 |  |  | WARMING UNITS, PATIENT, RADIANT, INFANT | Warmer, Radiant, Infant | WARMERRADINFANT-GE-PANDA | WARMERRADINFANT | PANDA |  |  |  | GE | Warmer, Radiant, Infant |  | WARMERRADINFANT-GE-PANDA |  | 3/25/16 |  | WRI-SA | Covered PM Repair - Biomedical | MHHS-Northeast | [8 empty] | WARMERRADINFANT | Warmer, Radiant, Infant | GE
NO | YES |  |  |  | 142-03562 | 142-03562 | Datex-Ohmeda | PANDA BABY WARMER |  | HDJV60852 | NE-Nursery | MHHS-Northeast |  | Warmer, Radiant, Infant |  | 142-03562 | 142-03562 | Katy | MHHS-Northeast | NE-Nursery |  | 5/1/19 | 5/1/20 |  |  | WARMING UNITS, PATIENT, RADIANT, INFANT | Warmer, Radiant, Infant | WARMERRADINFANT-GE-PANDA | WARMERRADINFANT | PANDA |  |  |  | GE | Warmer, Radiant, Infant |  | WARMERRADINFANT-GE-PANDA |  | 3/25/16 |  | WRI-SA | Covered PM Repair - Biomedical | MHHS-Northeast | [8 empty] | WARMERRADINFANT | Warmer, Radiant, Infant | GE
NO | YES |  |  |  | 142-06945 | 142-06945 | Datex-Ohmeda | PANDA BABY WARMER |  | PBWW60028 | NE-Labor & Delivery | MHHS-Northeast |  | Warmer, Radiant, Infant |  | 142-06945 | 142-06945 | Katy | MHHS-Northeast | NE-Labor & Delivery | Room 2017 | 10/1/18 |  |  |  | WARMING UNITS, PATIENT, RADIANT, INFANT | Warmer, Radiant, Infant | WARMERRADINFANT-GE-PANDA | WARMERRADINFANT | PANDA |  |  |  | GE | Warmer, Radiant, Infant |  | WARMERRADINFANT-GE-PANDA |  | 3/25/16 |  | WRI-SA | Covered PM Repair - Biomedical | MHHS-Northeast | [8 empty] | WARMERRADINFANT | Warmer, Radiant, Infant | GE
NO | YES |  |  |  | 142-06946 | 142-06946 | Datex-Ohmeda | PANDA BABY WARMER |  | PBWV61775 | NE-Labor & Delivery | MHHS-Northeast |  | Warmer, Radiant, Infant |  | 142-06946 | 142-06946 | Katy | MHHS-Northeast | NE-Labor & Delivery | OR 2 | 8/1/17 |  |  |  | WARMING UNITS, PATIENT, RADIANT, INFANT | Warmer, Radiant, Infant | WARMERRADINFANT-GE-PANDA | WARMERRADINFANT | PANDA |  |  |  | GE | Warmer, Radiant, Infant |  | WARMERRADINFANT-GE-PANDA |  | 3/25/16 |  | WRI-SA | Covered PM Repair - Biomedical | MHHS-Northeast | [8 empty] | WARMERRADINFANT | Warmer, Radiant, Infant | GE
NO | YES |  |  |  | 583-01229 | 583-01229 | Datex-Ohmeda | PANDA BABY WARMER |  | HDJS52967 | KT CCC-(KY)-Emergency Room | MHHS-South Katy CCC |  | Warmer, Radiant, Infant |  | 583-01229 | 583-01229 | Katy | MHHS-Others | KT CCC-(KY)-Emergency Room | Clean equipment | 5/1/19 | 5/1/20 |  |  | WARMING UNITS, PATIENT, RADIANT, INFANT | Warmer, Radiant, Infant | WARMERRADINFANT-GE-PANDA | WARMERRADINFANT | PANDA |  |  |  | GE | Warmer, Radiant, Infant |  | WARMERRADINFANT-GE-PANDA |  | 3/25/16 |  | WRI-SA | Covered PM Repair - Biomedical | MHHS-South Katy CCC | [8 empty] | WARMERRADINFANT | Warmer, Radiant, Infant | GE
NO | YES |  |  |  | 005-13025 | 005-13025 | Datex-Ohmeda | PANDA BABY WARMER |  | HDJV60013 | SE-Emergency Center | MHHS-Southeast |  | Warmer, Radiant, Infant |  | 005-13025 | 005-13025 | Southeast | MHHS-Southeast | SE-Emergency Center | ER | 10/1/19 |  | 10/1/20 |  | WARMING UNITS, PATIENT, RADIANT, INFANT |  | WARMERRADINFANT-GE-PANDA | WARMERRADINFANT | PANDA |  |  |  | GE | Warmer, Radiant, Infant |  | WARMERRADINFANT-GE-PANDA |  |  |  |  | Covered PM Repair - Biomedical | MHHS-Southeast
NO | YES |  |  |  | 005-06882 | 005-06882 | Datex-Ohmeda | PANDA BABY WARMER |  |  | SE-Labor & Delivery | MHHS-Southeast |  | Warmer, Radiant, Infant |  | 005-06882 | 005-06882 | Southeast & Bay Area | MHHS-Southeast | SE-Labor & Delivery |  | 5/1/19 |  | 5/1/20 |  | WARMING UNITS, PATIENT, RADIANT, INFANT |  | WARMERRADINFANT-GE-PANDA | WARMERRADINFANT | PANDA |  |  |  | GE | Warmer, Radiant, Infant |  | WARMERRADINFANT-GE-PANDA |  |  |  |  | Covered PM Repair - Biomedical | MHHS-Southeast
NO | YES |  |  |  | 005-06885 | 005-06885 | Datex-Ohmeda | PANDA BABY WARMER |  | HDJN51228 | SE-Labor & Delivery | MHHS-Southeast |  | Warmer, Radiant, Infant |  | 005-06885 | 005-06885 | Southeast | MHHS-Southeast | SE-Labor & Delivery | Recovery | 2/1/20 |  | 2/1/21 |  | WARMING UNITS, PATIENT, RADIANT, INFANT |  | WARMERRADINFANT-GE-PANDA | WARMERRADINFANT | PANDA |  |  |  | GE | Warmer, Radiant, Infant |  | WARMERRADINFANT-GE-PANDA |  |  |  |  | Covered PM Repair - Biomedical | MHHS-Southeast
NO | YES |  |  |  | 005-08216 | 005-08216 | Datex-Ohmeda | PANDA BABY WARMER |  | HDJQ51047 | SE-Labor & Delivery | MHHS-Southeast |  | Warmer, Radiant, Infant |  | 005-08216 | 005-08216 | Southeast | MHHS-Southeast | SE-Labor & Delivery | Or 1 | 3/1/20 |  | 3/1/21 |  | WARMING UNITS, PATIENT, RADIANT, INFANT |  | WARMERRADINFANT-GE-PANDA | WARMERRADINFANT | PANDA |  |  |  | GE | Warmer, Radiant, Infant |  | WARMERRADINFANT-GE-PANDA |  | 12/10/19 |  |  | Covered PM Repair - Biomedical | MHHS-Southeast
NO | YES |  |  |  | 005-13028 | 005-13028 | Datex-Ohmeda | PANDA BABY WARMER |  | HDJV60014 | SE-Labor & Delivery | MHHS-Southeast |  | Warmer, Radiant, Infant |  | 005-13028 | 005-13028 | Southeast | MHHS-Southeast | SE-Labor & Delivery |  | 6/1/19 |  |  |  | WARMING UNITS, PATIENT, RADIANT, INFANT |  | WARMERRADINFANT-GE-PANDA | WARMERRADINFANT | PANDA |  |  |  | GE | Warmer, Radiant, Infant |  | WARMERRADINFANT-GE-PANDA |  | 5/1/16 |  |  | Covered PM Repair - Biomedical | MHHS-Southeast
NO | YES |  |  |  | 005-13073 | 005-13073 | Datex-Ohmeda | PANDA BABY WARMER |  | HDJV60285 | SE-Labor & Delivery | MHHS-Southeast |  | Warmer, Radiant, Infant |  | 005-13073 | 005-13073 | Southeast | MHHS-Southeast | SE-Labor & Delivery | LABOR DELIVERY ROOM 4 | 6/1/19 |  | 6/1/20 |  | WARMING UNITS, PATIENT, RADIANT, INFANT |  | WARMERRADINFANT-GE-PANDA | WARMERRADINFANT | PANDA |  |  |  | GE | Warmer, Radiant, Infant |  | WARMERRADINFANT-GE-PANDA |  | 3/25/16 |  |  | Covered PM Repair - Biomedical | MHHS-Southeast
NO | YES |  |  |  | 005-06883 | 005-06883 | Datex-Ohmeda | PANDA BABY WARMER |  |  | SE-Labor & Delivery | MHHS-Southeast |  | Warmer, Radiant, Infant |  | 005-06883 | 005-06883 | Southeast & Bay Area | MHHS-Southeast | SE-Labor & Delivery | NICU | 10/1/19 |  | 4/1/20 |  | WARMING UNITS, PATIENT, RADIANT, INFANT |  | WARMERRADINFANT-GE-PANDA | WARMERRADINFANT | PANDA |  |  |  | GE | Warmer, Radiant, Infant |  | WARMERRADINFANT-GE-PANDA |  | 3/25/16 |  |  | Covered PM Repair - Biomedical | MHHS-Southeast
NO | YES |  |  |  | 005-06884 | 005-06884 | Datex-Ohmeda | PANDA BABY WARMER |  | HDJN51230 | SE-Neonatal ICU | MHHS-Southeast |  | Warmer, Radiant, Infant |  | 005-06884 | 005-06884 | Southeast | MHHS-Southeast | SE-Neonatal ICU |  | 5/1/19 |  |  |  | WARMING UNITS, PATIENT, RADIANT, INFANT |  | WARMERRADINFANT-GE-PANDA | WARMERRADINFANT | PANDA |  |  |  | GE | Warmer, Radiant, Infant |  | WARMERRADINFANT-GE-PANDA |  | 3/25/16 |  |  | Covered PM Repair - Biomedical | MHHS-Southeast
NO | YES |  |  |  | 005-06888 | 005-06888 | Datex-Ohmeda | PANDA BABY WARMER |  | hdjn51227 | SE-Neonatal ICU | MHHS-Southeast |  | Warmer, Radiant, Infant |  | 005-06888 | 005-06888 | TMC | MHHS-Southeast | SE-Neonatal ICU | Nursery | 3/1/20 |  | 3/1/21 |  | WARMING UNITS, PATIENT, RADIANT, INFANT |  | WARMERRADINFANT-GE-PANDA | WARMERRADINFANT | PANDA |  |  |  | GE | Warmer, Radiant, Infant |  | WARMERRADINFANT-GE-PANDA |  | 3/25/16 |  |  | Covered PM Repair - Biomedical | MHHS-Southeast
NO | YES |  |  |  | 129-05930 | 129-05930 | Datex-Ohmeda | PANDA BABY WARMER |  | HDJU60026 | Sugar Land-Nursery | MHHS-Sugarland |  | Warmer, Radiant, Infant |  | 129-05930 | 129-05930 | Sugar Land | MHHS-Sugarland | Sugar Land-Nursery | Nursery | 7/1/19 |  | 7/1/20 |  | WARMING UNITS, PATIENT, RADIANT, INFANT | Warmer, Radiant, Infant | WARMERRADINFANT-GE-PANDA | WARMERRADINFANT | PANDA |  |  |  | GE | Warmer, Radiant, Infant |  | WARMERRADINFANT-GE-PANDA |  | 3/25/16 |  | WRI-SA | Covered PM Repair - Biomedical | MHHS-Sugarland | [8 empty] | WARMERRADINFANT | Warmer, Radiant, Infant | GE
NO | YES |  |  |  | 129-05931 | 129-05931 | Datex-Ohmeda | PANDA BABY WARMER |  | HDJU60025 | Sugar Land-Nursery | MHHS-Sugarland |  | Warmer, Radiant, Infant |  | 129-05931 | 129-05931 | Sugar Land | MHHS-Sugarland | Sugar Land-Nursery | L | 6/1/19 |  | 6/1/20 |  | WARMING UNITS, PATIENT, RADIANT, INFANT | Warmer, Radiant, Infant | WARMERRADINFANT-GE-PANDA | WARMERRADINFANT | PANDA |  |  |  | GE | Warmer, Radiant, Infant |  | WARMERRADINFANT-GE-PANDA |  | 3/25/16 |  | WRI-SA | Covered PM Repair - Biomedical | MHHS-Sugarland | [8 empty] | WARMERRADINFANT | Warmer, Radiant, Infant | GE
NO | YES |  |  |  | 129-05932 | 129-05932 | Datex-Ohmeda | PANDA BABY WARMER |  | HDJU60024 | Sugar Land-Labor & Delivery | MHHS-Sugarland |  | Warmer, Radiant, Infant |  | 129-05932 | 129-05932 | Sugar Land | MHHS-Sugarland | Sugar Land-Labor & Delivery | NICU - Rollover Nursery - W3 125.2 | 6/1/19 | 12/1/19 |  |  | WARMING UNITS, PATIENT, RADIANT, INFANT | Warmer, Radiant, Infant | WARMERRADINFANT-GE-PANDA | WARMERRADINFANT | PANDA |  |  |  | GE | Warmer, Radiant, Infant |  | WARMERRADINFANT-GE-PANDA |  | 3/25/16 |  | WRI-SA | Covered PM Repair - Biomedical | MHHS-Sugarland | [8 empty] | WARMERRADINFANT | Warmer, Radiant, Infant | GE
NO | YES |  |  |  | 129-06589 | 129-06589 | Datex-Ohmeda | PANDA BABY WARMER |  | G21600017 | SP CCC - (SL) - EMERGENCY ROOM | MHHS-Sienna Plantation CCC |  | Warmer, Radiant, Infant |  | 129-06589 | 129-06589 | Sugar Land | MHHS-Others | SP CCC - (SL) - EMERGENCY ROOM | Exam room 7 | 8/1/18 |  |  |  | WARMING UNITS, PATIENT, RADIANT, INFANT | Warmer, Radiant, Infant | WARMERRADINFANT-GE-PANDA | WARMERRADINFANT | PANDA |  |  |  | GE | Warmer, Radiant, Infant |  | WARMERRADINFANT-GE-PANDA |  | 3/25/16 |  | WRI-SA | Covered PM Repair - Biomedical | MHHS-Sienna Plantation CCC | [8 empty] | WARMERRADINFANT | Warmer, Radiant, Infant | GE
NO | YES |  |  |  | 069-39838 | 069-39838 | Datex-Ohmeda | PANDA BABY WARMER |  | HDJT60498 | TMC-Children's-L&D (5Hp) | MHHS-TMC |  | Warmer, Radiant, Infant |  | 069-39838 | 069-39838 | TMC | MHHS-TMC | TMC-Children's-L&D (5Hp) |  | 12/24/19 |  |  |  | WARMING UNITS, PATIENT, RADIANT, INFANT |  | WARMERRADINFANT-GE-PANDA | WARMERRADINFANT | PANDA |  |  |  | GE | Warmer, Radiant, Infant |  | WARMERRADINFANT-GE-PANDA |  |  | Verified 3/30/2020 4:07pm (Central) |  | Covered PM Repair - Biomedical | MHHS-TMC
NO | YES |  |  |  | 069-39839 | 069-39839 | Datex-Ohmeda | PANDA BABY WARMER |  | HDJT60499 | TMC-Children's-L&D (5Hp) | MHHS-TMC |  | Warmer, Radiant, Infant |  | 069-39839 | 069-39839 | TMC | MHHS-TMC | TMC-Children's-L&D (5Hp) |  | 12/24/19 |  |  |  | WARMING UNITS, PATIENT, RADIANT, INFANT |  | WARMERRADINFANT-GE-PANDA | WARMERRADINFANT | PANDA |  |  |  | GE | Warmer, Radiant, Infant |  | WARMERRADINFANT-GE-PANDA |  |  | Verified 3/30/2020 4:07pm (Central) |  | Covered PM Repair - Biomedical | MHHS-TMC
NO | YES |  |  |  | 069-39840 | 069-39840 | Datex-Ohmeda | PANDA BABY WARMER |  | HDJT60507 | TMC-Children's-L&D (5Hp) | MHHS-TMC |  | Warmer, Radiant, Infant |  | 069-39840 | 069-39840 | TMC | MHHS-TMC | TMC-Children's-L&D (5Hp) |  | 6/12/19 |  |  |  | WARMING UNITS, PATIENT, RADIANT, INFANT |  | WARMERRADINFANT-GE-PANDA | WARMERRADINFANT | PANDA |  |  |  | GE | Warmer, Radiant, Infant |  | WARMERRADINFANT-GE-PANDA |  | 8/13/15 | Verified 3/30/2020 4:07pm (Central) |  | Covered PM Repair - Lab Analyzers/Anesth | MHHS-TMC
NO | YES | [5 empty] | Datex-Ohmeda | PANDA BABY WARMER |  | HCCF00636 | TMC-Children's-NICU (7Hp) | MHHS-TMC |  | Warmer, Radiant, Infant |  |  |  | TMC | MHHS-TMC | TMC-Children's-NICU (7Hp) |  | 9/11/19 |  |  |  | WARMING UNITS, PATIENT, RADIANT, INFANT |  | WARMERRADINFANT-GE-PANDA | WARMERRADINFANT | PANDA |  |  |  | GE | Warmer, Radiant, Infant |  | WARMERRADINFANT-GE-PANDA |  | 5/6/20 | Verified 3/30/2020 4:07pm (Central) |  | Not Covered Vendor Only - Biomedical | MHHS-TMC
NO | YES |  |  |  | 029-10971 | 029-10971 | Datex-Ohmeda | PANDA BABY WARMER |  | PBWV60221 | Woodlands-ER | MHHS-Woodlands |  | Warmer, Radiant, Infant |  | 029-10971 | 029-10971 | Woodlands | MHHS-Woodlands | Woodlands-ER | Storage equipment | 12/1/18 |  |  |  | WARMING UNITS, PATIENT, RADIANT, INFANT | Warmer, Radiant, Infant | WARMERRADINFANT-GE-PANDA | WARMERRADINFANT | PANDA |  |  |  | GE | Warmer, Radiant, Infant |  | WARMERRADINFANT-GE-PANDA |  | 3/25/16 |  | WRI-SA | Covered PM Repair - Biomedical | MHHS-Woodlands | [8 empty] | WARMERRADINFANT | Warmer, Radiant, Infant | GE
YES | YES | Serial Number Cnf |  |  | 099-00900 | 099-00900 | Datex-Ohmeda | PANDA BABY WARMER |  | Cnf | NE - LABOR |  |  |  |  | 099-00900 | 099-00900 | NorthEast |  | NE - LABOR |  |  |  |  | No pm
NO | YES |  |  |  | 009-08103 | 009-08103 | Datex-Ohmeda | PANDA BABY WARMER |  | PBWY70064 | GH-Labor & Delivery |  |  |  |  | 009-08103 | 009-08103 | Central | MHHS-Greater Heights | GH-Labor & Delivery | OR2 | 1/1/20 |  | 1/1/21
NO | YES |  |  |  | 041-11825 | 041-11825 | Datex-Ohmeda | PANDA BABY WARMER |  | HCCM00643 | Memorial City-Labor & Delivery |  |  |  |  | 041-11825 | 041-11825 | West | MHHS-Mem City | Memorial City-Labor & Delivery | Room 3M02 | 3/1/20
NO | YES |  |  |  | 041-11806 | 041-11806 | Datex-Ohmeda | PANDA BABY WARMER |  | HCCM00645 | Memorial City-Labor |  |  |  |  | 041-11806 | 041-11806 | West | Women?s Memorial Hermann Memorial City Hospital | Memorial City-Labor | 3M10
NO | NO |  |  |  | 151-01326 |  | Datex-Ohmeda | PANDA BABY WARMER |  | PBWV61706 | CY - L&D | MHHS-Cypress |  | Warmer, Radiant, Infant |  | 151-01326 |  | Northwest & Cypress |  | CY - L&D | [5 empty] | WARMING UNITS, PATIENT, RADIANT, INFANT |  | WARMERRADINFANT-GE-PANDA | WARMERRADINFANT | PANDA |  |  |  | GE | Warmer, Radiant, Infant |  | WARMERRADINFANT-GE-PANDA |  |  |  |  | Covered PM Repair - Biomedical | MHHS-Cypress
NO | NO |  |  |  | 151-01331 |  | Datex-Ohmeda | PANDA BABY WARMER |  | PBWV61709 | CY - L&D | MHHS-Cypress |  | Warmer, Radiant, Infant |  | 151-01331 |  | Northwest & Cypress |  | CY - L&D | [5 empty] | WARMING UNITS, PATIENT, RADIANT, INFANT |  | WARMERRADINFANT-GE-PANDA | WARMERRADINFANT | PANDA |  |  |  | GE | Warmer, Radiant, Infant |  | WARMERRADINFANT-GE-PANDA |  |  |  |  | Covered PM Repair - Biomedical | MHHS-Cypress
NO | NO |  |  |  | 041-32367 |  | Datex-Ohmeda | PANDA BABY WARMER |  | G21801900 | MEMORIAL CITY - LABOR & DELIVERY | MHHS-Mem City |  | Warmer, Radiant, Infant |  | 041-32367 |  | West & Memorial City |  | MEMORIAL CITY - LABOR & DELIVERY | [5 empty] | WARMING UNITS, PATIENT, RADIANT, INFANT |  | WARMERRADINFANT-GE-PANDA | WARMERRADINFANT | PANDA |  |  |  | GE | Warmer, Radiant, Infant |  | WARMERRADINFANT-GE-PANDA |  |  |  |  | Covered PM Repair - Biomedical | MHHS-Mem City
NO | NO |  |  |  | 041-32782 |  | Datex-Ohmeda | PANDA BABY WARMER |  | G21803680 | MEMORIAL CITY - LABOR & DELIVERY | MHHS-Mem City |  | Warmer, Radiant, Infant |  | 041-32782 |  | West & Memorial City |  | MEMORIAL CITY - LABOR & DELIVERY | [5 empty] | WARMING UNITS, PATIENT, RADIANT, INFANT |  | WARMERRADINFANT-GE-PANDA | WARMERRADINFANT | PANDA |  |  |  | GE | Warmer, Radiant, Infant |  | WARMERRADINFANT-GE-PANDA |  |  |  |  | Covered PM Repair - Biomedical | MHHS-Mem City
NO | NO | [5 empty] | Datex-Ohmeda | PANDA BABY WARMER |  | hdjq51660 | NE - NURSERY | MHHS-Northeast |  | Warmer, Radiant, Infant |  |  |  | Katy |  | NE - NURSERY | [5 empty] | WARMING UNITS, PATIENT, RADIANT, INFANT |  | WARMERRADINFANT-GE-PANDA | WARMERRADINFANT | PANDA |  |  |  | GE | Warmer, Radiant, Infant |  | WARMERRADINFANT-GE-PANDA |  |  |  |  | Covered PM Repair - Biomedical | MHHS-Northeast
NO | NO |  |  |  | 145-00202 |  | Datex-Ohmeda | PANDA BABY WARMER |  | HDJS53386 | PEARLAND - EMERGENCY CENTER | MHHS-Pearland Hospital |  | Warmer, Radiant, Infant |  | 145-00202 |  | Pearland |  | PEARLAND - EMERGENCY CENTER | [5 empty] | WARMING UNITS, PATIENT, RADIANT, INFANT |  | WARMERRADINFANT-GE-PANDA | WARMERRADINFANT | PANDA |  |  |  | GE | Warmer, Radiant, Infant |  | WARMERRADINFANT-GE-PANDA |  |  |  |  | Covered PM Repair - Biomedical | MHHS-Pearland Hospital
NO | NO |  |  |  | 145-00587 |  | Datex-Ohmeda | PANDA BABY WARMER |  | HDJU66764 | PEARLAND - LABOR & DELIVERY | MHHS-Pearland Hospital |  | Warmer, Radiant, Infant |  | 145-00587 |  | Pearland |  | PEARLAND - LABOR & DELIVERY | [5 empty] | WARMING UNITS, PATIENT, RADIANT, INFANT |  | WARMERRADINFANT-GE-PANDA | WARMERRADINFANT | PANDA |  |  |  | GE | Warmer, Radiant, Infant |  | WARMERRADINFANT-GE-PANDA |  |  |  |  | Covered PM Repair - Biomedical | MHHS-Pearland Hospital
NO | NO |  |  |  | 145-00597 |  | Datex-Ohmeda | PANDA BABY WARMER |  | HDJU66767 | PEARLAND - LABOR & DELIVERY | MHHS-Pearland Hospital |  | Warmer, Radiant, Infant |  | 145-00597 |  | Pearland |  | PEARLAND - LABOR & DELIVERY | [5 empty] | WARMING UNITS, PATIENT, RADIANT, INFANT |  | WARMERRADINFANT-GE-PANDA | WARMERRADINFANT | PANDA |  |  |  | GE | Warmer, Radiant, Infant |  | WARMERRADINFANT-GE-PANDA |  |  |  |  | Covered PM Repair - Biomedical | MHHS-Pearland Hospital
NO | NO |  |  |  | 145-00601 |  | Datex-Ohmeda | PANDA BABY WARMER |  | HDJU66765 | PEARLAND - LABOR & DELIVERY | MHHS-Pearland Hospital |  | Warmer, Radiant, Infant |  | 145-00601 |  | Pearland |  | PEARLAND - LABOR & DELIVERY | [5 empty] | WARMING UNITS, PATIENT, RADIANT, INFANT |  | WARMERRADINFANT-GE-PANDA | WARMERRADINFANT | PANDA |  |  |  | GE | Warmer, Radiant, Infant |  | WARMERRADINFANT-GE-PANDA |  |  |  |  | Covered PM Repair - Biomedical | MHHS-Pearland Hospital
NO | NO |  |  |  | 145-00607 |  | Datex-Ohmeda | PANDA BABY WARMER |  | HDJU466766 | PEARLAND - LABOR & DELIVERY | MHHS-Pearland Hospital |  | Warmer, Radiant, Infant |  | 145-00607 |  | Pearland |  | PEARLAND - LABOR & DELIVERY | [5 empty] | WARMING UNITS, PATIENT, RADIANT, INFANT |  | WARMERRADINFANT-GE-PANDA | WARMERRADINFANT | PANDA |  |  |  | GE | Warmer, Radiant, Infant |  | WARMERRADINFANT-GE-PANDA |  |  |  |  | Covered PM Repair - Biomedical | MHHS-Pearland Hospital
NO | NO |  |  |  | 145-00628 |  | Datex-Ohmeda | PANDA BABY WARMER |  | HDJU66768 | PEARLAND - LABOR & DELIVERY | MHHS-Pearland Hospital |  | Warmer, Radiant, Infant |  | 145-00628 |  | Pearland |  | PEARLAND - LABOR & DELIVERY | [5 empty] | WARMING UNITS, PATIENT, RADIANT, INFANT |  | WARMERRADINFANT-GE-PANDA | WARMERRADINFANT | PANDA |  |  |  | GE | Warmer, Radiant, Infant |  | WARMERRADINFANT-GE-PANDA |  |  |  |  | Covered PM Repair - Biomedical | MHHS-Pearland Hospital
NO | NO |  |  |  | 005-06886 |  | Datex-Ohmeda | PANDA BABY WARMER |  | HDJN51229 | SE - LABOR & DELIVERY | MHHS-Southeast |  | Warmer, Radiant, Infant |  | 005-06886 |  | Southeast & Bay Area |  | SE - LABOR & DELIVERY | [5 empty] | WARMING UNITS, PATIENT, RADIANT, INFANT |  | WARMERRADINFANT-GE-PANDA | WARMERRADINFANT | PANDA |  |  |  | GE | Warmer, Radiant, Infant |  | WARMERRADINFANT-GE-PANDA |  |  |  |  | Covered PM Repair - Biomedical | MHHS-Southeast
NO | NO |  |  |  | 013-00325 |  | Datex-Ohmeda | PANDA BABY WARMER |  | LR87400 | SW - NICU | MHHS-Southwest |  | Warmer, Radiant, Infant |  | 013-00325 |  | Southwest |  | SW - NICU | [5 empty] | WARMING UNITS, PATIENT, RADIANT, INFANT |  | WARMERRADINFANT-GE-PANDA | WARMERRADINFANT | PANDA |  |  |  | GE | Warmer, Radiant, Infant |  | WARMERRADINFANT-GE-PANDA |  |  |  |  | Covered PM Repair - Biomedical | MHHS-Southwest
NO | YES | [5 empty] | Datex-Ohmeda | PSVPRO |  | Part of AMRQ00669 | GH-OR | MHHS-Greater Heights | [5 empty] | Central | MHHS-Greater Heights | GH-OR | Rm 2 |  |  |  |  | VENTILATORS |  | .needs class | [5 empty] | Datex-Ohmeda | [7 empty] | Covered PM Repair - Biomedical | MHHS-Greater Heights
NO | YES |  |  |  | 133-09799 | 133-09799 | Datex-Ohmeda | S/5 AVANCE |  | ANBP01809-endo2 | Katy-OR | MHHS-Katy |  |  |  | 133-09799 | 133-09799 | Katy | MHHS-Katy | Katy-OR | Endo 2 | 8/1/19 | 8/1/20 |  |  | ANESTHESIA UNITS |  | .needs class | [5 empty] | Datex-Ohmeda | [7 empty] | Covered PM Repair - Biomedical | MHHS-Katy
NO | YES |  |  |  | 133-09800 | 133-09800 | Datex-Ohmeda | S/5 AVANCE |  | ANBM00276-OR11 | Katy-OR | MHHS-Katy |  |  |  | 133-09800 | 133-09800 | Katy | MHHS-Katy | Katy-OR | OR 11 |  |  |  |  | ANESTHESIA UNITS |  | .needs class | [5 empty] | Datex-Ohmeda | [7 empty] | Covered PM Repair - Biomedical | MHHS-Katy
NO | YES |  |  |  | 133-09807 | 133-09807 | Datex-Ohmeda | S/5 AVANCE |  | ANBM00315-OR 10 | Katy-OR | MHHS-Katy |  |  |  | 133-09807 | 133-09807 | Katy | MHHS-Katy | Katy-OR | OR10 | 8/1/19 | 8/1/17 |  |  | ANESTHESIA UNITS |  | .needs class | [5 empty] | Datex-Ohmeda | [7 empty] | Covered PM Repair - Biomedical | MHHS-Katy
NO | YES |  |  |  | 041-17565 | 041-17565 | Datex-Ohmeda | S/5 AVANCE |  | ANBS00268-OP 2 | MEMORIAL CITY - OUTPATIENT SURGERY | MHHS-Mem City |  |  |  | 041-17565 | 041-17565 | West | Memorial City - Memorial Hermann Hospital West Tower | MEMORIAL CITY - OUTPATIENT SURGERY | W1 300.73 OR 2 |  |  |  |  | ANESTHESIA UNITS |  | .needs class | [5 empty] | Datex-Ohmeda | [7 empty] | Covered PM Repair - Biomedical | MHHS-Mem City
NO | YES |  |  |  | 041-17567 | 041-17567 | Datex-Ohmeda | S/5 AVANCE |  | ANBS00286-Endo | MEMORIAL CITY - Endoscopy | MHHS-Mem City |  |  |  | 041-17567 | 041-17567 | West | MEMORIAL CITY - MEMORIAL HERMANN HOSPITAL WEST TOWER | MEMORIAL CITY - Endoscopy | 148 Procedure Rm 5 |  |  |  |  | ANESTHESIA UNITS |  | .needs class | [5 empty] | Datex-Ohmeda | [7 empty] | Covered PM Repair - Biomedical | MHHS-Mem City
NO | YES |  |  |  | 041-17568 | 041-17568 | Datex-Ohmeda | S/5 AVANCE |  | ANBS00269-Endo | MEMORIAL CITY - DIGESTIVE DISEASE CENTER | MHHS-Mem City |  |  |  | 041-17568 | 041-17568 | West | Memorial Hermann Memorial City Medical Center | MEMORIAL CITY - DIGESTIVE DISEASE CENTER | Endo procedure room 6 |  |  |  |  | ANESTHESIA UNITS |  | .needs class | [5 empty] | Datex-Ohmeda | [7 empty] | Covered PM Repair - Biomedical | MHHS-Mem City
NO | YES |  |  |  | 129-04787 | 129-04787 | Datex-Ohmeda | S/5 AVANCE |  | ANBR01850-OR 8 | Sugar Land-OR | MHHS-Sugarland |  |  |  | 129-04787 | 129-04787 | Sugar Land | MHHS-Sugarland | Sugar Land-OR | OR 7 | 2/1/20 | 2/1/20 |  |  | ANESTHESIA UNITS |  | .needs class | [5 empty] | Datex-Ohmeda | [7 empty] | Covered PM Repair - Radiology, Low End | MHHS-Sugarland
NO | YES |  |  |  | 129-04788 | 129-04788 | Datex-Ohmeda | S/5 AVANCE |  | ANBR01851-OR4 | Sugar Land-OR | MHHS-Sugarland |  |  |  | 129-04788 | 129-04788 | Sugar Land | MHHS-Sugarland | Sugar Land-OR | OR | 2/1/20 |  | 2/1/21 |  | ANESTHESIA UNITS |  | .needs class | [5 empty] | Datex-Ohmeda | [7 empty] | Covered PM Repair - Radiology, Low End | MHHS-Sugarland
NO | YES |  |  |  | 129-04789 | 129-04789 | Datex-Ohmeda | S/5 AVANCE |  | ANBR01849-OR5 | Sugar Land-OR | MHHS-Sugarland |  |  |  | 129-04789 | 129-04789 | Sugar Land | MHHS-Sugarland | Sugar Land-OR | OR | 2/1/20 |  | 2/1/21 |  | ANESTHESIA UNITS |  | .needs class | [5 empty] | Datex-Ohmeda | [7 empty] | Covered PM Repair - Radiology, Low End | MHHS-Sugarland
NO | YES | [5 empty] | Datex-Ohmeda | TEC 5 (ISO) |  | BCYU00297 | Memorial City-Outpatient Surgery | MHHS-Mem City | [5 empty] | West | Memorial Hermann Memorial City Medical Center | Memorial City-Outpatient Surgery | W1 OPS OR 4 |  |  |  |  | ANESTHESIA UNIT VAPORIZERS |  | .needs class | [5 empty] | Datex-Ohmeda | [7 empty] | Covered PM Repair - Biomedical | MHHS-Mem City
NO | YES |  |  |  | 013-38010 | 013-38010 | Datex-Ohmeda | TEC 5 (ISO) |  | BCYY05412 | SW-HVI-OR | MHHS-Southwest |  |  |  | 013-38010 | 013-38010 | Southwest | MHHS-Southwest | SW-HVI-OR | CVOR3 | 12/1/19 |  | 6/1/20 |  | ANESTHESIA UNIT VAPORIZERS |  | .needs class | [5 empty] | Datex-Ohmeda | [7 empty] | Not Covered Vendor Only - Lab Ana/Anes | MHHS-Southwest
NO | NO | [5 empty] | Datex-Ohmeda | TEC 5 (SEVO) |  | BCYD01254 | MEMORIAL CITY - ANESTHESIOLOGY | MHHS-Mem City | [5 empty] | West & Memorial City |  | MEMORIAL CITY - ANESTHESIOLOGY | [5 empty] | ANESTHESIA UNIT VAPORIZERS |  | .needs class | [5 empty] | Datex-Ohmeda | [7 empty] | Not Covered Vendor Only - Lab Ana/Anes | MHHS-Mem City
NO | YES |  |  |  | 151-01440 | 151-01440 | Datex-Ohmeda | TEC 6 (DES) |  | ACTY04136 | CY-Cardiac Cath Lab | MHHS-Cypress |  |  |  | 151-01440 | 151-01440 | Northwest | MHHS-Cypress | CY-Cardiac Cath Lab | Cath lab 1 |  | 2/1/20 |  | No pm sticker | ANESTHESIA UNIT VAPORIZERS | Vaporizer, Anesthesia | VAPORIZERANESTHESIA-Datex-Ohmeda-TEC 6 |  |  |  |  | VAPORIZERANESTHESIA-Datex-Ohmeda-TEC 6 | Datex-Ohmeda |  |  |  |  | 7/1/16 |  | VA-SA | Not Covered Vendor Only - Lab Ana/Anes | MHHS-Cypress | [8 empty] | VAPORIZERANESTHESIA | Vaporizer, Anesthesia | Datex-Ohmeda
NO | YES |  |  |  | 151-01442 | 151-01442 | Datex-Ohmeda | TEC 6 (DES) |  | ACTW29207 | CY-OR | MHHS-Cypress |  |  |  | 151-01442 | 151-01442 | Northwest | MHHS-Cypress | CY-OR | Endoscopy | 12/1/19 | 12/1/20 |  |  | ANESTHESIA UNIT VAPORIZERS | Vaporizer, Anesthesia | VAPORIZERANESTHESIA-Datex-Ohmeda-TEC 6 |  |  |  |  | VAPORIZERANESTHESIA-Datex-Ohmeda-TEC 6 | Datex-Ohmeda | [6 empty] | VA-SA | Covered PM Repair - Biomedical | MHHS-Cypress | [8 empty] | VAPORIZERANESTHESIA | Vaporizer, Anesthesia | Datex-Ohmeda
NO | YES |  |  |  | 151-01434 | 151-01434 | Datex-Ohmeda | TEC 6 (DES) |  | ACTW16157 | CY-OR | MHHS-Cypress |  |  |  | 151-01434 | 151-01434 | Northwest | MHHS-Cypress | CY-OR | OR 4 | 9/1/17 |  |  | Cnf pm | ANESTHESIA UNIT VAPORIZERS | Vaporizer, Anesthesia | VAPORIZERANESTHESIA-Datex-Ohmeda-TEC 6 |  |  |  |  | VAPORIZERANESTHESIA-Datex-Ohmeda-TEC 6 | Datex-Ohmeda |  |  |  |  | 5/20/16 |  | VA-SA | Covered PM Repair - Biomedical | MHHS-Cypress | [8 empty] | VAPORIZERANESTHESIA | Vaporizer, Anesthesia | Datex-Ohmeda
NO | YES |  |  |  | 151-01426 | 151-01426 | Datex-Ohmeda | TEC 6 (DES) |  | ACTY37065 | CY-OR | MHHS-Cypress |  |  |  | 151-01426 | 151-01426 | Northwest | MHHS-Cypress | CY-OR | OR8 | 9/1/17 | 9/1/20 |  |  | ANESTHESIA UNIT VAPORIZERS | Vaporizer, Anesthesia | VAPORIZERANESTHESIA-Datex-Ohmeda-TEC 6 |  |  |  |  | VAPORIZERANESTHESIA-Datex-Ohmeda-TEC 6 | Datex-Ohmeda |  |  |  |  | 5/30/16 |  | VA-SA | Covered PM Repair - Biomedical | MHHS-Cypress | [8 empty] | VAPORIZERANESTHESIA | Vaporizer, Anesthesia | Datex-Ohmeda
NO | YES |  |  |  | 151-01436 | 151-01436 | Datex-Ohmeda | TEC 6 (DES) |  | ACTW38032 | CY-Endoscopy | MHHS-Cypress |  |  |  | 151-01436 | 151-01436 | Northwest | MHHS-Cypress | CY-Endoscopy | Cardiac cath lab | 12/1/19 | 12/1/20 |  |  | ANESTHESIA UNIT VAPORIZERS | Vaporizer, Anesthesia | VAPORIZERANESTHESIA-Datex-Ohmeda-TEC 6 |  |  |  |  | VAPORIZERANESTHESIA-Datex-Ohmeda-TEC 6 | Datex-Ohmeda |  |  |  |  | 5/15/20 |  | VA-SA | Not Covered Vendor Only - Lab Ana/Anes | MHHS-Cypress | [8 empty] | VAPORIZERANESTHESIA | Vaporizer, Anesthesia | Datex-Ohmeda
NO | YES |  |  |  | 151-01437 | 151-01437 | Datex-Ohmeda | TEC 6 (DES) |  | ACTW32427 | CY-OR | MHHS-Cypress |  |  |  | 151-01437 | 151-01437 | Northwest | MHHS-Cypress | CY-OR | Or 7 |  |  |  |  | ANESTHESIA UNIT VAPORIZERS | Vaporizer, Anesthesia | VAPORIZERANESTHESIA-Datex-Ohmeda-TEC 6 |  |  |  |  | VAPORIZERANESTHESIA-Datex-Ohmeda-TEC 6 | Datex-Ohmeda | [6 empty] | VA-SA | Not Covered Vendor Only - Biomedical | MHHS-Cypress | [8 empty] | VAPORIZERANESTHESIA | Vaporizer, Anesthesia | Datex-Ohmeda
NO | YES |  |  |  | 151-01438 | 151-01438 | Datex-Ohmeda | TEC 6 (DES) |  | ACTW26455 | CY-OR | MHHS-Cypress |  |  |  | 151-01438 | 151-01438 | Northwest | MHHS-Cypress | CY-OR | Or |  | 2/1/20 |  |  | ANESTHESIA UNIT VAPORIZERS | Vaporizer, Anesthesia | VAPORIZERANESTHESIA-Datex-Ohmeda-TEC 6 |  |  |  |  | VAPORIZERANESTHESIA-Datex-Ohmeda-TEC 6 | Datex-Ohmeda |  |  |  |  | 5/24/20 |  | VA-SA | Not Covered Vendor Only - Lab Ana/Anes | MHHS-Cypress | [8 empty] | VAPORIZERANESTHESIA | Vaporizer, Anesthesia | Datex-Ohmeda
NO | YES |  |  |  | 151-01443 | 151-01443 | Datex-Ohmeda | TEC 6 (DES) |  | ACTY04263 | CY-OR | MHHS-Cypress |  |  |  | 151-01443 | 151-01443 | Northwest | MHHS-Cypress | CY-OR | OR 6 | 9/1/17 |  |  |  | ANESTHESIA UNIT VAPORIZERS | Vaporizer, Anesthesia | VAPORIZERANESTHESIA-Datex-Ohmeda-TEC 6 |  |  |  |  | VAPORIZERANESTHESIA-Datex-Ohmeda-TEC 6 | Datex-Ohmeda | [6 empty] | VA-SA | Not Covered Vendor Only - Lab Ana/Anes | MHHS-Cypress | [8 empty] | VAPORIZERANESTHESIA | Vaporizer, Anesthesia | Datex-Ohmeda
NO | YES |  |  |  | 029-12811 | 029-12811 | Datex-Ohmeda | TEC 6 (DES) |  | AETL41068 | Woodlands-OR | MHHS-Woodlands |  |  |  | 029-12811 | 029-12811 | Woodlands | MHHS-Woodlands | Woodlands-OR | OR | 9/1/19 |  | 3/1/20 |  | ANESTHESIA UNIT VAPORIZERS | Vaporizer, Anesthesia | VAPORIZERANESTHESIA-Datex-Ohmeda-TEC 6 |  |  |  |  | VAPORIZERANESTHESIA-Datex-Ohmeda-TEC 6 | Datex-Ohmeda |  |  |  |  | 5/30/16 |  | VA-SA | Covered PM Repair - Biomedical | MHHS-Woodlands | [8 empty] | VAPORIZERANESTHESIA | Vaporizer, Anesthesia | Datex-Ohmeda
NO | NO |  |  |  | 151-01441 |  | Datex-Ohmeda | TEC 6 (DES) |  | ACTD38059 | CY - L&D | MHHS-Cypress |  |  |  | 151-01441 |  | Northwest & Cypress |  | CY - L&D | [5 empty] | ANESTHESIA UNIT VAPORIZERS |  | VAPORIZERANESTHESIA-Datex-Ohmeda-TEC 6 |  |  |  |  | VAPORIZERANESTHESIA-Datex-Ohmeda-TEC 6 | Datex-Ohmeda | [7 empty] | Not Covered Vendor Only - Biomedical | MHHS-Cypress
NO | NO |  |  |  | 151-01429 |  | Datex-Ohmeda | TEC 6 (DES) |  | ACTW49183 | CY - OR | MHHS-Cypress |  |  |  | 151-01429 |  | Northwest & Cypress |  | CY - OR | [5 empty] | ANESTHESIA UNIT VAPORIZERS |  | VAPORIZERANESTHESIA-Datex-Ohmeda-TEC 6 |  |  |  |  | VAPORIZERANESTHESIA-Datex-Ohmeda-TEC 6 | Datex-Ohmeda | [7 empty] | Not Covered Vendor Only - Lab Ana/Anes | MHHS-Cypress
NO | NO |  |  |  | 151-01432 |  | Datex-Ohmeda | TEC 6 (DES) |  | ACTD07050 | CY - OR | MHHS-Cypress |  |  |  | 151-01432 |  | Northwest & Cypress |  | CY - OR | [5 empty] | ANESTHESIA UNIT VAPORIZERS |  | VAPORIZERANESTHESIA-Datex-Ohmeda-TEC 6 |  |  |  |  | VAPORIZERANESTHESIA-Datex-Ohmeda-TEC 6 | Datex-Ohmeda | [7 empty] | Not Covered Vendor Only - Lab Ana/Anes | MHHS-Cypress
NO | NO | [5 empty] | Datex-Ohmeda | TEC 6 (DES) |  |  | TMC - OR - ANESTHESIA (OLD) | MHHS-TMC | [5 empty] | TMC |  | TMC - OR - ANESTHESIA (OLD) | [5 empty] | ANESTHESIA UNIT VAPORIZERS |  | VAPORIZERANESTHESIA-Datex-Ohmeda-TEC 6 |  |  |  |  | VAPORIZERANESTHESIA-Datex-Ohmeda-TEC 6 | Datex-Ohmeda | [7 empty] | Not Covered Vendor Only - Lab Ana/Anes | MHHS-TMC
NO | NO | [5 empty] | Datex-Ohmeda | TEC 6 (DES) |  |  | TMC - OR - ANESTHESIA (OLD) | MHHS-TMC | [5 empty] | TMC |  | TMC - OR - ANESTHESIA (OLD) | [5 empty] | ANESTHESIA UNIT VAPORIZERS |  | VAPORIZERANESTHESIA-Datex-Ohmeda-TEC 6 |  |  |  |  | VAPORIZERANESTHESIA-Datex-Ohmeda-TEC 6 | Datex-Ohmeda | [7 empty] | Not Covered Vendor Only - Lab Ana/Anes | MHHS-TMC
NO | NO | [5 empty] | Datex-Ohmeda | TEC 6 (DES) |  | acwx0427 | TMC - OR - ANESTHESIA (OLD) | MHHS-TMC | [5 empty] | TMC |  | TMC - OR - ANESTHESIA (OLD) | [5 empty] | ANESTHESIA UNIT VAPORIZERS |  | VAPORIZERANESTHESIA-Datex-Ohmeda-TEC 6 |  |  |  |  | VAPORIZERANESTHESIA-Datex-Ohmeda-TEC 6 | Datex-Ohmeda | [7 empty] | Covered PM Repair - Biomedical | MHHS-TMC
NO | YES |  |  |  | 133-08105 | 133-08105 | Datex-Ohmeda | TEC 6 PLUS (DES) |  | AESS25101 | Katy-PACU | MHHS-Katy |  |  |  | 133-08105 | 133-08105 | Katy | MHHS-Katy | Katy-PACU | Endoscopy 1 | 2/1/20 | 8/1/20 |  |  | ANESTHESIA UNIT VAPORIZERS | Vaporizer, Anesthesia | VAPORIZERANESTHESIA-Datex-Ohmeda-TEC 6 PLUS |  |  |  |  | VAPORIZERANESTHESIA-Datex-Ohmeda-TEC 6 PLUS | Datex-Ohmeda |  |  |  |  | 7/20/16 |  | VA-SA | Covered PM Repair - Biomedical | MHHS-Katy | [8 empty] | VAPORIZERANESTHESIA | Vaporizer, Anesthesia | Datex-Ohmeda
NO | YES |  |  |  | 133-08111 | 133-08111 | Datex-Ohmeda | TEC 6 PLUS (DES) |  | AETG27004 | Katy-OR | MHHS-Katy |  |  |  | 133-08111 | 133-08111 | Katy | MHHS-Katy | Katy-OR | OR 4 | 2/1/20 | 8/1/20 |  |  | ANESTHESIA UNIT VAPORIZERS | Vaporizer, Anesthesia | VAPORIZERANESTHESIA-Datex-Ohmeda-TEC 6 PLUS |  |  |  |  | VAPORIZERANESTHESIA-Datex-Ohmeda-TEC 6 PLUS | Datex-Ohmeda |  |  |  |  | 7/20/16 |  | VA-SA | Covered PM Repair - Biomedical | MHHS-Katy | [8 empty] | VAPORIZERANESTHESIA | Vaporizer, Anesthesia | Datex-Ohmeda
NO | YES |  |  |  | 133-08112 | 133-08112 | Datex-Ohmeda | TEC 6 PLUS (DES) |  | AETJ48053 | Katy-OR | MHHS-Katy |  |  |  | 133-08112 | 133-08112 | Katy | MHHS-Katy | Katy-OR | OR | 8/1/19 | 8/1/20 |  |  | ANESTHESIA UNIT VAPORIZERS | Vaporizer, Anesthesia | VAPORIZERANESTHESIA-Datex-Ohmeda-TEC 6 PLUS |  |  |  |  | VAPORIZERANESTHESIA-Datex-Ohmeda-TEC 6 PLUS | Datex-Ohmeda |  |  |  |  | 7/20/16 |  | VA-SA | Covered PM Repair - Biomedical | MHHS-Katy | [8 empty] | VAPORIZERANESTHESIA | Vaporizer, Anesthesia | Datex-Ohmeda
NO | YES |  |  |  | 133-08113 | 133-08113 | Datex-Ohmeda | TEC 6 PLUS (DES) |  | AETH49020 | Katy-OR | MHHS-Katy |  |  |  | 133-08113 | 133-08113 | Katy | MHHS-Katy | Katy-OR | OR 3 | 2/1/20 | 8/1/20 |  |  | ANESTHESIA UNIT VAPORIZERS | Vaporizer, Anesthesia | VAPORIZERANESTHESIA-Datex-Ohmeda-TEC 6 PLUS |  |  |  |  | VAPORIZERANESTHESIA-Datex-Ohmeda-TEC 6 PLUS | Datex-Ohmeda |  |  |  |  | 7/20/16 |  | VA-SA | Covered PM Repair - Biomedical | MHHS-Katy | [8 empty] | VAPORIZERANESTHESIA | Vaporizer, Anesthesia | Datex-Ohmeda
NO | YES |  |  |  | 133-08114 | 133-08114 | Datex-Ohmeda | TEC 6 PLUS (DES) |  | AETK13139 | Katy-OR | MHHS-Katy |  |  |  | 133-08114 | 133-08114 | Katy | MHHS-Katy | Katy-OR | OR1 | 2/1/20 | 8/1/20 |  |  | ANESTHESIA UNIT VAPORIZERS | Vaporizer, Anesthesia | VAPORIZERANESTHESIA-Datex-Ohmeda-TEC 6 PLUS |  |  |  |  | VAPORIZERANESTHESIA-Datex-Ohmeda-TEC 6 PLUS | Datex-Ohmeda |  |  |  |  | 7/20/16 |  | VA-SA | Covered PM Repair - Biomedical | MHHS-Katy | [8 empty] | VAPORIZERANESTHESIA | Vaporizer, Anesthesia | Datex-Ohmeda
NO | YES |  |  |  | 133-09712 | 133-09712 | Datex-Ohmeda | TEC 6 PLUS (DES) |  | AESR03025 | Katy-OR | MHHS-Katy |  |  |  | 133-09712 | 133-09712 | Katy | MHHS-Katy | Katy-OR | Cystology Procedure Room 5 |  |  |  |  | ANESTHESIA UNIT VAPORIZERS | Vaporizer, Anesthesia | VAPORIZERANESTHESIA-Datex-Ohmeda-TEC 6 PLUS |  |  |  |  | VAPORIZERANESTHESIA-Datex-Ohmeda-TEC 6 PLUS | Datex-Ohmeda |  |  |  |  | 7/20/16 |  | VA-SA | Covered PM Repair - Biomedical | MHHS-Katy | [8 empty] | VAPORIZERANESTHESIA | Vaporizer, Anesthesia | Datex-Ohmeda
NO | YES |  |  |  | 133-09813 | 133-09813 | Datex-Ohmeda | TEC 6 PLUS (DES) |  | AESQ39240 | Katy-OR | MHHS-Katy |  |  |  | 133-09813 | 133-09813 | Katy | MHHS-Katy | Katy-OR | OR10 | 2/1/20 | 8/1/20 |  |  | ANESTHESIA UNIT VAPORIZERS | Vaporizer, Anesthesia | VAPORIZERANESTHESIA-Datex-Ohmeda-TEC 6 PLUS |  |  |  |  | VAPORIZERANESTHESIA-Datex-Ohmeda-TEC 6 PLUS | Datex-Ohmeda |  |  |  |  | 7/20/16 |  | VA-SA | Covered PM Repair - Biomedical | MHHS-Katy | [8 empty] | VAPORIZERANESTHESIA | Vaporizer, Anesthesia | Datex-Ohmeda
NO | YES |  |  |  | 133-09814 | 133-09814 | Datex-Ohmeda | TEC 6 PLUS (DES) |  | AETQ33019 | Katy-OR | MHHS-Katy |  |  |  | 133-09814 | 133-09814 | Katy | MHHS-Katy | Katy-OR | OR 9 | 8/1/19 | 8/1/20 |  |  | ANESTHESIA UNIT VAPORIZERS | Vaporizer, Anesthesia | VAPORIZERANESTHESIA-Datex-Ohmeda-TEC 6 PLUS |  |  |  |  | VAPORIZERANESTHESIA-Datex-Ohmeda-TEC 6 PLUS | Datex-Ohmeda |  |  |  |  | 3/22/19 |  | VA-SA | Covered PM Repair - Biomedical | MHHS-Katy | [8 empty] | VAPORIZERANESTHESIA | Vaporizer, Anesthesia | Datex-Ohmeda
NO | YES |  |  |  | 133-09815 | 133-09815 | Datex-Ohmeda | TEC 6 PLUS (DES) |  | AETM36087 | Katy-OR | MHHS-Katy |  |  |  | 133-09815 | 133-09815 | Katy | MHHS-Katy | Katy-OR | OR 7 | 8/1/19 | 8/1/20 |  |  | ANESTHESIA UNIT VAPORIZERS | Vaporizer, Anesthesia | VAPORIZERANESTHESIA-Datex-Ohmeda-TEC 6 PLUS |  |  |  |  | VAPORIZERANESTHESIA-Datex-Ohmeda-TEC 6 PLUS | Datex-Ohmeda |  |  |  |  | 7/22/16 |  | VA-SA | Covered PM Repair - Biomedical | MHHS-Katy | [8 empty] | VAPORIZERANESTHESIA | Vaporizer, Anesthesia | Datex-Ohmeda
NO | YES |  |  |  | 133-09816 | 133-09816 | Datex-Ohmeda | TEC 6 PLUS (DES) |  | AESS05024 | Katy-OR | MHHS-Katy |  |  |  | 133-09816 | 133-09816 | Katy | MHHS-Katy | Katy-OR | OR 8 | 8/1/19 | 8/1/20 |  |  | ANESTHESIA UNIT VAPORIZERS | Vaporizer, Anesthesia | VAPORIZERANESTHESIA-Datex-Ohmeda-TEC 6 PLUS |  |  |  |  | VAPORIZERANESTHESIA-Datex-Ohmeda-TEC 6 PLUS | Datex-Ohmeda |  |  |  |  | 7/22/16 |  | VA-SA | Covered PM Repair - Biomedical | MHHS-Katy | [8 empty] | VAPORIZERANESTHESIA | Vaporizer, Anesthesia | Datex-Ohmeda
NO | YES |  |  |  | 133-09817 | 133-09817 | Datex-Ohmeda | TEC 6 PLUS (DES) |  | AETN32038 | Katy-OR | MHHS-Katy |  |  |  | 133-09817 | 133-09817 | Katy | MHHS-Katy | Katy-OR | OR 11 | 2/1/20 | 8/1/20 |  |  | ANESTHESIA UNIT VAPORIZERS | Vaporizer, Anesthesia | VAPORIZERANESTHESIA-Datex-Ohmeda-TEC 6 PLUS |  |  |  |  | VAPORIZERANESTHESIA-Datex-Ohmeda-TEC 6 PLUS | Datex-Ohmeda |  |  |  |  | 7/22/16 |  | VA-SA | Covered PM Repair - Biomedical | MHHS-Katy | [8 empty] | VAPORIZERANESTHESIA | Vaporizer, Anesthesia | Datex-Ohmeda
NO | YES |  |  |  | 133-10347 | 133-10347 | Datex-Ohmeda | TEC 6 PLUS (DES) |  | AESS48044 | Katy-OR | MHHS-Katy |  |  |  | 133-10347 | 133-10347 | Katy | MHHS-Katy | Katy-OR | OR 6 | 8/1/19 | 8/1/20 |  |  | ANESTHESIA UNIT VAPORIZERS | Vaporizer, Anesthesia | VAPORIZERANESTHESIA-Datex-Ohmeda-TEC 6 PLUS |  |  |  |  | VAPORIZERANESTHESIA-Datex-Ohmeda-TEC 6 PLUS | Datex-Ohmeda |  |  |  |  | 7/22/16 |  | VA-SA | Covered PM Repair - Biomedical | MHHS-Katy | [8 empty] | VAPORIZERANESTHESIA | Vaporizer, Anesthesia | Datex-Ohmeda
NO | YES |  |  |  | 142-03894 | 142-03894 | Datex-Ohmeda | TEC 6 PLUS (DES) |  | ACTC44004 | NE-Labor & Delivery | MHHS-Northeast |  |  |  | 142-03894 | 142-03894 | Katy | MHHS-Northeast | NE-Labor & Delivery |  | 6/1/16 | 6/1/17 |  |  | ANESTHESIA UNIT VAPORIZERS | Vaporizer, Anesthesia | VAPORIZERANESTHESIA-Datex-Ohmeda-TEC 6 PLUS |  |  |  |  | VAPORIZERANESTHESIA-Datex-Ohmeda-TEC 6 PLUS | Datex-Ohmeda |  |  |  |  | 7/20/16 |  | VA-SA | Covered PM Repair - Biomedical | MHHS-Northeast | [8 empty] | VAPORIZERANESTHESIA | Vaporizer, Anesthesia | Datex-Ohmeda
NO | YES |  |  |  | 005-11635 | 005-11635 | Datex-Ohmeda | TEC 6 PLUS (DES) |  | AETM44140 | SE-OR | MHHS-Southeast |  |  |  | 005-11635 | 005-11635 | Southeast | MHHS-Southeast | SE-OR | Or 5 | 10/1/19 |  | 10/1/20 |  | ANESTHESIA UNIT VAPORIZERS |  | VAPORIZERANESTHESIA-Datex-Ohmeda-TEC 6 PLUS |  |  |  |  | VAPORIZERANESTHESIA-Datex-Ohmeda-TEC 6 PLUS | Datex-Ohmeda |  |  |  |  | 5/29/16 |  |  | Covered PM Repair - Biomedical | MHHS-Southeast
NO | YES |  |  |  | 005-11652 | 005-11652 | Datex-Ohmeda | TEC 6 PLUS (DES) |  | AETM44041 | SE-OR | MHHS-Southeast |  |  |  | 005-11652 | 005-11652 | Southeast | MHHS-Southeast | SE-OR | SE - OR | 10/1/19 |  | 4/1/20 |  | ANESTHESIA UNIT VAPORIZERS |  | VAPORIZERANESTHESIA-Datex-Ohmeda-TEC 6 PLUS |  |  |  |  | VAPORIZERANESTHESIA-Datex-Ohmeda-TEC 6 PLUS | Datex-Ohmeda |  |  |  |  | 12/1/16 |  |  | Covered PM Repair - Biomedical | MHHS-Southeast
NO | YES |  |  |  | 005-11655 | 005-11655 | Datex-Ohmeda | TEC 6 PLUS (DES) |  | aetp33008 | SE-OR | MHHS-Southeast |  |  |  | 005-11655 | 005-11655 | Southeast | MHHS-Southeast | SE-OR | OR4 | 10/1/19 |  | 4/1/20 |  | ANESTHESIA UNIT VAPORIZERS |  | VAPORIZERANESTHESIA-Datex-Ohmeda-TEC 6 PLUS |  |  |  |  | VAPORIZERANESTHESIA-Datex-Ohmeda-TEC 6 PLUS | Datex-Ohmeda |  |  |  |  | 12/1/16 |  |  | Covered PM Repair - Biomedical | MHHS-Southeast
NO | YES |  |  |  | 005-11659 | 005-11659 | Datex-Ohmeda | TEC 6 PLUS (DES) |  | AETM44142 | SE-OR | MHHS-Southeast |  |  |  | 005-11659 | 005-11659 | Southeast | MHHS-Southeast | SE-OR | SE -OR | 10/1/19 |  | 4/1/20 |  | ANESTHESIA UNIT VAPORIZERS |  | VAPORIZERANESTHESIA-Datex-Ohmeda-TEC 6 PLUS |  |  |  |  | VAPORIZERANESTHESIA-Datex-Ohmeda-TEC 6 PLUS | Datex-Ohmeda | [7 empty] | Covered PM Repair - Biomedical | MHHS-Southeast
NO | YES |  |  |  | 005-09389 | 005-09389 | Datex-Ohmeda | TEC 6 PLUS (DES) |  | AESR51017 | Memorial Hermann- South East OR | MHHS-Southeast |  |  |  | 005-09389 | 005-09389 | Southeast & Bay Area | Memorial Hermann- South East | Memorial Hermann- South East OR | OR3 | 10/1/19 |  | 10/1/20 |  | ANESTHESIA UNIT VAPORIZERS |  | VAPORIZERANESTHESIA-Datex-Ohmeda-TEC 6 PLUS |  |  |  |  | VAPORIZERANESTHESIA-Datex-Ohmeda-TEC 6 PLUS | Datex-Ohmeda |  |  |  |  | 7/20/16 |  |  | Covered PM Repair - Biomedical | MHHS-Southeast
NO | YES |  |  |  | 005-09390 | 005-09390 | Datex-Ohmeda | TEC 6 PLUS (DES) |  | AESR46094 | SE-Esophageal Disease Center | MHHS-Southeast |  |  |  | 005-09390 | 005-09390 | Southeast | MHHS-Southeast | SE-Esophageal Disease Center | Endo procesure 1 | 9/1/17 |  |  |  | ANESTHESIA UNIT VAPORIZERS |  | VAPORIZERANESTHESIA-Datex-Ohmeda-TEC 6 PLUS |  |  |  |  | VAPORIZERANESTHESIA-Datex-Ohmeda-TEC 6 PLUS | Datex-Ohmeda |  |  |  |  | 2/1/17 |  |  | Covered PM Repair - Biomedical | MHHS-Southeast
NO | YES |  |  |  | 005-09393 | 005-09393 | Datex-Ohmeda | TEC 6 PLUS (DES) |  | AESR51033 | SE-OR | MHHS-Southeast |  |  |  | 005-09393 | 005-09393 | Southeast | MHHS-Southeast | SE-OR | SE -OR | 8/1/19 |  | 8/1/20 |  | ANESTHESIA UNIT VAPORIZERS |  | VAPORIZERANESTHESIA-Datex-Ohmeda-TEC 6 PLUS |  |  |  |  | VAPORIZERANESTHESIA-Datex-Ohmeda-TEC 6 PLUS | Datex-Ohmeda |  |  |  |  | 7/22/16 |  |  | Covered PM Repair - Biomedical | MHHS-Southeast
NO | YES |  |  |  | 005-09394 | 005-09394 | Datex-Ohmeda | TEC 6 PLUS (DES) |  | AESR51030 | SE-OR | MHHS-Southeast |  |  |  | 005-09394 | 005-09394 | Southeast | MHHS-Southeast | SE-OR | Cysto | 10/1/19 |  | 4/1/20 |  | ANESTHESIA UNIT VAPORIZERS |  | VAPORIZERANESTHESIA-Datex-Ohmeda-TEC 6 PLUS |  |  |  |  | VAPORIZERANESTHESIA-Datex-Ohmeda-TEC 6 PLUS | Datex-Ohmeda |  |  |  |  | 7/20/16 |  |  | Covered PM Repair - Biomedical | MHHS-Southeast
NO | YES |  |  |  | 005-09395 | 005-09395 | Datex-Ohmeda | TEC 6 PLUS (DES) |  | AESR51037 | SE-Cath Lab | MHHS-Southeast |  |  |  | 005-09395 | 005-09395 | Southeast & Bay Area | MHHS-Southeast | SE-Cath Lab | OR8 | 10/1/19 |  | 10/1/20 |  | ANESTHESIA UNIT VAPORIZERS |  | VAPORIZERANESTHESIA-Datex-Ohmeda-TEC 6 PLUS |  |  |  |  | VAPORIZERANESTHESIA-Datex-Ohmeda-TEC 6 PLUS | Datex-Ohmeda |  |  |  |  | 7/20/16 |  |  | Covered PM Repair - Biomedical | MHHS-Southeast
NO | YES |  |  |  | 005-11639 | 005-11639 | Datex-Ohmeda | TEC 6 PLUS (DES) |  | AETM44139 | SE-OR-Anesthesia | MHHS-Southeast |  |  |  | 005-11639 | 005-11639 | Southeast | MHHS-Southeast | SE-OR-Anesthesia | OR - ANESTHESIA | 10/1/19 |  | 4/1/20 |  | ANESTHESIA UNIT VAPORIZERS |  | VAPORIZERANESTHESIA-Datex-Ohmeda-TEC 6 PLUS |  |  |  |  | VAPORIZERANESTHESIA-Datex-Ohmeda-TEC 6 PLUS | Datex-Ohmeda |  |  |  |  | 7/22/16 |  |  | Covered PM Repair - Biomedical | MHHS-Southeast
NO | YES |  |  |  | 005-11650 | 005-11650 | Datex-Ohmeda | TEC 6 PLUS (DES) |  | AETN33099-OR 1 | SE-OR-Anesthesia | MHHS-Southeast |  |  |  | 005-11650 | 005-11650 | Southeast | MHHS-Southeast | SE-OR-Anesthesia | OR 1 | 10/1/19 |  | 4/1/20 |  | ANESTHESIA UNIT VAPORIZERS |  | VAPORIZERANESTHESIA-Datex-Ohmeda-TEC 6 PLUS |  |  |  |  | VAPORIZERANESTHESIA-Datex-Ohmeda-TEC 6 PLUS | Datex-Ohmeda |  |  |  |  | 7/22/16 |  |  | Covered PM Repair - Biomedical | MHHS-Southeast
NO | YES |  |  |  | 005-11658 | 005-11658 | Datex-Ohmeda | TEC 6 PLUS (DES) |  | AETN02081 | SE-OR-Anesthesia | MHHS-Southeast |  |  |  | 005-11658 | 005-11658 | Southeast | MHHS-Southeast | SE-OR-Anesthesia |  | 2/1/20 |  | 8/1/20 |  | ANESTHESIA UNIT VAPORIZERS |  | VAPORIZERANESTHESIA-Datex-Ohmeda-TEC 6 PLUS |  |  |  |  | VAPORIZERANESTHESIA-Datex-Ohmeda-TEC 6 PLUS | Datex-Ohmeda |  |  |  |  | 7/20/16 |  |  | Covered PM Repair - Biomedical | MHHS-Southeast
NO | YES |  |  |  | 005-11895 | 005-11895 | Datex-Ohmeda | TEC 6 PLUS (DES) |  | AETP15002 | SE-OR-Anesthesia | MHHS-Southeast |  |  |  | 005-11895 | 005-11895 | Southeast | MHHS-Southeast | SE-OR-Anesthesia | OR 7 | 10/1/19 |  | 9/1/20 |  | ANESTHESIA UNIT VAPORIZERS |  | VAPORIZERANESTHESIA-Datex-Ohmeda-TEC 6 PLUS |  |  |  |  | VAPORIZERANESTHESIA-Datex-Ohmeda-TEC 6 PLUS | Datex-Ohmeda |  |  |  |  | 7/22/16 |  |  | Covered PM Repair - Biomedical | MHHS-Southeast
NO | YES |  |  |  | 013-15169 | 013-15169 | Datex-Ohmeda | TEC 6 PLUS (DES) |  | AETL31025 | SW-OR | MHHS-Southwest |  |  |  | 013-15169 | 013-15169 | Southwest | MHHS-Southwest | SW-OR | OR | 5/1/19 |  | 11/1/19 |  | ANESTHESIA UNIT VAPORIZERS | Vaporizer, Anesthesia | VAPORIZERANESTHESIA-Datex-Ohmeda-TEC 6 PLUS |  |  |  |  | VAPORIZERANESTHESIA-Datex-Ohmeda-TEC 6 PLUS | Datex-Ohmeda |  |  |  |  | 2/24/17 |  | VA-SA | Covered PM Repair - Biomedical | MHHS-Southwest | [8 empty] | VAPORIZERANESTHESIA | Vaporizer, Anesthesia | Datex-Ohmeda
NO | YES |  |  |  | 013-15170 | 013-15170 | Datex-Ohmeda | TEC 6 PLUS (DES) |  | AETL32025 | SW-HVI-OR | MHHS-Southwest |  |  |  | 013-15170 | 013-15170 | Southwest | MHHS-Southwest | SW-HVI-OR | SW - HVI - OR | 12/1/19 |  | 6/1/20 |  | ANESTHESIA UNIT VAPORIZERS | Vaporizer, Anesthesia | VAPORIZERANESTHESIA-Datex-Ohmeda-TEC 6 PLUS |  |  |  |  | VAPORIZERANESTHESIA-Datex-Ohmeda-TEC 6 PLUS | Datex-Ohmeda |  |  |  |  | 2/24/17 |  | VA-SA | Covered PM Repair - Biomedical | MHHS-Southwest | [8 empty] | VAPORIZERANESTHESIA | Vaporizer, Anesthesia | Datex-Ohmeda
NO | YES |  |  |  | 013-15173 | 013-15173 | Datex-Ohmeda | TEC 6 PLUS (DES) |  | AETL42010 | SW-OR | MHHS-Southwest |  |  |  | 013-15173 | 013-15173 | Southwest | MHHS-Southwest | SW-OR | Or 24 | 11/1/19 |  | 5/1/20 |  | ANESTHESIA UNIT VAPORIZERS | Vaporizer, Anesthesia | VAPORIZERANESTHESIA-Datex-Ohmeda-TEC 6 PLUS |  |  |  |  | VAPORIZERANESTHESIA-Datex-Ohmeda-TEC 6 PLUS | Datex-Ohmeda |  |  |  |  | 7/22/16 |  | VA-SA | Covered PM Repair - Biomedical | MHHS-Southwest | [8 empty] | VAPORIZERANESTHESIA | Vaporizer, Anesthesia | Datex-Ohmeda
NO | YES |  |  |  | 013-15203 | 013-15203 | Datex-Ohmeda | TEC 6 PLUS (DES) |  | AETM18017 | SW-OR | MHHS-Southwest |  |  |  | 013-15203 | 013-15203 | Southwest | MHHS-Southwest | SW-OR | OR11 | 3/1/19 |  | 3/1/20 |  | ANESTHESIA UNIT VAPORIZERS | Vaporizer, Anesthesia | VAPORIZERANESTHESIA-Datex-Ohmeda-TEC 6 PLUS |  |  |  |  | VAPORIZERANESTHESIA-Datex-Ohmeda-TEC 6 PLUS | Datex-Ohmeda |  |  |  |  | 8/1/16 |  | VA-SA | Covered PM Repair - Biomedical | MHHS-Southwest | [8 empty] | VAPORIZERANESTHESIA | Vaporizer, Anesthesia | Datex-Ohmeda
NO | YES |  |  |  | 013-16455 | 013-16455 | Datex-Ohmeda | TEC 6 PLUS (DES) |  | AETM18117 | SW-OR | MHHS-Southwest |  |  |  | 013-16455 | 013-16455 | Southwest | MHHS-Southwest | SW-OR | OR19 | 12/1/19 |  | 12/1/20 |  | ANESTHESIA UNIT VAPORIZERS | Vaporizer, Anesthesia | VAPORIZERANESTHESIA-Datex-Ohmeda-TEC 6 PLUS |  |  |  |  | VAPORIZERANESTHESIA-Datex-Ohmeda-TEC 6 PLUS | Datex-Ohmeda |  |  |  |  | 7/22/16 |  | VA-SA | Covered PM Repair - Biomedical | MHHS-Southwest | [8 empty] | VAPORIZERANESTHESIA | Vaporizer, Anesthesia | Datex-Ohmeda
NO | YES |  |  |  | 013-17196 | 013-17196 | Datex-Ohmeda | TEC 6 PLUS (DES) |  | AETM11001 | SW-OR | MHHS-Southwest |  |  |  | 013-17196 | 013-17196 | Southwest | MHHS-Southwest | SW-OR | Or 26 | 11/1/19 |  | 5/1/20 | 2 stickers on it | ANESTHESIA UNIT VAPORIZERS | Vaporizer, Anesthesia | VAPORIZERANESTHESIA-Datex-Ohmeda-TEC 6 PLUS |  |  |  |  | VAPORIZERANESTHESIA-Datex-Ohmeda-TEC 6 PLUS | Datex-Ohmeda | [6 empty] | VA-SA | Covered PM Repair - Biomedical | MHHS-Southwest | [8 empty] | VAPORIZERANESTHESIA | Vaporizer, Anesthesia | Datex-Ohmeda
NO | YES |  |  |  | 013-17199 | 013-17199 | Datex-Ohmeda | TEC 6 PLUS (DES) |  | AETK20003 | SW-OR | MHHS-Southwest |  |  |  | 013-17199 | 013-17199 | Southwest | MHHS-Southwest | SW-OR | OR15 | 11/1/19 |  | 5/1/20 |  | ANESTHESIA UNIT VAPORIZERS | Vaporizer, Anesthesia | VAPORIZERANESTHESIA-Datex-Ohmeda-TEC 6 PLUS |  |  |  |  | VAPORIZERANESTHESIA-Datex-Ohmeda-TEC 6 PLUS | Datex-Ohmeda |  |  |  |  | 7/22/16 |  | VA-SA | Covered PM Repair - Biomedical | MHHS-Southwest | [8 empty] | VAPORIZERANESTHESIA | Vaporizer, Anesthesia | Datex-Ohmeda
NO | YES |  |  |  | 013-17201 | 013-17201 | Datex-Ohmeda | TEC 6 PLUS (DES) |  | AETM25163 | SW-HVI-OR | MHHS-Southwest |  |  |  | 013-17201 | 013-17201 | Southwest | MHHS-Southwest | SW-HVI-OR | HVI OR Core | 12/1/16 |  | 6/1/17 |  | ANESTHESIA UNIT VAPORIZERS | Vaporizer, Anesthesia | VAPORIZERANESTHESIA-Datex-Ohmeda-TEC 6 PLUS |  |  |  |  | VAPORIZERANESTHESIA-Datex-Ohmeda-TEC 6 PLUS | Datex-Ohmeda |  |  |  |  | 7/20/16 |  | VA-SA | Covered PM Repair - Biomedical | MHHS-Southwest | [8 empty] | VAPORIZERANESTHESIA | Vaporizer, Anesthesia | Datex-Ohmeda
NO | YES |  |  |  | 029-08356 | 029-08356 | Datex-Ohmeda | TEC 6 PLUS (DES) |  | AETN33076 | Woodlands-OR | MHHS-Woodlands |  |  |  | 029-08356 | 029-08356 | Woodlands | MHHS-Woodlands | Woodlands-OR | OR | 11/1/19 |  |  |  | ANESTHESIA UNIT VAPORIZERS | Vaporizer, Anesthesia | VAPORIZERANESTHESIA-Datex-Ohmeda-TEC 6 PLUS |  |  |  |  | VAPORIZERANESTHESIA-Datex-Ohmeda-TEC 6 PLUS | Datex-Ohmeda |  |  |  |  | 7/22/16 |  | VA-SA | Covered PM Repair - Biomedical | MHHS-Woodlands | [8 empty] | VAPORIZERANESTHESIA | Vaporizer, Anesthesia | Datex-Ohmeda
NO | YES |  |  |  | 029-08366 | 029-08366 | Datex-Ohmeda | TEC 6 PLUS (DES) |  | AETM44108 | Woodlands-OR | MHHS-Woodlands |  |  |  | 029-08366 | 029-08366 | Woodlands | MHHS-Woodlands | Woodlands-OR | OR | 7/1/19 |  | 7/1/20 |  | ANESTHESIA UNIT VAPORIZERS | Vaporizer, Anesthesia | VAPORIZERANESTHESIA-Datex-Ohmeda-TEC 6 PLUS |  |  |  |  | VAPORIZERANESTHESIA-Datex-Ohmeda-TEC 6 PLUS | Datex-Ohmeda |  |  |  |  | 7/22/16 |  | VA-SA | Covered PM Repair - Biomedical | MHHS-Woodlands | [8 empty] | VAPORIZERANESTHESIA | Vaporizer, Anesthesia | Datex-Ohmeda
NO | YES |  |  |  | 029-08452 | 029-08452 | Datex-Ohmeda | TEC 6 PLUS (DES) |  | AESR08047 | Woodlands-CVICU | MHHS-Woodlands |  |  |  | 029-08452 | 029-08452 | Woodlands | MHHS-Woodlands | Woodlands-CVICU | OR | 7/1/19 |  | 1/1/20 |  | ANESTHESIA UNIT VAPORIZERS | Vaporizer, Anesthesia | VAPORIZERANESTHESIA-Datex-Ohmeda-TEC 6 PLUS |  |  |  |  | VAPORIZERANESTHESIA-Datex-Ohmeda-TEC 6 PLUS | Datex-Ohmeda |  |  |  |  | 7/22/16 |  | VA-SA | Covered PM Repair - Biomedical | MHHS-Woodlands | [8 empty] | VAPORIZERANESTHESIA | Vaporizer, Anesthesia | Datex-Ohmeda
NO | YES |  |  |  | 029-08453 | 029-08453 | Datex-Ohmeda | TEC 6 PLUS (DES) |  | AESR29023 | Woodlands-OR | MHHS-Woodlands |  |  |  | 029-08453 | 029-08453 | Woodlands | MHHS-Woodlands | Woodlands-OR | OR | 5/1/19 |  | 11/1/19 |  | ANESTHESIA UNIT VAPORIZERS | Vaporizer, Anesthesia | VAPORIZERANESTHESIA-Datex-Ohmeda-TEC 6 PLUS |  |  |  |  | VAPORIZERANESTHESIA-Datex-Ohmeda-TEC 6 PLUS | Datex-Ohmeda |  |  |  |  | 7/22/16 |  | VA-SA | Covered PM Repair - Biomedical | MHHS-Woodlands | [8 empty] | VAPORIZERANESTHESIA | Vaporizer, Anesthesia | Datex-Ohmeda
NO | YES |  |  |  | 029-32209 | 029-32209 | Datex-Ohmeda | TEC 6 PLUS (DES) |  | AETM35117 | Woodlands-Cath Lab | MHHS-Woodlands |  |  |  | 029-32209 | 029-32209 | Woodlands | MHHS-Woodlands | Woodlands-Cath Lab | Rm 1 | 11/1/19 |  | 5/1/20 |  | ANESTHESIA UNIT VAPORIZERS | Vaporizer, Anesthesia | VAPORIZERANESTHESIA-Datex-Ohmeda-TEC 6 PLUS |  |  |  |  | VAPORIZERANESTHESIA-Datex-Ohmeda-TEC 6 PLUS | Datex-Ohmeda |  |  |  |  | 7/22/16 |  | VA-SA | Covered PM Repair - Biomedical | MHHS-Woodlands | [8 empty] | VAPORIZERANESTHESIA | Vaporizer, Anesthesia | Datex-Ohmeda
NO | NO |  |  |  | 005-11637 |  | Datex-Ohmeda | TEC 6 PLUS (DES) |  | AETM44146 | SE - OR | MHHS-Southeast |  |  |  | 005-11637 |  | Southeast & Bay Area |  | SE - OR | [5 empty] | ANESTHESIA UNIT VAPORIZERS |  | VAPORIZERANESTHESIA-Datex-Ohmeda-TEC 6 PLUS |  |  |  |  | VAPORIZERANESTHESIA-Datex-Ohmeda-TEC 6 PLUS | Datex-Ohmeda | [7 empty] | Covered PM Repair - Biomedical | MHHS-Southeast
NO | NO |  |  |  | 029-08360 |  | Datex-Ohmeda | TEC 6 PLUS (DES) |  | AETM44136 | WOODLANDS - ANESTHESIA | MHHS-Woodlands |  |  |  | 029-08360 |  | Woodlands |  | WOODLANDS - ANESTHESIA | [5 empty] | ANESTHESIA UNIT VAPORIZERS |  | VAPORIZERANESTHESIA-Datex-Ohmeda-TEC 6 PLUS |  |  |  |  | VAPORIZERANESTHESIA-Datex-Ohmeda-TEC 6 PLUS | Datex-Ohmeda | [7 empty] | Covered PM Repair - Biomedical | MHHS-Woodlands
NO | NO |  |  |  | 029-08373 |  | Datex-Ohmeda | TEC 6 PLUS (DES) |  | AETP10046 | WOODLANDS - ANESTHESIA | MHHS-Woodlands |  |  |  | 029-08373 |  | Woodlands |  | WOODLANDS - ANESTHESIA | [5 empty] | ANESTHESIA UNIT VAPORIZERS |  | VAPORIZERANESTHESIA-Datex-Ohmeda-TEC 6 PLUS |  |  |  |  | VAPORIZERANESTHESIA-Datex-Ohmeda-TEC 6 PLUS | Datex-Ohmeda | [7 empty] | Covered PM Repair - Biomedical | MHHS-Woodlands
NO | YES |  |  |  | 151-01944 | 151-01944 | Datex-Ohmeda | TEC 7 |  | BEJS02602 | CY-Endoscopy | MHHS-Cypress |  | Vaporizer, Anesthesia |  | 151-01944 | 151-01944 | Northwest | MHHS-Cypress | CY-Endoscopy | Bronchoscopy | 12/1/19 | 12/1/20 |  |  | ANESTHESIA UNIT VAPORIZERS | Vaporizer, Anesthesia | VAPORIZERANESTHESIA-Datex-Ohmeda-TEC 7 | VAPORIZERANESTHESIA | TEC 7 |  |  |  | Datex-Ohmeda | Vaporizer, Anesthesia |  | VAPORIZERANESTHESIA-Datex-Ohmeda-TEC 7 |  | 7/22/16 |  | VA-SA | Covered PM Repair - Biomedical | MHHS-Cypress | [7 empty] | Vaporizer, Anesthesia | VAPORIZERANESTHESIA | Vaporizer, Anesthesia | Datex-Ohmeda
NO | YES |  |  |  | 151-01422 | 151-01422 | Datex-Ohmeda | TEC 7 (ISO) |  | BEGK00108 | CY - OR | MHHS-Cypress |  | Vaporizer, Anesthesia |  | 151-01422 | 151-01422 | Northwest | Cypress | CY - OR | OR8 | 3/1/17 | 12/1/19 |  |  | ANESTHESIA UNIT VAPORIZERS | Vaporizer, Anesthesia | VAPORIZERANESTHESIA-Datex-Ohmeda-TEC 7 | VAPORIZERANESTHESIA | TEC 7 |  |  |  | Datex-Ohmeda | Vaporizer, Anesthesia |  | VAPORIZERANESTHESIA-Datex-Ohmeda-TEC 7 |  | 12/19/13 |  | VA-SA | Covered PM Repair - Biomedical | MHHS-Cypress | [8 empty] | VAPORIZERANESTHESIA | Vaporizer, Anesthesia | Datex-Ohmeda
NO | YES |  |  |  | 151-01431 | 151-01431 | Datex-Ohmeda | TEC 7 (ISO) |  | BEGJ04497 | CY-OR | MHHS-Cypress |  | Vaporizer, Anesthesia |  | 151-01431 | 151-01431 | Northwest | MHHS-Cypress | CY-OR | Or 7 | 3/1/17 | 12/1/19 |  |  | ANESTHESIA UNIT VAPORIZERS | Vaporizer, Anesthesia | VAPORIZERANESTHESIA-Datex-Ohmeda-TEC 7 | VAPORIZERANESTHESIA | TEC 7 |  |  |  | Datex-Ohmeda | Vaporizer, Anesthesia |  | VAPORIZERANESTHESIA-Datex-Ohmeda-TEC 7 |  | 12/19/13 |  | VA-SA | Covered PM Repair - Biomedical | MHHS-Cypress | [8 empty] | VAPORIZERANESTHESIA | Vaporizer, Anesthesia | Datex-Ohmeda
NO | YES |  |  |  | 009-10165 | 009-10165 | Datex-Ohmeda | TEC 7 (ISO) |  | BEGJ00341 | GH-OR Anesthesia | MHHS-Greater Heights |  | Vaporizer, Anesthesia |  | 009-10165 | 009-10165 | Central | MHHS-Greater Heights | GH-OR Anesthesia | OR | 9/1/19 |  |  |  | ANESTHESIA UNIT VAPORIZERS | Vaporizer, Anesthesia | VAPORIZERANESTHESIA-Datex-Ohmeda-TEC 7 | VAPORIZERANESTHESIA | TEC 7 |  |  |  | Datex-Ohmeda | Vaporizer, Anesthesia |  | VAPORIZERANESTHESIA-Datex-Ohmeda-TEC 7 |  | 8/1/16 |  | VA-SA | Covered PM Repair - Biomedical | MHHS-Greater Heights | [8 empty] | VAPORIZERANESTHESIA | Vaporizer, Anesthesia | Datex-Ohmeda
NO | YES |  |  |  | 009-10194 | 009-10194 | Datex-Ohmeda | TEC 7 (ISO) |  | BEGG01640 | GH-OR | MHHS-Greater Heights |  | Vaporizer, Anesthesia |  | 009-10194 | 009-10194 | Central | MHHS-Greater Heights | GH-OR | Rm 3 |  |  |  |  | ANESTHESIA UNIT VAPORIZERS | Vaporizer, Anesthesia | VAPORIZERANESTHESIA-Datex-Ohmeda-TEC 7 | VAPORIZERANESTHESIA | TEC 7 |  |  |  | Datex-Ohmeda | Vaporizer, Anesthesia |  | VAPORIZERANESTHESIA-Datex-Ohmeda-TEC 7 |  | 8/1/16 |  | VA-SA | Covered PM Repair - Biomedical | MHHS-Greater Heights | [8 empty] | VAPORIZERANESTHESIA | Vaporizer, Anesthesia | Datex-Ohmeda
NO | YES |  |  |  | 009-10198 | 009-10198 | Datex-Ohmeda | TEC 7 (ISO) |  | BEGJ00224-OR9 | GH-OR Anesthesia | MHHS-Greater Heights |  | Vaporizer, Anesthesia |  | 009-10198 | 009-10198 | Central | MHHS-Greater Heights | GH-OR Anesthesia | OR | 9/1/19 |  | 3/1/20 |  | ANESTHESIA UNIT VAPORIZERS | Vaporizer, Anesthesia | VAPORIZERANESTHESIA-Datex-Ohmeda-TEC 7 | VAPORIZERANESTHESIA | TEC 7 |  |  |  | Datex-Ohmeda | Vaporizer, Anesthesia |  | VAPORIZERANESTHESIA-Datex-Ohmeda-TEC 7 |  | 8/1/16 |  | VA-SA | Covered PM Repair - Biomedical | MHHS-Greater Heights | [8 empty] | VAPORIZERANESTHESIA | Vaporizer, Anesthesia | Datex-Ohmeda
NO | YES |  |  |  | 133-09725 | 133-09725 | Datex-Ohmeda | TEC 7 (ISO) |  | BEGP00301 | Katy-Cath Lab | MHHS-Katy |  | Vaporizer, Anesthesia |  | 133-09725 | 133-09725 | Katy | MHHS-Katy | Katy-Cath Lab | Outside Bay 1 | 8/1/19 | 8/1/20 |  |  | ANESTHESIA UNIT VAPORIZERS | Vaporizer, Anesthesia | VAPORIZERANESTHESIA-Datex-Ohmeda-TEC 7 | VAPORIZERANESTHESIA | TEC 7 |  |  |  | Datex-Ohmeda | Vaporizer, Anesthesia |  | VAPORIZERANESTHESIA-Datex-Ohmeda-TEC 7 |  | 12/1/13 |  | VA-SA | Covered PM Repair - Biomedical | MHHS-Katy | [8 empty] | VAPORIZERANESTHESIA | Vaporizer, Anesthesia | Datex-Ohmeda
NO | YES |  |  |  | 133-09723 | 133-09723 | Datex-Ohmeda | TEC 7 (ISO) |  | BEGJ04158 | Katy-PACU | MHHS-Katy |  | Vaporizer, Anesthesia |  | 133-09723 | 133-09723 | Katy | MHHS-Katy | Katy-PACU | Endoscopy 1 | 2/1/20 | 8/1/20 |  |  | ANESTHESIA UNIT VAPORIZERS | Vaporizer, Anesthesia | VAPORIZERANESTHESIA-Datex-Ohmeda-TEC 7 | VAPORIZERANESTHESIA | TEC 7 |  |  |  | Datex-Ohmeda | Vaporizer, Anesthesia |  | VAPORIZERANESTHESIA-Datex-Ohmeda-TEC 7 |  | 12/1/13 |  | VA-SA | Covered PM Repair - Biomedical | MHHS-Katy | [8 empty] | VAPORIZERANESTHESIA | Vaporizer, Anesthesia | Datex-Ohmeda
NO | YES |  |  |  | 133-09706 | 133-09706 | Datex-Ohmeda | TEC 7 (ISO) |  | BEGM00788 | Katy-OR | MHHS-Katy |  | Vaporizer, Anesthesia |  | 133-09706 | 133-09706 | Katy | MHHS-Katy | Katy-OR | OR 6 | 8/1/19 | 8/1/20 |  |  | ANESTHESIA UNIT VAPORIZERS | Vaporizer, Anesthesia | VAPORIZERANESTHESIA-Datex-Ohmeda-TEC 7 | VAPORIZERANESTHESIA | TEC 7 |  |  |  | Datex-Ohmeda | Vaporizer, Anesthesia |  | VAPORIZERANESTHESIA-Datex-Ohmeda-TEC 7 |  | 12/1/13 |  | VA-SA | Covered PM Repair - Biomedical | MHHS-Katy | [8 empty] | VAPORIZERANESTHESIA | Vaporizer, Anesthesia | Datex-Ohmeda
NO | YES |  |  |  | 133-09707 | 133-09707 | Datex-Ohmeda | TEC 7 (ISO) |  | BEGH03977 | Katy-OR | MHHS-Katy |  | Vaporizer, Anesthesia |  | 133-09707 | 133-09707 | Katy | MHHS-Katy | Katy-OR | OR 4 | 2/1/20 | 8/1/20 |  |  | ANESTHESIA UNIT VAPORIZERS | Vaporizer, Anesthesia | VAPORIZERANESTHESIA-Datex-Ohmeda-TEC 7 | VAPORIZERANESTHESIA | TEC 7 |  |  |  | Datex-Ohmeda | Vaporizer, Anesthesia |  | VAPORIZERANESTHESIA-Datex-Ohmeda-TEC 7 |  | 12/1/13 |  | VA-SA | Covered PM Repair - Biomedical | MHHS-Katy | [8 empty] | VAPORIZERANESTHESIA | Vaporizer, Anesthesia | Datex-Ohmeda
NO | YES |  |  |  | 133-09708 | 133-09708 | Datex-Ohmeda | TEC 7 (ISO) |  | BEGK03261 | Katy-OR | MHHS-Katy |  | Vaporizer, Anesthesia |  | 133-09708 | 133-09708 | Katy | MHHS-Katy | Katy-OR | OR 9 | 8/1/19 | 8/1/20 |  |  | ANESTHESIA UNIT VAPORIZERS | Vaporizer, Anesthesia | VAPORIZERANESTHESIA-Datex-Ohmeda-TEC 7 | VAPORIZERANESTHESIA | TEC 7 |  |  |  | Datex-Ohmeda | Vaporizer, Anesthesia |  | VAPORIZERANESTHESIA-Datex-Ohmeda-TEC 7 |  | 12/2/13 |  | VA-SA | Covered PM Repair - Biomedical | MHHS-Katy | [8 empty] | VAPORIZERANESTHESIA | Vaporizer, Anesthesia | Datex-Ohmeda
NO | YES |  |  |  | 133-09709 | 133-09709 | Datex-Ohmeda | TEC 7 (ISO) |  | BEGJ03118 | Katy-OR | MHHS-Katy |  | Vaporizer, Anesthesia |  | 133-09709 | 133-09709 | Katy | MHHS-Katy | Katy-OR | OR1 | 2/1/20 | 8/1/20 |  |  | ANESTHESIA UNIT VAPORIZERS | Vaporizer, Anesthesia | VAPORIZERANESTHESIA-Datex-Ohmeda-TEC 7 | VAPORIZERANESTHESIA | TEC 7 |  |  |  | Datex-Ohmeda | Vaporizer, Anesthesia |  | VAPORIZERANESTHESIA-Datex-Ohmeda-TEC 7 |  | 6/7/14 |  | VA-SA | Covered PM Repair - Biomedical | MHHS-Katy | [8 empty] | VAPORIZERANESTHESIA | Vaporizer, Anesthesia | Datex-Ohmeda
NO | YES |  |  |  | 133-09711 | 133-09711 | Datex-Ohmeda | TEC 7 (ISO) |  | BEGM01234 | Katy-OR | MHHS-Katy |  | Vaporizer, Anesthesia |  | 133-09711 | 133-09711 | Katy | MHHS-Katy | Katy-OR | Cystology Procedure Room 5 |  |  |  |  | ANESTHESIA UNIT VAPORIZERS | Vaporizer, Anesthesia | VAPORIZERANESTHESIA-Datex-Ohmeda-TEC 7 | VAPORIZERANESTHESIA | TEC 7 |  |  |  | Datex-Ohmeda | Vaporizer, Anesthesia |  | VAPORIZERANESTHESIA-Datex-Ohmeda-TEC 7 |  |  |  | VA-SA | Covered PM Repair - Biomedical | MHHS-Katy | [8 empty] | VAPORIZERANESTHESIA | Vaporizer, Anesthesia | Datex-Ohmeda
NO | YES |  |  |  | 133-09718 | 133-09718 | Datex-Ohmeda | TEC 7 (ISO) |  | BEGJ02076 | Katy-OR | MHHS-Katy |  | Vaporizer, Anesthesia |  | 133-09718 | 133-09718 | Katy | MHHS-Katy | Katy-OR | OR 7 | 8/1/19 | 8/1/20 |  |  | ANESTHESIA UNIT VAPORIZERS | Vaporizer, Anesthesia | VAPORIZERANESTHESIA-Datex-Ohmeda-TEC 7 | VAPORIZERANESTHESIA | TEC 7 |  |  |  | Datex-Ohmeda | Vaporizer, Anesthesia |  | VAPORIZERANESTHESIA-Datex-Ohmeda-TEC 7 |  | 9/16/20 |  | VA-SA | Not Covered Vendor Only - Biomedical | MHHS-Katy | [8 empty] | VAPORIZERANESTHESIA | Vaporizer, Anesthesia | Datex-Ohmeda
NO | YES |  |  |  | 133-09721 | 133-09721 | Datex-Ohmeda | TEC 7 (ISO) |  | BEGH04047 | Katy-OR | MHHS-Katy |  | Vaporizer, Anesthesia |  | 133-09721 | 133-09721 | Katy | MHHS-Katy | Katy-OR | OR | 8/1/19 | 8/1/20 |  |  | ANESTHESIA UNIT VAPORIZERS | Vaporizer, Anesthesia | VAPORIZERANESTHESIA-Datex-Ohmeda-TEC 7 | VAPORIZERANESTHESIA | TEC 7 |  |  |  | Datex-Ohmeda | Vaporizer, Anesthesia |  | VAPORIZERANESTHESIA-Datex-Ohmeda-TEC 7 |  | 9/16/20 |  | VA-SA | Not Covered Vendor Only - Biomedical | MHHS-Katy | [8 empty] | VAPORIZERANESTHESIA | Vaporizer, Anesthesia | Datex-Ohmeda
NO | YES |  |  |  | 133-09728 | 133-09728 | Datex-Ohmeda | TEC 7 (ISO) |  | BEGH01897 | Katy-Central Supply | MHHS-Katy |  | Vaporizer, Anesthesia |  | 133-09728 | 133-09728 | Katy | MHHS-Katy | Katy-Central Supply | Biomed shop | 12/1/19 | 10/1/20 |  |  | ANESTHESIA UNIT VAPORIZERS | Vaporizer, Anesthesia | VAPORIZERANESTHESIA-Datex-Ohmeda-TEC 7 | VAPORIZERANESTHESIA | TEC 7 |  |  |  | Datex-Ohmeda | Vaporizer, Anesthesia |  | VAPORIZERANESTHESIA-Datex-Ohmeda-TEC 7 |  | 12/19/13 |  | VA-SA | Covered PM Repair - Biomedical | MHHS-Katy | [8 empty] | VAPORIZERANESTHESIA | Vaporizer, Anesthesia | Datex-Ohmeda
NO | YES |  |  |  | 133-09778 | 133-09778 | Datex-Ohmeda | TEC 7 (ISO) |  | BEGH04046 | Katy-OR | MHHS-Katy |  | Vaporizer, Anesthesia |  | 133-09778 | 133-09778 | Katy | MHHS-Katy | Katy-OR | OR 3 | 2/1/20 | 8/1/20 |  |  | ANESTHESIA UNIT VAPORIZERS | Vaporizer, Anesthesia | VAPORIZERANESTHESIA-Datex-Ohmeda-TEC 7 | VAPORIZERANESTHESIA | TEC 7 |  |  |  | Datex-Ohmeda | Vaporizer, Anesthesia |  | VAPORIZERANESTHESIA-Datex-Ohmeda-TEC 7 |  | 12/18/13 |  | VA-SA | Covered PM Repair - Biomedical | MHHS-Katy | [8 empty] | VAPORIZERANESTHESIA | Vaporizer, Anesthesia | Datex-Ohmeda
NO | YES |  |  |  | 133-09857 | 133-09857 | Datex-Ohmeda | TEC 7 (ISO) |  | BEGJ03799 | Katy-OR | MHHS-Katy |  | Vaporizer, Anesthesia |  | 133-09857 | 133-09857 | Katy | MHHS-Katy | Katy-OR | Endo 2 | 8/1/18 | 8/1/20 |  |  | ANESTHESIA UNIT VAPORIZERS | Vaporizer, Anesthesia | VAPORIZERANESTHESIA-Datex-Ohmeda-TEC 7 | VAPORIZERANESTHESIA | TEC 7 |  |  |  | Datex-Ohmeda | Vaporizer, Anesthesia |  | VAPORIZERANESTHESIA-Datex-Ohmeda-TEC 7 |  | 12/18/13 |  | VA-SA | Covered PM Repair - Biomedical | MHHS-Katy | [8 empty] | VAPORIZERANESTHESIA | Vaporizer, Anesthesia | Datex-Ohmeda
NO | YES |  |  |  | 133-09714 | 133-09714 | Datex-Ohmeda | TEC 7 (ISO) |  | BEGJ03115 | Katy-OR | MHHS-Katy |  | Vaporizer, Anesthesia |  | 133-09714 | 133-09714 | Katy | MHHS-Katy | Katy-OR | C SECTION OR1 | 2/1/20 | 8/1/20 |  |  | ANESTHESIA UNIT VAPORIZERS | Vaporizer, Anesthesia | VAPORIZERANESTHESIA-Datex-Ohmeda-TEC 7 | VAPORIZERANESTHESIA | TEC 7 |  |  |  | Datex-Ohmeda | Vaporizer, Anesthesia |  | VAPORIZERANESTHESIA-Datex-Ohmeda-TEC 7 |  | 12/18/13 |  | VA-SA | Covered PM Repair - Biomedical | MHHS-Katy | [8 empty] | VAPORIZERANESTHESIA | Vaporizer, Anesthesia | Datex-Ohmeda
NO | YES |  |  |  | 133-09716 | 133-09716 | Datex-Ohmeda | TEC 7 (ISO) |  | BEGL04166 | Katy-Labor & Delivery OR | MHHS-Katy |  | Vaporizer, Anesthesia |  | 133-09716 | 133-09716 | Katy | MHHS-Katy | Katy-Labor & Delivery OR | Csection or 2 | 2/1/20 | 8/1/20 |  |  | ANESTHESIA UNIT VAPORIZERS | Vaporizer, Anesthesia | VAPORIZERANESTHESIA-Datex-Ohmeda-TEC 7 | VAPORIZERANESTHESIA | TEC 7 |  |  |  | Datex-Ohmeda | Vaporizer, Anesthesia |  | VAPORIZERANESTHESIA-Datex-Ohmeda-TEC 7 |  | 12/18/13 |  | VA-SA | Covered PM Repair - Biomedical | MHHS-Katy | [8 empty] | VAPORIZERANESTHESIA | Vaporizer, Anesthesia | Datex-Ohmeda
NO | YES |  |  |  | 041-13229 | 041-13229 | Datex-Ohmeda | TEC 7 (ISO) |  | BEGM02184 | MEMORIAL CITY - ANESTHESIOLOGY | MHHS-Mem City |  | Vaporizer, Anesthesia |  | 041-13229 | 041-13229 | West | Memorial City | MEMORIAL CITY - ANESTHESIOLOGY | O.R1 L | 4/1/18 |  |  |  | ANESTHESIA UNIT VAPORIZERS |  | VAPORIZERANESTHESIA-Datex-Ohmeda-TEC 7 | VAPORIZERANESTHESIA | TEC 7 |  |  |  | Datex-Ohmeda | Vaporizer, Anesthesia |  | VAPORIZERANESTHESIA-Datex-Ohmeda-TEC 7 |  | 7/22/16 |  |  | Covered PM Repair - Biomedical | MHHS-Mem City
NO | YES |  |  |  | 041-16840 | 041-16840 | Datex-Ohmeda | TEC 7 (ISO) |  | BEGL02458 | MEMORIAL CITY - ANESTHESIOLOGY | MHHS-Mem City |  | Vaporizer, Anesthesia |  | 041-16840 | 041-16840 | West | Memorial City | MEMORIAL CITY - ANESTHESIOLOGY | L | 10/1/16 |  |  |  | ANESTHESIA UNIT VAPORIZERS |  | VAPORIZERANESTHESIA-Datex-Ohmeda-TEC 7 | VAPORIZERANESTHESIA | TEC 7 |  |  |  | Datex-Ohmeda | Vaporizer, Anesthesia |  | VAPORIZERANESTHESIA-Datex-Ohmeda-TEC 7 |  | 7/22/16 |  |  | Covered PM Repair - Biomedical | MHHS-Mem City
NO | YES |  |  |  | 041-17188 | 041-17188 | Datex-Ohmeda | TEC 7 (ISO) |  | BEGH03750 | MEMORIAL CITY - | MHHS-Mem City |  | Vaporizer, Anesthesia |  | 041-17188 | 041-17188 | West | Memorial Hermann Memorial City Medical Center | MEMORIAL CITY - | MEMORIAL CITY - MOR |  |  |  |  | ANESTHESIA UNIT VAPORIZERS |  | VAPORIZERANESTHESIA-Datex-Ohmeda-TEC 7 | VAPORIZERANESTHESIA | TEC 7 |  |  |  | Datex-Ohmeda | Vaporizer, Anesthesia |  | VAPORIZERANESTHESIA-Datex-Ohmeda-TEC 7 |  |  |  |  | Covered PM Repair - Biomedical | MHHS-Mem City
NO | YES |  |  |  | 041-17190 | 041-17190 | Datex-Ohmeda | TEC 7 (ISO) |  | BEGL01270 | MEMORIAL CITY MOR | MHHS-Mem City |  | Vaporizer, Anesthesia |  | 041-17190 | 041-17190 | West | Memorial Hermann Memorial City Medical Center | MEMORIAL CITY MOR | MEMORIAL CITY MOR |  |  |  |  | ANESTHESIA UNIT VAPORIZERS |  | VAPORIZERANESTHESIA-Datex-Ohmeda-TEC 7 | VAPORIZERANESTHESIA | TEC 7 |  |  |  | Datex-Ohmeda | Vaporizer, Anesthesia |  | VAPORIZERANESTHESIA-Datex-Ohmeda-TEC 7 |  |  |  |  | Covered PM Repair - Biomedical | MHHS-Mem City
NO | YES |  |  |  | 041-17194 | 041-17194 | Datex-Ohmeda | TEC 7 (ISO) |  | BEGJ03294 | MEMORIAL CITY - ANESTHESIOLOGY | MHHS-Mem City |  | Vaporizer, Anesthesia |  | 041-17194 | 041-17194 | West | Memorial Hermann Memorial City Medical Center | MEMORIAL CITY - ANESTHESIOLOGY | Surgery Room 10 |  |  |  |  | ANESTHESIA UNIT VAPORIZERS |  | VAPORIZERANESTHESIA-Datex-Ohmeda-TEC 7 | VAPORIZERANESTHESIA | TEC 7 |  |  |  | Datex-Ohmeda | Vaporizer, Anesthesia |  | VAPORIZERANESTHESIA-Datex-Ohmeda-TEC 7 |  |  |  |  | Covered PM Repair - Biomedical | MHHS-Mem City
NO | YES |  |  |  | 041-17196 | 041-17196 | Datex-Ohmeda | TEC 7 (ISO) |  | BEGL01580 | MEMORIAL CITY - MOR | MHHS-Mem City |  | Vaporizer, Anesthesia |  | 041-17196 | 041-17196 | West | Memorial City - Memorial Hermann Hospital | MEMORIAL CITY - MOR | MOR 11 |  |  |  |  | ANESTHESIA UNIT VAPORIZERS |  | VAPORIZERANESTHESIA-Datex-Ohmeda-TEC 7 | VAPORIZERANESTHESIA | TEC 7 |  |  |  | Datex-Ohmeda | Vaporizer, Anesthesia |  | VAPORIZERANESTHESIA-Datex-Ohmeda-TEC 7 |  |  |  |  | Covered PM Repair - Biomedical | MHHS-Mem City
NO | YES |  |  |  | 041-17215 | 041-17215 | Datex-Ohmeda | TEC 7 (ISO) |  | BEGN01172 | MEMORIAL CITY - MOR | MHHS-Mem City |  | Vaporizer, Anesthesia |  | 041-17215 | 041-17215 | West | Memorial city -memorial herman hospital center | MEMORIAL CITY - MOR | Procedure room 2 |  |  |  |  | ANESTHESIA UNIT VAPORIZERS |  | VAPORIZERANESTHESIA-Datex-Ohmeda-TEC 7 | VAPORIZERANESTHESIA | TEC 7 |  |  |  | Datex-Ohmeda | Vaporizer, Anesthesia |  | VAPORIZERANESTHESIA-Datex-Ohmeda-TEC 7 |  |  |  |  | Covered PM Repair - Biomedical | MHHS-Mem City
NO | YES |  |  |  | 041-17218 | 041-17218 | Datex-Ohmeda | TEC 7 (ISO) |  | BEGL01315 | MEMORIAL CITY - ANESTHESIOLOGY | MHHS-Mem City |  | Vaporizer, Anesthesia |  | 041-17218 | 041-17218 | West |  | MEMORIAL CITY - ANESTHESIOLOGY | [5 empty] | ANESTHESIA UNIT VAPORIZERS |  | VAPORIZERANESTHESIA-Datex-Ohmeda-TEC 7 | VAPORIZERANESTHESIA | TEC 7 |  |  |  | Datex-Ohmeda | Vaporizer, Anesthesia |  | VAPORIZERANESTHESIA-Datex-Ohmeda-TEC 7 |  |  |  |  | Covered PM Repair - Biomedical | MHHS-Mem City
NO | YES |  |  |  | 041-17220 | 041-17220 | Datex-Ohmeda | TEC 7 (ISO) |  | BEGL02481 | MEMORIAL CITY - MOR | MHHS-Mem City |  | Vaporizer, Anesthesia |  | 041-17220 | 041-17220 | West | Memorial Hermann Memorial City Medical Center | MEMORIAL CITY - MOR | OR 8 |  |  |  |  | ANESTHESIA UNIT VAPORIZERS |  | VAPORIZERANESTHESIA-Datex-Ohmeda-TEC 7 | VAPORIZERANESTHESIA | TEC 7 |  |  |  | Datex-Ohmeda | Vaporizer, Anesthesia |  | VAPORIZERANESTHESIA-Datex-Ohmeda-TEC 7 |  |  |  |  | Covered PM Repair - Biomedical | MHHS-Mem City
NO | YES |  |  |  | 041-17222 | 041-17222 | Datex-Ohmeda | TEC 7 (ISO) |  | BEGL01251 | MEMORIAL CITY - MOR | MHHS-Mem City |  | Vaporizer, Anesthesia |  | 041-17222 | 041-17222 | West | Memorial City - Memorial Hermann Hospital | MEMORIAL CITY - MOR | E2 321 Surgery Rm 6 |  |  |  |  | ANESTHESIA UNIT VAPORIZERS |  | VAPORIZERANESTHESIA-Datex-Ohmeda-TEC 7 | VAPORIZERANESTHESIA | TEC 7 |  |  |  | Datex-Ohmeda | Vaporizer, Anesthesia |  | VAPORIZERANESTHESIA-Datex-Ohmeda-TEC 7 |  |  |  |  | Covered PM Repair - Biomedical | MHHS-Mem City
NO | YES |  |  |  | 041-20586 | 041-20586 | Datex-Ohmeda | TEC 7 (ISO) |  | BEGF01164 | MEMORIAL CITY - OUTPATIENT SURGERY | MHHS-Mem City |  | Vaporizer, Anesthesia |  | 041-20586 | 041-20586 | West | Memorial Hermann Memorial City Medical Center | MEMORIAL CITY - OUTPATIENT SURGERY | Memorial City - Day Surgery Room W1 300.82 OR14 |  |  |  | No pm sticker | ANESTHESIA UNIT VAPORIZERS |  | VAPORIZERANESTHESIA-Datex-Ohmeda-TEC 7 | VAPORIZERANESTHESIA | TEC 7 |  |  |  | Datex-Ohmeda | Vaporizer, Anesthesia |  | VAPORIZERANESTHESIA-Datex-Ohmeda-TEC 7 |  |  |  |  | Covered PM Repair - Biomedical | MHHS-Mem City
NO | YES |  |  |  | 041-20589 | 041-20589 | Datex-Ohmeda | TEC 7 (ISO) |  | BEGQ01174 | MEMORIAL CITY - Outpatient Surgery | MHHS-Mem City |  | Vaporizer, Anesthesia |  | 041-20589 | 041-20589 | West | Memorial Hermann Memorial City Medical Center | MEMORIAL CITY - Outpatient Surgery | W1 Anesthesia workroom |  |  |  |  | ANESTHESIA UNIT VAPORIZERS |  | VAPORIZERANESTHESIA-Datex-Ohmeda-TEC 7 | VAPORIZERANESTHESIA | TEC 7 |  |  |  | Datex-Ohmeda | Vaporizer, Anesthesia |  | VAPORIZERANESTHESIA-Datex-Ohmeda-TEC 7 |  |  |  |  | Not Covered Vendor Only - Biomedical | MHHS-Mem City
NO | YES |  |  |  | 041-20595 | 041-20595 | Datex-Ohmeda | TEC 7 (ISO) |  | BEJG02711 | MEMORIAL CITY - CATH LAB | MHHS-Mem City |  | Vaporizer, Anesthesia |  | 041-20595 | 041-20595 | West | Memorial herman heart and vascular - memorial city | MEMORIAL CITY - CATH LAB | Cath lab 4 |  |  |  |  | ANESTHESIA UNIT VAPORIZERS |  | VAPORIZERANESTHESIA-Datex-Ohmeda-TEC 7 | VAPORIZERANESTHESIA | TEC 7 |  |  |  | Datex-Ohmeda | Vaporizer, Anesthesia |  | VAPORIZERANESTHESIA-Datex-Ohmeda-TEC 7 |  |  |  |  | Covered PM Repair - Biomedical | MHHS-Mem City
NO | YES | [5 empty] | Datex-Ohmeda | TEC 7 (ISO) |  | BEGF01188 | MEMORIAL CITY - ANESTHESIOLOGY | MHHS-Mem City |  | Vaporizer, Anesthesia |  |  |  | West | Memorial Hermann Memorial City Medical Center | MEMORIAL CITY - ANESTHESIOLOGY | 10th floor storage |  |  |  | No pm sticker | ANESTHESIA UNIT VAPORIZERS |  | VAPORIZERANESTHESIA-Datex-Ohmeda-TEC 7 | VAPORIZERANESTHESIA | TEC 7 |  |  |  | Datex-Ohmeda | Vaporizer, Anesthesia |  | VAPORIZERANESTHESIA-Datex-Ohmeda-TEC 7 |  |  |  |  | Covered PM Repair - Biomedical | MHHS-Mem City
NO | YES |  |  |  | 041-20509 | 041-20509 | Datex-Ohmeda | TEC 7 (ISO) |  | BEGG01929 | MEMORIAL CITY - ANESTHESIOLOGY | MHHS-Mem City |  | Vaporizer, Anesthesia |  | 041-20509 | 041-20509 | West | Memorial Hermann - Memorial City | MEMORIAL CITY - ANESTHESIOLOGY | Cath Lab 1 |  |  |  |  | ANESTHESIA UNIT VAPORIZERS |  | VAPORIZERANESTHESIA-Datex-Ohmeda-TEC 7 | VAPORIZERANESTHESIA | TEC 7 |  |  |  | Datex-Ohmeda | Vaporizer, Anesthesia |  | VAPORIZERANESTHESIA-Datex-Ohmeda-TEC 7 |  |  |  |  | Covered PM Repair - Biomedical | MHHS-Mem City
NO | YES |  |  |  | 041-19670 | 041-19670 | Datex-Ohmeda | TEC 7 (ISO) |  | BEGF00230 | Memorial City - Surgery Dept. - Ortho | MHHS-Mem City |  | Vaporizer, Anesthesia |  | 041-19670 | 041-19670 | West | Memorial Hermann - Memorial City | Memorial City - Surgery Dept. - Ortho | 11th Floor OR Room 5 |  |  |  |  | ANESTHESIA UNIT VAPORIZERS |  | VAPORIZERANESTHESIA-Datex-Ohmeda-TEC 7 | VAPORIZERANESTHESIA | TEC 7 |  |  |  | Datex-Ohmeda | Vaporizer, Anesthesia |  | VAPORIZERANESTHESIA-Datex-Ohmeda-TEC 7 |  |  |  |  | Covered PM Repair - Biomedical | MHHS-Mem City
NO | YES |  |  |  | 041-19671 | 041-19671 | Datex-Ohmeda | TEC 7 (ISO) |  | BEGL01196 | MEMORIAL CITY - ANESTHESIOLOGY | MHHS-Mem City |  | Vaporizer, Anesthesia |  | 041-19671 | 041-19671 | West | West | MEMORIAL CITY - ANESTHESIOLOGY | MH11:507 OR7 |  |  |  |  | ANESTHESIA UNIT VAPORIZERS |  | VAPORIZERANESTHESIA-Datex-Ohmeda-TEC 7 | VAPORIZERANESTHESIA | TEC 7 |  |  |  | Datex-Ohmeda | Vaporizer, Anesthesia |  | VAPORIZERANESTHESIA-Datex-Ohmeda-TEC 7 |  |  |  |  | Covered PM Repair - Biomedical | MHHS-Mem City
NO | YES |  |  |  | 041-19673 | 041-19673 | Datex-Ohmeda | TEC 7 (ISO) |  | BEGK01471 | MEMORIAL CITY - MHT - JHC OR | MHHS-Mem City |  | Vaporizer, Anesthesia |  | 041-19673 | 041-19673 | West | Memorial Hermann Memorial City Medical Center | MEMORIAL CITY - MHT - JHC OR | MEMORIAL CITY - MHT - JHC OR |  |  |  |  | ANESTHESIA UNIT VAPORIZERS |  | VAPORIZERANESTHESIA-Datex-Ohmeda-TEC 7 | VAPORIZERANESTHESIA | TEC 7 |  |  |  | Datex-Ohmeda | Vaporizer, Anesthesia |  | VAPORIZERANESTHESIA-Datex-Ohmeda-TEC 7 |  |  |  |  | Covered PM Repair - Biomedical | MHHS-Mem City
NO | YES |  |  |  | 041-19674 | 041-19674 | Datex-Ohmeda | TEC 7 (ISO) |  | BEGK02449 | MEMORIAL CITY - Orthopedic Surgery | MHHS-Mem City |  | Vaporizer, Anesthesia |  | 041-19674 | 041-19674 | West | Memorial Hermann Memorial City Medical Center | MEMORIAL CITY - Orthopedic Surgery | Memorial City - Orthopedic Surgery MH11 500 OR 1 |  |  |  |  | ANESTHESIA UNIT VAPORIZERS |  | VAPORIZERANESTHESIA-Datex-Ohmeda-TEC 7 | VAPORIZERANESTHESIA | TEC 7 |  |  |  | Datex-Ohmeda | Vaporizer, Anesthesia |  | VAPORIZERANESTHESIA-Datex-Ohmeda-TEC 7 |  |  |  |  | Covered PM Repair - Biomedical | MHHS-Mem City
NO | YES |  |  |  | 041-19675 | 041-19675 | Datex-Ohmeda | TEC 7 (ISO) |  | BEGP03092 | MEMORIAL CITY - Orthopedics Surgery | MHHS-Mem City |  | Vaporizer, Anesthesia |  | 041-19675 | 041-19675 | West | Memorial City - Memorial Hermann Hospital | MEMORIAL CITY - Orthopedics Surgery | MH11 506 OR 6 |  |  |  |  | ANESTHESIA UNIT VAPORIZERS |  | VAPORIZERANESTHESIA-Datex-Ohmeda-TEC 7 | VAPORIZERANESTHESIA | TEC 7 |  |  |  | Datex-Ohmeda | Vaporizer, Anesthesia |  | VAPORIZERANESTHESIA-Datex-Ohmeda-TEC 7 |  |  |  |  | Covered PM Repair - Biomedical | MHHS-Mem City
NO | YES |  |  |  | 041-19676 | 041-19676 | Datex-Ohmeda | TEC 7 (ISO) |  | BEGH00538 | Memorial City - Orthopedics Surgery | MHHS-Mem City |  | Vaporizer, Anesthesia |  | 041-19676 | 041-19676 | West | Memorial City - Memorial Hermann Hospital | Memorial City - Orthopedics Surgery | Anesthesia Workroom |  |  |  |  | ANESTHESIA UNIT VAPORIZERS |  | VAPORIZERANESTHESIA-Datex-Ohmeda-TEC 7 | VAPORIZERANESTHESIA | TEC 7 |  |  |  | Datex-Ohmeda | Vaporizer, Anesthesia |  | VAPORIZERANESTHESIA-Datex-Ohmeda-TEC 7 |  |  |  |  | Covered PM Repair - Biomedical | MHHS-Mem City
NO | YES |  |  |  | 041-19677 | 041-19677 | Datex-Ohmeda | TEC 7 (ISO) |  | BEGG01293 | Biomed | MHHS-Mem City |  | Vaporizer, Anesthesia |  | 041-19677 | 041-19677 | Mem city | Memorial city - Memorial herman hospital | Biomed | Biomed shop |  |  |  |  | ANESTHESIA UNIT VAPORIZERS |  | VAPORIZERANESTHESIA-Datex-Ohmeda-TEC 7 | VAPORIZERANESTHESIA | TEC 7 |  |  |  | Datex-Ohmeda | Vaporizer, Anesthesia |  | VAPORIZERANESTHESIA-Datex-Ohmeda-TEC 7 |  |  |  |  | Covered PM Repair - Biomedical | MHHS-Mem City
NO | YES |  |  |  | 142-04838 | 142-04838 | Datex-Ohmeda | TEC 7 (ISO) |  | BEGK00366 | NE-Anesthesia | MHHS-Northeast |  | Vaporizer, Anesthesia |  | 142-04838 | 142-04838 | Katy | MHHS-Northeast | NE-Anesthesia | Storage room 5 | 12/1/19 | 6/1/20 |  |  | ANESTHESIA UNIT VAPORIZERS | Vaporizer, Anesthesia | VAPORIZERANESTHESIA-Datex-Ohmeda-TEC 7 | VAPORIZERANESTHESIA | TEC 7 |  |  |  | Datex-Ohmeda | Vaporizer, Anesthesia |  | VAPORIZERANESTHESIA-Datex-Ohmeda-TEC 7 |  | 12/1/13 |  | VA-SA | Covered PM Repair - Biomedical | MHHS-Northeast | [8 empty] | VAPORIZERANESTHESIA | Vaporizer, Anesthesia | Datex-Ohmeda
NO | YES |  |  |  | 142-04892 | 142-04892 | Datex-Ohmeda | TEC 7 (ISO) |  | BEGJ00409 | NE-Day Surgery | MHHS-Northeast |  | Vaporizer, Anesthesia |  | 142-04892 | 142-04892 | Katy | MHHS-Northeast | NE-Day Surgery | Daysurgery | 6/1/16 | 6/1/17 |  |  | ANESTHESIA UNIT VAPORIZERS | Vaporizer, Anesthesia | VAPORIZERANESTHESIA-Datex-Ohmeda-TEC 7 | VAPORIZERANESTHESIA | TEC 7 |  |  |  | Datex-Ohmeda | Vaporizer, Anesthesia |  | VAPORIZERANESTHESIA-Datex-Ohmeda-TEC 7 |  | 12/1/13 |  | VA-SA | Covered PM Repair - Biomedical | MHHS-Northeast | [8 empty] | VAPORIZERANESTHESIA | Vaporizer, Anesthesia | Datex-Ohmeda
NO | YES |  |  |  | 142-04934 | 142-04934 | Datex-Ohmeda | TEC 7 (ISO) |  | BEGF01282 | NE-OR Holding | MHHS-Northeast |  | Vaporizer, Anesthesia |  | 142-04934 | 142-04934 | Katy | MHHS-Northeast | NE-OR Holding | Pacu 13 | 12/1/19 | 2/1/20 |  |  | ANESTHESIA UNIT VAPORIZERS | Vaporizer, Anesthesia | VAPORIZERANESTHESIA-Datex-Ohmeda-TEC 7 | VAPORIZERANESTHESIA | TEC 7 |  |  |  | Datex-Ohmeda | Vaporizer, Anesthesia |  | VAPORIZERANESTHESIA-Datex-Ohmeda-TEC 7 |  | 12/1/13 |  | VA-SA | Covered PM Repair - Biomedical | MHHS-Northeast | [8 empty] | VAPORIZERANESTHESIA | Vaporizer, Anesthesia | Datex-Ohmeda
NO | YES |  |  |  | 145-00847 | 145-00847 | Datex-Ohmeda | TEC 7 (ISO) |  | BEJW02876 | MH MG-(PL)-Pearland Multi-Specialty (Mp 2) | MHHS-Pearland Hospital |  | Vaporizer, Anesthesia |  | 145-00847 | 145-00847 | Pearland | MHHS-MG | MH MG-(PL)-Pearland Multi-Specialty (Mp 2) | Pearland Radiology |  |  |  |  | ANESTHESIA UNIT VAPORIZERS | Vaporizer, Anesthesia | VAPORIZERANESTHESIA-Datex-Ohmeda-TEC 7 | VAPORIZERANESTHESIA | TEC 7 |  |  |  | Datex-Ohmeda | Vaporizer, Anesthesia |  | VAPORIZERANESTHESIA-Datex-Ohmeda-TEC 7 |  | 12/19/13 |  | VA-SA | Covered PM Repair - Biomedical | MHHS-Pearland Hospital | [8 empty] | VAPORIZERANESTHESIA | Vaporizer, Anesthesia | Datex-Ohmeda
NO | YES |  |  |  | 005-11628 | 005-11628 | Datex-Ohmeda | TEC 7 (ISO) |  | BEGK00193 | SE-Labor & Delivery | MHHS-Southeast |  | Vaporizer, Anesthesia |  | 005-11628 | 005-11628 | Southeast | MHHS-Southeast | SE-Labor & Delivery | Delivery OR 2 |  |  |  | No pm label | ANESTHESIA UNIT VAPORIZERS |  | VAPORIZERANESTHESIA-Datex-Ohmeda-TEC 7 | VAPORIZERANESTHESIA | TEC 7 |  |  |  | Datex-Ohmeda | Vaporizer, Anesthesia |  | VAPORIZERANESTHESIA-Datex-Ohmeda-TEC 7 |  | 8/1/16 |  |  | Covered PM Repair - Biomedical | MHHS-Southeast
NO | YES |  |  |  | 005-11632 | 005-11632 | Datex-Ohmeda | TEC 7 (ISO) |  | BEGK02721 | SE-Labor & Delivery | MHHS-Southeast |  | Vaporizer, Anesthesia |  | 005-11632 | 005-11632 | Southeast | MHHS-Southeast | SE-Labor & Delivery | Or 1 |  |  |  | No pm sticker | ANESTHESIA UNIT VAPORIZERS |  | VAPORIZERANESTHESIA-Datex-Ohmeda-TEC 7 | VAPORIZERANESTHESIA | TEC 7 |  |  |  | Datex-Ohmeda | Vaporizer, Anesthesia |  | VAPORIZERANESTHESIA-Datex-Ohmeda-TEC 7 |  | 8/1/16 |  |  | Covered PM Repair - Biomedical | MHHS-Southeast
NO | YES |  |  |  | 005-11638 | 005-11638 | Datex-Ohmeda | TEC 7 (ISO) |  | BEJL03082 | SE-OR-Anesthesia | MHHS-Southeast |  | Vaporizer, Anesthesia |  | 005-11638 | 005-11638 | Southeast | MHHS-Southeast | SE-OR-Anesthesia | OR 7 | 10/1/19 |  | 9/1/20 |  | ANESTHESIA UNIT VAPORIZERS |  | VAPORIZERANESTHESIA-Datex-Ohmeda-TEC 7 | VAPORIZERANESTHESIA | TEC 7 |  |  |  | Datex-Ohmeda | Vaporizer, Anesthesia |  | VAPORIZERANESTHESIA-Datex-Ohmeda-TEC 7 |  | 8/1/16 |  |  | Covered PM Repair - Biomedical | MHHS-Southeast
NO | YES |  |  |  | 013-35228 | 013-35228 | Datex-Ohmeda | TEC 7 (ISO) |  | BEGK03514 | SW-HVI-OR | MHHS-Southwest |  | Vaporizer, Anesthesia |  | 013-35228 | 013-35228 | Southwest | MHHS-Southwest | SW-HVI-OR | Hallway | 12/1/19 |  | 12/1/20 |  | ANESTHESIA UNIT VAPORIZERS | Vaporizer, Anesthesia | VAPORIZERANESTHESIA-Datex-Ohmeda-TEC 7 | VAPORIZERANESTHESIA | TEC 7 |  |  |  | Datex-Ohmeda | Vaporizer, Anesthesia |  | VAPORIZERANESTHESIA-Datex-Ohmeda-TEC 7 |  |  |  | VA-SA | Covered PM Repair - Biomedical | MHHS-Southwest | [8 empty] | VAPORIZERANESTHESIA | Vaporizer, Anesthesia | Datex-Ohmeda
NO | YES |  |  |  | 013-35234 | 013-35234 | Datex-Ohmeda | TEC 7 (ISO) |  | BEJK08847 | SW-HVI-OR | MHHS-Southwest |  | Vaporizer, Anesthesia |  | 013-35234 | 013-35234 | Southwest | MHHS-Southwest | SW-HVI-OR | SW-HVI-OR | 12/1/19 |  | 12/1/20 |  | ANESTHESIA UNIT VAPORIZERS | Vaporizer, Anesthesia | VAPORIZERANESTHESIA-Datex-Ohmeda-TEC 7 | VAPORIZERANESTHESIA | TEC 7 |  |  |  | Datex-Ohmeda | Vaporizer, Anesthesia |  | VAPORIZERANESTHESIA-Datex-Ohmeda-TEC 7 |  | 8/1/16 |  | VA-SA | Covered PM Repair - Biomedical | MHHS-Southwest | [8 empty] | VAPORIZERANESTHESIA | Vaporizer, Anesthesia | Datex-Ohmeda
NO | YES |  |  |  | 013-37940 | 013-37940 | Datex-Ohmeda | TEC 7 (ISO) |  | BEGP03059 | SW-HVI-OR | MHHS-Southwest |  | Vaporizer, Anesthesia |  | 013-37940 | 013-37940 | Southwest | MHHS-Southwest | SW-HVI-OR | HVI OR Core | 4/1/18 |  | 10/1/18 |  | ANESTHESIA UNIT VAPORIZERS | Vaporizer, Anesthesia | VAPORIZERANESTHESIA-Datex-Ohmeda-TEC 7 | VAPORIZERANESTHESIA | TEC 7 |  |  |  | Datex-Ohmeda | Vaporizer, Anesthesia |  | VAPORIZERANESTHESIA-Datex-Ohmeda-TEC 7 |  | 8/1/16 |  | VA-SA | Covered PM Repair - Biomedical | MHHS-Southwest | [8 empty] | VAPORIZERANESTHESIA | Vaporizer, Anesthesia | Datex-Ohmeda
NO | YES |  |  |  | 013-38005 | 013-38005 | Datex-Ohmeda | TEC 7 (ISO) |  | BEGN03944 | SW-HVI-OR | MHHS-Southwest |  | Vaporizer, Anesthesia |  | 013-38005 | 013-38005 | Southwest | MHHS-Southwest | SW-HVI-OR | SW-HVI-OR | 12/1/19 |  | 12/1/20 |  | ANESTHESIA UNIT VAPORIZERS | Vaporizer, Anesthesia | VAPORIZERANESTHESIA-Datex-Ohmeda-TEC 7 | VAPORIZERANESTHESIA | TEC 7 |  |  |  | Datex-Ohmeda | Vaporizer, Anesthesia |  | VAPORIZERANESTHESIA-Datex-Ohmeda-TEC 7 |  | 6/1/18 |  | VA-SA | Covered PM Repair - Biomedical | MHHS-Southwest | [8 empty] | VAPORIZERANESTHESIA | Vaporizer, Anesthesia | Datex-Ohmeda
NO | YES |  |  |  | 013-39311 | 013-39311 | Datex-Ohmeda | TEC 7 (ISO) |  | BEGL00142 | SW-HVI-OR | MHHS-Southwest |  | Vaporizer, Anesthesia |  | 013-39311 | 013-39311 | Southwest | MHHS-Southwest | SW-HVI-OR | Hvi or 2 | 12/1/19 |  | 12/1/20 |  | ANESTHESIA UNIT VAPORIZERS | Vaporizer, Anesthesia | VAPORIZERANESTHESIA-Datex-Ohmeda-TEC 7 | VAPORIZERANESTHESIA | TEC 7 |  |  |  | Datex-Ohmeda | Vaporizer, Anesthesia |  | VAPORIZERANESTHESIA-Datex-Ohmeda-TEC 7 |  |  |  | VA-SA | Not Covered Vendor Only - Lab Ana/Anes | MHHS-Southwest | [8 empty] | VAPORIZERANESTHESIA | Vaporizer, Anesthesia | Datex-Ohmeda
NO | YES |  |  |  | 013-35639 | 013-35639 | Datex-Ohmeda | TEC 7 (ISO) |  | BEGM00959 | SW-Labor | MHHS-Southwest |  | Vaporizer, Anesthesia |  | 013-35639 | 013-35639 | Southwest | MHHS-Southwest | SW-Labor | OR 3 |  |  |  |  | ANESTHESIA UNIT VAPORIZERS | Vaporizer, Anesthesia | VAPORIZERANESTHESIA-Datex-Ohmeda-TEC 7 | VAPORIZERANESTHESIA | TEC 7 |  |  |  | Datex-Ohmeda | Vaporizer, Anesthesia |  | VAPORIZERANESTHESIA-Datex-Ohmeda-TEC 7 |  | 8/1/16 |  | VA-SA | Covered PM Repair - Biomedical | MHHS-Southwest | [8 empty] | VAPORIZERANESTHESIA | Vaporizer, Anesthesia | Datex-Ohmeda
NO | YES |  |  |  | 013-35641 | 013-35641 | Datex-Ohmeda | TEC 7 (ISO) |  | BCYV04334 | SW-Labor | MHHS-Southwest |  | Vaporizer, Anesthesia |  | 013-35641 | 013-35641 | Southwest | MHHS-Southwest | SW-Labor | [5 empty] | ANESTHESIA UNIT VAPORIZERS | Vaporizer, Anesthesia | VAPORIZERANESTHESIA-Datex-Ohmeda-TEC 7 | VAPORIZERANESTHESIA | TEC 7 |  |  |  | Datex-Ohmeda | Vaporizer, Anesthesia |  | VAPORIZERANESTHESIA-Datex-Ohmeda-TEC 7 |  | 8/1/16 | Finished from Script 3/27/2020 12:11:52pm (Central) | VA-SA | Covered PM Repair - Biomedical | MHHS-Southwest | [8 empty] | VAPORIZERANESTHESIA | Vaporizer, Anesthesia | Datex-Ohmeda
NO | YES |  |  |  | 013-34008 | 013-34008 | Datex-Ohmeda | TEC 7 (ISO) |  | BEGH04216 | SW-OR | MHHS-Southwest |  | Vaporizer, Anesthesia |  | 013-34008 | 013-34008 | Southwest | MHHS-Southwest | SW-OR | Core A | 5/1/17 |  |  |  | ANESTHESIA UNIT VAPORIZERS | Vaporizer, Anesthesia | VAPORIZERANESTHESIA-Datex-Ohmeda-TEC 7 | VAPORIZERANESTHESIA | TEC 7 |  |  |  | Datex-Ohmeda | Vaporizer, Anesthesia |  | VAPORIZERANESTHESIA-Datex-Ohmeda-TEC 7 |  | 7/1/16 |  | VA-SA | Not Covered Vendor Only - Biomedical | MHHS-Southwest | [8 empty] | VAPORIZERANESTHESIA | Vaporizer, Anesthesia | Datex-Ohmeda
NO | YES |  |  |  | 013-34011 | 013-34011 | Datex-Ohmeda | TEC 7 (ISO) |  | BEGH04222 | SW-Endoscopy | MHHS-Southwest |  | Vaporizer, Anesthesia |  | 013-34011 | 013-34011 | Memorial Hermann Hospital - Southwest | MHHS-Southwest | SW-Endoscopy | Entroscopy | 3/1/19 |  |  |  | ANESTHESIA UNIT VAPORIZERS | Vaporizer, Anesthesia | VAPORIZERANESTHESIA-Datex-Ohmeda-TEC 7 | VAPORIZERANESTHESIA | TEC 7 |  |  |  | Datex-Ohmeda | Vaporizer, Anesthesia |  | VAPORIZERANESTHESIA-Datex-Ohmeda-TEC 7 |  | 8/1/16 |  | VA-SA | Covered PM Repair - Biomedical | MHHS-Southwest | [8 empty] | VAPORIZERANESTHESIA | Vaporizer, Anesthesia | Datex-Ohmeda
NO | YES |  |  |  | 013-35211 | 013-35211 | Datex-Ohmeda | TEC 7 (ISO) |  | BEJK08819 | SW-HVI-OR | MHHS-Southwest |  | Vaporizer, Anesthesia |  | 013-35211 | 013-35211 | Southwest | MHHS-Southwest | SW-HVI-OR | SW - HVI - OR | 12/1/19 |  | 6/1/20 |  | ANESTHESIA UNIT VAPORIZERS | Vaporizer, Anesthesia | VAPORIZERANESTHESIA-Datex-Ohmeda-TEC 7 | VAPORIZERANESTHESIA | TEC 7 |  |  |  | Datex-Ohmeda | Vaporizer, Anesthesia |  | VAPORIZERANESTHESIA-Datex-Ohmeda-TEC 7 |  | 11/15/18 |  | VA-SA | Covered PM Repair - Biomedical | MHHS-Southwest | [8 empty] | VAPORIZERANESTHESIA | Vaporizer, Anesthesia | Datex-Ohmeda
NO | YES |  |  |  | 013-35217 | 013-35217 | Datex-Ohmeda | TEC 7 (ISO) |  | BEGJ05118 | SW-OR | MHHS-Southwest |  | Vaporizer, Anesthesia |  | 013-35217 | 013-35217 | Southwest | MHHS-Southwest | SW-OR | OR |  |  |  |  | ANESTHESIA UNIT VAPORIZERS | Vaporizer, Anesthesia | VAPORIZERANESTHESIA-Datex-Ohmeda-TEC 7 | VAPORIZERANESTHESIA | TEC 7 |  |  |  | Datex-Ohmeda | Vaporizer, Anesthesia |  | VAPORIZERANESTHESIA-Datex-Ohmeda-TEC 7 |  |  |  | VA-SA | Not Covered Vendor Only - Lab Ana/Anes | MHHS-Southwest | [8 empty] | VAPORIZERANESTHESIA | Vaporizer, Anesthesia | Datex-Ohmeda
NO | YES |  |  |  | 013-35218 | 013-35218 | Datex-Ohmeda | TEC 7 (ISO) |  | BEGH04220 | SW-HVI-OR | MHHS-Southwest |  | Vaporizer, Anesthesia |  | 013-35218 | 013-35218 | Southwest | MHHS-Southwest | SW-HVI-OR | CVOR1 | 12/1/19 |  | 6/1/20 |  | ANESTHESIA UNIT VAPORIZERS | Vaporizer, Anesthesia | VAPORIZERANESTHESIA-Datex-Ohmeda-TEC 7 | VAPORIZERANESTHESIA | TEC 7 |  |  |  | Datex-Ohmeda | Vaporizer, Anesthesia |  | VAPORIZERANESTHESIA-Datex-Ohmeda-TEC 7 |  | 8/1/16 |  | VA-SA | Covered PM Repair - Biomedical | MHHS-Southwest | [8 empty] | VAPORIZERANESTHESIA | Vaporizer, Anesthesia | Datex-Ohmeda
NO | YES |  |  |  |  | 013-35222 | Datex-Ohmeda | TEC 7 (ISO) |  | BEGP00262 | SW-OR | MHHS-Southwest |  | Vaporizer, Anesthesia |  |  | 013-35222 | Southwest | MHHS-Southwest | SW-OR | Core A | 11/1/17 |  |  |  | ANESTHESIA UNIT VAPORIZERS | Vaporizer, Anesthesia | VAPORIZERANESTHESIA-Datex-Ohmeda-TEC 7 | VAPORIZERANESTHESIA | TEC 7 |  |  |  | Datex-Ohmeda | Vaporizer, Anesthesia |  | VAPORIZERANESTHESIA-Datex-Ohmeda-TEC 7 |  | 11/18/20 |  | VA-SA | Covered PM Repair - Biomedical | MHHS-Southwest | [8 empty] | VAPORIZERANESTHESIA | Vaporizer, Anesthesia | Datex-Ohmeda
NO | YES |  |  |  | 013-37583 | 013-37583 | Datex-Ohmeda | TEC 7 (ISO) |  | BEGH04142 | SW-HVI-OR | MHHS-Southwest |  | Vaporizer, Anesthesia |  | 013-37583 | 013-37583 | Southwest | MHHS-Southwest | SW-HVI-OR | SW-HVI-OR | 12/1/19 |  | 9/1/20 |  | ANESTHESIA UNIT VAPORIZERS | Vaporizer, Anesthesia | VAPORIZERANESTHESIA-Datex-Ohmeda-TEC 7 | VAPORIZERANESTHESIA | TEC 7 |  |  |  | Datex-Ohmeda | Vaporizer, Anesthesia |  | VAPORIZERANESTHESIA-Datex-Ohmeda-TEC 7 |  | 12/21/13 |  | VA-SA | Covered PM Repair - Biomedical | MHHS-Southwest | [8 empty] | VAPORIZERANESTHESIA | Vaporizer, Anesthesia | Datex-Ohmeda
NO | YES |  |  |  | 013-38000 | 013-38000 | Datex-Ohmeda | TEC 7 (ISO) |  | BEGH04182 | SW-OR | MHHS-Southwest |  | Vaporizer, Anesthesia |  | 013-38000 | 013-38000 | Southwest | MHHS-Southwest | SW-OR | OR | 11/1/19 |  | 5/1/20 |  | ANESTHESIA UNIT VAPORIZERS | Vaporizer, Anesthesia | VAPORIZERANESTHESIA-Datex-Ohmeda-TEC 7 | VAPORIZERANESTHESIA | TEC 7 |  |  |  | Datex-Ohmeda | Vaporizer, Anesthesia |  | VAPORIZERANESTHESIA-Datex-Ohmeda-TEC 7 |  | 9/16/20 |  | VA-SA | Not Covered Vendor Only - Biomedical | MHHS-Southwest | [8 empty] | VAPORIZERANESTHESIA | Vaporizer, Anesthesia | Datex-Ohmeda
NO | YES |  |  |  | 013-38002 | 013-38002 | Datex-Ohmeda | TEC 7 (ISO) |  | BEGM00940 | SW-OR | MHHS-Southwest |  | Vaporizer, Anesthesia |  | 013-38002 | 013-38002 | Southwest | MHHS-Southwest | SW-OR | Delivery2 |  |  |  |  | ANESTHESIA UNIT VAPORIZERS | Vaporizer, Anesthesia | VAPORIZERANESTHESIA-Datex-Ohmeda-TEC 7 | VAPORIZERANESTHESIA | TEC 7 |  |  |  | Datex-Ohmeda | Vaporizer, Anesthesia |  | VAPORIZERANESTHESIA-Datex-Ohmeda-TEC 7 |  | 9/16/20 |  | VA-SA | Not Covered Vendor Only - Biomedical | MHHS-Southwest | [8 empty] | VAPORIZERANESTHESIA | Vaporizer, Anesthesia | Datex-Ohmeda
NO | YES |  |  |  | 013-39312 | 013-39312 | Datex-Ohmeda | TEC 7 (ISO) |  | BEGK03353 | SW-HVI-OR | MHHS-Southwest |  | Vaporizer, Anesthesia |  | 013-39312 | 013-39312 | Southwest | MHHS-Southwest | SW-HVI-OR | SW-HVI-OR | 12/1/19 |  | 12/1/20 |  | ANESTHESIA UNIT VAPORIZERS | Vaporizer, Anesthesia | VAPORIZERANESTHESIA-Datex-Ohmeda-TEC 7 | VAPORIZERANESTHESIA | TEC 7 |  |  |  | Datex-Ohmeda | Vaporizer, Anesthesia |  | VAPORIZERANESTHESIA-Datex-Ohmeda-TEC 7 |  | 9/16/20 |  | VA-SA | Not Covered Vendor Only - Biomedical | MHHS-Southwest | [8 empty] | VAPORIZERANESTHESIA | Vaporizer, Anesthesia | Datex-Ohmeda
NO | YES |  |  |  | 029-08352 | 029-08352 | Datex-Ohmeda | TEC 7 (ISO) |  | BEGK04041 | Woodlands-Cath Lab | MHHS-Woodlands |  | Vaporizer, Anesthesia |  | 029-08352 | 029-08352 | Woodlands | MHHS-Woodlands | Woodlands-Cath Lab | Cath Lab 2 | 11/1/19 |  | 5/1/20 |  | ANESTHESIA UNIT VAPORIZERS | Vaporizer, Anesthesia | VAPORIZERANESTHESIA-Datex-Ohmeda-TEC 7 | VAPORIZERANESTHESIA | TEC 7 |  |  |  | Datex-Ohmeda | Vaporizer, Anesthesia |  | VAPORIZERANESTHESIA-Datex-Ohmeda-TEC 7 |  | 12/19/13 |  | VA-SA | Covered PM Repair - Biomedical | MHHS-Woodlands | [8 empty] | VAPORIZERANESTHESIA | Vaporizer, Anesthesia | Datex-Ohmeda
NO | YES |  |  |  | 029-08354 | 029-08354 | Datex-Ohmeda | TEC 7 (ISO) |  | BEJL07859 | Woodlands-Anesthesia | MHHS-Woodlands |  | Vaporizer, Anesthesia |  | 029-08354 | 029-08354 | Woodlands | MHHS-Woodlands | Woodlands-Anesthesia | OR | 7/1/19 |  | 7/1/20 |  | ANESTHESIA UNIT VAPORIZERS | Vaporizer, Anesthesia | VAPORIZERANESTHESIA-Datex-Ohmeda-TEC 7 | VAPORIZERANESTHESIA | TEC 7 |  |  |  | Datex-Ohmeda | Vaporizer, Anesthesia |  | VAPORIZERANESTHESIA-Datex-Ohmeda-TEC 7 |  | 9/16/20 |  | VA-SA | Not Covered Vendor Only - Biomedical | MHHS-Woodlands | [8 empty] | VAPORIZERANESTHESIA | Vaporizer, Anesthesia | Datex-Ohmeda
NO | YES |  |  |  | 029-08359 | 029-08359 | Datex-Ohmeda | TEC 7 (ISO) |  | BEGM02331 | Woodlands-Anesthesia | MHHS-Woodlands |  | Vaporizer, Anesthesia |  | 029-08359 | 029-08359 | Woodlands | MHHS-Woodlands | Woodlands-Anesthesia | Room 4 | 11/1/19 |  | 5/1/20 |  | ANESTHESIA UNIT VAPORIZERS | Vaporizer, Anesthesia | VAPORIZERANESTHESIA-Datex-Ohmeda-TEC 7 | VAPORIZERANESTHESIA | TEC 7 |  |  |  | Datex-Ohmeda | Vaporizer, Anesthesia |  | VAPORIZERANESTHESIA-Datex-Ohmeda-TEC 7 |  | 12/18/13 |  | VA-SA | Covered PM Repair - Biomedical | MHHS-Woodlands | [8 empty] | VAPORIZERANESTHESIA | Vaporizer, Anesthesia | Datex-Ohmeda
NO | YES |  |  |  | 029-09736 | 029-09736 | Datex-Ohmeda | TEC 7 (ISO) |  | BEJS05816 | Woodlands-CVICU | MHHS-Woodlands |  | Vaporizer, Anesthesia |  | 029-09736 | 029-09736 | Woodlands | MHHS-Woodlands | Woodlands-CVICU | OR | 1/1/20 |  | 7/1/20 |  | ANESTHESIA UNIT VAPORIZERS | Vaporizer, Anesthesia | VAPORIZERANESTHESIA-Datex-Ohmeda-TEC 7 | VAPORIZERANESTHESIA | TEC 7 |  |  |  | Datex-Ohmeda | Vaporizer, Anesthesia |  | VAPORIZERANESTHESIA-Datex-Ohmeda-TEC 7 |  | 12/18/13 |  | VA-SA | Covered PM Repair - Biomedical | MHHS-Woodlands | [8 empty] | VAPORIZERANESTHESIA | Vaporizer, Anesthesia | Datex-Ohmeda
NO | YES |  |  |  | 029-12622 | 029-12622 | Datex-Ohmeda | TEC 7 (ISO) |  | BEGK03140 | Woodlands-OR | MHHS-Woodlands |  | Vaporizer, Anesthesia |  | 029-12622 | 029-12622 | Woodlands | MHHS-Woodlands | Woodlands-OR | Equipment Storage | 8/1/19 |  | 8/1/20 |  | ANESTHESIA UNIT VAPORIZERS | Vaporizer, Anesthesia | VAPORIZERANESTHESIA-Datex-Ohmeda-TEC 7 | VAPORIZERANESTHESIA | TEC 7 |  |  |  | Datex-Ohmeda | Vaporizer, Anesthesia |  | VAPORIZERANESTHESIA-Datex-Ohmeda-TEC 7 |  | 12/19/13 |  | VA-SA | Covered PM Repair - Biomedical | MHHS-Woodlands | [8 empty] | VAPORIZERANESTHESIA | Vaporizer, Anesthesia | Datex-Ohmeda
NO | YES |  |  |  | 041-16842 | 041-16842 | Datex-Ohmeda | TEC 7 (ISO) |  | BEGJ04320 | [5 empty] | 041-16842 | 041-16842 | West | Women?s Memorial Hermann Memorial City Hospital |  | Memorial City - Labor
NO | NO | [5 empty] | Datex-Ohmeda | TEC 7 (ISO) |  | bejg00599 | GH - LABOR & DELIVERY - OR | MHHS-Greater Heights |  | Vaporizer, Anesthesia |  |  |  | Central & Greater Heights |  | GH - LABOR & DELIVERY - OR | [5 empty] | ANESTHESIA UNIT VAPORIZERS |  | VAPORIZERANESTHESIA-Datex-Ohmeda-TEC 7 | VAPORIZERANESTHESIA | TEC 7 |  |  |  | Datex-Ohmeda | Vaporizer, Anesthesia |  | VAPORIZERANESTHESIA-Datex-Ohmeda-TEC 7 |  |  |  |  | Covered PM Repair - Biomedical | MHHS-Greater Heights
NO | NO | [5 empty] | Datex-Ohmeda | TEC 7 (ISO) |  |  | GH - OR ANESTHESIA | MHHS-Greater Heights |  | Vaporizer, Anesthesia |  |  |  | Central & Greater Heights |  | GH - OR ANESTHESIA | [5 empty] | ANESTHESIA UNIT VAPORIZERS |  | VAPORIZERANESTHESIA-Datex-Ohmeda-TEC 7 | VAPORIZERANESTHESIA | TEC 7 |  |  |  | Datex-Ohmeda | Vaporizer, Anesthesia |  | VAPORIZERANESTHESIA-Datex-Ohmeda-TEC 7 |  |  |  |  | Covered PM Repair - Biomedical | MHHS-Greater Heights
NO | NO |  |  |  | 133-09726 |  | Datex-Ohmeda | TEC 7 (ISO) |  | BEGN03510 | KATY - OR | MHHS-Katy |  | Vaporizer, Anesthesia |  | 133-09726 |  | Katy |  | KATY - OR | [5 empty] | ANESTHESIA UNIT VAPORIZERS |  | VAPORIZERANESTHESIA-Datex-Ohmeda-TEC 7 | VAPORIZERANESTHESIA | TEC 7 |  |  |  | Datex-Ohmeda | Vaporizer, Anesthesia |  | VAPORIZERANESTHESIA-Datex-Ohmeda-TEC 7 |  |  |  |  | Not Covered Vendor Only - Biomedical | MHHS-Katy
NO | NO |  |  |  | 041-17192 |  | Datex-Ohmeda | TEC 7 (ISO) |  | BEGN01168 | MEMORIAL CITY - ANESTHESIOLOGY | MHHS-Mem City |  | Vaporizer, Anesthesia |  | 041-17192 |  | West & Memorial City |  | MEMORIAL CITY - ANESTHESIOLOGY | [5 empty] | ANESTHESIA UNIT VAPORIZERS |  | VAPORIZERANESTHESIA-Datex-Ohmeda-TEC 7 | VAPORIZERANESTHESIA | TEC 7 |  |  |  | Datex-Ohmeda | Vaporizer, Anesthesia |  | VAPORIZERANESTHESIA-Datex-Ohmeda-TEC 7 |  |  |  |  | Covered PM Repair - Biomedical | MHHS-Mem City
NO | NO |  |  |  | 041-17198 |  | Datex-Ohmeda | TEC 7 (ISO) |  | BEGL02490 | MEMORIAL CITY - ANESTHESIOLOGY | MHHS-Mem City |  | Vaporizer, Anesthesia |  | 041-17198 |  | West & Memorial City |  | MEMORIAL CITY - ANESTHESIOLOGY | [5 empty] | ANESTHESIA UNIT VAPORIZERS |  | VAPORIZERANESTHESIA-Datex-Ohmeda-TEC 7 | VAPORIZERANESTHESIA | TEC 7 |  |  |  | Datex-Ohmeda | Vaporizer, Anesthesia |  | VAPORIZERANESTHESIA-Datex-Ohmeda-TEC 7 |  |  |  |  | Covered PM Repair - Biomedical | MHHS-Mem City
NO | NO |  |  |  | 041-17200 |  | Datex-Ohmeda | TEC 7 (ISO) |  | BEGL02427 | MEMORIAL CITY - ANESTHESIOLOGY | MHHS-Mem City |  | Vaporizer, Anesthesia |  | 041-17200 |  | West & Memorial City |  | MEMORIAL CITY - ANESTHESIOLOGY | [5 empty] | ANESTHESIA UNIT VAPORIZERS |  | VAPORIZERANESTHESIA-Datex-Ohmeda-TEC 7 | VAPORIZERANESTHESIA | TEC 7 |  |  |  | Datex-Ohmeda | Vaporizer, Anesthesia |  | VAPORIZERANESTHESIA-Datex-Ohmeda-TEC 7 |  |  |  |  | Covered PM Repair - Biomedical | MHHS-Mem City
NO | NO |  |  |  | 041-17216 |  | Datex-Ohmeda | TEC 7 (ISO) |  | BEJJ01309 | MEMORIAL CITY - ANESTHESIOLOGY | MHHS-Mem City |  | Vaporizer, Anesthesia |  | 041-17216 |  | West & Memorial City |  | MEMORIAL CITY - ANESTHESIOLOGY | [5 empty] | ANESTHESIA UNIT VAPORIZERS |  | VAPORIZERANESTHESIA-Datex-Ohmeda-TEC 7 | VAPORIZERANESTHESIA | TEC 7 |  |  |  | Datex-Ohmeda | Vaporizer, Anesthesia |  | VAPORIZERANESTHESIA-Datex-Ohmeda-TEC 7 |  |  |  |  | Covered PM Repair - Biomedical | MHHS-Mem City
NO | NO |  |  |  | 041-20583 |  | Datex-Ohmeda | TEC 7 (ISO) |  | BEGF01257 | MEMORIAL CITY - ANESTHESIOLOGY | MHHS-Mem City |  | Vaporizer, Anesthesia |  | 041-20583 |  | West & Memorial City |  | MEMORIAL CITY - ANESTHESIOLOGY | [5 empty] | ANESTHESIA UNIT VAPORIZERS |  | VAPORIZERANESTHESIA-Datex-Ohmeda-TEC 7 | VAPORIZERANESTHESIA | TEC 7 |  |  |  | Datex-Ohmeda | Vaporizer, Anesthesia |  | VAPORIZERANESTHESIA-Datex-Ohmeda-TEC 7 |  |  |  |  | Covered PM Repair - Biomedical | MHHS-Mem City
NO | NO | [5 empty] | Datex-Ohmeda | TEC 7 (ISO) |  | BEGF01187 | MEMORIAL CITY - ANESTHESIOLOGY | MHHS-Mem City |  | Vaporizer, Anesthesia |  |  |  | West & Memorial City |  | MEMORIAL CITY - ANESTHESIOLOGY | [5 empty] | ANESTHESIA UNIT VAPORIZERS |  | VAPORIZERANESTHESIA-Datex-Ohmeda-TEC 7 | VAPORIZERANESTHESIA | TEC 7 |  |  |  | Datex-Ohmeda | Vaporizer, Anesthesia |  | VAPORIZERANESTHESIA-Datex-Ohmeda-TEC 7 |  |  |  |  | Covered PM Repair - Biomedical | MHHS-Mem City
NO | NO |  |  |  | 013-35636 |  | Datex-Ohmeda | TEC 7 (ISO) |  | BEGJ05336 | SW - ENDOSCOPY | MHHS-Southwest |  | Vaporizer, Anesthesia |  | 013-35636 |  | Southwest |  | SW - ENDOSCOPY | [5 empty] | ANESTHESIA UNIT VAPORIZERS |  | VAPORIZERANESTHESIA-Datex-Ohmeda-TEC 7 | VAPORIZERANESTHESIA | TEC 7 |  |  |  | Datex-Ohmeda | Vaporizer, Anesthesia |  | VAPORIZERANESTHESIA-Datex-Ohmeda-TEC 7 |  |  |  |  | Covered PM Repair - Biomedical | MHHS-Southwest
NO | NO |  |  |  | 013-35231 |  | Datex-Ohmeda | TEC 7 (ISO) |  | BEGK03524 | SW - HVI - OR | MHHS-Southwest |  | Vaporizer, Anesthesia |  | 013-35231 |  | Southwest |  | SW - HVI - OR | [5 empty] | ANESTHESIA UNIT VAPORIZERS |  | VAPORIZERANESTHESIA-Datex-Ohmeda-TEC 7 | VAPORIZERANESTHESIA | TEC 7 |  |  |  | Datex-Ohmeda | Vaporizer, Anesthesia |  | VAPORIZERANESTHESIA-Datex-Ohmeda-TEC 7 |  |  |  |  | Not Covered Vendor Only - Lab Ana/Anes | MHHS-Southwest
NO | NO |  |  |  | 013-35233 |  | Datex-Ohmeda | TEC 7 (ISO) |  | BEGJ05280 | SW - HVI - OR | MHHS-Southwest |  | Vaporizer, Anesthesia |  | 013-35233 |  | Southwest |  | SW - HVI - OR | [5 empty] | ANESTHESIA UNIT VAPORIZERS |  | VAPORIZERANESTHESIA-Datex-Ohmeda-TEC 7 | VAPORIZERANESTHESIA | TEC 7 |  |  |  | Datex-Ohmeda | Vaporizer, Anesthesia |  | VAPORIZERANESTHESIA-Datex-Ohmeda-TEC 7 |  |  |  |  | Covered PM Repair - Biomedical | MHHS-Southwest
NO | NO |  |  |  | 013-38004 |  | Datex-Ohmeda | TEC 7 (ISO) |  | BEGK00094 | SW - HVI - OR | MHHS-Southwest |  | Vaporizer, Anesthesia |  | 013-38004 |  | Southwest |  | SW - HVI - OR | [5 empty] | ANESTHESIA UNIT VAPORIZERS |  | VAPORIZERANESTHESIA-Datex-Ohmeda-TEC 7 | VAPORIZERANESTHESIA | TEC 7 |  |  |  | Datex-Ohmeda | Vaporizer, Anesthesia |  | VAPORIZERANESTHESIA-Datex-Ohmeda-TEC 7 |  |  |  |  | Covered PM Repair - Biomedical | MHHS-Southwest
NO | NO |  |  |  | 013-34005 |  | Datex-Ohmeda | TEC 7 (ISO) |  | BEGJ05369 | SW - OR | MHHS-Southwest |  | Vaporizer, Anesthesia |  | 013-34005 |  | Southwest |  | SW - OR | [5 empty] | ANESTHESIA UNIT VAPORIZERS |  | VAPORIZERANESTHESIA-Datex-Ohmeda-TEC 7 | VAPORIZERANESTHESIA | TEC 7 |  |  |  | Datex-Ohmeda | Vaporizer, Anesthesia |  | VAPORIZERANESTHESIA-Datex-Ohmeda-TEC 7 |  |  |  |  | Covered PM Repair - Biomedical | MHHS-Southwest
NO | NO |  |  |  | 013-35081 |  | Datex-Ohmeda | TEC 7 (ISO) |  | BEGJ05294 | SW - OR | MHHS-Southwest |  | Vaporizer, Anesthesia |  | 013-35081 |  | Southwest |  | SW - OR | [5 empty] | ANESTHESIA UNIT VAPORIZERS |  | VAPORIZERANESTHESIA-Datex-Ohmeda-TEC 7 | VAPORIZERANESTHESIA | TEC 7 |  |  |  | Datex-Ohmeda | Vaporizer, Anesthesia |  | VAPORIZERANESTHESIA-Datex-Ohmeda-TEC 7 |  |  |  |  | Covered PM Repair - Biomedical | MHHS-Southwest
NO | NO |  |  |  | 013-35084 |  | Datex-Ohmeda | TEC 7 (ISO) |  | BEGJ05385 | SW - OR | MHHS-Southwest |  | Vaporizer, Anesthesia |  | 013-35084 |  | Southwest |  | SW - OR | [5 empty] | ANESTHESIA UNIT VAPORIZERS |  | VAPORIZERANESTHESIA-Datex-Ohmeda-TEC 7 | VAPORIZERANESTHESIA | TEC 7 |  |  |  | Datex-Ohmeda | Vaporizer, Anesthesia |  | VAPORIZERANESTHESIA-Datex-Ohmeda-TEC 7 |  |  |  |  | Not Covered Vendor Only - Lab Ana/Anes | MHHS-Southwest
NO | NO |  |  |  | 013-35212 |  | Datex-Ohmeda | TEC 7 (ISO) |  | BEGQ00618 | SW - OR | MHHS-Southwest |  | Vaporizer, Anesthesia |  | 013-35212 |  | Southwest |  | SW - OR | [5 empty] | ANESTHESIA UNIT VAPORIZERS |  | VAPORIZERANESTHESIA-Datex-Ohmeda-TEC 7 | VAPORIZERANESTHESIA | TEC 7 |  |  |  | Datex-Ohmeda | Vaporizer, Anesthesia |  | VAPORIZERANESTHESIA-Datex-Ohmeda-TEC 7 |  |  |  |  | Not Covered Vendor Only - Lab Ana/Anes | MHHS-Southwest
NO | NO |  |  |  | 013-35221 |  | Datex-Ohmeda | TEC 7 (ISO) |  | BEGH04210 | SW - OR | MHHS-Southwest |  | Vaporizer, Anesthesia |  | 013-35221 |  | Southwest |  | SW - OR | [5 empty] | ANESTHESIA UNIT VAPORIZERS |  | VAPORIZERANESTHESIA-Datex-Ohmeda-TEC 7 | VAPORIZERANESTHESIA | TEC 7 |  |  |  | Datex-Ohmeda | Vaporizer, Anesthesia |  | VAPORIZERANESTHESIA-Datex-Ohmeda-TEC 7 |  |  |  |  | Covered PM Repair - Biomedical | MHHS-Southwest
NO | NO |  |  |  | 013-37581 |  | Datex-Ohmeda | TEC 7 (ISO) |  | BEGQ00635 | SW - OR | MHHS-Southwest |  | Vaporizer, Anesthesia |  | 013-37581 |  | Southwest |  | SW - OR | [5 empty] | ANESTHESIA UNIT VAPORIZERS |  | VAPORIZERANESTHESIA-Datex-Ohmeda-TEC 7 | VAPORIZERANESTHESIA | TEC 7 |  |  |  | Datex-Ohmeda | Vaporizer, Anesthesia |  | VAPORIZERANESTHESIA-Datex-Ohmeda-TEC 7 |  |  |  |  | Covered PM Repair - Biomedical | MHHS-Southwest
NO | NO |  |  |  | BEGV02405 |  | Datex-Ohmeda | TEC 7 (ISO) |  | BEGV02405 | TMC - OR - ANESTHESIA (OLD) | MHHS-TMC |  | Vaporizer, Anesthesia |  | BEGV02405 |  | TMC |  | TMC - OR - ANESTHESIA (OLD) | [5 empty] | ANESTHESIA UNIT VAPORIZERS |  | VAPORIZERANESTHESIA-Datex-Ohmeda-TEC 7 | VAPORIZERANESTHESIA | TEC 7 |  |  |  | Datex-Ohmeda | Vaporizer, Anesthesia |  | VAPORIZERANESTHESIA-Datex-Ohmeda-TEC 7 |  |  |  |  | Covered PM Repair - Biomedical | MHHS-TMC
NO | NO |  |  |  | 029-08343 |  | Datex-Ohmeda | TEC 7 (ISO) |  | BEGK03813 | WOODLANDS - ANESTHESIA | MHHS-Woodlands |  | Vaporizer, Anesthesia |  | 029-08343 |  | Woodlands |  | WOODLANDS - ANESTHESIA | [5 empty] | ANESTHESIA UNIT VAPORIZERS |  | VAPORIZERANESTHESIA-Datex-Ohmeda-TEC 7 | VAPORIZERANESTHESIA | TEC 7 |  |  |  | Datex-Ohmeda | Vaporizer, Anesthesia |  | VAPORIZERANESTHESIA-Datex-Ohmeda-TEC 7 |  |  |  |  | Covered PM Repair - Biomedical | MHHS-Woodlands
NO | NO |  |  |  | 029-08362 |  | Datex-Ohmeda | TEC 7 (ISO) |  | BEGL01312 | WOODLANDS - ANESTHESIA | MHHS-Woodlands |  | Vaporizer, Anesthesia |  | 029-08362 |  | Woodlands |  | WOODLANDS - ANESTHESIA | [5 empty] | ANESTHESIA UNIT VAPORIZERS |  | VAPORIZERANESTHESIA-Datex-Ohmeda-TEC 7 | VAPORIZERANESTHESIA | TEC 7 |  |  |  | Datex-Ohmeda | Vaporizer, Anesthesia |  | VAPORIZERANESTHESIA-Datex-Ohmeda-TEC 7 |  |  |  |  | Covered PM Repair - Biomedical | MHHS-Woodlands
NO | NO |  |  |  | 029-08375 |  | Datex-Ohmeda | TEC 7 (ISO) |  | BEGF00395 | WOODLANDS - ANESTHESIA | MHHS-Woodlands |  | Vaporizer, Anesthesia |  | 029-08375 |  | Woodlands |  | WOODLANDS - ANESTHESIA | [5 empty] | ANESTHESIA UNIT VAPORIZERS |  | VAPORIZERANESTHESIA-Datex-Ohmeda-TEC 7 | VAPORIZERANESTHESIA | TEC 7 |  |  |  | Datex-Ohmeda | Vaporizer, Anesthesia |  | VAPORIZERANESTHESIA-Datex-Ohmeda-TEC 7 |  |  |  |  | Covered PM Repair - Biomedical | MHHS-Woodlands
NO | NO |  |  |  | 029-08381 |  | Datex-Ohmeda | TEC 7 (ISO) |  | BEGJ02640 | WOODLANDS - ANESTHESIA | MHHS-Woodlands |  | Vaporizer, Anesthesia |  | 029-08381 |  | Woodlands |  | WOODLANDS - ANESTHESIA | [5 empty] | ANESTHESIA UNIT VAPORIZERS |  | VAPORIZERANESTHESIA-Datex-Ohmeda-TEC 7 | VAPORIZERANESTHESIA | TEC 7 |  |  |  | Datex-Ohmeda | Vaporizer, Anesthesia |  | VAPORIZERANESTHESIA-Datex-Ohmeda-TEC 7 |  |  |  |  | Covered PM Repair - Biomedical | MHHS-Woodlands
NO | YES |  |  |  | 151-01932 | 151-01932 | Datex-Ohmeda | TEC 7 (SEVO) |  | BEJS09380 | CY-Endoscopy | MHHS-Cypress |  | Vaporizer, Anesthesia |  | 151-01932 | 151-01932 | Northwest | MHHS-Cypress | CY-Endoscopy | Endo 2 | 12/1/19 | 12/1/20 |  |  | ANESTHESIA UNIT VAPORIZERS | Vaporizer, Anesthesia | VAPORIZERANESTHESIA-Datex-Ohmeda-TEC 7 | VAPORIZERANESTHESIA | TEC 7 |  |  |  | Datex-Ohmeda | Vaporizer, Anesthesia |  | VAPORIZERANESTHESIA-Datex-Ohmeda-TEC 7 |  |  |  | VA-SA | Covered PM Repair - Biomedical | MHHS-Cypress | [8 empty] | VAPORIZERANESTHESIA | Vaporizer, Anesthesia | Datex-Ohmeda
NO | YES |  |  |  | 151-01931 | 151-01931 | Datex-Ohmeda | TEC 7 (SEVO) |  | NSN | CY-OR | MHHS-Cypress |  | Vaporizer, Anesthesia |  | 151-01931 | 151-01931 | Northwest | MHHS-Cypress | CY-OR | Or |  | 2/1/20 |  |  | ANESTHESIA UNIT VAPORIZERS | Vaporizer, Anesthesia | VAPORIZERANESTHESIA-Datex-Ohmeda-TEC 7 | VAPORIZERANESTHESIA | TEC 7 |  |  |  | Datex-Ohmeda | Vaporizer, Anesthesia |  | VAPORIZERANESTHESIA-Datex-Ohmeda-TEC 7 |  |  |  | VA-SA | Covered PM Repair - Biomedical | MHHS-Cypress | [8 empty] | VAPORIZERANESTHESIA | Vaporizer, Anesthesia | Datex-Ohmeda
NO | YES |  |  |  | 151-01933 | 151-01933 | Datex-Ohmeda | TEC 7 (SEVO) |  | BEJT02535 | CY-OR | MHHS-Cypress |  | Vaporizer, Anesthesia |  | 151-01933 | 151-01933 | Northwest | MHHS-Cypress | CY-OR | Or 5 |  |  |  | No pm sticker | ANESTHESIA UNIT VAPORIZERS | Vaporizer, Anesthesia | VAPORIZERANESTHESIA-Datex-Ohmeda-TEC 7 | VAPORIZERANESTHESIA | TEC 7 |  |  |  | Datex-Ohmeda | Vaporizer, Anesthesia |  | VAPORIZERANESTHESIA-Datex-Ohmeda-TEC 7 |  |  |  | VA-SA | Covered PM Repair - Biomedical | MHHS-Cypress | [8 empty] | VAPORIZERANESTHESIA | Vaporizer, Anesthesia | Datex-Ohmeda
NO | YES |  |  |  | 151-01934 | 151-01934 | Datex-Ohmeda | TEC 7 (SEVO) |  | NSN | CY-OR | MHHS-Cypress |  | Vaporizer, Anesthesia |  | 151-01934 | 151-01934 | Northwest | MHHS-Cypress | CY-OR | Or 7 |  | 2/1/20 |  |  | ANESTHESIA UNIT VAPORIZERS | Vaporizer, Anesthesia | VAPORIZERANESTHESIA-Datex-Ohmeda-TEC 7 | VAPORIZERANESTHESIA | TEC 7 |  |  |  | Datex-Ohmeda | Vaporizer, Anesthesia |  | VAPORIZERANESTHESIA-Datex-Ohmeda-TEC 7 |  |  |  | VA-SA | Covered PM Repair - Biomedical | MHHS-Cypress | [8 empty] | VAPORIZERANESTHESIA | Vaporizer, Anesthesia | Datex-Ohmeda
NO | YES |  |  |  | 151-01935 | 151-01935 | Datex-Ohmeda | TEC 7 (SEVO) |  | BEJS04623 | CY-OR | MHHS-Cypress |  | Vaporizer, Anesthesia |  | 151-01935 | 151-01935 | Northwest | MHHS-Cypress | CY-OR | OR 6 | 6/1/17 |  |  |  | ANESTHESIA UNIT VAPORIZERS | Vaporizer, Anesthesia | VAPORIZERANESTHESIA-Datex-Ohmeda-TEC 7 | VAPORIZERANESTHESIA | TEC 7 |  |  |  | Datex-Ohmeda | Vaporizer, Anesthesia |  | VAPORIZERANESTHESIA-Datex-Ohmeda-TEC 7 |  |  |  | VA-SA | Covered PM Repair - Biomedical | MHHS-Cypress | [8 empty] | VAPORIZERANESTHESIA | Vaporizer, Anesthesia | Datex-Ohmeda
NO | YES |  |  |  | 151-01936 | 151-01936 | Datex-Ohmeda | TEC 7 (SEVO) |  | BEJT02143 | CY-OR | MHHS-Cypress |  | Vaporizer, Anesthesia |  | 151-01936 | 151-01936 | Northwest | MHHS-Cypress | CY-OR | OR8 | 6/1/17 | 12/1/20 |  |  | ANESTHESIA UNIT VAPORIZERS | Vaporizer, Anesthesia | VAPORIZERANESTHESIA-Datex-Ohmeda-TEC 7 | VAPORIZERANESTHESIA | TEC 7 |  |  |  | Datex-Ohmeda | Vaporizer, Anesthesia |  | VAPORIZERANESTHESIA-Datex-Ohmeda-TEC 7 |  |  |  | VA-SA | Covered PM Repair - Biomedical | MHHS-Cypress | [8 empty] | VAPORIZERANESTHESIA | Vaporizer, Anesthesia | Datex-Ohmeda
NO | YES |  |  |  | 151-01945 | 151-01945 | Datex-Ohmeda | TEC 7 (SEVO) |  | BEJG01779 | CY-OR | MHHS-Cypress |  | Vaporizer, Anesthesia |  | 151-01945 | 151-01945 | Northwest | MHHS-Cypress | CY-OR | Endoscopy | 12/1/19 | 12/1/20 |  |  | ANESTHESIA UNIT VAPORIZERS | Vaporizer, Anesthesia | VAPORIZERANESTHESIA-Datex-Ohmeda-TEC 7 | VAPORIZERANESTHESIA | TEC 7 |  |  |  | Datex-Ohmeda | Vaporizer, Anesthesia |  | VAPORIZERANESTHESIA-Datex-Ohmeda-TEC 7 |  |  |  | VA-SA | Covered PM Repair - Biomedical | MHHS-Cypress | [8 empty] | VAPORIZERANESTHESIA | Vaporizer, Anesthesia | Datex-Ohmeda
NO | YES |  |  |  | 151-02704 | 151-02704 | Datex-Ohmeda | TEC 7 (SEVO) |  | BEJL07972 | CY-Endoscopy | MHHS-Cypress |  | Vaporizer, Anesthesia |  | 151-02704 | 151-02704 | Northwest | MHHS-Cypress | CY-Endoscopy | Cardiac cath lab | 12/1/19 | 12/1/20 |  |  | ANESTHESIA UNIT VAPORIZERS | Vaporizer, Anesthesia | VAPORIZERANESTHESIA-Datex-Ohmeda-TEC 7 | VAPORIZERANESTHESIA | TEC 7 |  |  |  | Datex-Ohmeda | Vaporizer, Anesthesia |  | VAPORIZERANESTHESIA-Datex-Ohmeda-TEC 7 |  |  |  | VA-SA | Covered PM Repair - Biomedical | MHHS-Cypress | [8 empty] | VAPORIZERANESTHESIA | Vaporizer, Anesthesia | Datex-Ohmeda
NO | YES |  |  |  | 151-02912 | 151-02912 | Datex-Ohmeda | TEC 7 (SEVO) |  | BEJK01679 | CY-OR | MHHS-Cypress |  | Vaporizer, Anesthesia |  | 151-02912 | 151-02912 | Northwest | MHHS-Cypress | CY-OR | Anesthesia workroom | 4/1/19 | 4/1/20 |  |  | ANESTHESIA UNIT VAPORIZERS | Vaporizer, Anesthesia | VAPORIZERANESTHESIA-Datex-Ohmeda-TEC 7 | VAPORIZERANESTHESIA | TEC 7 |  |  |  | Datex-Ohmeda | Vaporizer, Anesthesia |  | VAPORIZERANESTHESIA-Datex-Ohmeda-TEC 7 |  |  |  | VA-SA | Covered PM Repair - Biomedical | MHHS-Cypress | [8 empty] | VAPORIZERANESTHESIA | Vaporizer, Anesthesia | Datex-Ohmeda
NO | YES |  |  |  | 151-02913 | 151-02913 | Datex-Ohmeda | TEC 7 (SEVO) |  | BEJJ01822 | CY-OR | MHHS-Cypress |  | Vaporizer, Anesthesia |  | 151-02913 | 151-02913 | Northwest | MHHS-Cypress | CY-OR | Anesthesia workroom | 4/1/19 | 4/1/20 |  |  | ANESTHESIA UNIT VAPORIZERS | Vaporizer, Anesthesia | VAPORIZERANESTHESIA-Datex-Ohmeda-TEC 7 | VAPORIZERANESTHESIA | TEC 7 |  |  |  | Datex-Ohmeda | Vaporizer, Anesthesia |  | VAPORIZERANESTHESIA-Datex-Ohmeda-TEC 7 |  | 3/4/14 |  | VA-SA | Covered PM Repair - Biomedical | MHHS-Cypress | [8 empty] | VAPORIZERANESTHESIA | Vaporizer, Anesthesia | Datex-Ohmeda
NO | YES |  |  |  | 151-02914 | 151-02914 | Datex-Ohmeda | TEC 7 (SEVO) |  | BEJG03558 | CY-OR | MHHS-Cypress |  | Vaporizer, Anesthesia |  | 151-02914 | 151-02914 | Northwest | MHHS-Cypress | CY-OR | Anesthesia work room | 4/1/19 | 4/1/20 |  |  | ANESTHESIA UNIT VAPORIZERS | Vaporizer, Anesthesia | VAPORIZERANESTHESIA-Datex-Ohmeda-TEC 7 | VAPORIZERANESTHESIA | TEC 7 |  |  |  | Datex-Ohmeda | Vaporizer, Anesthesia |  | VAPORIZERANESTHESIA-Datex-Ohmeda-TEC 7 |  | 12/1/17 |  | VA-SA | Covered PM Repair - Biomedical | MHHS-Cypress | [8 empty] | VAPORIZERANESTHESIA | Vaporizer, Anesthesia | Datex-Ohmeda
NO | YES |  |  |  | 009-10084 | 009-10084 | Datex-Ohmeda | TEC 7 (SEVO) |  | BEJT00554 | GH-OR Anesthesia | MHHS-Greater Heights |  | Vaporizer, Anesthesia |  | 009-10084 | 009-10084 | Central | MHHS-Greater Heights | GH-OR Anesthesia | OR | 9/1/19 |  | 9/1/20 |  | ANESTHESIA UNIT VAPORIZERS | Vaporizer, Anesthesia | VAPORIZERANESTHESIA-Datex-Ohmeda-TEC 7 | VAPORIZERANESTHESIA | TEC 7 |  |  |  | Datex-Ohmeda | Vaporizer, Anesthesia |  | VAPORIZERANESTHESIA-Datex-Ohmeda-TEC 7 |  | 8/13/14 |  | VA-SA | Covered PM Repair - Biomedical | MHHS-Greater Heights | [8 empty] | VAPORIZERANESTHESIA | Vaporizer, Anesthesia | Datex-Ohmeda
NO | YES |  |  |  | 009-10085 | 009-10085 | Datex-Ohmeda | TEC 7 (SEVO) |  | BEJT01753 | GH-OR Anesthesia | MHHS-Greater Heights |  | Vaporizer, Anesthesia |  | 009-10085 | 009-10085 | Central | MHHS-Greater Heights | GH-OR Anesthesia | OR | 9/1/19 |  | 3/1/20 |  | ANESTHESIA UNIT VAPORIZERS | Vaporizer, Anesthesia | VAPORIZERANESTHESIA-Datex-Ohmeda-TEC 7 | VAPORIZERANESTHESIA | TEC 7 |  |  |  | Datex-Ohmeda | Vaporizer, Anesthesia |  | VAPORIZERANESTHESIA-Datex-Ohmeda-TEC 7 |  |  |  | VA-SA | Covered PM Repair - Biomedical | MHHS-Greater Heights | [8 empty] | VAPORIZERANESTHESIA | Vaporizer, Anesthesia | Datex-Ohmeda
NO | YES |  |  |  | 009-10160 | 009-10160 | Datex-Ohmeda | TEC 7 (SEVO) |  | BEJH03533-OR 1 | GH-OR Anesthesia | MHHS-Greater Heights |  | Vaporizer, Anesthesia |  | 009-10160 | 009-10160 | Central | MHHS-Greater Heights | GH-OR Anesthesia | OR | 9/1/19 |  | 3/1/20 |  | ANESTHESIA UNIT VAPORIZERS | Vaporizer, Anesthesia | VAPORIZERANESTHESIA-Datex-Ohmeda-TEC 7 | VAPORIZERANESTHESIA | TEC 7 |  |  |  | Datex-Ohmeda | Vaporizer, Anesthesia |  | VAPORIZERANESTHESIA-Datex-Ohmeda-TEC 7 |  | 9/29/16 |  | VA-SA | Covered PM Repair - Biomedical | MHHS-Greater Heights | [8 empty] | VAPORIZERANESTHESIA | Vaporizer, Anesthesia | Datex-Ohmeda
NO | YES |  |  |  | 009-10161 | 009-10161 | Datex-Ohmeda | TEC 7 (SEVO) |  | BEJL00117 | GH-OR | MHHS-Greater Heights |  | Vaporizer, Anesthesia |  | 009-10161 | 009-10161 | Central Greater Heights | MHHS-Greater Heights | GH-OR | Room 5 | 9/1/19 |  | 3/1/20 |  | ANESTHESIA UNIT VAPORIZERS | Vaporizer, Anesthesia | VAPORIZERANESTHESIA-Datex-Ohmeda-TEC 7 | VAPORIZERANESTHESIA | TEC 7 |  |  |  | Datex-Ohmeda | Vaporizer, Anesthesia |  | VAPORIZERANESTHESIA-Datex-Ohmeda-TEC 7 |  |  |  | VA-SA | Covered PM Repair - Biomedical | MHHS-Greater Heights | [8 empty] | VAPORIZERANESTHESIA | Vaporizer, Anesthesia | Datex-Ohmeda
NO | YES |  |  |  | 009-10162 | 009-10162 | Datex-Ohmeda | TEC 7 (SEVO) |  | BEJG00356 | GH-OR | MHHS-Greater Heights |  | Vaporizer, Anesthesia |  | 009-10162 | 009-10162 | Central | MHHS-Greater Heights | GH-OR | RM 6 | 3/1/20 |  | 5/1/20 |  | ANESTHESIA UNIT VAPORIZERS | Vaporizer, Anesthesia | VAPORIZERANESTHESIA-Datex-Ohmeda-TEC 7 | VAPORIZERANESTHESIA | TEC 7 |  |  |  | Datex-Ohmeda | Vaporizer, Anesthesia |  | VAPORIZERANESTHESIA-Datex-Ohmeda-TEC 7 |  | 9/29/16 |  | VA-SA | Covered PM Repair - Biomedical | MHHS-Greater Heights | [8 empty] | VAPORIZERANESTHESIA | Vaporizer, Anesthesia | Datex-Ohmeda
NO | YES |  |  |  | 009-10163 | 009-10163 | Datex-Ohmeda | TEC 7 (SEVO) |  | BEJJ01075 | GH-OR | MHHS-Greater Heights |  | Vaporizer, Anesthesia |  | 009-10163 | 009-10163 | Central | MHHS-Greater Heights | GH-OR | OR 4 | 9/1/19 |  |  |  | ANESTHESIA UNIT VAPORIZERS | Vaporizer, Anesthesia | VAPORIZERANESTHESIA-Datex-Ohmeda-TEC 7 | VAPORIZERANESTHESIA | TEC 7 |  |  |  | Datex-Ohmeda | Vaporizer, Anesthesia |  | VAPORIZERANESTHESIA-Datex-Ohmeda-TEC 7 |  | 9/29/16 |  | VA-SA | Covered PM Repair - Biomedical | MHHS-Greater Heights | [8 empty] | VAPORIZERANESTHESIA | Vaporizer, Anesthesia | Datex-Ohmeda
NO | YES |  |  |  | 009-10164 | 009-10164 | Datex-Ohmeda | TEC 7 (SEVO) |  | BEJS06983 | GH-OR | MHHS-Greater Heights |  | Vaporizer, Anesthesia |  | 009-10164 | 009-10164 | Central | MHHS-Greater Heights | GH-OR | Rm 3 | 9/1/19 |  | 9/1/20 |  | ANESTHESIA UNIT VAPORIZERS | Vaporizer, Anesthesia | VAPORIZERANESTHESIA-Datex-Ohmeda-TEC 7 | VAPORIZERANESTHESIA | TEC 7 |  |  |  | Datex-Ohmeda | Vaporizer, Anesthesia |  | VAPORIZERANESTHESIA-Datex-Ohmeda-TEC 7 |  | 10/7/16 |  | VA-SA | Covered PM Repair - Radiology, Low End | MHHS-Greater Heights | [8 empty] | VAPORIZERANESTHESIA | Vaporizer, Anesthesia | Datex-Ohmeda
NO | YES |  |  |  | 009-10195 | 009-10195 | Datex-Ohmeda | TEC 7 (SEVO) |  | BEJH00684 | GH-Cath Lab | MHHS-Greater Heights |  | Vaporizer, Anesthesia |  | 009-10195 | 009-10195 | Central | MHHS-Greater Heights | GH-Cath Lab | Cathlab | 3/1/20 |  | 3/1/21 |  | ANESTHESIA UNIT VAPORIZERS | Vaporizer, Anesthesia | VAPORIZERANESTHESIA-Datex-Ohmeda-TEC 7 | VAPORIZERANESTHESIA | TEC 7 |  |  |  | Datex-Ohmeda | Vaporizer, Anesthesia |  | VAPORIZERANESTHESIA-Datex-Ohmeda-TEC 7 |  | 10/5/20 |  | VA-SA | Not Covered Vendor Only - Biomedical | MHHS-Greater Heights | [8 empty] | VAPORIZERANESTHESIA | Vaporizer, Anesthesia | Datex-Ohmeda
NO | YES |  |  |  | 009-10196 | 009-10196 | Datex-Ohmeda | TEC 7 (SEVO) |  | AEJG00625 | GH-OR | MHHS-Greater Heights |  | Vaporizer, Anesthesia |  | 009-10196 | 009-10196 | Central | MHHS-Greater Heights | GH-OR | Rm 2 | 3/1/20 |  | 3/1/21 |  | ANESTHESIA UNIT VAPORIZERS | Vaporizer, Anesthesia | VAPORIZERANESTHESIA-Datex-Ohmeda-TEC 7 | VAPORIZERANESTHESIA | TEC 7 |  |  |  | Datex-Ohmeda | Vaporizer, Anesthesia |  | VAPORIZERANESTHESIA-Datex-Ohmeda-TEC 7 |  | 8/25/17 |  | VA-SA | Covered PM Repair - Biomedical | MHHS-Greater Heights | [8 empty] | VAPORIZERANESTHESIA | Vaporizer, Anesthesia | Datex-Ohmeda
NO | YES |  |  |  | 009-10197 | 009-10197 | Datex-Ohmeda | TEC 7 (SEVO) |  | BEJH01734-OR9 | GH-OR Anesthesia | MHHS-Greater Heights |  | Vaporizer, Anesthesia |  | 009-10197 | 009-10197 | Central | MHHS-Greater Heights | GH-OR Anesthesia | OR | 9/1/19 |  | 3/1/20 |  | ANESTHESIA UNIT VAPORIZERS | Vaporizer, Anesthesia | VAPORIZERANESTHESIA-Datex-Ohmeda-TEC 7 | VAPORIZERANESTHESIA | TEC 7 |  |  |  | Datex-Ohmeda | Vaporizer, Anesthesia |  | VAPORIZERANESTHESIA-Datex-Ohmeda-TEC 7 |  | 8/25/17 |  | VA-SA | Covered PM Repair - Biomedical | MHHS-Greater Heights | [8 empty] | VAPORIZERANESTHESIA | Vaporizer, Anesthesia | Datex-Ohmeda
NO | YES |  |  |  | 129-07615 | 129-07615 | Datex-Ohmeda | TEC 7 (SEVO) |  | BEJG02080 | Sugar Land Endo | MHHS-Katy |  | Vaporizer, Anesthesia |  | 129-07615 | 129-07615 | Katy | Memorial Hermann Sugar Land Hospital | Sugar Land Endo | Procedure Room 2 | 2/1/20 | 8/1/20 |  |  | ANESTHESIA UNIT VAPORIZERS | Vaporizer, Anesthesia | VAPORIZERANESTHESIA-Datex-Ohmeda-TEC 7 | VAPORIZERANESTHESIA | TEC 7 |  |  |  | Datex-Ohmeda | Vaporizer, Anesthesia |  | VAPORIZERANESTHESIA-Datex-Ohmeda-TEC 7 |  |  |  | VA-SA | Covered PM Repair - Biomedical | MHHS-Katy | [8 empty] | VAPORIZERANESTHESIA | Vaporizer, Anesthesia | Datex-Ohmeda
NO | YES |  |  |  | 133-09075 | 133-09075 | Datex-Ohmeda | TEC 7 (SEVO) |  | BEJS09635 | Katy-OR | MHHS-Katy |  | Vaporizer, Anesthesia |  | 133-09075 | 133-09075 | Katy | MHHS-Katy | Katy-OR | OR 9 | 8/1/19 | 8/1/20 |  |  | ANESTHESIA UNIT VAPORIZERS | Vaporizer, Anesthesia | VAPORIZERANESTHESIA-Datex-Ohmeda-TEC 7 | VAPORIZERANESTHESIA | TEC 7 |  |  |  | Datex-Ohmeda | Vaporizer, Anesthesia |  | VAPORIZERANESTHESIA-Datex-Ohmeda-TEC 7 |  |  |  | VA-SA | Covered PM Repair - Biomedical | MHHS-Katy | [8 empty] | VAPORIZERANESTHESIA | Vaporizer, Anesthesia | Datex-Ohmeda
NO | YES |  |  |  | 133-09076 | 133-09076 | Datex-Ohmeda | TEC 7 (SEVO) |  | BEJS09649 | Katy-Cath Lab | MHHS-Katy |  | Vaporizer, Anesthesia |  | 133-09076 | 133-09076 | Katy | MHHS-Katy | Katy-Cath Lab | Outside Bay 1 | 8/1/19 | 8/1/20 |  |  | ANESTHESIA UNIT VAPORIZERS | Vaporizer, Anesthesia | VAPORIZERANESTHESIA-Datex-Ohmeda-TEC 7 | VAPORIZERANESTHESIA | TEC 7 |  |  |  | Datex-Ohmeda | Vaporizer, Anesthesia |  | VAPORIZERANESTHESIA-Datex-Ohmeda-TEC 7 |  |  |  | VA-SA | Covered PM Repair - Biomedical | MHHS-Katy | [8 empty] | VAPORIZERANESTHESIA | Vaporizer, Anesthesia | Datex-Ohmeda
NO | YES |  |  |  | 133-09077 | 133-09077 | Datex-Ohmeda | TEC 7 (SEVO) |  | BEJS09647 | Katy-OR | MHHS-Katy |  | Vaporizer, Anesthesia |  | 133-09077 | 133-09077 | Katy | MHHS-Katy | Katy-OR | OR 7 | 8/1/19 | 8/1/20 |  |  | ANESTHESIA UNIT VAPORIZERS | Vaporizer, Anesthesia | VAPORIZERANESTHESIA-Datex-Ohmeda-TEC 7 | VAPORIZERANESTHESIA | TEC 7 |  |  |  | Datex-Ohmeda | Vaporizer, Anesthesia |  | VAPORIZERANESTHESIA-Datex-Ohmeda-TEC 7 |  |  |  | VA-SA | Covered PM Repair - Biomedical | MHHS-Katy | [8 empty] | VAPORIZERANESTHESIA | Vaporizer, Anesthesia | Datex-Ohmeda
NO | YES |  |  |  | 133-09078 | 133-09078 | Datex-Ohmeda | TEC 7 (SEVO) |  | BEJS09642 | Katy-OR | MHHS-Katy |  | Vaporizer, Anesthesia |  | 133-09078 | 133-09078 | Katy | MHHS-Katy | Katy-OR | OR 8 | 8/1/19 | 8/1/20 |  |  | ANESTHESIA UNIT VAPORIZERS | Vaporizer, Anesthesia | VAPORIZERANESTHESIA-Datex-Ohmeda-TEC 7 | VAPORIZERANESTHESIA | TEC 7 |  |  |  | Datex-Ohmeda | Vaporizer, Anesthesia |  | VAPORIZERANESTHESIA-Datex-Ohmeda-TEC 7 |  |  |  | VA-SA | Covered PM Repair - Biomedical | MHHS-Katy | [8 empty] | VAPORIZERANESTHESIA | Vaporizer, Anesthesia | Datex-Ohmeda
NO | YES |  |  |  | 133-09079 | 133-09079 | Datex-Ohmeda | TEC 7 (SEVO) |  | BEJS09644 | Katy-OR | MHHS-Katy |  | Vaporizer, Anesthesia |  | 133-09079 | 133-09079 | Katy | MHHS-Katy | Katy-OR | OR 6 | 8/1/19 | 8/1/20 |  |  | ANESTHESIA UNIT VAPORIZERS | Vaporizer, Anesthesia | VAPORIZERANESTHESIA-Datex-Ohmeda-TEC 7 | VAPORIZERANESTHESIA | TEC 7 |  |  |  | Datex-Ohmeda | Vaporizer, Anesthesia |  | VAPORIZERANESTHESIA-Datex-Ohmeda-TEC 7 |  |  |  | VA-SA | Covered PM Repair - Biomedical | MHHS-Katy | [8 empty] | VAPORIZERANESTHESIA | Vaporizer, Anesthesia | Datex-Ohmeda
NO | YES |  |  |  | 133-09710 | 133-09710 | Datex-Ohmeda | TEC 7 (SEVO) |  | BEJM00947 | Katy-OR | MHHS-Katy |  | Vaporizer, Anesthesia |  | 133-09710 | 133-09710 | Katy | MHHS-Katy | Katy-OR | OR1 | 2/1/20 | 8/1/20 |  |  | ANESTHESIA UNIT VAPORIZERS | Vaporizer, Anesthesia | VAPORIZERANESTHESIA-Datex-Ohmeda-TEC 7 | VAPORIZERANESTHESIA | TEC 7 |  |  |  | Datex-Ohmeda | Vaporizer, Anesthesia |  | VAPORIZERANESTHESIA-Datex-Ohmeda-TEC 7 |  |  |  | VA-SA | Covered PM Repair - Biomedical | MHHS-Katy | [8 empty] | VAPORIZERANESTHESIA | Vaporizer, Anesthesia | Datex-Ohmeda
NO | YES |  |  |  | 133-09713 | 133-09713 | Datex-Ohmeda | TEC 7 (SEVO) |  | BEJS08542 | Katy-OR | MHHS-Katy |  | Vaporizer, Anesthesia |  | 133-09713 | 133-09713 | Katy | MHHS-Katy | Katy-OR | Cystology Procedure Room 5 |  |  |  |  | ANESTHESIA UNIT VAPORIZERS | Vaporizer, Anesthesia | VAPORIZERANESTHESIA-Datex-Ohmeda-TEC 7 | VAPORIZERANESTHESIA | TEC 7 |  |  |  | Datex-Ohmeda | Vaporizer, Anesthesia |  | VAPORIZERANESTHESIA-Datex-Ohmeda-TEC 7 |  |  |  | VA-SA | Covered PM Repair - Biomedical | MHHS-Katy | [8 empty] | VAPORIZERANESTHESIA | Vaporizer, Anesthesia | Datex-Ohmeda
NO | YES |  |  |  | 133-09722 | 133-09722 | Datex-Ohmeda | TEC 7 (SEVO) |  | BEJK02063 | Katy-OR | MHHS-Katy |  | Vaporizer, Anesthesia |  | 133-09722 | 133-09722 | Katy | MHHS-Katy | Katy-OR | OR | 8/1/19 | 8/1/20 |  |  | ANESTHESIA UNIT VAPORIZERS | Vaporizer, Anesthesia | VAPORIZERANESTHESIA-Datex-Ohmeda-TEC 7 | VAPORIZERANESTHESIA | TEC 7 |  |  |  | Datex-Ohmeda | Vaporizer, Anesthesia |  | VAPORIZERANESTHESIA-Datex-Ohmeda-TEC 7 |  | 5/13/20 |  | VA-SA | Not Covered Vendor Only - Biomedical | MHHS-Katy | [8 empty] | VAPORIZERANESTHESIA | Vaporizer, Anesthesia | Datex-Ohmeda
NO | YES |  |  |  | 133-09724 | 133-09724 | Datex-Ohmeda | TEC 7 (SEVO) |  | BEJS08552 | Katy-PACU | MHHS-Katy |  | Vaporizer, Anesthesia |  | 133-09724 | 133-09724 | Katy | MHHS-Katy | Katy-PACU | Endoscopy 1 |  |  |  |  | ANESTHESIA UNIT VAPORIZERS | Vaporizer, Anesthesia | VAPORIZERANESTHESIA-Datex-Ohmeda-TEC 7 | VAPORIZERANESTHESIA | TEC 7 |  |  |  | Datex-Ohmeda | Vaporizer, Anesthesia |  | VAPORIZERANESTHESIA-Datex-Ohmeda-TEC 7 |  | 5/13/20 |  | VA-SA | Not Covered Vendor Only - Biomedical | MHHS-Katy | [8 empty] | VAPORIZERANESTHESIA | Vaporizer, Anesthesia | Datex-Ohmeda
NO | YES |  |  |  | 133-09777 | 133-09777 | Datex-Ohmeda | TEC 7 (SEVO) |  | BEJH02090 | Katy-OR | MHHS-Katy |  | Vaporizer, Anesthesia |  | 133-09777 | 133-09777 | Katy | MHHS-Katy | Katy-OR | OR 3 | 2/1/20 | 8/1/20 |  |  | ANESTHESIA UNIT VAPORIZERS | Vaporizer, Anesthesia | VAPORIZERANESTHESIA-Datex-Ohmeda-TEC 7 | VAPORIZERANESTHESIA | TEC 7 |  |  |  | Datex-Ohmeda | Vaporizer, Anesthesia |  | VAPORIZERANESTHESIA-Datex-Ohmeda-TEC 7 |  | 6/6/13 |  | VA-SA | Covered PM Repair - Biomedical | MHHS-Katy | [8 empty] | VAPORIZERANESTHESIA | Vaporizer, Anesthesia | Datex-Ohmeda
NO | YES |  |  |  | 133-09779 | 133-09779 | Datex-Ohmeda | TEC 7 (SEVO) |  |  | Katy-OR | MHHS-Katy |  | Vaporizer, Anesthesia |  | 133-09779 | 133-09779 | Katy | MHHS-Katy | Katy-OR | OR 8 | 8/1/19 | 8/1/20 |  |  | ANESTHESIA UNIT VAPORIZERS | Vaporizer, Anesthesia | VAPORIZERANESTHESIA-Datex-Ohmeda-TEC 7 | VAPORIZERANESTHESIA | TEC 7 |  |  |  | Datex-Ohmeda | Vaporizer, Anesthesia |  | VAPORIZERANESTHESIA-Datex-Ohmeda-TEC 7 |  | 8/4/14 |  | VA-SA | Covered PM Repair - Biomedical | MHHS-Katy | [8 empty] | VAPORIZERANESTHESIA | Vaporizer, Anesthesia | Datex-Ohmeda
NO | YES |  |  |  | 133-09852 | 133-09852 | Datex-Ohmeda | TEC 7 (SEVO) |  | BEJL00791 | Katy-Central Supply | MHHS-Katy |  | Vaporizer, Anesthesia |  | 133-09852 | 133-09852 | Katy | MHHS-Katy | Katy-Central Supply | Biomed shop | 12/1/19 | 10/1/20 |  |  | ANESTHESIA UNIT VAPORIZERS | Vaporizer, Anesthesia | VAPORIZERANESTHESIA-Datex-Ohmeda-TEC 7 | VAPORIZERANESTHESIA | TEC 7 |  |  |  | Datex-Ohmeda | Vaporizer, Anesthesia |  | VAPORIZERANESTHESIA-Datex-Ohmeda-TEC 7 |  | 12/13/19 |  | VA-SA | Covered PM Repair - Biomedical | MHHS-Katy | [8 empty] | VAPORIZERANESTHESIA | Vaporizer, Anesthesia | Datex-Ohmeda
NO | YES |  |  |  | 133-09853 | 133-09853 | Datex-Ohmeda | TEC 7 (SEVO) |  | BEJH01645 | Katy-OR | MHHS-Katy |  | Vaporizer, Anesthesia |  | 133-09853 | 133-09853 | Katy | MHHS-Katy | Katy-OR | OR10 | 2/1/20 | 8/1/20 |  |  | ANESTHESIA UNIT VAPORIZERS | Vaporizer, Anesthesia | VAPORIZERANESTHESIA-Datex-Ohmeda-TEC 7 | VAPORIZERANESTHESIA | TEC 7 |  |  |  | Datex-Ohmeda | Vaporizer, Anesthesia |  | VAPORIZERANESTHESIA-Datex-Ohmeda-TEC 7 |  | 5/14/20 |  | VA-SA | Not Covered Vendor Only - Biomedical | MHHS-Katy | [8 empty] | VAPORIZERANESTHESIA | Vaporizer, Anesthesia | Datex-Ohmeda
NO | YES |  |  |  | 133-09854 | 133-09854 | Datex-Ohmeda | TEC 7 (SEVO) |  | BEJS09020 | Katy-OR | MHHS-Katy |  | Vaporizer, Anesthesia |  | 133-09854 | 133-09854 | Katy | MHHS-Katy | Katy-OR | OR 4 | 2/1/20 | 8/1/20 |  |  | ANESTHESIA UNIT VAPORIZERS | Vaporizer, Anesthesia | VAPORIZERANESTHESIA-Datex-Ohmeda-TEC 7 | VAPORIZERANESTHESIA | TEC 7 |  |  |  | Datex-Ohmeda | Vaporizer, Anesthesia |  | VAPORIZERANESTHESIA-Datex-Ohmeda-TEC 7 |  | 5/14/20 |  | VA-SA | Not Covered Vendor Only - Biomedical | MHHS-Katy | [8 empty] | VAPORIZERANESTHESIA | Vaporizer, Anesthesia | Datex-Ohmeda
NO | YES |  |  |  | 133-09855 | 133-09855 | Datex-Ohmeda | TEC 7 (SEVO) |  | BEJF00568 | Katy-OR | MHHS-Katy |  | Vaporizer, Anesthesia |  | 133-09855 | 133-09855 | Katy | MHHS-Katy | Katy-OR | Endo 2 | 8/1/19 | 8/1/20 |  |  | ANESTHESIA UNIT VAPORIZERS | Vaporizer, Anesthesia | VAPORIZERANESTHESIA-Datex-Ohmeda-TEC 7 | VAPORIZERANESTHESIA | TEC 7 |  |  |  | Datex-Ohmeda | Vaporizer, Anesthesia |  | VAPORIZERANESTHESIA-Datex-Ohmeda-TEC 7 |  | 5/14/20 |  | VA-SA | Not Covered Vendor Only - Biomedical | MHHS-Katy | [8 empty] | VAPORIZERANESTHESIA | Vaporizer, Anesthesia | Datex-Ohmeda
NO | YES |  |  |  | 133-09856 | 133-09856 | Datex-Ohmeda | TEC 7 (SEVO) |  | BEJH01968 | Katy-OR | MHHS-Katy |  | Vaporizer, Anesthesia |  | 133-09856 | 133-09856 | Katy | MHHS-Katy | Katy-OR | OR 11 | 2/1/20 | 8/1/20 |  |  | ANESTHESIA UNIT VAPORIZERS | Vaporizer, Anesthesia | VAPORIZERANESTHESIA-Datex-Ohmeda-TEC 7 | VAPORIZERANESTHESIA | TEC 7 |  |  |  | Datex-Ohmeda | Vaporizer, Anesthesia |  | VAPORIZERANESTHESIA-Datex-Ohmeda-TEC 7 |  | 5/14/20 |  | VA-SA | Not Covered Vendor Only - Biomedical | MHHS-Katy | [8 empty] | VAPORIZERANESTHESIA | Vaporizer, Anesthesia | Datex-Ohmeda
NO | YES |  |  |  | 133-09715 | 133-09715 | Datex-Ohmeda | TEC 7 (SEVO) |  | BEJL07652 | Katy-OR | MHHS-Katy |  | Vaporizer, Anesthesia |  | 133-09715 | 133-09715 | Katy | MHHS-Katy | Katy-OR | C SECTION OR1 | 2/1/20 | 8/1/20 |  |  | ANESTHESIA UNIT VAPORIZERS | Vaporizer, Anesthesia | VAPORIZERANESTHESIA-Datex-Ohmeda-TEC 7 | VAPORIZERANESTHESIA | TEC 7 |  |  |  | Datex-Ohmeda | Vaporizer, Anesthesia |  | VAPORIZERANESTHESIA-Datex-Ohmeda-TEC 7 |  | 5/14/20 |  | VA-SA | Not Covered Vendor Only - Biomedical | MHHS-Katy | [8 empty] | VAPORIZERANESTHESIA | Vaporizer, Anesthesia | Datex-Ohmeda
NO | YES |  |  |  | 133-09717 | 133-09717 | Datex-Ohmeda | TEC 7 (SEVO) |  | BEJL07335 | Katy-Labor & Delivery OR | MHHS-Katy |  | Vaporizer, Anesthesia |  | 133-09717 | 133-09717 | Katy | MHHS-Katy | Katy-Labor & Delivery OR | Csection or 2 | 2/1/20 | 8/1/20 |  |  | ANESTHESIA UNIT VAPORIZERS | Vaporizer, Anesthesia | VAPORIZERANESTHESIA-Datex-Ohmeda-TEC 7 | VAPORIZERANESTHESIA | TEC 7 |  |  |  | Datex-Ohmeda | Vaporizer, Anesthesia |  | VAPORIZERANESTHESIA-Datex-Ohmeda-TEC 7 |  |  |  | VA-SA | Covered PM Repair - Biomedical | MHHS-Katy | [8 empty] | VAPORIZERANESTHESIA | Vaporizer, Anesthesia | Datex-Ohmeda
NO | YES |  |  |  | 041-16839 | 041-16839 | Datex-Ohmeda | TEC 7 (SEVO) |  | BEJG01912 | MEMORIAL CITY - ANESTHESIOLOGY | MHHS-Mem City |  | Vaporizer, Anesthesia |  | 041-16839 | 041-16839 | West | Memorial City | MEMORIAL CITY - ANESTHESIOLOGY | L | 10/1/19 |  |  |  | ANESTHESIA UNIT VAPORIZERS |  | VAPORIZERANESTHESIA-Datex-Ohmeda-TEC 7 | VAPORIZERANESTHESIA | TEC 7 |  |  |  | Datex-Ohmeda | Vaporizer, Anesthesia |  | VAPORIZERANESTHESIA-Datex-Ohmeda-TEC 7 |  | 5/29/14 |  |  | Covered PM Repair - Biomedical | MHHS-Mem City
NO | YES |  |  |  | 041-16841 | 041-16841 | Datex-Ohmeda | TEC 7 (SEVO) |  | BEJG01917 |  | MHHS-Mem City |  | Vaporizer, Anesthesia |  | 041-16841 | 041-16841 | West | Women?s Memorial Hermann Memorial City Hospital |  | Memorial City - Labor | 10/1/19 |  |  |  | ANESTHESIA UNIT VAPORIZERS |  | VAPORIZERANESTHESIA-Datex-Ohmeda-TEC 7 | VAPORIZERANESTHESIA | TEC 7 |  |  |  | Datex-Ohmeda | Vaporizer, Anesthesia |  | VAPORIZERANESTHESIA-Datex-Ohmeda-TEC 7 |  | 3/1/18 |  |  | Covered PM Repair - Biomedical | MHHS-Mem City
NO | YES |  |  |  | 041-16843 | 041-16843 | Datex-Ohmeda | TEC 7 (SEVO) |  | BEJL07355 | MEMORIAL CITY - ANESTHESIOLOGY | MHHS-Mem City |  | Vaporizer, Anesthesia |  | 041-16843 | 041-16843 | West | Memorial City | MEMORIAL CITY - ANESTHESIOLOGY | O.R1 L | 10/1/19 |  |  |  | ANESTHESIA UNIT VAPORIZERS |  | VAPORIZERANESTHESIA-Datex-Ohmeda-TEC 7 | VAPORIZERANESTHESIA | TEC 7 |  |  |  | Datex-Ohmeda | Vaporizer, Anesthesia |  | VAPORIZERANESTHESIA-Datex-Ohmeda-TEC 7 |  | 3/1/18 |  |  | Covered PM Repair - Biomedical | MHHS-Mem City
NO | YES |  |  |  | 041-17005 | 041-17005 | Datex-Ohmeda | TEC 7 (SEVO) |  | BEJH03412 | MEMORIAL CITY - MOR | MHHS-Mem City |  | Vaporizer, Anesthesia |  | 041-17005 | 041-17005 | West | Memorial Hermann Memorial City Medical Center | MEMORIAL CITY - MOR | OR 8 |  |  |  |  | ANESTHESIA UNIT VAPORIZERS |  | VAPORIZERANESTHESIA-Datex-Ohmeda-TEC 7 | VAPORIZERANESTHESIA | TEC 7 |  |  |  | Datex-Ohmeda | Vaporizer, Anesthesia |  | VAPORIZERANESTHESIA-Datex-Ohmeda-TEC 7 |  |  |  |  | Covered PM Repair - Biomedical | MHHS-Mem City
NO | YES |  |  |  | 041-17189 | 041-17189 | Datex-Ohmeda | TEC 7 (SEVO) |  | BEJG02978 | Memorial City - 10th Floor Storage | MHHS-Mem City |  | Vaporizer, Anesthesia |  | 041-17189 | 041-17189 | West | Memorial City - Memorial Hermann Hospital | Memorial City - 10th Floor Storage | 10th Floor Storage |  |  |  |  | ANESTHESIA UNIT VAPORIZERS |  | VAPORIZERANESTHESIA-Datex-Ohmeda-TEC 7 | VAPORIZERANESTHESIA | TEC 7 |  |  |  | Datex-Ohmeda | Vaporizer, Anesthesia |  | VAPORIZERANESTHESIA-Datex-Ohmeda-TEC 7 |  |  |  |  | Not Covered Vendor Only - Biomedical | MHHS-Mem City
NO | YES |  |  |  | 041-17193 | 041-17193 | Datex-Ohmeda | TEC 7 (SEVO) |  | BEJJ00444 | MEMORIAL CITY - ANESTHESIOLOGY | MHHS-Mem City |  | Vaporizer, Anesthesia |  | 041-17193 | 041-17193 | West | Memorial Hermann Memorial City Medical Center | MEMORIAL CITY - ANESTHESIOLOGY | Surgery room 10 |  |  |  |  | ANESTHESIA UNIT VAPORIZERS |  | VAPORIZERANESTHESIA-Datex-Ohmeda-TEC 7 | VAPORIZERANESTHESIA | TEC 7 |  |  |  | Datex-Ohmeda | Vaporizer, Anesthesia |  | VAPORIZERANESTHESIA-Datex-Ohmeda-TEC 7 |  |  |  |  | Not Covered Vendor Only - Biomedical | MHHS-Mem City
NO | YES |  |  |  | 041-17195 | 041-17195 | Datex-Ohmeda | TEC 7 (SEVO) |  | BEJG03001 | MEMORIAL CITY - MOR | MHHS-Mem City |  | Vaporizer, Anesthesia |  | 041-17195 | 041-17195 | West | Memorial City - Memorial Hermann Hospital | MEMORIAL CITY - MOR | MOR 11 |  |  |  |  | ANESTHESIA UNIT VAPORIZERS |  | VAPORIZERANESTHESIA-Datex-Ohmeda-TEC 7 | VAPORIZERANESTHESIA | TEC 7 |  |  |  | Datex-Ohmeda | Vaporizer, Anesthesia |  | VAPORIZERANESTHESIA-Datex-Ohmeda-TEC 7 |  |  |  |  | Not Covered Vendor Only - Biomedical | MHHS-Mem City
NO | YES |  |  |  | 041-17197 | 041-17197 | Datex-Ohmeda | TEC 7 (SEVO) |  | BEJJ01205 | MEMORIAL CITY MOR | MHHS-Mem City |  | Vaporizer, Anesthesia |  | 041-17197 | 041-17197 | West | Memorial Hermann Memorial City Medical Center | MEMORIAL CITY MOR | MEMORIAL CITY MOR |  |  |  |  | ANESTHESIA UNIT VAPORIZERS |  | VAPORIZERANESTHESIA-Datex-Ohmeda-TEC 7 | VAPORIZERANESTHESIA | TEC 7 |  |  |  | Datex-Ohmeda | Vaporizer, Anesthesia |  | VAPORIZERANESTHESIA-Datex-Ohmeda-TEC 7 |  |  |  |  | Not Covered Vendor Only - Biomedical | MHHS-Mem City
NO | YES |  |  |  | 041-17219 | 041-17219 | Datex-Ohmeda | TEC 7 (SEVO) |  | BEJG04182 | MEMORIAL CITY - MOR | MHHS-Mem City |  | Vaporizer, Anesthesia |  | 041-17219 | 041-17219 | West | Memorial Hermann Memorial City Medical Center | MEMORIAL CITY - MOR | OR 7 |  |  |  |  | ANESTHESIA UNIT VAPORIZERS |  | VAPORIZERANESTHESIA-Datex-Ohmeda-TEC 7 | VAPORIZERANESTHESIA | TEC 7 |  |  |  | Datex-Ohmeda | Vaporizer, Anesthesia |  | VAPORIZERANESTHESIA-Datex-Ohmeda-TEC 7 |  |  |  |  | Covered PM Repair - Biomedical | MHHS-Mem City
NO | YES |  |  |  | 041-17365 | 041-17365 | Datex-Ohmeda | TEC 7 (SEVO) |  | BEJL07947 | MEMORIAL CITY - OUTPATIENT SURGERY | MHHS-Mem City |  | Vaporizer, Anesthesia |  | 041-17365 | 041-17365 | West | Memorial Hermann - Memorial City | MEMORIAL CITY - OUTPATIENT SURGERY | W1 300.70 OR 5 |  |  |  |  | ANESTHESIA UNIT VAPORIZERS |  | VAPORIZERANESTHESIA-Datex-Ohmeda-TEC 7 | VAPORIZERANESTHESIA | TEC 7 |  |  |  | Datex-Ohmeda | Vaporizer, Anesthesia |  | VAPORIZERANESTHESIA-Datex-Ohmeda-TEC 7 |  |  |  |  | Covered PM Repair - Biomedical | MHHS-Mem City
NO | YES |  |  |  | 041-17366 | 041-17366 | Datex-Ohmeda | TEC 7 (SEVO) |  | BEJH09032 | MEMORIAL CITY - Endoscopy | MHHS-Mem City |  | Vaporizer, Anesthesia |  | 041-17366 | 041-17366 | West | MEMORIAL CITY - MEMORIAL HERMANN HOSPITAL WEST TOWER | MEMORIAL CITY - Endoscopy | 148 Procedure Rm 5 |  |  |  |  | ANESTHESIA UNIT VAPORIZERS |  | VAPORIZERANESTHESIA-Datex-Ohmeda-TEC 7 | VAPORIZERANESTHESIA | TEC 7 |  |  |  | Datex-Ohmeda | Vaporizer, Anesthesia |  | VAPORIZERANESTHESIA-Datex-Ohmeda-TEC 7 |  |  |  |  | Covered PM Repair - Biomedical | MHHS-Mem City
NO | YES |  |  |  | 041-17367 | 041-17367 | Datex-Ohmeda | TEC 7 (SEVO) |  | BEJH02757 | MEMORIAL CITY - DIGESTIVE DISEASE CENTER | MHHS-Mem City |  | Vaporizer, Anesthesia |  | 041-17367 | 041-17367 | West | Memorial Hermann Memorial City Medical Center | MEMORIAL CITY - DIGESTIVE DISEASE CENTER | Endo procedure room 6 |  |  |  |  | ANESTHESIA UNIT VAPORIZERS |  | VAPORIZERANESTHESIA-Datex-Ohmeda-TEC 7 | VAPORIZERANESTHESIA | TEC 7 |  |  |  | Datex-Ohmeda | Vaporizer, Anesthesia |  | VAPORIZERANESTHESIA-Datex-Ohmeda-TEC 7 |  |  |  |  | Covered PM Repair - Biomedical | MHHS-Mem City
NO | YES |  |  |  | 041-17368 | 041-17368 | Datex-Ohmeda | TEC 7 (SEVO) |  | BEJS03649 | MEMORIAL CITY - Outpatient | MHHS-Mem City |  | Vaporizer, Anesthesia |  | 041-17368 | 041-17368 | West | Memorial Hermann Memorial City Medical Center | MEMORIAL CITY - Outpatient | MEMORIAL CITY - OUTPATIENT |  |  |  |  | ANESTHESIA UNIT VAPORIZERS |  | VAPORIZERANESTHESIA-Datex-Ohmeda-TEC 7 | VAPORIZERANESTHESIA | TEC 7 |  |  |  | Datex-Ohmeda | Vaporizer, Anesthesia |  | VAPORIZERANESTHESIA-Datex-Ohmeda-TEC 7 |  |  |  |  | Covered PM Repair - Biomedical | MHHS-Mem City
NO | YES |  |  |  | 041-17369 | 041-17369 | Datex-Ohmeda | TEC 7 (SEVO) |  | BEJJ00199 | MEMORIAL CITY - OUTPATIENT SURGERY | MHHS-Mem City |  | Vaporizer, Anesthesia |  | 041-17369 | 041-17369 | West | Memorial City - Memorial Hermann Hospital West Tower | MEMORIAL CITY - OUTPATIENT SURGERY | W1 300.94 OR 7 |  |  |  |  | ANESTHESIA UNIT VAPORIZERS |  | VAPORIZERANESTHESIA-Datex-Ohmeda-TEC 7 | VAPORIZERANESTHESIA | TEC 7 |  |  |  | Datex-Ohmeda | Vaporizer, Anesthesia |  | VAPORIZERANESTHESIA-Datex-Ohmeda-TEC 7 |  |  |  |  | Not Covered Vendor Only - Biomedical | MHHS-Mem City
NO | YES |  |  |  | 041-17370 | 041-17370 | Datex-Ohmeda | TEC 7 (SEVO) |  | BEJL07873 | MEMORIAL CITY - OUTPATIENT SURGERY | MHHS-Mem City |  | Vaporizer, Anesthesia |  | 041-17370 | 041-17370 | West | Memorial City - Memorial Hermann Hospital West Tower | MEMORIAL CITY - OUTPATIENT SURGERY | W1 300.73 OR 2 |  |  |  |  | ANESTHESIA UNIT VAPORIZERS |  | VAPORIZERANESTHESIA-Datex-Ohmeda-TEC 7 | VAPORIZERANESTHESIA | TEC 7 |  |  |  | Datex-Ohmeda | Vaporizer, Anesthesia |  | VAPORIZERANESTHESIA-Datex-Ohmeda-TEC 7 |  |  |  |  | Covered PM Repair - Biomedical | MHHS-Mem City
NO | YES |  |  |  | 041-17371 | 041-17371 | Datex-Ohmeda | TEC 7 (SEVO) |  | BEJG03754 | MEMORIAL CITY - MOR | MHHS-Mem City |  | Vaporizer, Anesthesia |  | 041-17371 | 041-17371 | West | Memorial city -memorial herman hospital center | MEMORIAL CITY - MOR | Procedure room 2 |  |  |  |  | ANESTHESIA UNIT VAPORIZERS |  | VAPORIZERANESTHESIA-Datex-Ohmeda-TEC 7 | VAPORIZERANESTHESIA | TEC 7 |  |  |  | Datex-Ohmeda | Vaporizer, Anesthesia |  | VAPORIZERANESTHESIA-Datex-Ohmeda-TEC 7 |  |  |  |  | Covered PM Repair - Radiology, Low End | MHHS-Mem City
NO | YES |  |  |  | 041-18404 | 041-18404 | Datex-Ohmeda | TEC 7 (SEVO) |  | BEJS09724 | MEMORIAL CITY - MHT - JHC OR | MHHS-Mem City |  | Vaporizer, Anesthesia |  | 041-18404 | 041-18404 | West | Memorial Hermann - Memorial City | MEMORIAL CITY - MHT - JHC OR | MH11 OR Room 3 |  |  |  |  | ANESTHESIA UNIT VAPORIZERS |  | VAPORIZERANESTHESIA-Datex-Ohmeda-TEC 7 | VAPORIZERANESTHESIA | TEC 7 |  |  |  | Datex-Ohmeda | Vaporizer, Anesthesia |  | VAPORIZERANESTHESIA-Datex-Ohmeda-TEC 7 |  |  |  |  | Covered PM Repair - Biomedical | MHHS-Mem City
NO | YES |  |  |  | 041-18792 | 041-18792 | Datex-Ohmeda | TEC 7 (SEVO) |  | BEJS07444 | MEMORIAL CITY - MOR | MHHS-Mem City |  | Vaporizer, Anesthesia |  | 041-18792 | 041-18792 | West | Memorial City - Memorial Hermann Hospital | MEMORIAL CITY - MOR | E2 321 Surgery Rm 6 |  |  |  |  | ANESTHESIA UNIT VAPORIZERS |  | VAPORIZERANESTHESIA-Datex-Ohmeda-TEC 7 | VAPORIZERANESTHESIA | TEC 7 |  |  |  | Datex-Ohmeda | Vaporizer, Anesthesia |  | VAPORIZERANESTHESIA-Datex-Ohmeda-TEC 7 |  |  |  |  | Covered PM Repair - Biomedical | MHHS-Mem City
NO | YES |  |  |  | 041-18828 | 041-18828 | Datex-Ohmeda | TEC 7 (SEVO) |  | BEJS09726 | MEMORIAL CITY - ANESTHESIOLOGY | MHHS-Mem City |  | Vaporizer, Anesthesia |  | 041-18828 | 041-18828 | West | West | MEMORIAL CITY - ANESTHESIOLOGY | MH11:507 OR7 |  |  |  |  | ANESTHESIA UNIT VAPORIZERS |  | VAPORIZERANESTHESIA-Datex-Ohmeda-TEC 7 | VAPORIZERANESTHESIA | TEC 7 |  |  |  | Datex-Ohmeda | Vaporizer, Anesthesia |  | VAPORIZERANESTHESIA-Datex-Ohmeda-TEC 7 |  |  |  |  | Covered PM Repair - Biomedical | MHHS-Mem City
NO | YES |  |  |  | 041-18832 | 041-18832 | Datex-Ohmeda | TEC 7 (SEVO) |  | BEJS09742 | Memorial City - Surgery Dept. - Ortho | MHHS-Mem City |  | Vaporizer, Anesthesia |  | 041-18832 | 041-18832 | West | Memorial Hermann - Memorial City | Memorial City - Surgery Dept. - Ortho | 11th Floor OR Room 5 |  |  |  |  | ANESTHESIA UNIT VAPORIZERS |  | VAPORIZERANESTHESIA-Datex-Ohmeda-TEC 7 | VAPORIZERANESTHESIA | TEC 7 |  |  |  | Datex-Ohmeda | Vaporizer, Anesthesia |  | VAPORIZERANESTHESIA-Datex-Ohmeda-TEC 7 |  |  |  |  | Covered PM Repair - Biomedical | MHHS-Mem City
NO | YES |  |  |  | 041-18833 | 041-18833 | Datex-Ohmeda | TEC 7 (SEVO) |  | BEJS09734 | MEMORIAL CITY - MHT - JHC OR | MHHS-Mem City |  | Vaporizer, Anesthesia |  | 041-18833 | 041-18833 | West | Memorial Hermann Memorial City Medical Center | MEMORIAL CITY - MHT - JHC OR | MEMORIAL CITY - MHT - JHC OR |  |  |  |  | ANESTHESIA UNIT VAPORIZERS |  | VAPORIZERANESTHESIA-Datex-Ohmeda-TEC 7 | VAPORIZERANESTHESIA | TEC 7 |  |  |  | Datex-Ohmeda | Vaporizer, Anesthesia |  | VAPORIZERANESTHESIA-Datex-Ohmeda-TEC 7 |  |  |  |  | Covered PM Repair - Biomedical | MHHS-Mem City
NO | YES |  |  |  | 041-20584 | 041-20584 | Datex-Ohmeda | TEC 7 (SEVO) |  | BEJS02421 | Memorial City-Outpatient Surgery | MHHS-Mem City |  | Vaporizer, Anesthesia |  | 041-20584 | 041-20584 | West | Memorial Hermann Memorial City Medical Center | Memorial City-Outpatient Surgery | W1 OPS OR 4 |  |  |  |  | ANESTHESIA UNIT VAPORIZERS |  | VAPORIZERANESTHESIA-Datex-Ohmeda-TEC 7 | VAPORIZERANESTHESIA | TEC 7 |  |  |  | Datex-Ohmeda | Vaporizer, Anesthesia |  | VAPORIZERANESTHESIA-Datex-Ohmeda-TEC 7 |  |  |  |  | Not Covered Vendor Only - Biomedical | MHHS-Mem City
NO | YES |  |  |  | 041-20588 | 041-20588 | Datex-Ohmeda | TEC 7 (SEVO) |  | BEJL10119 | MEMORIAL CITY - OUTPATIENT SURGERY | MHHS-Mem City |  | Vaporizer, Anesthesia |  | 041-20588 | 041-20588 | West | Memorial Hermann Memorial City Medical Center | MEMORIAL CITY - OUTPATIENT SURGERY | Memorial City - Day Surgery Room W1 300.82 OR14 |  |  |  |  | ANESTHESIA UNIT VAPORIZERS |  | VAPORIZERANESTHESIA-Datex-Ohmeda-TEC 7 | VAPORIZERANESTHESIA | TEC 7 |  |  |  | Datex-Ohmeda | Vaporizer, Anesthesia |  | VAPORIZERANESTHESIA-Datex-Ohmeda-TEC 7 |  |  |  |  | Not Covered Vendor Only - Biomedical | MHHS-Mem City
NO | YES |  |  |  | 041-20593 | 041-20593 | Datex-Ohmeda | TEC 7 (SEVO) |  | BEJS06370 | MEMORIAL CITY - OUTPATIENT SURGERY | MHHS-Mem City |  | Vaporizer, Anesthesia |  | 041-20593 | 041-20593 | West | Memorial Hermann - Memorial City | MEMORIAL CITY - OUTPATIENT SURGERY | OR Room 10 |  |  |  |  | ANESTHESIA UNIT VAPORIZERS |  | VAPORIZERANESTHESIA-Datex-Ohmeda-TEC 7 | VAPORIZERANESTHESIA | TEC 7 |  |  |  | Datex-Ohmeda | Vaporizer, Anesthesia |  | VAPORIZERANESTHESIA-Datex-Ohmeda-TEC 7 |  |  |  |  | Not Covered Vendor Only - Biomedical | MHHS-Mem City
NO | YES |  |  |  | 041-20600 | 041-20600 | Datex-Ohmeda | TEC 7 (SEVO) |  | BEJS07000 | MEMORIAL CITY - ANESTHESIOLOGY | MHHS-Mem City |  | Vaporizer, Anesthesia |  | 041-20600 | 041-20600 | West | Memorial Hermann - Memorial City | MEMORIAL CITY - ANESTHESIOLOGY | Cath Lab 1 |  |  |  |  | ANESTHESIA UNIT VAPORIZERS |  | VAPORIZERANESTHESIA-Datex-Ohmeda-TEC 7 | VAPORIZERANESTHESIA | TEC 7 |  |  |  | Datex-Ohmeda | Vaporizer, Anesthesia |  | VAPORIZERANESTHESIA-Datex-Ohmeda-TEC 7 |  |  |  |  | Covered PM Repair - Biomedical | MHHS-Mem City
NO | YES |  |  |  | 041-32069 | 041-32069 | Datex-Ohmeda | TEC 7 (SEVO) |  | BEJM00747 | MEMORIAL CITY - | MHHS-Mem City |  | Vaporizer, Anesthesia |  | 041-32069 | 041-32069 | West | Memorial Hermann Memorial City Medical Center | MEMORIAL CITY - | MEMORIAL CITY - MOR |  |  |  |  | ANESTHESIA UNIT VAPORIZERS |  | VAPORIZERANESTHESIA-Datex-Ohmeda-TEC 7 | VAPORIZERANESTHESIA | TEC 7 |  |  |  | Datex-Ohmeda | Vaporizer, Anesthesia |  | VAPORIZERANESTHESIA-Datex-Ohmeda-TEC 7 |  |  |  |  | Covered PM Repair - Biomedical | MHHS-Mem City
NO | YES |  |  |  | 041-32150 | 041-32150 | Datex-Ohmeda | TEC 7 (SEVO) |  | BEJG02186 | MEMORIAL CITY - CATH LAB | MHHS-Mem City |  | Vaporizer, Anesthesia |  | 041-32150 | 041-32150 | West | Heart | MEMORIAL CITY - CATH LAB | EP 215.1 Cath Lab 1 |  |  |  |  | ANESTHESIA UNIT VAPORIZERS |  | VAPORIZERANESTHESIA-Datex-Ohmeda-TEC 7 | VAPORIZERANESTHESIA | TEC 7 |  |  |  | Datex-Ohmeda | Vaporizer, Anesthesia |  | VAPORIZERANESTHESIA-Datex-Ohmeda-TEC 7 |  |  |  |  | Not Covered Vendor Only - Lab Ana/Anes | MHHS-Mem City
NO | YES |  |  |  | 041-21013 | 041-21013 | Datex-Ohmeda | TEC 7 (SEVO) |  | BEJK09402 | Biomed | MHHS-Mem City |  | Vaporizer, Anesthesia |  | 041-21013 | 041-21013 | Mem city | Memorial city - Memorial herman hospital | Biomed | Biomed shop |  |  |  |  | ANESTHESIA UNIT VAPORIZERS |  | VAPORIZERANESTHESIA-Datex-Ohmeda-TEC 7 | VAPORIZERANESTHESIA | TEC 7 |  |  |  | Datex-Ohmeda | Vaporizer, Anesthesia |  | VAPORIZERANESTHESIA-Datex-Ohmeda-TEC 7 |  |  |  |  | Covered PM Repair - Biomedical | MHHS-Mem City
NO | YES |  |  |  | 041-21014 | 041-21014 | Datex-Ohmeda | TEC 7 (SEVO) |  | BEJL03159 | Memorial City-Labor & Delivery | MHHS-Mem City |  | Vaporizer, Anesthesia |  | 041-21014 | 041-21014 | West | MHHS-Mem City | Memorial City-Labor & Delivery | O.R4 | 10/1/19 |  |  |  | ANESTHESIA UNIT VAPORIZERS |  | VAPORIZERANESTHESIA-Datex-Ohmeda-TEC 7 | VAPORIZERANESTHESIA | TEC 7 |  |  |  | Datex-Ohmeda | Vaporizer, Anesthesia |  | VAPORIZERANESTHESIA-Datex-Ohmeda-TEC 7 |  | 12/22/13 |  |  | Not Covered Vendor Only - Lab Ana/Anes | MHHS-Mem City
NO | YES |  |  |  | 041-18829 | 041-18829 | Datex-Ohmeda | TEC 7 (SEVO) |  | BEJS09721 | MEMORIAL CITY - Orthopedics Surgery | MHHS-Mem City |  | Vaporizer, Anesthesia |  | 041-18829 | 041-18829 | West | Memorial City - Memorial Hermann Hospital | MEMORIAL CITY - Orthopedics Surgery | MH11 506 OR 6 |  |  |  |  | ANESTHESIA UNIT VAPORIZERS |  | VAPORIZERANESTHESIA-Datex-Ohmeda-TEC 7 | VAPORIZERANESTHESIA | TEC 7 |  |  |  | Datex-Ohmeda | Vaporizer, Anesthesia |  | VAPORIZERANESTHESIA-Datex-Ohmeda-TEC 7 |  |  |  |  | Covered PM Repair - Biomedical | MHHS-Mem City
NO | YES |  |  |  | 041-18830 | 041-18830 | Datex-Ohmeda | TEC 7 (SEVO) |  | BEJS09735 | MEMORIAL CITY - MHT - JHC OR | MHHS-Mem City |  | Vaporizer, Anesthesia |  | 041-18830 | 041-18830 | West | Memorial Hermann - Memorial City | MEMORIAL CITY - MHT - JHC OR | 11th Floor OR 8 |  |  |  |  | ANESTHESIA UNIT VAPORIZERS |  | VAPORIZERANESTHESIA-Datex-Ohmeda-TEC 7 | VAPORIZERANESTHESIA | TEC 7 |  |  |  | Datex-Ohmeda | Vaporizer, Anesthesia |  | VAPORIZERANESTHESIA-Datex-Ohmeda-TEC 7 |  |  |  |  | Covered PM Repair - Biomedical | MHHS-Mem City
NO | YES |  |  |  | 041-18831 | 041-18831 | Datex-Ohmeda | TEC 7 (SEVO) |  | BEJS09725 | MEMORIAL CITY - Orthopedic Surgery | MHHS-Mem City |  | Vaporizer, Anesthesia |  | 041-18831 | 041-18831 | West | Memorial Hermann Memorial City Medical Center | MEMORIAL CITY - Orthopedic Surgery | Memorial City - Orthopedic Surgery MH11 500 OR 1 |  |  |  |  | ANESTHESIA UNIT VAPORIZERS |  | VAPORIZERANESTHESIA-Datex-Ohmeda-TEC 7 | VAPORIZERANESTHESIA | TEC 7 |  |  |  | Datex-Ohmeda | Vaporizer, Anesthesia |  | VAPORIZERANESTHESIA-Datex-Ohmeda-TEC 7 |  |  |  |  | Not Covered Vendor Only - Lab Ana/Anes | MHHS-Mem City
NO | YES |  |  |  | 041-18768 | 041-18768 | Datex-Ohmeda | TEC 7 (SEVO) |  | BEJS04437 | MEMORIAL CITY - OUTPATIENT SURGERY | MHHS-Mem City |  | Vaporizer, Anesthesia |  | 041-18768 | 041-18768 | West | Memorial City - Memorial Hermann Hospital West Tower | MEMORIAL CITY - OUTPATIENT SURGERY | W1 300.75 OR 3 |  |  |  |  | ANESTHESIA UNIT VAPORIZERS |  | VAPORIZERANESTHESIA-Datex-Ohmeda-TEC 7 | VAPORIZERANESTHESIA | TEC 7 |  |  |  | Datex-Ohmeda | Vaporizer, Anesthesia |  | VAPORIZERANESTHESIA-Datex-Ohmeda-TEC 7 |  |  |  |  | Not Covered Vendor Only - Lab Ana/Anes | MHHS-Mem City
NO | YES |  |  |  | 041-19041 | 041-19041 | Datex-Ohmeda | TEC 7 (SEVO) |  | BEJS08397 | MEMORIAL CITY - Outpatient | MHHS-Mem City |  | Vaporizer, Anesthesia |  | 041-19041 | 041-19041 | West | Memorial Hermann Memorial City Medical Center | MEMORIAL CITY - Outpatient | MEMORIAL CITY - OUTPATIENT |  |  |  |  | ANESTHESIA UNIT VAPORIZERS |  | VAPORIZERANESTHESIA-Datex-Ohmeda-TEC 7 | VAPORIZERANESTHESIA | TEC 7 |  |  |  | Datex-Ohmeda | Vaporizer, Anesthesia |  | VAPORIZERANESTHESIA-Datex-Ohmeda-TEC 7 |  |  |  |  | Covered PM Repair - Biomedical | MHHS-Mem City
NO | YES |  |  |  | 142-01617 | 142-01617 | Datex-Ohmeda | TEC 7 (SEVO) |  | BEJL10774 | NE-PACU | MHHS-Northeast |  | Vaporizer, Anesthesia |  | 142-01617 | 142-01617 | Katy | MHHS-Northeast | NE-PACU | PACU | 12/1/19 |  |  |  | ANESTHESIA UNIT VAPORIZERS | Vaporizer, Anesthesia | VAPORIZERANESTHESIA-Datex-Ohmeda-TEC 7 | VAPORIZERANESTHESIA | TEC 7 |  |  |  | Datex-Ohmeda | Vaporizer, Anesthesia |  | VAPORIZERANESTHESIA-Datex-Ohmeda-TEC 7 |  |  |  | VA-SA | Covered PM Repair - Biomedical | MHHS-Northeast | [8 empty] | VAPORIZERANESTHESIA | Vaporizer, Anesthesia | Datex-Ohmeda
NO | YES |  |  |  | 142-01620 | 142-01620 | Datex-Ohmeda | TEC 7 (SEVO) |  | BEJH03327 | NE-Anesthesia | MHHS-Northeast |  | Vaporizer, Anesthesia |  | 142-01620 | 142-01620 | Katy | MHHS-Northeast | NE-Anesthesia |  | 6/1/19 | 6/1/20 |  |  | ANESTHESIA UNIT VAPORIZERS | Vaporizer, Anesthesia | VAPORIZERANESTHESIA-Datex-Ohmeda-TEC 7 | VAPORIZERANESTHESIA | TEC 7 |  |  |  | Datex-Ohmeda | Vaporizer, Anesthesia |  | VAPORIZERANESTHESIA-Datex-Ohmeda-TEC 7 |  | 12/15/16 |  | VA-SA | Covered PM Repair - Biomedical | MHHS-Northeast | [8 empty] | VAPORIZERANESTHESIA | Vaporizer, Anesthesia | Datex-Ohmeda
NO | YES |  |  |  | 142-01622 | 142-01622 | Datex-Ohmeda | TEC 7 (SEVO) |  | BEJJ04301 | NE-PACU | MHHS-Northeast |  | Vaporizer, Anesthesia |  | 142-01622 | 142-01622 | Katy | MHHS-Northeast | NE-PACU | PACU | 6/1/19 | 6/1/20 |  |  | ANESTHESIA UNIT VAPORIZERS | Vaporizer, Anesthesia | VAPORIZERANESTHESIA-Datex-Ohmeda-TEC 7 | VAPORIZERANESTHESIA | TEC 7 |  |  |  | Datex-Ohmeda | Vaporizer, Anesthesia |  | VAPORIZERANESTHESIA-Datex-Ohmeda-TEC 7 |  | 9/29/16 |  | VA-SA | Covered PM Repair - Biomedical | MHHS-Northeast | [8 empty] | VAPORIZERANESTHESIA | Vaporizer, Anesthesia | Datex-Ohmeda
NO | YES |  |  |  | 142-04877 | 142-04877 | Datex-Ohmeda | TEC 7 (SEVO) |  | BEJH00750 | NE-Anesthesia | MHHS-Northeast |  | Vaporizer, Anesthesia |  | 142-04877 | 142-04877 | Katy | MHHS-Northeast | NE-Anesthesia | Storage room 5 | 12/1/19 | 6/1/20 |  |  | ANESTHESIA UNIT VAPORIZERS | Vaporizer, Anesthesia | VAPORIZERANESTHESIA-Datex-Ohmeda-TEC 7 | VAPORIZERANESTHESIA | TEC 7 |  |  |  | Datex-Ohmeda | Vaporizer, Anesthesia |  | VAPORIZERANESTHESIA-Datex-Ohmeda-TEC 7 |  | 9/28/16 |  | VA-SA | Covered PM Repair - Radiology, Low End | MHHS-Northeast | [8 empty] | VAPORIZERANESTHESIA | Vaporizer, Anesthesia | Datex-Ohmeda
NO | YES |  |  |  | 142-04893 | 142-04893 | Datex-Ohmeda | TEC 7 (SEVO) |  | BEJH00749 | NE-OR Holding | MHHS-Northeast |  | Vaporizer, Anesthesia |  | 142-04893 | 142-04893 | Katy | MHHS-Northeast | NE-OR Holding | Pacu 13 | 12/1/19 | 6/1/20 |  |  | ANESTHESIA UNIT VAPORIZERS | Vaporizer, Anesthesia | VAPORIZERANESTHESIA-Datex-Ohmeda-TEC 7 | VAPORIZERANESTHESIA | TEC 7 |  |  |  | Datex-Ohmeda | Vaporizer, Anesthesia |  | VAPORIZERANESTHESIA-Datex-Ohmeda-TEC 7 |  | 9/28/16 |  | VA-SA | Covered PM Repair - Biomedical | MHHS-Northeast | [8 empty] | VAPORIZERANESTHESIA | Vaporizer, Anesthesia | Datex-Ohmeda
NO | YES |  |  |  | 142-06727 | 142-06727 | Datex-Ohmeda | TEC 7 (SEVO) |  | BEJK09288 | NE-Anesthesia | MHHS-Northeast |  | Vaporizer, Anesthesia |  | 142-06727 | 142-06727 | Katy | MHHS-Northeast | NE-Anesthesia | Procedure 4 | 12/1/19 | 6/1/20 |  |  | ANESTHESIA UNIT VAPORIZERS | Vaporizer, Anesthesia | VAPORIZERANESTHESIA-Datex-Ohmeda-TEC 7 | VAPORIZERANESTHESIA | TEC 7 |  |  |  | Datex-Ohmeda | Vaporizer, Anesthesia |  | VAPORIZERANESTHESIA-Datex-Ohmeda-TEC 7 |  | 9/15/16 |  | VA-SA | Covered PM Repair - Biomedical | MHHS-Northeast | [8 empty] | VAPORIZERANESTHESIA | Vaporizer, Anesthesia | Datex-Ohmeda
NO | YES |  |  |  | 142-01618 | 142-01618 | Datex-Ohmeda | TEC 7 (SEVO) |  | BEJL07831 | NE-Labor & Delivery | MHHS-Northeast |  | Vaporizer, Anesthesia |  | 142-01618 | 142-01618 | Katy | MHHS-Northeast | NE-Labor & Delivery | OR 1 | 12/1/19 | 6/1/20 |  |  | ANESTHESIA UNIT VAPORIZERS | Vaporizer, Anesthesia | VAPORIZERANESTHESIA-Datex-Ohmeda-TEC 7 | VAPORIZERANESTHESIA | TEC 7 |  |  |  | Datex-Ohmeda | Vaporizer, Anesthesia |  | VAPORIZERANESTHESIA-Datex-Ohmeda-TEC 7 |  |  |  | VA-SA | Covered PM Repair - Biomedical | MHHS-Northeast | [8 empty] | VAPORIZERANESTHESIA | Vaporizer, Anesthesia | Datex-Ohmeda
NO | YES |  |  |  | 142-01624 | 142-01624 | Datex-Ohmeda | TEC 7 (SEVO) |  | BEJG01170 | NE-Labor & Delivery | MHHS-Northeast |  | Vaporizer, Anesthesia |  | 142-01624 | 142-01624 | Katy | MHHS-Northeast | NE-Labor & Delivery | OR 1 | 12/1/19 | 6/1/20 |  |  | ANESTHESIA UNIT VAPORIZERS | Vaporizer, Anesthesia | VAPORIZERANESTHESIA-Datex-Ohmeda-TEC 7 | VAPORIZERANESTHESIA | TEC 7 |  |  |  | Datex-Ohmeda | Vaporizer, Anesthesia |  | VAPORIZERANESTHESIA-Datex-Ohmeda-TEC 7 |  | 9/15/16 |  | VA-SA | Covered PM Repair - Biomedical | MHHS-Northeast | [8 empty] | VAPORIZERANESTHESIA | Vaporizer, Anesthesia | Datex-Ohmeda
NO | YES |  |  |  | 005-11629 | 005-11629 | Datex-Ohmeda | TEC 7 (SEVO) |  | BEJK00005 | SE-Labor & Delivery | MHHS-Southeast |  | Vaporizer, Anesthesia |  | 005-11629 | 005-11629 | Southeast | MHHS-Southeast | SE-Labor & Delivery | Delivery OR 2 | 2/1/20 |  | 8/1/20 |  | ANESTHESIA UNIT VAPORIZERS |  | VAPORIZERANESTHESIA-Datex-Ohmeda-TEC 7 | VAPORIZERANESTHESIA | TEC 7 |  |  |  | Datex-Ohmeda | Vaporizer, Anesthesia |  | VAPORIZERANESTHESIA-Datex-Ohmeda-TEC 7 |  | 12/22/13 |  |  | Covered PM Repair - Biomedical | MHHS-Southeast
NO | YES |  |  |  | 005-11631 | 005-11631 | Datex-Ohmeda | TEC 7 (SEVO) |  | BEJJ05241 | SE-Labor & Delivery | MHHS-Southeast |  | Vaporizer, Anesthesia |  | 005-11631 | 005-11631 | Southeast | MHHS-Southeast | SE-Labor & Delivery | Or 1 | 2/1/20 |  | 8/1/20 |  | ANESTHESIA UNIT VAPORIZERS |  | VAPORIZERANESTHESIA-Datex-Ohmeda-TEC 7 | VAPORIZERANESTHESIA | TEC 7 |  |  |  | Datex-Ohmeda | Vaporizer, Anesthesia |  | VAPORIZERANESTHESIA-Datex-Ohmeda-TEC 7 |  | 11/28/13 |  |  | Covered PM Repair - Biomedical | MHHS-Southeast
NO | YES |  |  |  | 005-11636 | 005-11636 | Datex-Ohmeda | TEC 7 (SEVO) |  | BEJK01800 | SE-OR | MHHS-Southeast |  | Vaporizer, Anesthesia |  | 005-11636 | 005-11636 | Southeast | MHHS-Southeast | SE-OR | SE - OR | 10/1/19 |  | 4/1/20 |  | ANESTHESIA UNIT VAPORIZERS |  | VAPORIZERANESTHESIA-Datex-Ohmeda-TEC 7 | VAPORIZERANESTHESIA | TEC 7 |  |  |  | Datex-Ohmeda | Vaporizer, Anesthesia |  | VAPORIZERANESTHESIA-Datex-Ohmeda-TEC 7 |  | 11/30/13 |  |  | Covered PM Repair - Biomedical | MHHS-Southeast
NO | YES |  |  |  | 005-09401 | 005-09401 | Datex-Ohmeda | TEC 7 (SEVO) |  | BEJJ04519 | SE-Cath Lab | MHHS-Southeast |  | Vaporizer, Anesthesia |  | 005-09401 | 005-09401 | Southeast & Bay Area | MHHS-Southeast | SE-Cath Lab | OR8 | 10/1/19 |  | 10/1/20 |  | ANESTHESIA UNIT VAPORIZERS |  | VAPORIZERANESTHESIA-Datex-Ohmeda-TEC 7 | VAPORIZERANESTHESIA | TEC 7 |  |  |  | Datex-Ohmeda | Vaporizer, Anesthesia |  | VAPORIZERANESTHESIA-Datex-Ohmeda-TEC 7 |  |  |  |  | Covered PM Repair - Biomedical | MHHS-Southeast
NO | YES |  |  |  | 005-09402 | 005-09402 | Datex-Ohmeda | TEC 7 (SEVO) |  | BEJH03560 | SE-OR | MHHS-Southeast |  | Vaporizer, Anesthesia |  | 005-09402 | 005-09402 | Southeast | MHHS-Southeast | SE-OR | SE -OR | 10/1/19 |  | 4/1/20 |  | ANESTHESIA UNIT VAPORIZERS |  | VAPORIZERANESTHESIA-Datex-Ohmeda-TEC 7 | VAPORIZERANESTHESIA | TEC 7 |  |  |  | Datex-Ohmeda | Vaporizer, Anesthesia |  | VAPORIZERANESTHESIA-Datex-Ohmeda-TEC 7 |  | 3/17/16 |  |  | Covered PM Repair - Biomedical | MHHS-Southeast
NO | YES | Asset Tag 005-09403 |  |  | 005-09403 | 005-09403 | Datex-Ohmeda | TEC 7 (SEVO) |  | BEJH03541-Endo 5 | SE-Esophageal Disease Center | MHHS-Southeast |  | Vaporizer, Anesthesia |  | 005-09403 | 005-09403 | Southeast | MHHS-Southeast | SE-Esophageal Disease Center | Endo procesure 1 | 10/1/19 |  |  |  | ANESTHESIA UNIT VAPORIZERS |  | VAPORIZERANESTHESIA-Datex-Ohmeda-TEC 7 | VAPORIZERANESTHESIA | TEC 7 |  |  |  | Datex-Ohmeda | Vaporizer, Anesthesia |  | VAPORIZERANESTHESIA-Datex-Ohmeda-TEC 7 |  |  |  |  | Covered PM Repair - Biomedical | MHHS-Southeast
NO | YES |  |  |  | 005-09404 | 005-09404 | Datex-Ohmeda | TEC 7 (SEVO) |  | BEJH03029 | SE-OR | MHHS-Southeast |  | Vaporizer, Anesthesia |  | 005-09404 | 005-09404 | Southeast | MHHS-Southeast | SE-OR | SE -OR | 8/1/19 |  | 4/1/20 |  | ANESTHESIA UNIT VAPORIZERS |  | VAPORIZERANESTHESIA-Datex-Ohmeda-TEC 7 | VAPORIZERANESTHESIA | TEC 7 |  |  |  | Datex-Ohmeda | Vaporizer, Anesthesia |  | VAPORIZERANESTHESIA-Datex-Ohmeda-TEC 7 |  | 1/25/17 |  |  | Covered PM Repair - Radiology, Low End | MHHS-Southeast
NO | YES |  |  |  | 005-11634 | 005-11634 | Datex-Ohmeda | TEC 7 (SEVO) |  | BEJS07894 | SE-OR | MHHS-Southeast |  | Vaporizer, Anesthesia |  | 005-11634 | 005-11634 | Southeast | MHHS-Southeast | SE-OR | Or 5 | 10/1/19 |  | 4/1/20 |  | ANESTHESIA UNIT VAPORIZERS |  | VAPORIZERANESTHESIA-Datex-Ohmeda-TEC 7 | VAPORIZERANESTHESIA | TEC 7 |  |  |  | Datex-Ohmeda | Vaporizer, Anesthesia |  | VAPORIZERANESTHESIA-Datex-Ohmeda-TEC 7 |  | 4/25/18 |  |  | Covered PM Repair - Biomedical | MHHS-Southeast
NO | YES |  |  |  | 005-11640 | 005-11640 | Datex-Ohmeda | TEC 7 (SEVO) |  | BEJF00387-OR 1 | SE-OR-Anesthesia | MHHS-Southeast |  | Vaporizer, Anesthesia |  | 005-11640 | 005-11640 | Southeast | MHHS-Southeast | SE-OR-Anesthesia | OR 1 | 10/1/19 |  | 4/1/20 |  | ANESTHESIA UNIT VAPORIZERS |  | VAPORIZERANESTHESIA-Datex-Ohmeda-TEC 7 | VAPORIZERANESTHESIA | TEC 7 |  |  |  | Datex-Ohmeda | Vaporizer, Anesthesia |  | VAPORIZERANESTHESIA-Datex-Ohmeda-TEC 7 |  | 12/15/16 |  |  | Covered PM Repair - Biomedical | MHHS-Southeast
NO | YES |  |  |  | 005-11651 | 005-11651 | Datex-Ohmeda | TEC 7 (SEVO) |  | BEJJ00386 | SE-OR | MHHS-Southeast |  | Vaporizer, Anesthesia |  | 005-11651 | 005-11651 | Southeast & Bay Area | MHHS-Southeast | SE-OR | OR3 | 10/1/19 |  | 10/1/20 |  | ANESTHESIA UNIT VAPORIZERS |  | VAPORIZERANESTHESIA-Datex-Ohmeda-TEC 7 | VAPORIZERANESTHESIA | TEC 7 |  |  |  | Datex-Ohmeda | Vaporizer, Anesthesia |  | VAPORIZERANESTHESIA-Datex-Ohmeda-TEC 7 |  | 12/15/16 |  |  | Covered PM Repair - Biomedical | MHHS-Southeast
NO | YES |  |  |  | 005-11653 | 005-11653 | Datex-Ohmeda | TEC 7 (SEVO) |  | BEJG01762 - Endo 3 | SE-OR-Anesthesia | MHHS-Southeast |  | Vaporizer, Anesthesia |  | 005-11653 | 005-11653 | Southeast | MHHS-Southeast | SE-OR-Anesthesia | OR14 | 4/1/19 |  |  |  | ANESTHESIA UNIT VAPORIZERS |  | VAPORIZERANESTHESIA-Datex-Ohmeda-TEC 7 | VAPORIZERANESTHESIA | TEC 7 |  |  |  | Datex-Ohmeda | Vaporizer, Anesthesia |  | VAPORIZERANESTHESIA-Datex-Ohmeda-TEC 7 |  | 12/15/16 |  |  | Covered PM Repair - Biomedical | MHHS-Southeast
NO | YES |  |  |  | 005-11657 | 005-11657 | Datex-Ohmeda | TEC 7 (SEVO) |  | BEJF00356 | SE-OR | MHHS-Southeast |  | Vaporizer, Anesthesia |  | 005-11657 | 005-11657 | Southeast | MHHS-Southeast | SE-OR |  | 2/1/20 |  | 8/1/20 |  | ANESTHESIA UNIT VAPORIZERS |  | VAPORIZERANESTHESIA-Datex-Ohmeda-TEC 7 | VAPORIZERANESTHESIA | TEC 7 |  |  |  | Datex-Ohmeda | Vaporizer, Anesthesia |  | VAPORIZERANESTHESIA-Datex-Ohmeda-TEC 7 |  | 12/15/16 |  |  | Covered PM Repair - Biomedical | MHHS-Southeast
NO | YES |  |  |  | 005-11871 | 005-11871 | Datex-Ohmeda | TEC 7 (SEVO) |  | BEJW00908 | SE - MRI Dept | MHHS-Southeast |  | Vaporizer, Anesthesia |  | 005-11871 | 005-11871 | Southeast | Memorial Hermann Southeast Hospital | SE - MRI Dept | MRI DEPT |  |  |  |  | ANESTHESIA UNIT VAPORIZERS |  | VAPORIZERANESTHESIA-Datex-Ohmeda-TEC 7 | VAPORIZERANESTHESIA | TEC 7 |  |  |  | Datex-Ohmeda | Vaporizer, Anesthesia |  | VAPORIZERANESTHESIA-Datex-Ohmeda-TEC 7 |  |  |  |  | Covered PM Repair - Biomedical | MHHS-Southeast
NO | YES |  |  |  | 005-11872 | 005-11872 | Datex-Ohmeda | TEC 7 (SEVO) |  | BEJT02501 | SE-OR | MHHS-Southeast |  | Vaporizer, Anesthesia |  | 005-11872 | 005-11872 | Southeast | MHHS-Southeast | SE-OR | OR4 | 10/1/19 |  | 4/1/20 |  | ANESTHESIA UNIT VAPORIZERS |  | VAPORIZERANESTHESIA-Datex-Ohmeda-TEC 7 | VAPORIZERANESTHESIA | TEC 7 |  |  |  | Datex-Ohmeda | Vaporizer, Anesthesia |  | VAPORIZERANESTHESIA-Datex-Ohmeda-TEC 7 |  | 12/15/16 |  |  | Covered PM Repair - Biomedical | MHHS-Southeast
NO | YES |  |  |  | 005-11896 | 005-11896 | Datex-Ohmeda | TEC 7 (SEVO) |  | BEJL07839 | SE-OR | MHHS-Southeast |  | Vaporizer, Anesthesia |  | 005-11896 | 005-11896 | Southeast | MHHS-Southeast | SE-OR | Room 12 | 4/1/19 |  | 4/1/20 |  | ANESTHESIA UNIT VAPORIZERS |  | VAPORIZERANESTHESIA-Datex-Ohmeda-TEC 7 | VAPORIZERANESTHESIA | TEC 7 |  |  |  | Datex-Ohmeda | Vaporizer, Anesthesia |  | VAPORIZERANESTHESIA-Datex-Ohmeda-TEC 7 |  | 12/15/16 |  |  | Covered PM Repair - Biomedical | MHHS-Southeast
NO | YES |  |  |  | 005-11897 | 005-11897 | Datex-Ohmeda | TEC 7 (SEVO) |  | BEJH03076 | SE-OR | MHHS-Southeast |  | Vaporizer, Anesthesia |  | 005-11897 | 005-11897 | Southeast | MHHS-Southeast | SE-OR | Cysto |  |  | 4/1/20 |  | ANESTHESIA UNIT VAPORIZERS |  | VAPORIZERANESTHESIA-Datex-Ohmeda-TEC 7 | VAPORIZERANESTHESIA | TEC 7 |  |  |  | Datex-Ohmeda | Vaporizer, Anesthesia |  | VAPORIZERANESTHESIA-Datex-Ohmeda-TEC 7 |  | 12/15/16 |  |  | Covered PM Repair - Biomedical | MHHS-Southeast
NO | YES |  |  |  | 005-12203 | 005-12203 | Datex-Ohmeda | TEC 7 (SEVO) |  | BEJS06137 | SE-OR-Anesthesia | MHHS-Southeast |  | Vaporizer, Anesthesia |  | 005-12203 | 005-12203 | Southeast | MHHS-Southeast | SE-OR-Anesthesia | OR - ANESTHESIA | 10/1/19 |  | 4/1/20 |  | ANESTHESIA UNIT VAPORIZERS |  | VAPORIZERANESTHESIA-Datex-Ohmeda-TEC 7 | VAPORIZERANESTHESIA | TEC 7 |  |  |  | Datex-Ohmeda | Vaporizer, Anesthesia |  | VAPORIZERANESTHESIA-Datex-Ohmeda-TEC 7 |  |  |  |  | Covered PM Repair - Biomedical | MHHS-Southeast
NO | YES |  |  |  | 013-35225 | 013-35225 | Datex-Ohmeda | TEC 7 (SEVO) |  | BEJK09479 | SW-HVI-OR | MHHS-Southwest |  | Vaporizer, Anesthesia |  | 013-35225 | 013-35225 | Southwest | MHHS-Southwest | SW-HVI-OR | SW-HVI-OR | 12/1/19 |  | 12/1/20 |  | ANESTHESIA UNIT VAPORIZERS | Vaporizer, Anesthesia | VAPORIZERANESTHESIA-Datex-Ohmeda-TEC 7 | VAPORIZERANESTHESIA | TEC 7 |  |  |  | Datex-Ohmeda | Vaporizer, Anesthesia |  | VAPORIZERANESTHESIA-Datex-Ohmeda-TEC 7 |  | 9/29/16 |  | VA-SA | Covered PM Repair - Biomedical | MHHS-Southwest | [8 empty] | VAPORIZERANESTHESIA | Vaporizer, Anesthesia | Datex-Ohmeda
NO | YES |  |  |  | 013-35227 | 013-35227 | Datex-Ohmeda | TEC 7 (SEVO) |  | BEJK09442 | SW-HVI-OR | MHHS-Southwest |  | Vaporizer, Anesthesia |  | 013-35227 | 013-35227 | Southwest | MHHS-Southwest | SW-HVI-OR | CVOR1 | 12/1/19 |  | 6/1/20 |  | ANESTHESIA UNIT VAPORIZERS | Vaporizer, Anesthesia | VAPORIZERANESTHESIA-Datex-Ohmeda-TEC 7 | VAPORIZERANESTHESIA | TEC 7 |  |  |  | Datex-Ohmeda | Vaporizer, Anesthesia |  | VAPORIZERANESTHESIA-Datex-Ohmeda-TEC 7 |  | 9/29/16 |  | VA-SA | Covered PM Repair - Biomedical | MHHS-Southwest | [8 empty] | VAPORIZERANESTHESIA | Vaporizer, Anesthesia | Datex-Ohmeda
NO | YES |  |  |  | 013-35236 | 013-35236 | Datex-Ohmeda | TEC 7 (SEVO) |  | BEJK09313 | SW-HVI-OR | MHHS-Southwest |  | Vaporizer, Anesthesia |  | 013-35236 | 013-35236 | Southwest | MHHS-Southwest | SW-HVI-OR | SW-HVI-OR | 12/1/19 |  | 6/1/20 |  | ANESTHESIA UNIT VAPORIZERS | Vaporizer, Anesthesia | VAPORIZERANESTHESIA-Datex-Ohmeda-TEC 7 | VAPORIZERANESTHESIA | TEC 7 |  |  |  | Datex-Ohmeda | Vaporizer, Anesthesia |  | VAPORIZERANESTHESIA-Datex-Ohmeda-TEC 7 |  | 9/29/16 |  | VA-SA | Covered PM Repair - Biomedical | MHHS-Southwest | [8 empty] | VAPORIZERANESTHESIA | Vaporizer, Anesthesia | Datex-Ohmeda
NO | YES |  |  |  | 013-37941 | 013-37941 | Datex-Ohmeda | TEC 7 (SEVO) |  | BEJT02792 | SW-HVI-OR | MHHS-Southwest |  | Vaporizer, Anesthesia |  | 013-37941 | 013-37941 | Southwest | MHHS-Southwest | SW-HVI-OR | Hvi or 2 | 12/1/19 |  | 6/1/20 |  | ANESTHESIA UNIT VAPORIZERS | Vaporizer, Anesthesia | VAPORIZERANESTHESIA-Datex-Ohmeda-TEC 7 | VAPORIZERANESTHESIA | TEC 7 |  |  |  | Datex-Ohmeda | Vaporizer, Anesthesia |  | VAPORIZERANESTHESIA-Datex-Ohmeda-TEC 7 |  | 9/29/16 |  | VA-SA | Covered PM Repair - Biomedical | MHHS-Southwest | [8 empty] | VAPORIZERANESTHESIA | Vaporizer, Anesthesia | Datex-Ohmeda
NO | YES |  |  |  | 013-35640 | 013-35640 | Datex-Ohmeda | TEC 7 (SEVO) |  | BEJJ01408 | SW-Labor | MHHS-Southwest |  | Vaporizer, Anesthesia |  | 013-35640 | 013-35640 | Southwest | MHHS-Southwest | SW-Labor | OR 3 |  |  |  |  | ANESTHESIA UNIT VAPORIZERS | Vaporizer, Anesthesia | VAPORIZERANESTHESIA-Datex-Ohmeda-TEC 7 | VAPORIZERANESTHESIA | TEC 7 |  |  |  | Datex-Ohmeda | Vaporizer, Anesthesia |  | VAPORIZERANESTHESIA-Datex-Ohmeda-TEC 7 |  | 9/29/16 |  | VA-SA | Covered PM Repair - Biomedical | MHHS-Southwest | [8 empty] | VAPORIZERANESTHESIA | Vaporizer, Anesthesia | Datex-Ohmeda
NO | YES |  |  |  | 013-34007 | 013-34007 | Datex-Ohmeda | TEC 7 (SEVO) |  | BEJK08885 | SW-OR | MHHS-Southwest |  | Vaporizer, Anesthesia |  | 013-34007 | 013-34007 | Southwest | MHHS-Southwest | SW-OR | Or 26 | 11/1/19 |  | 5/1/20 |  | ANESTHESIA UNIT VAPORIZERS | Vaporizer, Anesthesia | VAPORIZERANESTHESIA-Datex-Ohmeda-TEC 7 | VAPORIZERANESTHESIA | TEC 7 |  |  |  | Datex-Ohmeda | Vaporizer, Anesthesia |  | VAPORIZERANESTHESIA-Datex-Ohmeda-TEC 7 |  | 9/29/16 |  | VA-SA | Covered PM Repair - Biomedical | MHHS-Southwest | [8 empty] | VAPORIZERANESTHESIA | Vaporizer, Anesthesia | Datex-Ohmeda
NO | YES |  |  |  | 013-35082 | 013-35082 | Datex-Ohmeda | TEC 7 (SEVO) |  | BEJJ00697-OR 11 | SW-OR | MHHS-Southwest |  | Vaporizer, Anesthesia |  | 013-35082 | 013-35082 | Southwest | MHHS-Southwest | SW-OR | OR11 | 3/1/19 |  | 3/1/20 |  | ANESTHESIA UNIT VAPORIZERS | Vaporizer, Anesthesia | VAPORIZERANESTHESIA-Datex-Ohmeda-TEC 7 | VAPORIZERANESTHESIA | TEC 7 |  |  |  | Datex-Ohmeda | Vaporizer, Anesthesia |  | VAPORIZERANESTHESIA-Datex-Ohmeda-TEC 7 |  |  |  | VA-SA | Covered PM Repair - Biomedical | MHHS-Southwest | [8 empty] | VAPORIZERANESTHESIA | Vaporizer, Anesthesia | Datex-Ohmeda
NO | YES |  |  |  | 013-35083 | 013-35083 | Datex-Ohmeda | TEC 7 (SEVO) |  | BEJJ00574 | SW-OR | MHHS-Southwest |  | Vaporizer, Anesthesia |  | 013-35083 | 013-35083 | Southwest | MHHS-Southwest | SW-OR | OR | 11/1/19 |  | 5/1/20 |  | ANESTHESIA UNIT VAPORIZERS | Vaporizer, Anesthesia | VAPORIZERANESTHESIA-Datex-Ohmeda-TEC 7 | VAPORIZERANESTHESIA | TEC 7 |  |  |  | Datex-Ohmeda | Vaporizer, Anesthesia |  | VAPORIZERANESTHESIA-Datex-Ohmeda-TEC 7 |  | 2/1/18 |  | VA-SA | Covered PM Repair - Biomedical | MHHS-Southwest | [8 empty] | VAPORIZERANESTHESIA | Vaporizer, Anesthesia | Datex-Ohmeda
NO | YES | Asset Tag 013-35214 |  |  | 013-35214 | 013-35214 | Datex-Ohmeda | TEC 7 (SEVO) |  | BEJG03892 | SW-Endoscopy | MHHS-Southwest |  | Vaporizer, Anesthesia |  | 013-35214 | 013-35214 | Memorial Hermann Hospital - Southwest | MHHS-Southwest | SW-Endoscopy | Entroscopy | 9/1/19 |  |  |  | ANESTHESIA UNIT VAPORIZERS | Vaporizer, Anesthesia | VAPORIZERANESTHESIA-Datex-Ohmeda-TEC 7 | VAPORIZERANESTHESIA | TEC 7 |  |  |  | Datex-Ohmeda | Vaporizer, Anesthesia |  | VAPORIZERANESTHESIA-Datex-Ohmeda-TEC 7 |  | 2/1/18 |  | VA-SA | Covered PM Repair - Biomedical | MHHS-Southwest | [8 empty] | VAPORIZERANESTHESIA | Vaporizer, Anesthesia | Datex-Ohmeda
NO | YES |  |  |  | 013-35219 | 013-35219 | Datex-Ohmeda | TEC 7 (SEVO) |  | BEJK08950 | SW-OR | MHHS-Southwest |  | Vaporizer, Anesthesia |  | 013-35219 | 013-35219 | Southwest | MHHS-Southwest | SW-OR | OR | 11/1/19 |  | 5/1/20 |  | ANESTHESIA UNIT VAPORIZERS | Vaporizer, Anesthesia | VAPORIZERANESTHESIA-Datex-Ohmeda-TEC 7 | VAPORIZERANESTHESIA | TEC 7 |  |  |  | Datex-Ohmeda | Vaporizer, Anesthesia |  | VAPORIZERANESTHESIA-Datex-Ohmeda-TEC 7 |  | 2/1/18 |  | VA-SA | Covered PM Repair - Biomedical | MHHS-Southwest | [8 empty] | VAPORIZERANESTHESIA | Vaporizer, Anesthesia | Datex-Ohmeda
NO | YES |  |  |  | 013-35220 | 013-35220 | Datex-Ohmeda | TEC 7 (SEVO) |  | BEJK08876 | SW-OR | MHHS-Southwest |  | Vaporizer, Anesthesia |  | 013-35220 | 013-35220 | Southwest | MHHS-Southwest | SW-OR | OR | 9/1/19 |  | 3/1/21 |  | ANESTHESIA UNIT VAPORIZERS | Vaporizer, Anesthesia | VAPORIZERANESTHESIA-Datex-Ohmeda-TEC 7 | VAPORIZERANESTHESIA | TEC 7 |  |  |  | Datex-Ohmeda | Vaporizer, Anesthesia |  | VAPORIZERANESTHESIA-Datex-Ohmeda-TEC 7 |  | 2/1/18 |  | VA-SA | Covered PM Repair - Biomedical | MHHS-Southwest | [8 empty] | VAPORIZERANESTHESIA | Vaporizer, Anesthesia | Datex-Ohmeda
NO | YES |  |  |  | 013-35638 | 013-35638 | Datex-Ohmeda | TEC 7 (SEVO) |  | BEJK08873 | SW-OR | MHHS-Southwest |  | Vaporizer, Anesthesia |  | 013-35638 | 013-35638 | Southwest | MHHS-Southwest | SW-OR | OR 1 | 11/1/19 |  | 5/1/20 |  | ANESTHESIA UNIT VAPORIZERS | Vaporizer, Anesthesia | VAPORIZERANESTHESIA-Datex-Ohmeda-TEC 7 | VAPORIZERANESTHESIA | TEC 7 |  |  |  | Datex-Ohmeda | Vaporizer, Anesthesia |  | VAPORIZERANESTHESIA-Datex-Ohmeda-TEC 7 |  | 2/1/18 |  | VA-SA | Covered PM Repair - Biomedical | MHHS-Southwest | [8 empty] | VAPORIZERANESTHESIA | Vaporizer, Anesthesia | Datex-Ohmeda
NO | YES | Asset Tag 013-36647 |  |  | 013-36647 | 013-36647 | Datex-Ohmeda | TEC 7 (SEVO) |  | BEJT00694 | SW-Preop | MHHS-Southwest |  | Vaporizer, Anesthesia |  | 013-36647 | 013-36647 | Southwest | MHHS-Southwest | SW-Preop | Rm 1 | 3/1/20 |  | 3/1/21 |  | ANESTHESIA UNIT VAPORIZERS | Vaporizer, Anesthesia | VAPORIZERANESTHESIA-Datex-Ohmeda-TEC 7 | VAPORIZERANESTHESIA | TEC 7 |  |  |  | Datex-Ohmeda | Vaporizer, Anesthesia |  | VAPORIZERANESTHESIA-Datex-Ohmeda-TEC 7 |  | 2/1/18 |  | VA-SA | Covered PM Repair - Biomedical | MHHS-Southwest | [8 empty] | VAPORIZERANESTHESIA | Vaporizer, Anesthesia | Datex-Ohmeda
NO | YES |  |  |  | 013-36648 | 013-36648 | Datex-Ohmeda | TEC 7 (SEVO) |  | BEJJ01923 | SW-OR | MHHS-Southwest |  | Vaporizer, Anesthesia |  | 013-36648 | 013-36648 | Southwest | MHHS-Southwest | SW-OR | Or 24 | 11/1/19 |  | 5/1/20 |  | ANESTHESIA UNIT VAPORIZERS | Vaporizer, Anesthesia | VAPORIZERANESTHESIA-Datex-Ohmeda-TEC 7 | VAPORIZERANESTHESIA | TEC 7 |  |  |  | Datex-Ohmeda | Vaporizer, Anesthesia |  | VAPORIZERANESTHESIA-Datex-Ohmeda-TEC 7 |  | 2/1/18 |  | VA-SA | Covered PM Repair - Biomedical | MHHS-Southwest | [8 empty] | VAPORIZERANESTHESIA | Vaporizer, Anesthesia | Datex-Ohmeda
NO | YES |  |  |  | 013-37579 | 013-37579 | Datex-Ohmeda | TEC 7 (SEVO) |  | BEJS03883 | SW-OR | MHHS-Southwest |  | Vaporizer, Anesthesia |  | 013-37579 | 013-37579 | Southwest | MHHS-Southwest | SW-OR | OR | 11/1/19 |  | 4/1/20 |  | ANESTHESIA UNIT VAPORIZERS | Vaporizer, Anesthesia | VAPORIZERANESTHESIA-Datex-Ohmeda-TEC 7 | VAPORIZERANESTHESIA | TEC 7 |  |  |  | Datex-Ohmeda | Vaporizer, Anesthesia |  | VAPORIZERANESTHESIA-Datex-Ohmeda-TEC 7 |  | 2/1/18 |  | VA-SA | Covered PM Repair - Biomedical | MHHS-Southwest | [8 empty] | VAPORIZERANESTHESIA | Vaporizer, Anesthesia | Datex-Ohmeda
NO | YES |  |  |  | 013-37580 | 013-37580 | Datex-Ohmeda | TEC 7 (SEVO) |  | BEJS03806 | SW-OR | MHHS-Southwest |  | Vaporizer, Anesthesia |  | 013-37580 | 013-37580 | Southwest | MHHS-Southwest | SW-OR | OR 17 | 11/1/19 |  | 5/1/20 |  | ANESTHESIA UNIT VAPORIZERS | Vaporizer, Anesthesia | VAPORIZERANESTHESIA-Datex-Ohmeda-TEC 7 | VAPORIZERANESTHESIA | TEC 7 |  |  |  | Datex-Ohmeda | Vaporizer, Anesthesia |  | VAPORIZERANESTHESIA-Datex-Ohmeda-TEC 7 |  | 12/29/16 |  | VA-SA | Covered PM Repair - Radiology, Low End | MHHS-Southwest | [8 empty] | VAPORIZERANESTHESIA | Vaporizer, Anesthesia | Datex-Ohmeda
NO | YES |  |  |  | 013-37585 | 013-37585 | Datex-Ohmeda | TEC 7 (SEVO) |  | BEJL10636 | SW-OR | MHHS-Southwest |  | Vaporizer, Anesthesia |  | 013-37585 | 013-37585 | Southwest | MHHS-Southwest | SW-OR | OR 21 | 10/1/19 |  | 4/1/20 |  | ANESTHESIA UNIT VAPORIZERS | Vaporizer, Anesthesia | VAPORIZERANESTHESIA-Datex-Ohmeda-TEC 7 | VAPORIZERANESTHESIA | TEC 7 |  |  |  | Datex-Ohmeda | Vaporizer, Anesthesia |  | VAPORIZERANESTHESIA-Datex-Ohmeda-TEC 7 |  | 2/1/18 |  | VA-SA | Covered PM Repair - Biomedical | MHHS-Southwest | [8 empty] | VAPORIZERANESTHESIA | Vaporizer, Anesthesia | Datex-Ohmeda
NO | YES |  |  |  | 013-37587 | 013-37587 | Datex-Ohmeda | TEC 7 (SEVO) |  | BEJJ01337 | SW-OR | MHHS-Southwest |  | Vaporizer, Anesthesia |  | 013-37587 | 013-37587 | Southwest | MHHS-Southwest | SW-OR | OR | 11/1/19 |  | 5/1/20 |  | ANESTHESIA UNIT VAPORIZERS | Vaporizer, Anesthesia | VAPORIZERANESTHESIA-Datex-Ohmeda-TEC 7 | VAPORIZERANESTHESIA | TEC 7 |  |  |  | Datex-Ohmeda | Vaporizer, Anesthesia |  | VAPORIZERANESTHESIA-Datex-Ohmeda-TEC 7 |  | 9/28/16 |  | VA-SA | Covered PM Repair - Biomedical | MHHS-Southwest | [8 empty] | VAPORIZERANESTHESIA | Vaporizer, Anesthesia | Datex-Ohmeda
NO | YES |  |  |  | 013-37588 | 013-37588 | Datex-Ohmeda | TEC 7 (SEVO) |  | BEJK08875 | SW-OR | MHHS-Southwest |  | Vaporizer, Anesthesia |  | 013-37588 | 013-37588 | Southwest | MHHS-Southwest | SW-OR | OR1 |  |  |  |  | ANESTHESIA UNIT VAPORIZERS | Vaporizer, Anesthesia | VAPORIZERANESTHESIA-Datex-Ohmeda-TEC 7 | VAPORIZERANESTHESIA | TEC 7 |  |  |  | Datex-Ohmeda | Vaporizer, Anesthesia |  | VAPORIZERANESTHESIA-Datex-Ohmeda-TEC 7 |  |  |  | VA-SA | Covered PM Repair - Biomedical | MHHS-Southwest | [8 empty] | VAPORIZERANESTHESIA | Vaporizer, Anesthesia | Datex-Ohmeda
NO | YES |  |  |  | 013-37625 | 013-37625 | Datex-Ohmeda | TEC 7 (SEVO) |  | BEJV06945 | SW-OR | MHHS-Southwest |  | Vaporizer, Anesthesia |  | 013-37625 | 013-37625 | Southwest | MHHS-Southwest | SW-OR | OR19 | 12/1/19 |  | 12/1/20 |  | ANESTHESIA UNIT VAPORIZERS | Vaporizer, Anesthesia | VAPORIZERANESTHESIA-Datex-Ohmeda-TEC 7 | VAPORIZERANESTHESIA | TEC 7 |  |  |  | Datex-Ohmeda | Vaporizer, Anesthesia |  | VAPORIZERANESTHESIA-Datex-Ohmeda-TEC 7 |  | 9/15/16 |  | VA-SA | Covered PM Repair - Biomedical | MHHS-Southwest | [8 empty] | VAPORIZERANESTHESIA | Vaporizer, Anesthesia | Datex-Ohmeda
NO | YES |  |  |  | 013-37931 | 013-37931 | Datex-Ohmeda | TEC 7 (SEVO) |  | BEJS06583 | SW-OR | MHHS-Southwest |  | Vaporizer, Anesthesia |  | 013-37931 | 013-37931 | Southwest | MHHS-Southwest | SW-OR | OR7 | 9/1/19 |  | 3/1/21 |  | ANESTHESIA UNIT VAPORIZERS | Vaporizer, Anesthesia | VAPORIZERANESTHESIA-Datex-Ohmeda-TEC 7 | VAPORIZERANESTHESIA | TEC 7 |  |  |  | Datex-Ohmeda | Vaporizer, Anesthesia |  | VAPORIZERANESTHESIA-Datex-Ohmeda-TEC 7 |  | 11/1/19 |  | VA-SA | Covered PM Repair - Biomedical | MHHS-Southwest | [8 empty] | VAPORIZERANESTHESIA | Vaporizer, Anesthesia | Datex-Ohmeda
NO | YES |  |  |  | 013-38001 | 013-38001 | Datex-Ohmeda | TEC 7 (SEVO) |  | BEJK08889 | SW-OR | MHHS-Southwest |  | Vaporizer, Anesthesia |  | 013-38001 | 013-38001 | Southwest | MHHS-Southwest | SW-OR | Delivery2 |  |  |  |  | ANESTHESIA UNIT VAPORIZERS | Vaporizer, Anesthesia | VAPORIZERANESTHESIA-Datex-Ohmeda-TEC 7 | VAPORIZERANESTHESIA | TEC 7 |  |  |  | Datex-Ohmeda | Vaporizer, Anesthesia |  | VAPORIZERANESTHESIA-Datex-Ohmeda-TEC 7 |  |  |  | VA-SA | Covered PM Repair - Biomedical | MHHS-Southwest | [8 empty] | VAPORIZERANESTHESIA | Vaporizer, Anesthesia | Datex-Ohmeda
NO | YES |  |  |  | 013-38003 | 013-38003 | Datex-Ohmeda | TEC 7 (SEVO) |  | BEJK08888 | SW-OR | MHHS-Southwest |  | Vaporizer, Anesthesia |  | 013-38003 | 013-38003 | Southwest | MHHS-Southwest | SW-OR | OR 27 | 11/1/19 |  | 5/1/20 | No plate | ANESTHESIA UNIT VAPORIZERS | Vaporizer, Anesthesia | VAPORIZERANESTHESIA-Datex-Ohmeda-TEC 7 | VAPORIZERANESTHESIA | TEC 7 |  |  |  | Datex-Ohmeda | Vaporizer, Anesthesia |  | VAPORIZERANESTHESIA-Datex-Ohmeda-TEC 7 |  | 9/28/16 |  | VA-SA | Covered PM Repair - Biomedical | MHHS-Southwest | [8 empty] | VAPORIZERANESTHESIA | Vaporizer, Anesthesia | Datex-Ohmeda
NO | YES |  |  |  | 013-38008 | 013-38008 | Datex-Ohmeda | TEC 7 (SEVO) |  | BEJL10775 | SW-OR | MHHS-Southwest |  | Vaporizer, Anesthesia |  | 013-38008 | 013-38008 | Southwest | MHHS-Southwest | SW-OR | SW - OR | 9/1/19 |  | 9/1/20 |  | ANESTHESIA UNIT VAPORIZERS | Vaporizer, Anesthesia | VAPORIZERANESTHESIA-Datex-Ohmeda-TEC 7 | VAPORIZERANESTHESIA | TEC 7 |  |  |  | Datex-Ohmeda | Vaporizer, Anesthesia |  | VAPORIZERANESTHESIA-Datex-Ohmeda-TEC 7 |  | 9/28/16 |  | VA-SA | Covered PM Repair - Biomedical | MHHS-Southwest | [8 empty] | VAPORIZERANESTHESIA | Vaporizer, Anesthesia | Datex-Ohmeda
NO | YES |  |  |  | 041-20585 | 041-20585 | Datex-Ohmeda | TEC 7 (SEVO) |  | BEJK08737 | MEMORIAL CITY - OUTPATIENT SURGERY | MHHS-Southwest |  | Vaporizer, Anesthesia |  | 041-20585 | 041-20585 | West | Memorial Hermann Memorial City Medical Center | MEMORIAL CITY - OUTPATIENT SURGERY | Memorial City - Day Surgery Room W1 300.82 OR14 |  |  |  |  | ANESTHESIA UNIT VAPORIZERS |  | VAPORIZERANESTHESIA-Datex-Ohmeda-TEC 7 | VAPORIZERANESTHESIA | TEC 7 |  |  |  | Datex-Ohmeda | Vaporizer, Anesthesia |  | VAPORIZERANESTHESIA-Datex-Ohmeda-TEC 7 |  |  |  |  | Covered PM Repair - Biomedical | MHHS-Southwest
NO | YES |  |  |  | 041-20601 | 041-20601 | Datex-Ohmeda | TEC 7 (SEVO) |  | BEJT02569 | MEMORIAL CITY - Outpatient | MHHS-Southwest |  | Vaporizer, Anesthesia |  | 041-20601 | 041-20601 | West | Memorial Hermann Memorial City Medical Center | MEMORIAL CITY - Outpatient | MEMORIAL CITY - OUTPATIENT |  |  |  |  | ANESTHESIA UNIT VAPORIZERS |  | VAPORIZERANESTHESIA-Datex-Ohmeda-TEC 7 | VAPORIZERANESTHESIA | TEC 7 |  |  |  | Datex-Ohmeda | Vaporizer, Anesthesia |  | VAPORIZERANESTHESIA-Datex-Ohmeda-TEC 7 |  |  |  |  | Covered PM Repair - Biomedical | MHHS-Southwest
NO | YES |  |  |  | 129-07488 | 129-07488 | Datex-Ohmeda | TEC 7 (SEVO) |  | BEJS08951 | Sugar Land-Cath Lab | MHHS-Sugarland |  | Vaporizer, Anesthesia |  | 129-07488 | 129-07488 | Sugar Land | MHHS-Sugarland | Sugar Land-Cath Lab |  | 2/1/19 |  |  |  | ANESTHESIA UNIT VAPORIZERS | Vaporizer, Anesthesia | VAPORIZERANESTHESIA-Datex-Ohmeda-TEC 7 | VAPORIZERANESTHESIA | TEC 7 |  |  |  | Datex-Ohmeda | Vaporizer, Anesthesia |  | VAPORIZERANESTHESIA-Datex-Ohmeda-TEC 7 |  | 9/11/18 |  | VA-SA | Covered PM Repair - Biomedical | MHHS-Sugarland | [8 empty] | VAPORIZERANESTHESIA | Vaporizer, Anesthesia | Datex-Ohmeda
NO | YES |  |  |  | 129-06955 | 129-06955 | Datex-Ohmeda | TEC 7 (SEVO) |  | BEJK08804 | Sugar Land-OR | MHHS-Sugarland |  | Vaporizer, Anesthesia |  | 129-06955 | 129-06955 | Sugar Land | MHHS-Sugarland | Sugar Land-OR |  | 8/1/19 | 8/1/20 |  |  | ANESTHESIA UNIT VAPORIZERS | Vaporizer, Anesthesia | VAPORIZERANESTHESIA-Datex-Ohmeda-TEC 7 | VAPORIZERANESTHESIA | TEC 7 |  |  |  | Datex-Ohmeda | Vaporizer, Anesthesia |  | VAPORIZERANESTHESIA-Datex-Ohmeda-TEC 7 |  |  |  | VA-SA | Covered PM Repair - Biomedical | MHHS-Sugarland | [8 empty] | VAPORIZERANESTHESIA | Vaporizer, Anesthesia | Datex-Ohmeda
NO | YES |  |  |  | 129-06957 | 129-06957 | Datex-Ohmeda | TEC 7 (SEVO) |  | BEJH03983 | Sugar Land-OR | MHHS-Sugarland |  | Vaporizer, Anesthesia |  | 129-06957 | 129-06957 | Sugar Land | MHHS-Sugarland | Sugar Land-OR | OR 6 | 2/1/20 |  | 2/1/21 |  | ANESTHESIA UNIT VAPORIZERS | Vaporizer, Anesthesia | VAPORIZERANESTHESIA-Datex-Ohmeda-TEC 7 | VAPORIZERANESTHESIA | TEC 7 |  |  |  | Datex-Ohmeda | Vaporizer, Anesthesia |  | VAPORIZERANESTHESIA-Datex-Ohmeda-TEC 7 |  |  |  | VA-SA | Covered PM Repair - Biomedical | MHHS-Sugarland | [8 empty] | VAPORIZERANESTHESIA | Vaporizer, Anesthesia | Datex-Ohmeda
NO | YES |  |  |  | 129-06959 | 129-06959 | Datex-Ohmeda | TEC 7 (SEVO) |  | BEJJ03527 | Sugar Land-OR | MHHS-Sugarland |  | Vaporizer, Anesthesia |  | 129-06959 | 129-06959 | Sugar Land | MHHS-Sugarland | Sugar Land-OR | OR | 2/1/20 |  | 2/1/21 |  | ANESTHESIA UNIT VAPORIZERS | Vaporizer, Anesthesia | VAPORIZERANESTHESIA-Datex-Ohmeda-TEC 7 | VAPORIZERANESTHESIA | TEC 7 |  |  |  | Datex-Ohmeda | Vaporizer, Anesthesia |  | VAPORIZERANESTHESIA-Datex-Ohmeda-TEC 7 |  |  |  | VA-SA | Covered PM Repair - Biomedical | MHHS-Sugarland | [8 empty] | VAPORIZERANESTHESIA | Vaporizer, Anesthesia | Datex-Ohmeda
NO | YES |  |  |  | 129-06960 | 129-06960 | Datex-Ohmeda | TEC 7 (SEVO) |  | BEJL03595 | Sugar Land-OR | MHHS-Sugarland |  | Vaporizer, Anesthesia |  | 129-06960 | 129-06960 | Sugar Land | MHHS-Sugarland | Sugar Land-OR | OR 1 | 2/1/20 |  | 2/1/21 |  | ANESTHESIA UNIT VAPORIZERS | Vaporizer, Anesthesia | VAPORIZERANESTHESIA-Datex-Ohmeda-TEC 7 | VAPORIZERANESTHESIA | TEC 7 |  |  |  | Datex-Ohmeda | Vaporizer, Anesthesia |  | VAPORIZERANESTHESIA-Datex-Ohmeda-TEC 7 |  |  |  | VA-SA | Covered PM Repair - Biomedical | MHHS-Sugarland | [8 empty] | VAPORIZERANESTHESIA | Vaporizer, Anesthesia | Datex-Ohmeda
NO | YES |  |  |  | 129-07330 | 129-07330 | Datex-Ohmeda | TEC 7 (SEVO) |  | BEJH01751 | Sugar Land-OR | MHHS-Sugarland |  | Vaporizer, Anesthesia |  | 129-07330 | 129-07330 | Sugar Land | MHHS-Sugarland | Sugar Land-OR | OR | 2/1/20 |  | 2/1/21 |  | ANESTHESIA UNIT VAPORIZERS | Vaporizer, Anesthesia | VAPORIZERANESTHESIA-Datex-Ohmeda-TEC 7 | VAPORIZERANESTHESIA | TEC 7 |  |  |  | Datex-Ohmeda | Vaporizer, Anesthesia |  | VAPORIZERANESTHESIA-Datex-Ohmeda-TEC 7 |  | 12/1/13 |  | VA-SA | Covered PM Repair - Radiology, Low End | MHHS-Sugarland | [8 empty] | VAPORIZERANESTHESIA | Vaporizer, Anesthesia | Datex-Ohmeda
NO | YES |  |  |  | 129-07481 | 129-07481 | Datex-Ohmeda | TEC 7 (SEVO) |  | BEJJ04117 | Sugar Land-OR | MHHS-Sugarland |  | Vaporizer, Anesthesia |  | 129-07481 | 129-07481 | Sugar Land | MHHS-Sugarland | Sugar Land-OR | OR 8 | 2/1/20 |  | 2/1/21 |  | ANESTHESIA UNIT VAPORIZERS | Vaporizer, Anesthesia | VAPORIZERANESTHESIA-Datex-Ohmeda-TEC 7 | VAPORIZERANESTHESIA | TEC 7 |  |  |  | Datex-Ohmeda | Vaporizer, Anesthesia |  | VAPORIZERANESTHESIA-Datex-Ohmeda-TEC 7 |  |  |  | VA-SA | Covered PM Repair - Biomedical | MHHS-Sugarland | [8 empty] | VAPORIZERANESTHESIA | Vaporizer, Anesthesia | Datex-Ohmeda
NO | YES |  |  |  |  | 129-07487 | Datex-Ohmeda | TEC 7 (SEVO) |  | BEJG02403 | Sugar Land-Labor & Delivery | MHHS-Sugarland |  | Vaporizer, Anesthesia |  |  | 129-07487 | Sugar Land | MHHS-Sugarland | Sugar Land-Labor & Delivery | OR 1 | 2/1/20 | 2/1/21 |  |  | ANESTHESIA UNIT VAPORIZERS | Vaporizer, Anesthesia | VAPORIZERANESTHESIA-Datex-Ohmeda-TEC 7 | VAPORIZERANESTHESIA | TEC 7 |  |  |  | Datex-Ohmeda | Vaporizer, Anesthesia |  | VAPORIZERANESTHESIA-Datex-Ohmeda-TEC 7 |  |  |  | VA-SA | Covered PM Repair - Biomedical | MHHS-Sugarland | [8 empty] | VAPORIZERANESTHESIA | Vaporizer, Anesthesia | Datex-Ohmeda
NO | YES |  |  |  | 129-07614 | 129-07614 | Datex-Ohmeda | TEC 7 (SEVO) |  | BEJJ00410 | Sugar Land-OR | MHHS-Sugarland |  | Vaporizer, Anesthesia |  | 129-07614 | 129-07614 | Sugar Land | MHHS-Sugarland | Sugar Land-OR | OR 4 | 2/1/20 | 8/1/20 |  |  | ANESTHESIA UNIT VAPORIZERS | Vaporizer, Anesthesia | VAPORIZERANESTHESIA-Datex-Ohmeda-TEC 7 | VAPORIZERANESTHESIA | TEC 7 |  |  |  | Datex-Ohmeda | Vaporizer, Anesthesia |  | VAPORIZERANESTHESIA-Datex-Ohmeda-TEC 7 |  | 9/21/19 |  | VA-SA | Covered PM Repair - Biomedical | MHHS-Sugarland | [8 empty] | VAPORIZERANESTHESIA | Vaporizer, Anesthesia | Datex-Ohmeda
NO | YES |  |  |  | 029-08357 | 029-08357 | Datex-Ohmeda | TEC 7 (SEVO) |  | BEJJ00100 | WOODLANDS-RADIOLOGY | MHHS-Woodlands |  | Vaporizer, Anesthesia |  | 029-08357 | 029-08357 | Woodlands | MHHS-WOODLANDS | WOODLANDS-RADIOLOGY | MRI |  |  |  |  | ANESTHESIA UNIT VAPORIZERS |  | VAPORIZERANESTHESIA-Datex-Ohmeda-TEC 7 | VAPORIZERANESTHESIA | TEC 7 |  |  |  | Datex-Ohmeda | Vaporizer, Anesthesia |  | VAPORIZERANESTHESIA-Datex-Ohmeda-TEC 7 |  |  |  |  | Covered PM Repair - Biomedical | MHHS-Woodlands
NO | YES |  |  |  | 029-08361 | 029-08361 | Datex-Ohmeda | TEC 7 (SEVO) |  | BEJL07817 | Woodlands-Cath Lab | MHHS-Woodlands |  | Vaporizer, Anesthesia |  | 029-08361 | 029-08361 | Woodlands | MHHS-Woodlands | Woodlands-Cath Lab | Cath Lab 2 | 11/1/19 |  | 5/1/20 |  | ANESTHESIA UNIT VAPORIZERS | Vaporizer, Anesthesia | VAPORIZERANESTHESIA-Datex-Ohmeda-TEC 7 | VAPORIZERANESTHESIA | TEC 7 |  |  |  | Datex-Ohmeda | Vaporizer, Anesthesia |  | VAPORIZERANESTHESIA-Datex-Ohmeda-TEC 7 |  |  |  | VA-SA | Covered PM Repair - Biomedical | MHHS-Woodlands | [8 empty] | VAPORIZERANESTHESIA | Vaporizer, Anesthesia | Datex-Ohmeda
NO | YES |  |  |  | 029-32210 | 029-32210 | Datex-Ohmeda | TEC 7 (SEVO) |  | BEJJ04280 | Woodlands-Anesthesia | MHHS-Woodlands |  | Vaporizer, Anesthesia |  | 029-32210 | 029-32210 | Woodlands | MHHS-Woodlands | Woodlands-Anesthesia | Room 4 | 11/1/19 |  | 5/1/20 |  | ANESTHESIA UNIT VAPORIZERS | Vaporizer, Anesthesia | VAPORIZERANESTHESIA-Datex-Ohmeda-TEC 7 | VAPORIZERANESTHESIA | TEC 7 |  |  |  | Datex-Ohmeda | Vaporizer, Anesthesia |  | VAPORIZERANESTHESIA-Datex-Ohmeda-TEC 7 |  |  |  | VA-SA | Covered PM Repair - Biomedical | MHHS-Woodlands | [8 empty] | VAPORIZERANESTHESIA | Vaporizer, Anesthesia | Datex-Ohmeda
YES | YES |  |  |  | 013-39317 | 013-39317 | Datex-Ohmeda | TEC 7 (SEVO) |  | BEJH00676 | SW - OR |  |  |  |  | 013-39317 | 013-39317 | Southwest | Memorial Hermann Southwest Hospital | SW - OR | OR 10 | 3/1/20 |  | 3/1/21
NO | NO | [5 empty] | Datex-Ohmeda | TEC 7 (SEVO) |  | BEJK02721/workroom | GH - OR | MHHS-Greater Heights |  | Vaporizer, Anesthesia |  |  |  | Central & Greater Heights |  | GH - OR | [5 empty] | ANESTHESIA UNIT VAPORIZERS |  | VAPORIZERANESTHESIA-Datex-Ohmeda-TEC 7 | VAPORIZERANESTHESIA | TEC 7 |  |  |  | Datex-Ohmeda | Vaporizer, Anesthesia |  | VAPORIZERANESTHESIA-Datex-Ohmeda-TEC 7 |  |  |  |  | Covered PM Repair - Biomedical | MHHS-Greater Heights
NO | NO | [5 empty] | Datex-Ohmeda | TEC 7 (SEVO) |  | BEGJ00402 | GH - OR ANESTHESIA | MHHS-Greater Heights |  | Vaporizer, Anesthesia |  |  |  | Central & Greater Heights |  | GH - OR ANESTHESIA | [5 empty] | ANESTHESIA UNIT VAPORIZERS |  | VAPORIZERANESTHESIA-Datex-Ohmeda-TEC 7 | VAPORIZERANESTHESIA | TEC 7 |  |  |  | Datex-Ohmeda | Vaporizer, Anesthesia |  | VAPORIZERANESTHESIA-Datex-Ohmeda-TEC 7 |  |  |  |  | Covered PM Repair - Biomedical | MHHS-Greater Heights
NO | NO |  |  |  | 133-09727 |  | Datex-Ohmeda | TEC 7 (SEVO) |  | BEJG01773 | KATY - OR | MHHS-Katy |  | Vaporizer, Anesthesia |  | 133-09727 |  | Katy |  | KATY - OR | [5 empty] | ANESTHESIA UNIT VAPORIZERS |  | VAPORIZERANESTHESIA-Datex-Ohmeda-TEC 7 | VAPORIZERANESTHESIA | TEC 7 |  |  |  | Datex-Ohmeda | Vaporizer, Anesthesia |  | VAPORIZERANESTHESIA-Datex-Ohmeda-TEC 7 |  |  |  |  | Covered PM Repair - Radiology, Low End | MHHS-Katy
NO | NO |  |  |  | 041-16481 |  | Datex-Ohmeda | TEC 7 (SEVO) |  | bejg02688 | MEMORIAL CITY - ANESTHESIOLOGY | MHHS-Mem City |  | Vaporizer, Anesthesia |  | 041-16481 |  | West & Memorial City |  | MEMORIAL CITY - ANESTHESIOLOGY | [5 empty] | ANESTHESIA UNIT VAPORIZERS |  | VAPORIZERANESTHESIA-Datex-Ohmeda-TEC 7 | VAPORIZERANESTHESIA | TEC 7 |  |  |  | Datex-Ohmeda | Vaporizer, Anesthesia |  | VAPORIZERANESTHESIA-Datex-Ohmeda-TEC 7 |  |  |  |  | Covered PM Repair - Biomedical | MHHS-Mem City
NO | NO |  |  |  | 041-17006 |  | Datex-Ohmeda | TEC 7 (SEVO) |  | BEJH03415 | MEMORIAL CITY - ANESTHESIOLOGY | MHHS-Mem City |  | Vaporizer, Anesthesia |  | 041-17006 |  | West & Memorial City |  | MEMORIAL CITY - ANESTHESIOLOGY | [5 empty] | ANESTHESIA UNIT VAPORIZERS |  | VAPORIZERANESTHESIA-Datex-Ohmeda-TEC 7 | VAPORIZERANESTHESIA | TEC 7 |  |  |  | Datex-Ohmeda | Vaporizer, Anesthesia |  | VAPORIZERANESTHESIA-Datex-Ohmeda-TEC 7 |  |  |  |  | Covered PM Repair - Biomedical | MHHS-Mem City
NO | NO |  |  |  | 041-17214 |  | Datex-Ohmeda | TEC 7 (SEVO) |  | BEJG01864 | MEMORIAL CITY - ANESTHESIOLOGY | MHHS-Mem City |  | Vaporizer, Anesthesia |  | 041-17214 |  | West & Memorial City |  | MEMORIAL CITY - ANESTHESIOLOGY | [5 empty] | ANESTHESIA UNIT VAPORIZERS |  | VAPORIZERANESTHESIA-Datex-Ohmeda-TEC 7 | VAPORIZERANESTHESIA | TEC 7 |  |  |  | Datex-Ohmeda | Vaporizer, Anesthesia |  | VAPORIZERANESTHESIA-Datex-Ohmeda-TEC 7 |  |  |  |  | Covered PM Repair - Biomedical | MHHS-Mem City
NO | NO |  |  |  | 041-18834 |  | Datex-Ohmeda | TEC 7 (SEVO) |  | BEJS09737 | MEMORIAL CITY - ANESTHESIOLOGY | MHHS-Mem City |  | Vaporizer, Anesthesia |  | 041-18834 |  | West & Memorial City |  | MEMORIAL CITY - ANESTHESIOLOGY | [5 empty] | ANESTHESIA UNIT VAPORIZERS |  | VAPORIZERANESTHESIA-Datex-Ohmeda-TEC 7 | VAPORIZERANESTHESIA | TEC 7 |  |  |  | Datex-Ohmeda | Vaporizer, Anesthesia |  | VAPORIZERANESTHESIA-Datex-Ohmeda-TEC 7 |  |  |  |  | Covered PM Repair - Biomedical | MHHS-Mem City
NO | NO |  |  |  | 041-20587 |  | Datex-Ohmeda | TEC 7 (SEVO) |  | BEJF00776 | MEMORIAL CITY - ANESTHESIOLOGY | MHHS-Mem City |  | Vaporizer, Anesthesia |  | 041-20587 |  | West & Memorial City |  | MEMORIAL CITY - ANESTHESIOLOGY | [5 empty] | ANESTHESIA UNIT VAPORIZERS |  | VAPORIZERANESTHESIA-Datex-Ohmeda-TEC 7 | VAPORIZERANESTHESIA | TEC 7 |  |  |  | Datex-Ohmeda | Vaporizer, Anesthesia |  | VAPORIZERANESTHESIA-Datex-Ohmeda-TEC 7 |  |  |  |  | Not Covered Vendor Only - Biomedical | MHHS-Mem City
NO | NO |  |  |  | 041-20591 |  | Datex-Ohmeda | TEC 7 (SEVO) |  | BEJL02170 | MEMORIAL CITY - ANESTHESIOLOGY | MHHS-Mem City |  | Vaporizer, Anesthesia |  | 041-20591 |  | West & Memorial City |  | MEMORIAL CITY - ANESTHESIOLOGY | [5 empty] | ANESTHESIA UNIT VAPORIZERS |  | VAPORIZERANESTHESIA-Datex-Ohmeda-TEC 7 | VAPORIZERANESTHESIA | TEC 7 |  |  |  | Datex-Ohmeda | Vaporizer, Anesthesia |  | VAPORIZERANESTHESIA-Datex-Ohmeda-TEC 7 |  |  |  |  | Not Covered Vendor Only - Biomedical | MHHS-Mem City
NO | NO |  |  |  | 041-20594 |  | Datex-Ohmeda | TEC 7 (SEVO) |  | BEJF01323-MOR 3 | MEMORIAL CITY - ANESTHESIOLOGY | MHHS-Mem City |  | Vaporizer, Anesthesia |  | 041-20594 |  | West & Memorial City |  | MEMORIAL CITY - ANESTHESIOLOGY | [5 empty] | ANESTHESIA UNIT VAPORIZERS |  | VAPORIZERANESTHESIA-Datex-Ohmeda-TEC 7 | VAPORIZERANESTHESIA | TEC 7 |  |  |  | Datex-Ohmeda | Vaporizer, Anesthesia |  | VAPORIZERANESTHESIA-Datex-Ohmeda-TEC 7 |  |  |  |  | Covered PM Repair - Biomedical | MHHS-Mem City
NO | NO |  |  |  | 041-32191 |  | Datex-Ohmeda | TEC 7 (SEVO) |  | BEJG01918 | MEMORIAL CITY - ANESTHESIOLOGY | MHHS-Mem City |  | Vaporizer, Anesthesia |  | 041-32191 |  | West & Memorial City |  | MEMORIAL CITY - ANESTHESIOLOGY | [5 empty] | ANESTHESIA UNIT VAPORIZERS |  | VAPORIZERANESTHESIA-Datex-Ohmeda-TEC 7 | VAPORIZERANESTHESIA | TEC 7 |  |  |  | Datex-Ohmeda | Vaporizer, Anesthesia |  | VAPORIZERANESTHESIA-Datex-Ohmeda-TEC 7 |  |  |  |  | Not Covered Vendor Only - Biomedical | MHHS-Mem City
NO | NO | [5 empty] | Datex-Ohmeda | TEC 7 (SEVO) |  | BEJF01323 | MEMORIAL CITY - ANESTHESIOLOGY | MHHS-Mem City |  | Vaporizer, Anesthesia |  |  |  | West & Memorial City |  | MEMORIAL CITY - ANESTHESIOLOGY | [5 empty] | ANESTHESIA UNIT VAPORIZERS |  | VAPORIZERANESTHESIA-Datex-Ohmeda-TEC 7 | VAPORIZERANESTHESIA | TEC 7 |  |  |  | Datex-Ohmeda | Vaporizer, Anesthesia |  | VAPORIZERANESTHESIA-Datex-Ohmeda-TEC 7 |  |  |  |  | Covered PM Repair - Biomedical | MHHS-Mem City
NO | NO |  |  |  | 005-11633 |  | Datex-Ohmeda | TEC 7 (SEVO) |  | BEJK09457 | SE - OR - ANESTHESIA | MHHS-Southeast |  | Vaporizer, Anesthesia |  | 005-11633 |  | Southeast & Bay Area |  | SE - OR - ANESTHESIA | [5 empty] | ANESTHESIA UNIT VAPORIZERS |  | VAPORIZERANESTHESIA-Datex-Ohmeda-TEC 7 | VAPORIZERANESTHESIA | TEC 7 |  |  |  | Datex-Ohmeda | Vaporizer, Anesthesia |  | VAPORIZERANESTHESIA-Datex-Ohmeda-TEC 7 |  |  |  |  | Not Covered Vendor Only - Biomedical | MHHS-Southeast
NO | NO |  |  |  | 013-35232 |  | Datex-Ohmeda | TEC 7 (SEVO) |  | BEJK09461 | SW - HVI - OR | MHHS-Southwest |  | Vaporizer, Anesthesia |  | 013-35232 |  | Southwest |  | SW - HVI - OR | [5 empty] | ANESTHESIA UNIT VAPORIZERS |  | VAPORIZERANESTHESIA-Datex-Ohmeda-TEC 7 | VAPORIZERANESTHESIA | TEC 7 |  |  |  | Datex-Ohmeda | Vaporizer, Anesthesia |  | VAPORIZERANESTHESIA-Datex-Ohmeda-TEC 7 |  |  |  |  | Covered PM Repair - Biomedical | MHHS-Southwest
NO | NO |  |  |  | 013-38006 |  | Datex-Ohmeda | TEC 7 (SEVO) |  | BEJK08881 | SW - HVI - OR | MHHS-Southwest |  | Vaporizer, Anesthesia |  | 013-38006 |  | Southwest |  | SW - HVI - OR | [5 empty] | ANESTHESIA UNIT VAPORIZERS |  | VAPORIZERANESTHESIA-Datex-Ohmeda-TEC 7 | VAPORIZERANESTHESIA | TEC 7 |  |  |  | Datex-Ohmeda | Vaporizer, Anesthesia |  | VAPORIZERANESTHESIA-Datex-Ohmeda-TEC 7 |  |  |  |  | Covered PM Repair - Biomedical | MHHS-Southwest
NO | NO |  |  |  | 013-34009 |  | Datex-Ohmeda | TEC 7 (SEVO) |  | BEJK08878 | SW - OR | MHHS-Southwest |  | Vaporizer, Anesthesia |  | 013-34009 |  | Southwest |  | SW - OR | [5 empty] | ANESTHESIA UNIT VAPORIZERS |  | VAPORIZERANESTHESIA-Datex-Ohmeda-TEC 7 | VAPORIZERANESTHESIA | TEC 7 |  |  |  | Datex-Ohmeda | Vaporizer, Anesthesia |  | VAPORIZERANESTHESIA-Datex-Ohmeda-TEC 7 |  |  |  |  | Covered PM Repair - Biomedical | MHHS-Southwest
NO | NO |  |  |  | 013-35079 |  | Datex-Ohmeda | TEC 7 (SEVO) |  | BEJK08902 | SW - OR | MHHS-Southwest |  | Vaporizer, Anesthesia |  | 013-35079 |  | Southwest |  | SW - OR | [5 empty] | ANESTHESIA UNIT VAPORIZERS |  | VAPORIZERANESTHESIA-Datex-Ohmeda-TEC 7 | VAPORIZERANESTHESIA | TEC 7 |  |  |  | Datex-Ohmeda | Vaporizer, Anesthesia |  | VAPORIZERANESTHESIA-Datex-Ohmeda-TEC 7 |  |  |  |  | Covered PM Repair - Biomedical | MHHS-Southwest
NO | NO |  |  |  | 013-35215 |  | Datex-Ohmeda | TEC 7 (SEVO) |  | BEJK08870 - OR 15 | SW - OR | MHHS-Southwest |  | Vaporizer, Anesthesia |  | 013-35215 |  | Southwest |  | SW - OR | [5 empty] | ANESTHESIA UNIT VAPORIZERS |  | VAPORIZERANESTHESIA-Datex-Ohmeda-TEC 7 | VAPORIZERANESTHESIA | TEC 7 |  |  |  | Datex-Ohmeda | Vaporizer, Anesthesia |  | VAPORIZERANESTHESIA-Datex-Ohmeda-TEC 7 |  |  |  |  | Covered PM Repair - Biomedical | MHHS-Southwest
NO | NO |  |  |  | 013-37582 |  | Datex-Ohmeda | TEC 7 (SEVO) |  | BEJK08794 | SW - OR | MHHS-Southwest |  | Vaporizer, Anesthesia |  | 013-37582 |  | Southwest |  | SW - OR | [5 empty] | ANESTHESIA UNIT VAPORIZERS |  | VAPORIZERANESTHESIA-Datex-Ohmeda-TEC 7 | VAPORIZERANESTHESIA | TEC 7 |  |  |  | Datex-Ohmeda | Vaporizer, Anesthesia |  | VAPORIZERANESTHESIA-Datex-Ohmeda-TEC 7 |  |  |  |  | Covered PM Repair - Biomedical | MHHS-Southwest
NO | NO |  |  |  | 013-37584 |  | Datex-Ohmeda | TEC 7 (SEVO) |  | BEJK02501 | SW - OR | MHHS-Southwest |  | Vaporizer, Anesthesia |  | 013-37584 |  | Southwest |  | SW - OR | [5 empty] | ANESTHESIA UNIT VAPORIZERS |  | VAPORIZERANESTHESIA-Datex-Ohmeda-TEC 7 | VAPORIZERANESTHESIA | TEC 7 |  |  |  | Datex-Ohmeda | Vaporizer, Anesthesia |  | VAPORIZERANESTHESIA-Datex-Ohmeda-TEC 7 |  |  |  |  | Covered PM Repair - Biomedical | MHHS-Southwest
NO | NO |  |  |  | 013-37586 |  | Datex-Ohmeda | TEC 7 (SEVO) |  | BEJT02155 | SW - OR | MHHS-Southwest |  | Vaporizer, Anesthesia |  | 013-37586 |  | Southwest |  | SW - OR | [5 empty] | ANESTHESIA UNIT VAPORIZERS |  | VAPORIZERANESTHESIA-Datex-Ohmeda-TEC 7 | VAPORIZERANESTHESIA | TEC 7 |  |  |  | Datex-Ohmeda | Vaporizer, Anesthesia |  | VAPORIZERANESTHESIA-Datex-Ohmeda-TEC 7 |  |  |  |  | Covered PM Repair - Biomedical | MHHS-Southwest
NO | NO |  |  |  | 029-10575 |  | Datex-Ohmeda | TEC 7 (SEVO) |  | BEJS05478 | SW - OR | MHHS-Southwest |  | Vaporizer, Anesthesia |  | 029-10575 |  | Southwest |  | SW - OR | [5 empty] | ANESTHESIA UNIT VAPORIZERS |  | VAPORIZERANESTHESIA-Datex-Ohmeda-TEC 7 | VAPORIZERANESTHESIA | TEC 7 |  |  |  | Datex-Ohmeda | Vaporizer, Anesthesia |  | VAPORIZERANESTHESIA-Datex-Ohmeda-TEC 7 |  |  |  |  | Covered PM Repair - Biomedical | MHHS-Southwest
NO | NO |  |  |  | 129-06956 |  | Datex-Ohmeda | TEC 7 (SEVO) |  | BEJL07813 | SUGAR LAND - OR | MHHS-Sugarland |  | Vaporizer, Anesthesia |  | 129-06956 |  | Sugar Land |  | SUGAR LAND - OR | [5 empty] | ANESTHESIA UNIT VAPORIZERS |  | VAPORIZERANESTHESIA-Datex-Ohmeda-TEC 7 | VAPORIZERANESTHESIA | TEC 7 |  |  |  | Datex-Ohmeda | Vaporizer, Anesthesia |  | VAPORIZERANESTHESIA-Datex-Ohmeda-TEC 7 |  |  |  |  | Covered PM Repair - Biomedical | MHHS-Sugarland
NO | NO |  |  |  | 129-06958 |  | Datex-Ohmeda | TEC 7 (SEVO) |  | BEJS04010 | SUGAR LAND - OR | MHHS-Sugarland |  | Vaporizer, Anesthesia |  | 129-06958 |  | Sugar Land |  | SUGAR LAND - OR | [5 empty] | ANESTHESIA UNIT VAPORIZERS |  | VAPORIZERANESTHESIA-Datex-Ohmeda-TEC 7 | VAPORIZERANESTHESIA | TEC 7 |  |  |  | Datex-Ohmeda | Vaporizer, Anesthesia |  | VAPORIZERANESTHESIA-Datex-Ohmeda-TEC 7 |  |  |  |  | Covered PM Repair - Biomedical | MHHS-Sugarland
NO | NO |  |  |  | 129-06962 |  | Datex-Ohmeda | TEC 7 (SEVO) |  | BEJK01630 | SUGAR LAND - OR | MHHS-Sugarland |  | Vaporizer, Anesthesia |  | 129-06962 |  | Sugar Land |  | SUGAR LAND - OR | [5 empty] | ANESTHESIA UNIT VAPORIZERS |  | VAPORIZERANESTHESIA-Datex-Ohmeda-TEC 7 | VAPORIZERANESTHESIA | TEC 7 |  |  |  | Datex-Ohmeda | Vaporizer, Anesthesia |  | VAPORIZERANESTHESIA-Datex-Ohmeda-TEC 7 |  |  |  |  | Covered PM Repair - Radiology, Low End | MHHS-Sugarland
NO | NO |  |  |  | 129-07483 |  | Datex-Ohmeda | TEC 7 (SEVO) |  | BEJG04062 | SUGAR LAND - OR | MHHS-Sugarland |  | Vaporizer, Anesthesia |  | 129-07483 |  | Sugar Land |  | SUGAR LAND - OR | [5 empty] | ANESTHESIA UNIT VAPORIZERS |  | VAPORIZERANESTHESIA-Datex-Ohmeda-TEC 7 | VAPORIZERANESTHESIA | TEC 7 |  |  |  | Datex-Ohmeda | Vaporizer, Anesthesia |  | VAPORIZERANESTHESIA-Datex-Ohmeda-TEC 7 |  |  |  |  | Covered PM Repair - Biomedical | MHHS-Sugarland
NO | NO |  |  |  | 129-07484 |  | Datex-Ohmeda | TEC 7 (SEVO) |  | BEJK03082 | SUGAR LAND - OR | MHHS-Sugarland |  | Vaporizer, Anesthesia |  | 129-07484 |  | Sugar Land |  | SUGAR LAND - OR | [5 empty] | ANESTHESIA UNIT VAPORIZERS |  | VAPORIZERANESTHESIA-Datex-Ohmeda-TEC 7 | VAPORIZERANESTHESIA | TEC 7 |  |  |  | Datex-Ohmeda | Vaporizer, Anesthesia |  | VAPORIZERANESTHESIA-Datex-Ohmeda-TEC 7 |  |  |  |  | Covered PM Repair - Biomedical | MHHS-Sugarland
NO | NO |  |  |  | 129-07613 |  | Datex-Ohmeda | TEC 7 (SEVO) |  | BEJL10939 | SUGAR LAND - OR | MHHS-Sugarland |  | Vaporizer, Anesthesia |  | 129-07613 |  | Sugar Land |  | SUGAR LAND - OR | [5 empty] | ANESTHESIA UNIT VAPORIZERS |  | VAPORIZERANESTHESIA-Datex-Ohmeda-TEC 7 | VAPORIZERANESTHESIA | TEC 7 |  |  |  | Datex-Ohmeda | Vaporizer, Anesthesia |  | VAPORIZERANESTHESIA-Datex-Ohmeda-TEC 7 |  |  |  |  | Covered PM Repair - Biomedical | MHHS-Sugarland
NO | NO |  |  |  | 029-08358 |  | Datex-Ohmeda | TEC 7 (SEVO) |  | BEJL07837 | WOODLANDS - ANESTHESIA | MHHS-Woodlands |  | Vaporizer, Anesthesia |  | 029-08358 |  | Woodlands |  | WOODLANDS - ANESTHESIA | [5 empty] | ANESTHESIA UNIT VAPORIZERS |  | VAPORIZERANESTHESIA-Datex-Ohmeda-TEC 7 | VAPORIZERANESTHESIA | TEC 7 |  |  |  | Datex-Ohmeda | Vaporizer, Anesthesia |  | VAPORIZERANESTHESIA-Datex-Ohmeda-TEC 7 |  |  |  |  | Covered PM Repair - Biomedical | MHHS-Woodlands
NO | NO |  |  |  | 029-08367 |  | Datex-Ohmeda | TEC 7 (SEVO) |  | BEJH02058 | WOODLANDS - ANESTHESIA | MHHS-Woodlands |  | Vaporizer, Anesthesia |  | 029-08367 |  | Woodlands |  | WOODLANDS - ANESTHESIA | [5 empty] | ANESTHESIA UNIT VAPORIZERS |  | VAPORIZERANESTHESIA-Datex-Ohmeda-TEC 7 | VAPORIZERANESTHESIA | TEC 7 |  |  |  | Datex-Ohmeda | Vaporizer, Anesthesia |  | VAPORIZERANESTHESIA-Datex-Ohmeda-TEC 7 |  |  |  |  | Covered PM Repair - Biomedical | MHHS-Woodlands
NO | NO |  |  |  | 029-08859 |  | Datex-Ohmeda | TEC 7 (SEVO) |  | BEJL02161 | WOODLANDS - ANESTHESIA | MHHS-Woodlands |  | Vaporizer, Anesthesia |  | 029-08859 |  | Woodlands |  | WOODLANDS - ANESTHESIA | [5 empty] | ANESTHESIA UNIT VAPORIZERS |  | VAPORIZERANESTHESIA-Datex-Ohmeda-TEC 7 | VAPORIZERANESTHESIA | TEC 7 |  |  |  | Datex-Ohmeda | Vaporizer, Anesthesia |  | VAPORIZERANESTHESIA-Datex-Ohmeda-TEC 7 |  |  |  |  | Covered PM Repair - Biomedical | MHHS-Woodlands
NO | NO |  |  |  | 029-10573 |  | Datex-Ohmeda | TEC 7 (SEVO) |  | BEJM01375 | WOODLANDS - ANESTHESIA | MHHS-Woodlands |  | Vaporizer, Anesthesia |  | 029-10573 |  | Woodlands |  | WOODLANDS - ANESTHESIA | [5 empty] | ANESTHESIA UNIT VAPORIZERS |  | VAPORIZERANESTHESIA-Datex-Ohmeda-TEC 7 | VAPORIZERANESTHESIA | TEC 7 |  |  |  | Datex-Ohmeda | Vaporizer, Anesthesia |  | VAPORIZERANESTHESIA-Datex-Ohmeda-TEC 7 |  |  |  |  | Covered PM Repair - Biomedical | MHHS-Woodlands
NO | NO |  |  |  | 029-32216 |  | Datex-Ohmeda | TEC 7 (SEVO) |  | BEGL02386 | WOODLANDS - ANESTHESIA | MHHS-Woodlands |  | Vaporizer, Anesthesia |  | 029-32216 |  | Woodlands |  | WOODLANDS - ANESTHESIA | [5 empty] | ANESTHESIA UNIT VAPORIZERS |  | VAPORIZERANESTHESIA-Datex-Ohmeda-TEC 7 | VAPORIZERANESTHESIA | TEC 7 |  |  |  | Datex-Ohmeda | Vaporizer, Anesthesia |  | VAPORIZERANESTHESIA-Datex-Ohmeda-TEC 7 |  |  |  |  | Covered PM Repair - Biomedical | MHHS-Woodlands
NO | NO | [5 empty] | Datex-Ohmeda | TEC 7 (SEVO) |  | BEJG00458 | WOODLANDS - ANESTHESIA | MHHS-Woodlands |  | Vaporizer, Anesthesia |  |  |  | Woodlands |  | WOODLANDS - ANESTHESIA | [5 empty] | ANESTHESIA UNIT VAPORIZERS |  | VAPORIZERANESTHESIA-Datex-Ohmeda-TEC 7 | VAPORIZERANESTHESIA | TEC 7 |  |  |  | Datex-Ohmeda | Vaporizer, Anesthesia |  | VAPORIZERANESTHESIA-Datex-Ohmeda-TEC 7 |  |  |  |  | Covered PM Repair - Biomedical | MHHS-Woodlands
NO | NO | [5 empty] | Datex-Ohmeda | TUFFSAT |  | FCBG03477 | SMR - (GH) - GREATER HEIGHTS | MHHS-SMR |  | Oximeter, Pulse |  |  |  | Central & Greater Heights |  | SMR - (GH) - GREATER HEIGHTS | [5 empty] | OXIMETERS, PULSE |  | OXIMETERPULSE-Datex-Ohmeda-Tuffsat | OXIMETERPULSE | Tuffsat |  |  |  | Datex-Ohmeda | Oximeter, Pulse |  | OXIMETERPULSE-Datex-Ohmeda-Tuffsat |  |  |  |  | Covered PM Repair - Radiology, Low End | MHHS-SMR
NO | YES |  |  |  |  | 099-01957 | Datex-Ohmeda | VACUUM REGULATOR |  | GFHA18424 | NE-Day Surgery | MHHS-Northeast |  |  |  |  | 099-01957 | Katy | MHHS-Northeast | NE-Day Surgery | Room 6 | 4/1/17 |  |  |  | ASPIRATORS |  | .needs class | [5 empty] | Datex-Ohmeda |  |  |  |  | 7/15/18 |  |  | Covered PM Repair - Biomedical | MHHS-Northeast
NO | YES | Serial Number GFHA18403 |  |  |  | 142-09233 | Datex-Ohmeda | VACUUM REGULATOR |  | GFHA18403 | NE-Central Supply | MHHS-Northeast |  |  |  |  | 142-09233 | Katy | MHHS-Northeast | NE-Central Supply |  | 4/1/17 |  |  |  | ASPIRATORS |  | .needs class | [5 empty] | Datex-Ohmeda |  |  |  |  | 4/1/18 |  |  | Covered PM Repair - Biomedical | MHHS-Northeast
NO | YES |  |  |  |  | 099-00089 | Datex-Ohmeda | VACUUM REGULATOR |  | GFHA18401 | NE-Endoscopy | MHHS-Northeast |  |  |  |  | 099-00089 | Katy | MHHS-Northeast | NE-Endoscopy | Cardio Pulmonary |  |  |  |  | ASPIRATORS |  | .needs class | [5 empty] | Datex-Ohmeda |  |  |  |  | 4/1/18 |  |  | Covered PM Repair - Biomedical | MHHS-Northeast
NO | YES |  |  |  | 142-03681 | 142-03681 | Datex-Ohmeda | VACUUM REGULATOR |  | GFHF00736 | Katy-Med/Surg 5th Floor | MHHS-Northeast |  |  |  | 142-03681 | 142-03681 | Katy | MHHS-Katy | Katy-Med/Surg 5th Floor | Room 532 | 4/1/17 |  |  |  | ASPIRATORS |  | .needs class | [5 empty] | Datex-Ohmeda |  |  |  |  | 4/1/18 |  |  | Covered PM Repair - Biomedical | MHHS-Northeast
YES | YES | Serial Number Cnf |  |  | 142-01466 | 142-01466 | Datex-Ohmeda | VACUUM REGULATOR |  | CNF | Med Surg 2nd floor |  |  |  |  | 142-01466 | 142-01466 | Katy | Memorial Hermann Northeast Hospital | Med Surg 2nd floor | Room 2
YES | YES |  |  |  | 142-09308 | 142-09308 | Datex-Ohmeda | VACUUM REGULATOR |  | GFHJ14335 | NE - CENTRAL SUPPLY |  |  |  |  | 142-09308 | 142-09308 | Katy | Memorial Hermann Northeast Hospital | NE - CENTRAL SUPPLY
NO | NO | [5 empty] | Datex-Ohmeda | VACUUM REGULATOR |  | GFHA18415 | NE - CENTRAL SUPPLY | MHHS-Northeast | [5 empty] | Katy |  | NE - CENTRAL SUPPLY | [5 empty] | ASPIRATORS |  | .needs class | [5 empty] | Datex-Ohmeda | [7 empty] | Covered PM Repair - Biomedical | MHHS-Northeast
NO | NO | [5 empty] | Datex-Ohmeda | VACUUM REGULATOR |  | GFHA18397 | NE - CENTRAL SUPPLY | MHHS-Northeast | [5 empty] | Katy |  | NE - CENTRAL SUPPLY | [5 empty] | ASPIRATORS |  | .needs class | [5 empty] | Datex-Ohmeda | [7 empty] | Covered PM Repair - Biomedical | MHHS-Northeast
NO | NO | [5 empty] | Datex-Ohmeda | VACUUM REGULATOR |  | AHC011340 | NE - CENTRAL SUPPLY | MHHS-Northeast | [5 empty] | Katy |  | NE - CENTRAL SUPPLY | [5 empty] | ASPIRATORS |  | .needs class | [5 empty] | Datex-Ohmeda | [7 empty] | Covered PM Repair - Biomedical | MHHS-Northeast
NO | NO | [5 empty] | Datex-Ohmeda | VACUUM REGULATOR |  | GFHA18407 | NE - CENTRAL SUPPLY | MHHS-Northeast | [5 empty] | Katy |  | NE - CENTRAL SUPPLY | [5 empty] | ASPIRATORS |  | .needs class | [5 empty] | Datex-Ohmeda | [7 empty] | Covered PM Repair - Biomedical | MHHS-Northeast
NO | NO | [5 empty] | Datex-Ohmeda | VACUUM REGULATOR |  | GFHA18406 | NE - CENTRAL SUPPLY | MHHS-Northeast | [5 empty] | Katy |  | NE - CENTRAL SUPPLY | [5 empty] | ASPIRATORS |  | .needs class | [5 empty] | Datex-Ohmeda | [7 empty] | Covered PM Repair - Biomedical | MHHS-Northeast
NO | NO | [5 empty] | Datex-Ohmeda | VACUUM REGULATOR |  | AHCD06169 | NE - CENTRAL SUPPLY | MHHS-Northeast | [5 empty] | Katy |  | NE - CENTRAL SUPPLY | [5 empty] | ASPIRATORS |  | .needs class | [5 empty] | Datex-Ohmeda | [7 empty] | Covered PM Repair - Biomedical | MHHS-Northeast
NO | NO | [5 empty] | Datex-Ohmeda | VACUUM REGULATOR |  | GFHA18390 | NE - CENTRAL SUPPLY | MHHS-Northeast | [5 empty] | Katy |  | NE - CENTRAL SUPPLY | [5 empty] | ASPIRATORS |  | .needs class | [5 empty] | Datex-Ohmeda | [7 empty] | Covered PM Repair - Biomedical | MHHS-Northeast
NO | NO | [5 empty] | Datex-Ohmeda | VACUUM REGULATOR |  | GFHA18400 | NE - CENTRAL SUPPLY | MHHS-Northeast | [5 empty] | Katy |  | NE - CENTRAL SUPPLY | [5 empty] | ASPIRATORS |  | .needs class | [5 empty] | Datex-Ohmeda | [7 empty] | Covered PM Repair - Biomedical | MHHS-Northeast
NO | NO | [5 empty] | Datex-Ohmeda | VACUUM REGULATOR |  | GFHA18409 | NE - CENTRAL SUPPLY | MHHS-Northeast | [5 empty] | Katy |  | NE - CENTRAL SUPPLY | [5 empty] | ASPIRATORS |  | .needs class | [5 empty] | Datex-Ohmeda | [7 empty] | Covered PM Repair - Biomedical | MHHS-Northeast
YES | YES |  |  |  | 029-01024 | 029-01024 | Datex-Ohmeda Inc |  |  |  | West Tower 6 Floor |  |  |  |  | 029-01024 | 029-01024 | Woodlands | Memorial Hermann Hospital Woodlands | West Tower 6 Floor | Room 6242
YES | YES |  |  |  | 029-03978 | 029-03978 | Datex-Ohmeda Inc |  |  | GFFJ18070 | West Tower 5 Floor |  |  |  |  | 029-03978 | 029-03978 | Woodlands | Memorial Hermann Hospital Woodlands | West Tower 5 Floor | Room 5266
YES | YES |  |  |  | 029-01828 | 029-01828 | Datex-Ohmeda Inc |  |  |  | West Tower 5 Floor |  |  |  |  | 029-01828 | 029-01828 | Woodlands | Memorial Hermann Hospital Woodlands | West Tower 5 Floor | Room 5244
YES | YES |  |  |  | 009-02964 | 009-02964 | Datex-Ohmeda Inc |  |  | gfhco4681 | Cardiology |  |  |  |  | 009-02964 | 009-02964 | Central | TIRR Memorial Hermann Outpatient Rehabilitation - Greater Heights | Cardiology | S2 2: 105 41
YES | YES |  |  |  | 009-04542 | 009-04542 | Datex-Ohmeda Inc |  |  | CFFJ02477 | [5 empty] | 009-04542 | 009-04542 |  | Memorial herman |  | 2nd floor north towe | 3/1/20 |  | 3/1/20
YES | YES |  |  |  | 009-04526 | 009-04526 | Datex-Ohmeda Inc |  |  |  | Sourh Tower 6 |  |  |  |  | 009-04526 | 009-04526 | Central | Memorial Hermann Hospital | Sourh Tower 6 | Room 602A
YES | YES |  |  |  | 009-01541 | 009-01541 | Datex-Ohmeda Inc |  |  |  | Sourh Tower 6 |  |  |  |  | 009-01541 | 009-01541 | Central | Memorial Hermann Hospital | Sourh Tower 6 | Room 616B
YES | YES |  |  |  | 009-03634 | 009-03634 | Datex-Ohmeda Inc |  |  |  | CVICU |  |  |  |  | 009-03634 | 009-03634 | Central | Memorial Hermann Hospital greater heights | CVICU | Recovery Room 4
YES | YES |  |  |  | 009-04547 | 009-04547 | Datex-Ohmeda Inc |  |  |  | CVICU |  |  |  |  | 009-04547 | 009-04547 | Central | Memorial Hermann Hospital greater heights | CVICU | Recovery Room 4
YES | YES |  |  |  | 099-01197 | 099-01197 | Datex-Ohmeda Inc | 1100-9025-000 |  | BGCZ00140 | OR |  |  |  |  | 099-01197 | 099-01197 | Katy | Memorial Hermann Northeast Hospital | OR |  | 2/1/20 |  |  | New
YES | YES |  |  |  | 099-01196 | 099-01196 | Datex-Ohmeda Inc | 1100-9030-000 |  | BGBZ00049 | OR |  |  |  |  | 099-01196 | 099-01196 | Katy | Memorial Hermann Northeast Hospital | OR |  |  |  |  | New
YES | YES |  |  |  | 041-08655 | 041-08655 | Datex-Ohmeda Inc |  |  | GFFJ09954 | MEMORIAL CITY - Dialysis |  |  |  |  | 041-08655 | 041-08655 | West | Memorial Hermann Memorial City Medical Center | MEMORIAL CITY - Dialysis | MEMORIAL CITY - Dialysis
YES | YES |  |  |  | 041-04857 | 041-04857 | Datex-Ohmeda Inc |  |  | GFFG15967 | MEMORIAL CITY - Dialysis |  |  |  |  | 041-04857 | 041-04857 | West | Memorial Hermann Memorial City Medical Center | MEMORIAL CITY - Dialysis | MEMORIAL CITY - Dialysis
YES | YES |  |  |  | 013-02537 | 013-02537 | Datex-Ohmeda Inc |  |  | GFHY05773 | SW - OR |  |  |  |  | 013-02537 | 013-02537 | Southwest | Memorial Hermann Southwest Hospital | SW - OR | Endo | [6 empty] | REGULATORVACUUM-Datex-Ohmeda-200
YES | YES |  |  |  | 013-02538 | 013-02538 | Datex-Ohmeda Inc |  |  | GF705039 | SW - OR |  |  |  |  | 013-02538 | 013-02538 | Southwest | Memorial Hermann Southwest Hospital | SW - OR | Endo | [6 empty] | REGULATORVACUUM-Datex-Ohmeda-200
YES | YES |  |  |  | E16319 | E16319 | Datex-Ohmeda Inc |  |  | GFFY05036 | SW - OR |  |  |  |  | E16319 | E16319 | Southwest | Memorial Hermann Southwest Hospital | SW - OR | Endo | [6 empty] | REGULATORVACUUM-Datex-Ohmeda-200
YES | YES |  |  |  | 013-02545 | 013-02545 | Datex-Ohmeda Inc |  |  | GFHV03959 | SW - OR |  |  |  |  | 013-02545 | 013-02545 | Southwest | Memorial Hermann Southwest Hospital | SW - OR | Endo | [6 empty] | REGULATORVACUUM-Datex-Ohmeda-200
YES | YES |  |  |  | 013-02543 | 013-02543 | Datex-Ohmeda Inc |  |  | GFFY05034 | SW - OR |  |  |  |  | 013-02543 | 013-02543 | Southwest | Memorial Hermann Southwest Hospital | SW - OR | Endo | [6 empty] | REGULATORVACUUM-Datex-Ohmeda-200
YES | YES |  |  |  | 013-04327 | 013-04327 | Datex-Ohmeda Inc |  |  | GFFD11466 | SW - OR |  |  |  |  | 013-04327 | 013-04327 | Southwest | Memorial Hermann Southwest Hospital | SW - OR | Endo | [6 empty] | REGULATORVACUUM-Datex-Ohmeda-200
YES | YES |  |  |  | 133-03282 | 133-03282 | Datex-Ohmeda Inc | 6-1251 |  | GFFK20654 | PACU |  |  |  |  | 133-03282 | 133-03282 | Katy | Memorial Hermann Katy | PACU | PACU Room 1 | [5 empty] | Regulator, Vacuum | REGULATORVACUUM-OhmedaMedical-66-1251 | [23 empty] | REGULATORVACUUM | Regulator, Vacuum | Ohmeda Med
YES | YES |  |  |  | 133-03303 | 133-03303 | Datex-Ohmeda Inc | 6-1251 |  | GFFK20622 | KATY - PACU |  |  |  |  | 133-03303 | 133-03303 | Katy | Memorial Hermann Katy Hospital | KATY - PACU | Pacu | 10/1/06 |  |  |  |  | Regulator, Vacuum | REGULATORVACUUM-OhmedaMedical-66-1251 | [23 empty] | REGULATORVACUUM | Regulator, Vacuum | Ohmeda Med
YES | YES |  |  |  | 133-03292 | 133-03292 | Datex-Ohmeda Inc | 6-1251 |  | GFFK20636 | KATY - PACU |  |  |  |  | 133-03292 | 133-03292 | Katy | Memorial Hermann Katy Hospital | KATY - PACU | Pacu | 10/1/06 |  |  |  |  | Regulator, Vacuum | REGULATORVACUUM-OhmedaMedical-66-1251 | [23 empty] | REGULATORVACUUM | Regulator, Vacuum | Ohmeda Med
YES | YES |  |  |  | 133-03278 | 133-03278 | Datex-Ohmeda Inc | 6-1251 |  | GFFK21011 | KATY - PACU |  |  |  |  | 133-03278 | 133-03278 | Katy | Memorial Hermann Katy Hospital | KATY - PACU | Pacu | 10/1/06 |  |  |  |  | Regulator, Vacuum | REGULATORVACUUM-OhmedaMedical-66-1251 | [23 empty] | REGULATORVACUUM | Regulator, Vacuum | Ohmeda Med
YES | YES |  |  |  | 133-03280 | 133-03280 | Datex-Ohmeda Inc | 6-1251 |  | GFFK20642 | KATY - PACU |  |  |  |  | 133-03280 | 133-03280 | Katy | Memorial Hermann Katy Hospital | KATY - PACU | Pacu | 10/1/06 |  |  |  |  | Regulator, Vacuum | REGULATORVACUUM-OhmedaMedical-66-1251 | [23 empty] | REGULATORVACUUM | Regulator, Vacuum | Ohmeda Med
YES | YES |  |  |  | 133-03295 | 133-03295 | Datex-Ohmeda Inc | 6-1251 |  | GFFK20630 | KATY - PACU |  |  |  |  | 133-03295 | 133-03295 | Katy | Memorial Hermann Katy Hospital | KATY - PACU | Pacu | 6/1/20 | 6/1/20 |  |  |  | Regulator, Vacuum | REGULATORVACUUM-OhmedaMedical-66-1251 | [23 empty] | REGULATORVACUUM | Regulator, Vacuum | Ohmeda Med
YES | YES |  |  |  | 133-03561 | 133-03561 | Datex-Ohmeda Inc | 6-1251 |  | GFFK21208 | KATY - OR |  |  |  |  | 133-03561 | 133-03561 | Katy | Memorial Hermann Katy Hospital | KATY - OR | OR - equipment | 12/1/06 |  |  |  |  | Regulator, Vacuum | REGULATORVACUUM-OhmedaMedical-66-1251 | [23 empty] | REGULATORVACUUM | Regulator, Vacuum | Ohmeda Med
YES | YES |  |  |  | 133-03454 | 133-03454 | Datex-Ohmeda Inc | 6-1251 |  |  | Katy - med/ser |  |  |  |  | 133-03454 | 133-03454 | Katy | Memorial Hermann Katy Hospital | Katy - med/ser | [6 empty] | Regulator, Vacuum | REGULATORVACUUM-OhmedaMedical-66-1251 | [23 empty] | REGULATORVACUUM | Regulator, Vacuum | Ohmeda Med
YES | YES |  |  |  | 133-03546 | 133-03546 | Datex-Ohmeda Inc | 6-1251 |  |  | Katy - med/ser |  |  |  |  | 133-03546 | 133-03546 | Katy | Memorial Hermann Katy Hospital | Katy - med/ser |  |  |  |  | C pic 4 serial |  | Regulator, Vacuum | REGULATORVACUUM-OhmedaMedical-66-1251 | [23 empty] | REGULATORVACUUM | Regulator, Vacuum | Ohmeda Med
YES | YES |  |  |  | 133-03524 | 133-03524 | Datex-Ohmeda Inc | 6-1251 |  | GFFK20621 | Katy - med/ser |  |  |  |  | 133-03524 | 133-03524 | Katy | Memorial Hermann Katy Hospital | Katy - med/ser | [6 empty] | Regulator, Vacuum | REGULATORVACUUM-OhmedaMedical-66-1251 | [23 empty] | REGULATORVACUUM | Regulator, Vacuum | Ohmeda Med
YES | YES |  |  |  | 133-03270 | 133-03270 | Datex-Ohmeda Inc | 6-1251 |  |  | Katy - med/ser |  |  |  |  | 133-03270 | 133-03270 | Katy | Memorial Hermann Katy Hospital | Katy - med/ser |  |  |  |  | 4 s/n C pic |  | Regulator, Vacuum | REGULATORVACUUM-OhmedaMedical-66-1251 | [23 empty] | REGULATORVACUUM | Regulator, Vacuum | Ohmeda Med
YES | YES |  |  |  | 133-03331 | 133-03331 | Datex-Ohmeda Inc | 6-1251 |  |  | Katy - med/ser |  |  |  |  | 133-03331 | 133-03331 | Katy | Memorial Hermann Katy Hospital | Katy - med/ser | [6 empty] | Regulator, Vacuum | REGULATORVACUUM-OhmedaMedical-66-1251 | [23 empty] | REGULATORVACUUM | Regulator, Vacuum | Ohmeda Med
YES | YES |  |  |  | 133-03506 | 133-03506 | Datex-Ohmeda Inc | 6-1251 |  | GFFK21187 | Katy - med/ser |  |  |  |  | 133-03506 | 133-03506 | Katy | Memorial Hermann Katy Hospital | Katy - med/ser | [6 empty] | Regulator, Vacuum | REGULATORVACUUM-OhmedaMedical-66-1251 | [23 empty] | REGULATORVACUUM | Regulator, Vacuum | Ohmeda Med
YES | YES |  |  |  | 133-03341 | 133-03341 | Datex-Ohmeda Inc | 6-1251 |  | GFFK20610 | KATY - 6 floor |  |  |  |  | 133-03341 | 133-03341 | Katy | Memorial Hermann Katy Hospital | KATY - 6 floor | [6 empty] | Regulator, Vacuum | REGULATORVACUUM-OhmedaMedical-66-1251 | [23 empty] | REGULATORVACUUM | Regulator, Vacuum | Ohmeda Med
YES | YES |  |  |  | 133-03493 | 133-03493 | Datex-Ohmeda Inc | 6-1251 |  | GFFK21175 | Katy - med/ser |  |  |  |  | 133-03493 | 133-03493 | Katy | Memorial Hermann Katy Hospital | Katy - med/ser |  |  | 6/1/06 |  |  |  | Regulator, Vacuum | REGULATORVACUUM-OhmedaMedical-66-1251 | [23 empty] | REGULATORVACUUM | Regulator, Vacuum | Ohmeda Med
YES | YES |  |  |  | 133-03490 | 133-03490 | Datex-Ohmeda Inc | 6-1251 |  |  | Katy - med ser |  |  |  |  | 133-03490 | 133-03490 | Katy | Memorial Hermann Katy Hospital | Katy - med ser | [6 empty] | Regulator, Vacuum | REGULATORVACUUM-OhmedaMedical-66-1251 | [23 empty] | REGULATORVACUUM | Regulator, Vacuum | Ohmeda Med
YES | YES |  |  |  | 133-03505 | 133-03505 | Datex-Ohmeda Inc | 6-1251 |  | GFFK21186 | 6th floor |  |  |  |  | 133-03505 | 133-03505 | Katy | Memorial Hermann Katy Hospital | 6th floor | [6 empty] | Regulator, Vacuum | REGULATORVACUUM-OhmedaMedical-66-1251 | [23 empty] | REGULATORVACUUM | Regulator, Vacuum | Ohmeda Med
YES | YES |  |  |  | 133-03482 | 133-03482 | Datex-Ohmeda Inc | 6-1251 |  |  | Katy - med ser |  |  |  |  | 133-03482 | 133-03482 | Katy | Memorial Hermann Katy Hospital | Katy - med ser |  | 10/1/06 |  |  |  |  | Regulator, Vacuum | REGULATORVACUUM-OhmedaMedical-66-1251 | [23 empty] | REGULATORVACUUM | Regulator, Vacuum | Ohmeda Med
YES | YES |  |  |  | 133-02727 | 133-02727 | Datex-Ohmeda Inc | 6-1251 |  |  | Katy - med ser |  |  |  |  | 133-02727 | 133-02727 | Katy | Memorial Hermann Katy Hospital | Katy - med ser |  | 2/1/06 |  |  |  |  | Regulator, Vacuum | REGULATORVACUUM-OhmedaMedical-66-1251 | [23 empty] | REGULATORVACUUM | Regulator, Vacuum | Ohmeda Med
YES | YES |  |  |  | 133-03519 | 133-03519 | Datex-Ohmeda Inc | 6-1251 |  | GFFK21147 | KATY - TELEMETRY |  |  |  |  | 133-03519 | 133-03519 | Katy | Memorial Hermann Katy Hospital Emergency Center | KATY - TELEMETRY |  | 2/1/20 |  |  |  |  | Regulator, Vacuum | REGULATORVACUUM-OhmedaMedical-66-1251 | [23 empty] | REGULATORVACUUM | Regulator, Vacuum | Ohmeda Med
YES | YES |  |  |  | 133-03520 | 133-03520 | Datex-Ohmeda Inc | 6-1251 |  | GFFK21148 | KATY - POSTPARTUM - 2W |  |  |  |  | 133-03520 | 133-03520 | Katy | Memorial Hermann Katy Hospital | KATY - POSTPARTUM - 2W | [6 empty] | Regulator, Vacuum | REGULATORVACUUM-OhmedaMedical-66-1251 | [23 empty] | REGULATORVACUUM | Regulator, Vacuum | Ohmeda Med
YES | YES |  |  |  | 133-03500 | 133-03500 | Datex-Ohmeda Inc | 6-1251 |  | GFFK21181 | KATY - MED/SURG 7TH FLOOR |  |  |  |  | 133-03500 | 133-03500 | Katy | Memorial Hermann Katy Hospital | KATY - MED/SURG 7TH FLOOR |  | 11/1/06 |  |  |  |  | Regulator, Vacuum | REGULATORVACUUM-OhmedaMedical-66-1251 | [23 empty] | REGULATORVACUUM | Regulator, Vacuum | Ohmeda Med
YES | YES |  |  |  | 133-03478 | 133-03478 | Datex-Ohmeda Inc | 6-1251 |  | GFFK21024 | KATY - RESPIRATORY |  |  |  |  | 133-03478 | 133-03478 | Katy | Memorial Hermann Katy Hospital | KATY - RESPIRATORY | [6 empty] | Regulator, Vacuum | REGULATORVACUUM-OhmedaMedical-66-1251 | [23 empty] | REGULATORVACUUM | Regulator, Vacuum | Ohmeda Med
YES | YES |  |  |  | 133-03498 | 133-03498 | Datex-Ohmeda Inc | 6-1251 |  | GFFK21191 | KATY - MED/SURG 4TH FLOOR |  |  |  |  | 133-03498 | 133-03498 | Katy | Memorial Hermann Katy Hospital | KATY - MED/SURG 4TH FLOOR | [6 empty] | Regulator, Vacuum | REGULATORVACUUM-OhmedaMedical-66-1251 | [23 empty] | REGULATORVACUUM | Regulator, Vacuum | Ohmeda Med
YES | YES |  |  |  | 133-03423 | 133-03423 | Datex-Ohmeda Inc | 6-1251 |  | GFFK21043 | KATY - NURSERY |  |  |  |  | 133-03423 | 133-03423 | Katy | Memorial Hermann Katy Hospital | KATY - NURSERY | Nursery A | [5 empty] | Regulator, Vacuum | REGULATORVACUUM-OhmedaMedical-66-1251 | [23 empty] | REGULATORVACUUM | Regulator, Vacuum | Ohmeda Med
YES | YES |  |  |  | 133-03391 | 133-03391 | Datex-Ohmeda Inc | 6-1251 |  | GFFK20620 | KATY - NURSERY |  |  |  |  | 133-03391 | 133-03391 | Katy | Memorial Hermann Katy Hospital | KATY - NURSERY | Nursery A | [5 empty] | Regulator, Vacuum | REGULATORVACUUM-OhmedaMedical-66-1251 | [23 empty] | REGULATORVACUUM | Regulator, Vacuum | Ohmeda Med
YES | YES |  |  |  | 133-03417 | 133-03417 | Datex-Ohmeda Inc | 6-1251 |  | GFFK21031 | KATY - NURSERY |  |  |  |  | 133-03417 | 133-03417 | Katy | Memorial Hermann Katy Hospital | KATY - NURSERY | Nursery A | [5 empty] | Regulator, Vacuum | REGULATORVACUUM-OhmedaMedical-66-1251 | [23 empty] | REGULATORVACUUM | Regulator, Vacuum | Ohmeda Med
YES | YES |  |  |  | 133-03406 | 133-03406 | Datex-Ohmeda Inc | 6-1251 |  | GFFK21006 | KATY - NURSERY |  |  |  |  | 133-03406 | 133-03406 | Katy | Memorial Hermann Katy Hospital | KATY - NURSERY | Nursery A | [5 empty] | Regulator, Vacuum | REGULATORVACUUM-OhmedaMedical-66-1251 | [23 empty] | REGULATORVACUUM | Regulator, Vacuum | Ohmeda Med
YES | YES |  |  |  | 133-03393 | 133-03393 | Datex-Ohmeda Inc | 6-1251 |  | GFFK21122 | KATY - POSTPARTUM - 2W |  |  |  |  | 133-03393 | 133-03393 | Katy | Memorial Hermann Katy Hospital | KATY - POSTPARTUM - 2W | Treatment room | [5 empty] | Regulator, Vacuum | REGULATORVACUUM-OhmedaMedical-66-1251 | [23 empty] | REGULATORVACUUM | Regulator, Vacuum | Ohmeda Med
YES | YES |  |  |  | 133-03328 | 133-03328 | Datex-Ohmeda Inc | 6-1251 |  | GFFK20581 | KATY - POSTPARTUM - 2W |  |  |  |  | 133-03328 | 133-03328 | Katy | Memorial Hermann Katy Hospital | KATY - POSTPARTUM - 2W | C-Section 1 | [5 empty] | Regulator, Vacuum | REGULATORVACUUM-OhmedaMedical-66-1251 | [23 empty] | REGULATORVACUUM | Regulator, Vacuum | Ohmeda Med
YES | YES |  |  |  | 133-03329 | 133-03329 | Datex-Ohmeda Inc | 6-1251 |  | GFFK20580 | KATY - POSTPARTUM - 2W |  |  |  |  | 133-03329 | 133-03329 | Katy | Memorial Hermann Katy Hospital | KATY - POSTPARTUM - 2W | C-Section 1 | [5 empty] | Regulator, Vacuum | REGULATORVACUUM-OhmedaMedical-66-1251 | [23 empty] | REGULATORVACUUM | Regulator, Vacuum | Ohmeda Med
YES | YES |  |  |  | 099-03631 | 099-03631 | Datex-Ohmeda Inc | 6-1251 |  | GFFU17592 | KATY - POSTPARTUM - 2W |  |  |  |  | 099-03631 | 099-03631 | Katy | Memorial Hermann Katy Hospital | KATY - POSTPARTUM - 2W | C-Section 2 | [5 empty] | Regulator, Vacuum | REGULATORVACUUM-OhmedaMedical-66-1251 | [23 empty] | REGULATORVACUUM | Regulator, Vacuum | Ohmeda Med
YES | YES |  |  |  | 133-03272 | 133-03272 | Datex-Ohmeda Inc | 6-1251 |  | GFFK21048 | KATY - Ambulatory |  |  |  |  | 133-03272 | 133-03272 | Katy | Memorial Hermann Katy Hospital | KATY - Ambulatory | 2nd floor Ambulatory | [5 empty] | Regulator, Vacuum | REGULATORVACUUM-OhmedaMedical-66-1251 | [23 empty] | REGULATORVACUUM | Regulator, Vacuum | Ohmeda Med
YES | YES |  |  |  | 133-03269 | 133-03269 | Datex-Ohmeda Inc | 6-1251 |  | GFFK21055 | KATY - Ambulatory |  |  |  |  | 133-03269 | 133-03269 | Katy | Memorial Hermann Katy Hospital | KATY - Ambulatory | 2nd floor Ambulatory | [5 empty] | Regulator, Vacuum | REGULATORVACUUM-OhmedaMedical-66-1251 | [23 empty] | REGULATORVACUUM | Regulator, Vacuum | Ohmeda Med
YES | YES |  |  |  | 133-03297 | 133-03297 | Datex-Ohmeda Inc | 6-1251 |  | GFFK20628 | KATY - Ambulatory |  |  |  |  | 133-03297 | 133-03297 | Katy | Memorial Hermann Katy Hospital | KATY - Ambulatory | 2nd floor Ambulatory | [5 empty] | Regulator, Vacuum | REGULATORVACUUM-OhmedaMedical-66-1251 | [23 empty] | REGULATORVACUUM | Regulator, Vacuum | Ohmeda Med
YES | YES | Serial Number Cnf |  |  | 133-04538 | 133-04538 | Datex-Ohmeda Inc | 6-1251 |  | CNF | KATY - Cath Lab |  |  |  |  | 133-04538 | 133-04538 | Katy | Memorial Hermann Katy Hospital | KATY - Cath Lab | Cathblab 1 | [5 empty] | Regulator, Vacuum | REGULATORVACUUM-OhmedaMedical-66-1251 | [23 empty] | REGULATORVACUUM | Regulator, Vacuum | Ohmeda Med
YES | YES |  |  |  | 133-03443 | 133-03443 | Datex-Ohmeda Inc | 6-1251 |  | GFFK21075 | KATY - Intermediate Care Unit |  |  |  |  | 133-03443 | 133-03443 | Katy | Memorial Hermann Katy Hospital | KATY - Intermediate Care Unit | Room 1 | [5 empty] | Regulator, Vacuum | REGULATORVACUUM-OhmedaMedical-66-1251 | [23 empty] | REGULATORVACUUM | Regulator, Vacuum | Ohmeda Med
YES | YES |  |  |  | 133-03463 | 133-03463 | Datex-Ohmeda Inc | 6-1251 |  | GFFK21138 | KATY - Intermediate Care Unit |  |  |  |  | 133-03463 | 133-03463 | Katy | Memorial Hermann Katy Hospital | KATY - Intermediate Care Unit | Room IMU 3 | [5 empty] | Regulator, Vacuum | REGULATORVACUUM-OhmedaMedical-66-1251 | [23 empty] | REGULATORVACUUM | Regulator, Vacuum | Ohmeda Med
YES | YES |  |  |  | 133-03428 | 133-03428 | Datex-Ohmeda Inc | 6-1251 |  | GFFK21053 | KATY - Intermediate Care Unit |  |  |  |  | 133-03428 | 133-03428 | Katy | Memorial Hermann Katy Hospital | KATY - Intermediate Care Unit | Room IMU 4 | [5 empty] | Regulator, Vacuum | REGULATORVACUUM-OhmedaMedical-66-1251 | [23 empty] | REGULATORVACUUM | Regulator, Vacuum | Ohmeda Med
YES | YES |  |  |  | 133-03359 | 133-03359 | Datex-Ohmeda Inc | 6-1251 |  | GFFK21156 | KATY - Intermediate Care Unit |  |  |  |  | 133-03359 | 133-03359 | Katy | Memorial Hermann Katy Hospital | KATY - Intermediate Care Unit | Room IMU 4 | [5 empty] | Regulator, Vacuum | REGULATORVACUUM-OhmedaMedical-66-1251 | [23 empty] | REGULATORVACUUM | Regulator, Vacuum | Ohmeda Med
YES | YES |  |  |  | 133-03464 | 133-03464 | Datex-Ohmeda Inc | 6-1251 |  | GFFK21139 | KATY - Intermediate Care Unit |  |  |  |  | 133-03464 | 133-03464 | Katy | Memorial Hermann Katy Hospital | KATY - Intermediate Care Unit | Room IMU 11 | [5 empty] | Regulator, Vacuum | REGULATORVACUUM-OhmedaMedical-66-1251 | [23 empty] | REGULATORVACUUM | Regulator, Vacuum | Ohmeda Med
YES | YES |  |  |  | 133-03431 | 133-03431 | Datex-Ohmeda Inc | 6-1251 |  | GFFK21063 | KATY - Intermediate Care Unit |  |  |  |  | 133-03431 | 133-03431 | Katy | Memorial Hermann Katy Hospital | KATY - Intermediate Care Unit | Room IMU 11 | [5 empty] | Regulator, Vacuum | REGULATORVACUUM-OhmedaMedical-66-1251 | [23 empty] | REGULATORVACUUM | Regulator, Vacuum | Ohmeda Med
YES | YES |  |  |  | 133-03462 | 133-03462 | Datex-Ohmeda Inc | 6-1251 |  | GFFK21137 | KATY - ICU |  |  |  |  | 133-03462 | 133-03462 | Katy | Memorial Hermann Katy Hospital | KATY - ICU | Room 6 | [5 empty] | Regulator, Vacuum | REGULATORVACUUM-OhmedaMedical-66-1251 | [23 empty] | REGULATORVACUUM | Regulator, Vacuum | Ohmeda Med
YES | YES | Serial Number Cnf |  |  | 133-03437 | 133-03437 | Datex-Ohmeda Inc | 6-1251 |  | CNF | KATY - ICU |  |  |  |  | 133-03437 | 133-03437 | Katy | Memorial Hermann Katy Hospital | KATY - ICU | Room 10 | 2/1/20 |  |  | Regulator in use. |  | Regulator, Vacuum | REGULATORVACUUM-OhmedaMedical-66-1251 | [23 empty] | REGULATORVACUUM | Regulator, Vacuum | Ohmeda Med
YES | YES |  |  |  | 133-03419 | 133-03419 | Datex-Ohmeda Inc | 6-1251 |  | GFFK21037 | KATY - NICU |  |  |  |  | 133-03419 | 133-03419 | Katy | Memorial Hermann Katy Hospital | KATY - NICU | NICU 307 | [5 empty] | Regulator, Vacuum | REGULATORVACUUM-OhmedaMedical-66-1251 | [23 empty] | REGULATORVACUUM | Regulator, Vacuum | Ohmeda Med
YES | YES |  |  |  | 133-03399 | 133-03399 | Datex-Ohmeda Inc | 6-1251 |  | GFFK20999 | KATY - NICU |  |  |  |  | 133-03399 | 133-03399 | Katy | Memorial Hermann Katy Hospital | KATY - NICU | NICU 309 | [5 empty] | Regulator, Vacuum | REGULATORVACUUM-OhmedaMedical-66-1251 | [23 empty] | REGULATORVACUUM | Regulator, Vacuum | Ohmeda Med
YES | YES |  |  |  | 133-03413 | 133-03413 | Datex-Ohmeda Inc | 6-1251 |  | GFFK21863 | KATY - NICU |  |  |  |  | 133-03413 | 133-03413 | Katy | Memorial Hermann Katy Hospital | KATY - NICU | NICU 309 | [5 empty] | Regulator, Vacuum | REGULATORVACUUM-OhmedaMedical-66-1251 | [23 empty] | REGULATORVACUUM | Regulator, Vacuum | Ohmeda Med
YES | YES |  |  |  | 133-03249 | 133-03249 | Datex-Ohmeda Inc | 6-1251 |  | GFFK21130 | Childrens Peds ER |  |  |  |  | 133-03249 | 133-03249 | Katy | Memorial Hermann Katy Hospital | Childrens Peds ER | Room 0 | [5 empty] | Regulator, Vacuum | REGULATORVACUUM-OhmedaMedical-66-1251 | [23 empty] | REGULATORVACUUM | Regulator, Vacuum | Ohmeda Med
YES | YES |  |  |  | 099-00928 | 099-00928 | Datex-Ohmeda Inc | 6-1251 |  | AHBK05621 | SUGAR LAND - CATH LAB |  |  |  |  | 099-00928 | 099-00928 | Sugar Land |  | SUGAR LAND - CATH LAB | BioMed Shop |  |  |  | No pm |  | Regulator, Vacuum | REGULATORVACUUM-OhmedaMedical-66-1251 | [23 empty] | REGULATORVACUUM | Regulator, Vacuum | Ohmeda Med
YES | YES |  |  |  | 129-02674 | 129-02674 | Datex-Ohmeda Inc | 6-1251 |  | GFFK14610 | SUGAR LAND - CATH LAB |  |  |  |  | 129-02674 | 129-02674 | Sugar Land |  | SUGAR LAND - CATH LAB | BioMed Shop |  |  |  | No pm |  | Regulator, Vacuum | REGULATORVACUUM-OhmedaMedical-66-1251 | [23 empty] | REGULATORVACUUM | Regulator, Vacuum | Ohmeda Med
YES | YES |  |  |  | 129-02661 | 129-02661 | Datex-Ohmeda Inc | 6-1251 |  | GFFK14597 | SUGAR LAND - CATH LAB |  |  |  |  | 129-02661 | 129-02661 | Sugar Land |  | SUGAR LAND - CATH LAB | BioMed Shop | 2/1/20 |  |  | No pm |  | Regulator, Vacuum | REGULATORVACUUM-OhmedaMedical-66-1251 | [23 empty] | REGULATORVACUUM | Regulator, Vacuum | Ohmeda Med
YES | YES |  |  |  | 129-02656 | 129-02656 | Datex-Ohmeda Inc | 6-1251 |  | GFFK12112 | SUGAR LAND - CATH LAB |  |  |  |  | 129-02656 | 129-02656 | Sugar Land |  | SUGAR LAND - CATH LAB | BioMed Shop |  |  |  | No pm |  | Regulator, Vacuum | REGULATORVACUUM-OhmedaMedical-66-1251 | [23 empty] | REGULATORVACUUM | Regulator, Vacuum | Ohmeda Med
YES | YES |  |  |  | 129-01349 | 129-01349 | Datex-Ohmeda Inc | 6-1251 |  | AHBK05857 | SUGAR LAND - CATH LAB |  |  |  |  | 129-01349 | 129-01349 | Sugar Land |  | SUGAR LAND - CATH LAB | BioMed Shop |  |  |  | No pm |  | Regulator, Vacuum | REGULATORVACUUM-OhmedaMedical-66-1251 | [23 empty] | REGULATORVACUUM | Regulator, Vacuum | Ohmeda Med
YES | YES |  |  |  | 129-02575 | 129-02575 | Datex-Ohmeda Inc | 6-1251 |  | GFFK12031 | SUGAR LAND - CATH LAB |  |  |  |  | 129-02575 | 129-02575 | Sugar Land |  | SUGAR LAND - CATH LAB | BioMed Shop |  |  |  | No pm |  | Regulator, Vacuum | REGULATORVACUUM-OhmedaMedical-66-1251 | [23 empty] | REGULATORVACUUM | Regulator, Vacuum | Ohmeda Med
YES | YES |  |  |  | 129-02676 | 129-02676 | Datex-Ohmeda Inc | 6-1251 |  | GFFK14612 | SUGAR LAND - CATH LAB |  |  |  |  | 129-02676 | 129-02676 | Sugar Land |  | SUGAR LAND - CATH LAB | BioMed Shop |  |  |  | No pm |  | Regulator, Vacuum | REGULATORVACUUM-OhmedaMedical-66-1251 | [23 empty] | REGULATORVACUUM | Regulator, Vacuum | Ohmeda Med
YES | YES |  |  |  | 129-02669 | 129-02669 | Datex-Ohmeda Inc | 6-1251 |  | GFFK14605 | SUGAR LAND - CATH LAB |  |  |  |  | 129-02669 | 129-02669 | Sugar Land |  | SUGAR LAND - CATH LAB | BioMed Shop |  |  |  | No pm |  | Regulator, Vacuum | REGULATORVACUUM-OhmedaMedical-66-1251 | [23 empty] | REGULATORVACUUM | Regulator, Vacuum | Ohmeda Med
YES | YES |  |  |  | 129-02607 | 129-02607 | Datex-Ohmeda Inc | 6-1251 |  | GFFK12063 | SUGAR LAND - CATH LAB |  |  |  |  | 129-02607 | 129-02607 | Sugar Land |  | SUGAR LAND - CATH LAB | BioMed Shop |  |  |  | No pm |  | Regulator, Vacuum | REGULATORVACUUM-OhmedaMedical-66-1251 | [23 empty] | REGULATORVACUUM | Regulator, Vacuum | Ohmeda Med
YES | YES |  |  |  | 129-02584 | 129-02584 | Datex-Ohmeda Inc | 6-1251 |  | GFFK12040 | SUGAR LAND - CATH LAB |  |  |  |  | 129-02584 | 129-02584 | Sugar Land |  | SUGAR LAND - CATH LAB | BioMed Shop |  |  |  | No pm |  | Regulator, Vacuum | REGULATORVACUUM-OhmedaMedical-66-1251 | [23 empty] | REGULATORVACUUM | Regulator, Vacuum | Ohmeda Med
YES | YES |  |  |  | 129-02635 | 129-02635 | Datex-Ohmeda Inc | 6-1251 |  | GFFK12091 | SUGAR LAND - CATH LAB |  |  |  |  | 129-02635 | 129-02635 | Sugar Land |  | SUGAR LAND - CATH LAB | BioMed Shop |  |  |  | No pm |  | Regulator, Vacuum | REGULATORVACUUM-OhmedaMedical-66-1251 | [23 empty] | REGULATORVACUUM | Regulator, Vacuum | Ohmeda Med
YES | YES | Serial Number Cnf |  |  |  |  | Datex-Ohmeda Inc |  |  | CNF | MEMORIAL CITY - OUTPATIENT SURGERY | [6 empty] | West | Memorial Hermann Memorial City Medical Center | MEMORIAL CITY - OUTPATIENT SURGERY | Memorial City - Day Surgery Room W1 300.82 OR14 |  |  |  | No pm sticker
YES | YES | Serial Number Cnf |  |  | 041-33782 | 041-33782 | Datex-Ohmeda Inc |  |  | CNF | MEMORIAL CITY - OUTPATIENT SURGERY |  |  |  |  | 041-33782 | 041-33782 | West | Memorial Hermann Memorial City Medical Center | MEMORIAL CITY - OUTPATIENT SURGERY | Memorial City - Day Surgery Room W1 300.82 OR14 |  |  |  | No pm sticker
YES | YES |  |  |  | 013-39326 | 013-39326 | Datex-Ohmeda Inc | Aestiva /5 MRI |  | SNF | SW -MRI |  |  |  |  | 013-39326 | 013-39326 | Southwest | Memorial Hermann Southwest Hospital | SW -MRI | MRI
YES | YES | Asset Tag 009-34053 |  |  | 009-34053 | 009-34053 | Datex-Ohmeda Inc | Aestiva 5 |  |  | PACU OR |  |  |  |  | 009-34053 | 009-34053 | Southwest | Memorial Hermann Southwest Hospital | PACU OR | Rm 1 | 3/1/20 |  | 9/1/20
NO | YES | Asset Tag 013-17177 |  |  | 013-17177 | 013-17177 | Datex-Ohmeda Inc | Aestiva 5 |  | AMRM00636 | SW-Labor |  |  |  |  | 013-17177 | 013-17177 | Southwest | MHHS-Southwest | SW-Labor | Delivery2
YES | YES |  |  |  | AMRH03242 | AMRH03242 | Datex-Ohmeda Inc | Aestiva 7900 |  | AMRH03242 | SW - OR |  |  |  |  | AMRH03242 | AMRH03242 | Southwest | Memorial Hermann Southwest Hospital | SW - OR | OR 1 | 11/1/19 |  | 5/1/20
YES | YES |  |  |  | AMRH03241 | AMRH03241 | Datex-Ohmeda Inc | Aestiva 7900 |  | AMRH03241 | SW - OR |  |  |  |  | AMRH03241 | AMRH03241 | Southwest | Memorial Hermann Southwest Hospital | SW - OR | OR 2 | 3/1/20 |  | 9/1/20
YES | YES |  |  |  | AMRH03236 | AMRH03236 | Datex-Ohmeda Inc | Aestiva 7900 |  | AMRH03236 | SW-OR |  |  |  |  | AMRH03236 | AMRH03236 | Southwest | Memorial Hermann Southwest Hospital | SW-OR | OR5
YES | YES |  |  |  | AMRH03238 | AMRH03238 | Datex-Ohmeda Inc | Aestiva 7900 |  | AMRH03238 | SW-OR |  |  |  |  | AMRH03238 | AMRH03238 | Southwest | Memorial Hermann Southwest Hospital | SW-OR | OR6 | 3/1/20 |  | 9/1/20
YES | YES | Asset Tag 009-34053 |  |  | 009-34053 | 009-34053 | Datex-Ohmeda Inc | Aestiva/5 |  | AMRH03237 | SW Endoscopy |  |  |  |  | 009-34053 | 009-34053 | Southwest | Memorial Hermann Southwest Hospital | SW Endoscopy | SW Endoscopy
YES | YES |  |  |  | 099-01195 | 099-01195 | Datex-Ohmeda Inc | Aisys CS2 |  | APWZ00206 | OR |  |  |  |  | 099-01195 | 099-01195 | Katy | Memorial Hermann Northeast Hospital | OR |  | 2/1/20 |  |  | New |  | Anesthesia Machine | ANESTHESIAMACHINE-GE-Aisys CS2 | [12 empty] | AM-SA | [10 empty] | ANESTHESIAMACHINE | Anesthesia Machine | GE
YES | YES |  |  |  | 029-12806 | 029-12806 | Datex-Ohmeda Inc | Aisys cs2 |  | apwy01156 | OR |  |  |  |  | 029-12806 | 029-12806 | Woodlands | Memorial Hermann The Woodlands Medical Center | OR | Or 19 | [5 empty] | Anesthesia Machine | ANESTHESIAMACHINE-GE-Aisys CS2 | [12 empty] | AM-SA | [10 empty] | ANESTHESIAMACHINE | Anesthesia Machine | GE
YES | YES |  |  |  | 005-11878 | 005-11878 | Datex-Ohmeda Inc | ALADIN 2 |  | Bgbx02121 | SE - OR |  |  |  |  | 005-11878 | 005-11878 | Southeast | Memorial Hermann Southeast Hospital | SE - OR | Hybrid 2 | 1/1/20 |  | 1/1/21
YES | YES |  |  |  | 029-12809 | 029-12809 | Datex-Ohmeda Inc | Aladin 2 ISO |  | Bgay00517 | Or |  |  |  |  | 029-12809 | 029-12809 | Woodlands | Memorial Hermann The Woodlands Medical Center | Or | OR 19 | [5 empty] | Vaporizer, Anesthesia | VAPORIZERANESTHESIA-Datex-Ohmeda-Aladin2 DES | [12 empty] | VA-SA | [10 empty] | VAPORIZERANESTHESIA | Vaporizer, Anesthesia | Datex-Ohmeda
YES | YES |  |  |  | 099-01235 | 099-01235 | Datex-Ohmeda Inc | Aladin2 DES |  | BGCY01056 | [5 empty] | 099-01235 | 099-01235 | Katy | Memorial Hermann Northeast Hospital |  | Biomed Shop | [5 empty] | Vaporizer, Anesthesia | VAPORIZERANESTHESIA-Datex-Ohmeda-Aladin2 DES | [12 empty] | VA-SA | [10 empty] | VAPORIZERANESTHESIA | Vaporizer, Anesthesia | Datex-Ohmeda
YES | YES |  |  |  | 099-00025 | 099-00025 | Datex-Ohmeda Inc | Aladin2 DES |  | BGCZ00117 | [5 empty] | 099-00025 | 099-00025 | Katy | Memorial Hermann Northeast Hospital |  | Biomed Shop | 2/1/20 |  |  | New |  | Vaporizer, Anesthesia | VAPORIZERANESTHESIA-Datex-Ohmeda-Aladin2 DES | [12 empty] | VA-SA | [10 empty] | VAPORIZERANESTHESIA | Vaporizer, Anesthesia | Datex-Ohmeda
YES | YES |  |  |  | 029-12810 | 029-12810 | Datex-Ohmeda Inc | Aladin2 DES |  | Bgcy00574 | Or |  |  |  |  | 029-12810 | 029-12810 | Woodlands | Memorial Hermann The Woodlands Medical Center | Or | OR 19 | [5 empty] | Vaporizer, Anesthesia | VAPORIZERANESTHESIA-Datex-Ohmeda-Aladin2 DES | [12 empty] | VA-SA | [10 empty] | VAPORIZERANESTHESIA | Vaporizer, Anesthesia | Datex-Ohmeda
YES | YES |  |  |  | 099-01234 | 099-01234 | Datex-Ohmeda Inc | Aladin2 SEV |  | BGBY01457 | [5 empty] | 099-01234 | 099-01234 | Katy | Memorial Hermann Northeast Hospital |  | Biomed Shop
YES | YES |  |  |  | 099-00024 | 099-00024 | Datex-Ohmeda Inc | Aladin2 SEV |  | BGBZ00047 | [5 empty] | 099-00024 | 099-00024 | Katy | Memorial Hermann Northeast Hospital |  | Biomed Shop | 2/1/20 |  |  | New
YES | YES |  |  |  | 029-12808 | 029-12808 | Datex-Ohmeda Inc | Aladin2 SEV |  | bgby00672 | OR |  |  |  |  | 029-12808 | 029-12808 | Woodlands | Memorial Hermann The Woodlands Medical Center | OR | Or 19
YES | YES |  |  |  | 041-32465 | 041-32465 | Datex-Ohmeda Inc | Avance CS2 |  | APKY02483 | MEMORIAL CITY - MOR |  |  |  |  | 041-32465 | 041-32465 | West | Memorial city -memorial herman hospital center | MEMORIAL CITY - MOR | Procedure room 2
YES | YES |  |  |  | 013-03558 | 013-03558 | Datex-Ohmeda Inc | Continuous |  | GFHY05762 | L |  |  |  |  | 013-03558 | 013-03558 | Southwest | Memorial Hermann Southwest Hospital | L | Room 14 |  |  |  | No p.m.
YES | YES | Serial Number Cnf |  |  | 013-14447 | 013-14447 | Datex-Ohmeda Inc | Giraffe spot PT |  | Cnf | SW - NICU |  |  |  |  | 013-14447 | 013-14447 | Southwest | Memorial Hermann Southwest Hospital | SW - NICU | NICU 2 | [6 empty] | LAMPPHOTOTHERAPY-GE-Giraffe Blue Spot PT Lite
YES | YES | Serial Number Cnf |  |  | 013-14963 | 013-14963 | Datex-Ohmeda Inc | Giraffe spot pt |  | Cnf | SW - NICU |  |  |  |  | 013-14963 | 013-14963 | Southwest | Memorial Hermann Southwest Hospital | SW - NICU | NICU | [6 empty] | LAMPPHOTOTHERAPY-GE-Giraffe Blue Spot PT Lite
YES | YES | Serial Number Cnf |  |  | 013-14968 | 013-14968 | Datex-Ohmeda Inc | Giraffe Spot PT |  | Cnf | SW - NICU |  |  |  |  | 013-14968 | 013-14968 | Southwest | Memorial Hermann Southwest Hospital | SW - NICU | NICU | [6 empty] | LAMPPHOTOTHERAPY-GE-Giraffe Blue Spot PT Lite
YES | YES | Serial Number Cnf |  |  | 133-07067 | 133-07067 | Datex-Ohmeda Inc | HALUX 50 SX |  | CNF | KATY - NICU |  |  |  |  | 133-07067 | 133-07067 | Katy | Memorial Hermann Katy Hospital | KATY - NICU | NICU Storage
YES | YES |  |  |  | 099-05077 | 099-05077 | Datex-Ohmeda Inc | Halux 50 sX |  | Nsn | TMC - RESPIRATORY - ADULT |  |  |  |  | 099-05077 | 099-05077 |  | TMC | TMC - RESPIRATORY - ADULT | Memorial Hermann- Texas Medical Center NICU | 3/1/20 |  |  | No PM Sticker
YES | YES |  |  |  | 133-03293 | 133-03293 | Datex-Ohmeda Inc | Intermittent Suction Unit |  | GFFK20635 | [5 empty] | 133-03293 | 133-03293 | Katy | Memorial Hermann Katy Hospital |  | PACU Room 23
YES | YES |  |  |  | 099-07915 | 099-07915 | Datex-Ohmeda Inc | Isotec 4 |  | ARR05366 | SE - OR - ANESTHESIA |  |  |  |  | 099-07915 | 099-07915 | Southeast | Memorial Hermann Southeast Hospital | SE - OR - ANESTHESIA | Hybrid OR | 12/1/11 |  | 12/1/12
YES | YES |  |  |  | 099-07916 | 099-07916 | Datex-Ohmeda Inc | Isotec 4 |  | BARR05363 | SE - OR - ANESTHESIA |  |  |  |  | 099-07916 | 099-07916 | Southeast | Memorial Hermann Southeast Hospital | SE - OR - ANESTHESIA | Hybrid OR | 12/1/07 |  | 12/1/08
YES | YES |  |  |  | 099-00832 | 099-00832 | Datex-Ohmeda Inc | Isotec 5 |  | BCYU 05351 | NE - LABOR |  |  |  |  | 099-00832 | 099-00832 | Katy | Memorial Hermann Northeast Hospital | NE - LABOR | OR 1 | 2/1/20
YES | YES |  |  |  | 099-00704 | 099-00704 | Datex-Ohmeda Inc | Isotec 5 |  | BCYX04358 | NE - LABOR |  |  |  |  | 099-00704 | 099-00704 | Katy | Memorial Hermann Northeast Hospital | NE - LABOR | OR 2 | 2/1/20
YES | YES |  |  |  | 074-05219 | 074-05219 | Datex-Ohmeda Inc | Isotec 5 |  | BCYW00268 | 3rd floor OR |  |  |  |  | 074-05219 | 074-05219 | TMC | Memorial Hermann-Texas Medical Center | 3rd floor OR | S3 415 | 11/1/16 |  | 4/1/20
YES | YES |  |  |  | 099-07914 | 099-07914 | Datex-Ohmeda Inc | Isotec 5 |  | BCYE01493 | SE - OR - ANESTHESIA |  |  |  |  | 099-07914 | 099-07914 | Southeast | Memorial Hermann Southeast Hospital | SE - OR - ANESTHESIA | Hybrid OR | 10/1/12 |  | 10/1/15
YES | YES | Serial Number Cnf |  |  |  |  | Datex-Ohmeda Inc | Isotec 5 |  | Cnf | Memorial city Operating room | [6 empty] | West Memorial city | Memorial city - memorial herman hospital | Memorial city Operating room | Procedure room 2 |  |  |  | No pm found
YES | YES |  |  |  | 029-00421 | 029-00421 | Datex-Ohmeda Inc | ISU |  | CFHB20275 | Surgery OR |  |  |  |  | 029-00421 | 029-00421 | Woodlands | Memorial Hermann Hospital Woodlands | Surgery OR | OR Room 7 |  |  |  | No p.m.
YES | YES |  |  |  | 029-03969 | 029-03969 | Datex-Ohmeda Inc | ISU |  | GFFJ18067 | OB / LD |  |  |  |  | 029-03969 | 029-03969 | Woodlands | Memorial Hermann Hospital Woodlands | OB / LD | Room W1 214 |  |  |  | No p.m.
YES | YES |  |  |  | 029-01922 | 029-01922 | Datex-Ohmeda Inc | ISU |  | CFFF32622 | OB / LD |  |  |  |  | 029-01922 | 029-01922 | Woodlands | Memorial Hermann Hospital Woodlands | OB / LD | Room W1 234
YES | YES |  |  |  | 041-08664 |  | Datex-Ohmeda Inc | ISU |  | GFFJ09993 | Memorial Hermann cardio |  |  |  |  | 041-08664 |  | West | Memorial Hermann Memorial City Medical Center | Memorial Hermann cardio | Memorial Hermann cardio OK
YES | YES |  |  |  | 041-08666 | 041-08666 | Datex-Ohmeda Inc | ISU |  | GFFJ09995 | 7E Cardiology |  |  |  |  | 041-08666 | 041-08666 | West | Memorial Hermann Memorial City Medical Center | 7E Cardiology | Memorial Hermann cardio 7E
YES | YES |  |  |  | 041-05140 | 041-05140 | Datex-Ohmeda Inc | ISU |  | GFFG15318 | 6E Cardiology |  |  |  |  | 041-05140 | 041-05140 | West | Memorial Hermann Memorial City Medical Center | 6E Cardiology | Memorial Hermann cardio 6E
YES | YES |  |  |  | 041-05088 | 041-05088 | Datex-Ohmeda Inc | ISU |  | GFFG15450 | 6E Cardiology |  |  |  |  | 041-05088 | 041-05088 | West | Memorial Hermann Memorial City Medical Center | 6E Cardiology | Memorial Hermann cardio 6E
YES | YES | Asset Tag 041-05121 |  |  | 041-05121 | 041-05121 | Datex-Ohmeda Inc | ISU |  | GFFG16199 | 6E Cardiology |  |  |  |  | 041-05121 | 041-05121 | West | Memorial Hermann Memorial City Medical Center | 6E Cardiology | Memorial Hermann cardio 6E
YES | YES | Asset Tag 041-05129 |  |  | 041-05129 | 041-05129 | Datex-Ohmeda Inc | ISU |  | GFFG15260 | 6E Cardiology |  |  |  |  | 041-05129 | 041-05129 | West | Memorial Hermann Memorial City Medical Center | 6E Cardiology | Memorial Hermann cardio 6E
YES | YES |  |  |  | 041-33805 | 041-33805 | Datex-Ohmeda Inc | Panda IRES Warmer M1112199 |  | PBWZ70827 | Memorial City - 10 Floor Storage |  |  |  |  | 041-33805 | 041-33805 | West | Memorial Hermann Memorial City Medical Center | Memorial City - 10 Floor Storage | Memorial City - 10 Floor Storage |  |  |  | No pm sticker
YES | YES |  |  |  | 583-01548 | 583-01548 | Datex-Ohmeda Inc | Panda IRES Warmer M1112199 |  | PBWZ70829 | Memorial City - 10 Floor Storage |  |  |  |  | 583-01548 | 583-01548 | West | Memorial Hermann Memorial City Medical Center | Memorial City - 10 Floor Storage | Memorial City - 10 Floor Storage |  |  |  | No pm sticker
YES | YES |  |  |  | 583-01561 | 583-01561 | Datex-Ohmeda Inc | Panda m1112198 |  | PBWZ70828 | emorial city-10th floor storage |  |  |  |  | 583-01561 | 583-01561 | West | Memorial herman memorial city | emorial city-10th floor storage | Memorial city-10th floor storage |  |  |  | No pm sticker
YES | YES |  |  |  | 099-09924 | 099-09924 | Datex-Ohmeda Inc | PS11076 |  |  | TMC - CHILDRENS - CSC (9HP) |  |  |  |  | 099-09924 | 099-09924 | TMC | Memorial Hermann-Texas Medical Center | TMC - CHILDRENS - CSC (9HP) | CHILDRENS - CSC (9HP) |  |  | 4/1/20
YES | YES |  |  |  | 099-09926 | 099-09926 | Datex-Ohmeda Inc | PS11076 |  |  | TMC - OR - PEDI OR (2R) |  |  |  |  | 099-09926 | 099-09926 | TMC | Memorial Hermann-Texas Medical Center | TMC - OR - PEDI OR (2R) | PEDI OR (2R)
YES | YES |  |  |  | 099-09932 | 099-09932 | Datex-Ohmeda Inc | PS11076 |  |  | TMC - OR - PEDI OR (2R) |  |  |  |  | 099-09932 | 099-09932 | TMC | Memorial Hermann-Texas Medical Center | TMC - OR - PEDI OR (2R) | PEDI OR (2R)
YES | YES |  |  |  | 133-03515 | 133-03515 | Datex-Ohmeda Inc | Suction unit |  | GFFK21202 | KATY - MED/SURG 6TH FLOOR |  |  |  |  | 133-03515 | 133-03515 | Katy | Memorial Hermann Katy Hospital | KATY - MED/SURG 6TH FLOOR | MEDSURG 6th FL 619
NO | YES |  |  |  | 142-00021 | 142-00021 | Datex-Ohmeda Inc | TEC 6 |  | ACTC09054 | NE-Labor & Delivery |  |  |  |  | 142-00021 | 142-00021 | Katy | MHHS-Northeast | NE-Labor & Delivery | OR 1 | 12/1/19 | 6/1/20 |  |  |  | Vaporizer, Anesthesia | VAPORIZERANESTHESIA-Datex-Ohmeda-TEC 6 | [12 empty] | VA-SA | [10 empty] | VAPORIZERANESTHESIA | Vaporizer, Anesthesia | Datex-Ohmeda
YES | YES |  |  |  | 151-05070 | 151-05070 | Datex-Ohmeda Inc | Tec 7 |  | BEJF00403 | Cath lab |  |  |  |  | 151-05070 | 151-05070 | Northwest | Memorial Hermann Cypress Hospital | Cath lab | Cath lab 1 |  | 2/1/20 |  | No pm sticker |  | Vaporizer, Anesthesia | VAPORIZERANESTHESIA-Datex-Ohmeda-TEC 7 | [12 empty] | VA-SA | [10 empty] | VAPORIZERANESTHESIA | Vaporizer, Anesthesia | Datex-Ohmeda
YES | YES |  |  |  | 151-04986 | 151-04986 | Datex-Ohmeda Inc | TEC 7 |  | BEJG03759 | CY - L |  |  |  |  | 151-04986 | 151-04986 | Northwest | Memorial Hermann Cypress Hospital | CY - L | C section 1 | [5 empty] | Vaporizer, Anesthesia | VAPORIZERANESTHESIA-Datex-Ohmeda-TEC 7 | [12 empty] | VA-SA | [10 empty] | VAPORIZERANESTHESIA | Vaporizer, Anesthesia | Datex-Ohmeda
YES | YES |  |  |  | 151-04991 | 151-04991 | Datex-Ohmeda Inc | TEC 7 |  | BEJS08629 | CY - L |  |  |  |  | 151-04991 | 151-04991 | Northwest | Memorial Hermann Cypress Hospital | CY - L | C-Section 2 | [5 empty] | Vaporizer, Anesthesia | VAPORIZERANESTHESIA-Datex-Ohmeda-TEC 7 | [12 empty] | VA-SA | [10 empty] | VAPORIZERANESTHESIA | Vaporizer, Anesthesia | Datex-Ohmeda
NO | YES |  |  |  | BEJK02714 | 099-02186 | Datex-Ohmeda Inc | TEC 7 |  | BEJK02714 | Katy-Central Supply |  |  |  |  | BEJK02714 | 099-02186 | Katy | MHHS-Katy | Katy-Central Supply | Biomed shop | 2/1/17 | 8/1/17 |  |  |  | Vaporizer, Anesthesia | VAPORIZERANESTHESIA-Datex-Ohmeda-TEC 7 | [12 empty] | VA-SA | [10 empty] | VAPORIZERANESTHESIA | Vaporizer, Anesthesia | Datex-Ohmeda
NO | YES |  |  |  | 005-33284 | 005-33284 | Datex-Ohmeda Inc | TEC 7 |  | BEJJ04274 | Sugar Land-OR |  |  |  |  | 005-33284 | 005-33284 | Sugar Land | MHHS-Sugarland | Sugar Land-OR | OR 2 | 2/1/20 |  | 8/1/20 |  |  | Vaporizer, Anesthesia | VAPORIZERANESTHESIA-Datex-Ohmeda-TEC 7 | [12 empty] | VA-SA | [10 empty] | VAPORIZERANESTHESIA | Vaporizer, Anesthesia | Datex-Ohmeda
NO | YES |  |  |  | 029-11088 | 029-11088 | Datex-Ohmeda Inc | TEC 7 |  | BEJH04028 | L |  |  |  |  | 029-11088 | 029-11088 | Sugar Land | Memorial Hermann Sugar Land Hospital | L | L | 2/1/20 |  | 2/1/21 |  |  | Vaporizer, Anesthesia | VAPORIZERANESTHESIA-Datex-Ohmeda-TEC 7 | [12 empty] | VA-SA | [10 empty] | VAPORIZERANESTHESIA | Vaporizer, Anesthesia | Datex-Ohmeda
YES | YES |  |  |  | 925-01793 | 925-01793 | Datex-Ohmeda Inc | TEC 7 |  | BEJK01420 | MHOSH - ANESTHESIA |  |  |  |  | 925-01793 | 925-01793 | Central | Memorial Hermann Greater Heights Hospital | MHOSH - ANESTHESIA | HMOSH - ANESTHSIA | 2/1/20 |  | 2/1/21
YES | YES |  |  |  | BEJK01658 | 099-08309 | Datex-Ohmeda Inc | TEC 7 |  | BEJK01658 | MHOSH - OR |  |  |  |  | BEJK01658 | 099-08309 | Central | Memorial Hermann Greater Heights Hospital | MHOSH - OR | MHOSH - OR | 1/1/20 |  | 1/1/21
YES | YES |  |  |  | 925-01795 | 925-01795 | Datex-Ohmeda Inc | TEC 7 |  | BEJK03461 | MHOSH - OR |  |  |  |  | 925-01795 | 925-01795 | Central | Memorial Hermann Greater Heights Hospital | MHOSH - OR | MHOSH - OR | 2/1/20 |  | 2/1/21
YES | YES |  |  |  | 925-01794 | 925-01794 | Datex-Ohmeda Inc | TEC 7 |  | BEJH00665 | OR |  |  |  |  | 925-01794 | 925-01794 | Central | Joint Center - Orthopedic and Spine Hospital | OR | OR 1 | 2/1/20 |  | 2/1/21
YES | YES |  |  |  | 099-08972 | 099-08972 | Datex-Ohmeda Inc | TEC 7 |  | BEJK01013 | OR |  |  |  |  | 099-08972 | 099-08972 | Central | Joint Center - Orthopedic and Spine Hospital | OR | OR 4 | 1/1/20 |  | 1/1/21
YES | YES |  |  |  | 925-01790 | 925-01790 | Datex-Ohmeda Inc | TEC 7 |  | BEJL04772 | OR |  |  |  |  | 925-01790 | 925-01790 | Central | Joint Center - Orthopedic and Spine Hospital | OR | OR 5 | 2/1/20 |  | 2/1/21
YES | YES |  |  |  | 925-01787 | 925-01787 | Datex-Ohmeda Inc | TEC 7 |  | BEJK01545 | MHOSH - OR |  |  |  |  | 925-01787 | 925-01787 | Central | Memorial Hermann Greater Heights Hospital | MHOSH - OR | MHOSH - OR | 2/1/20 |  | 2/1/21
YES | YES |  |  |  | 925-01792 | 925-01792 | Datex-Ohmeda Inc | TEC 7 |  | BEJS07479 | OR |  |  |  |  | 925-01792 | 925-01792 | Central | Joint Center - Orthopedic and Spine Hospital | OR | OR 7 | 2/1/20 |  | 2/1/21
YES | YES |  |  |  | 099-08978 | 099-08978 | Datex-Ohmeda Inc | TEC 7 |  | BEJK08799 | OR |  |  |  |  | 099-08978 | 099-08978 | Central | Joint Center - Orthopedic and Spine Hospital | OR | OR 8 | 3/1/20 |  | 1/1/21
YES | YES |  |  |  | 925-01788 | 925-01788 | Datex-Ohmeda Inc | TEC 7 |  | BEJK01513 | Surgery |  |  |  |  | 925-01788 | 925-01788 | Central | Joint Center - Orthopedic and Spine Hospital | Surgery | OR 9 | 2/1/20 |  | 7/1/20
YES | YES |  |  |  | 925-01791 | 925-01791 | Datex-Ohmeda Inc | TEC 7 |  | BEJK01189 | OR |  |  |  |  | 925-01791 | 925-01791 | Central | Joint Center - Orthopedic and Spine Hospital | OR | OR 10 | 2/1/20 |  | 2/1/21
YES | YES |  |  |  |  | 099-08669 | Datex-Ohmeda Inc | TEC 7 |  | BEJF00675 | GH - OR ANESTHESIA | [5 empty] | 099-08669 | Central | Memorial Hermann Greater Heights Hospital | GH - OR ANESTHESIA | GH - OR
YES | YES |  |  |  |  | 009-34292 | Datex-Ohmeda Inc | TEC 7 |  | BEGH04214 | SW - OR | [5 empty] | 009-34292 | Southwest | Memorial Hermann Southwest Hospital | SW - OR | Or 11.5 | 5/1/15 |  | 11/1/15
YES | YES |  |  |  | 099-07079 | 099-07079 | Datex-Ohmeda Inc | TEC 7 |  | BEGG02457 | Memorial Hermann- Texas Medical Center-OR-PACU nurse station |  |  |  |  | 099-07079 | 099-07079 |  | TMC | Memorial Hermann- Texas Medical Center-OR-PACU nurse station | OR09 | 4/1/20 |  |  | No PM Sticker
YES | YES |  |  |  | 099-07180 | 099-07180 | Datex-Ohmeda Inc | TEC 7 |  | BEGG02462 | TMC - OR - ANESTHESIA (CONTRACT EQUIP) |  |  |  |  | 099-07180 | 099-07180 | TMC | Memorial Hermann-Texas Medical Center | TMC - OR - ANESTHESIA (CONTRACT EQUIP) | OR 7
YES | YES |  |  |  | 099-07362 | 099-07362 | Datex-Ohmeda Inc | TEC 7 |  | BEGH01569 | TMC - OR - (2HP) |  |  |  |  | 099-07362 | 099-07362 | TMC | Memorial Hermann-Texas Medical Center | TMC - OR - (2HP) | Storage
YES | YES |  |  |  | 099-06103 | 099-06103 | Datex-Ohmeda Inc | TEC 7 |  | BEGH02341 | SE OR |  |  |  |  | 099-06103 | 099-06103 | Southeast | Memorial Hermann South East | SE OR | OR corridor
YES | YES |  |  |  | 099-06104 | 099-06104 | Datex-Ohmeda Inc | TEC 7 |  | BEGH02272 | SE - OR |  |  |  |  | 099-06104 | 099-06104 | Southeast | Memorial Hermann Southeast Hospital | SE - OR | Hallway
YES | YES |  |  |  | 099-06105 | 099-06105 | Datex-Ohmeda Inc | Tec 7 |  | BEGK00046 | SE OR |  |  |  |  | 099-06105 | 099-06105 | Southeast | Memorial Hermann South East | SE OR | OR corridor |  |  | 4/1/20
YES | YES |  |  |  | 099-06106 | 099-06106 | Datex-Ohmeda Inc | Tec 7 |  | BEGJ03594 | SE OR |  |  |  |  | 099-06106 | 099-06106 | Southeast | Memorial Hermann South East | SE OR | OR corridor
YES | YES | Asset Tag 099-06107 |  |  | 099-06107 | 099-06107 | Datex-Ohmeda Inc | Tec 7 |  | BEGH02359 | SE OR |  |  |  |  | 099-06107 | 099-06107 | Southeast | Memorial Hermann South East | SE OR | OR corridor
YES | YES | Asset Tag 099-06108 |  |  | 099-06108 | 099-06108 | Datex-Ohmeda Inc | Tec 7 |  | BEGH02355 | SE OR |  |  |  |  | 099-06108 | 099-06108 | Southeast | Memorial Hermann South East | SE OR | OR corridor
YES | YES | Asset Tag 099-06111 |  |  | 099-06111 | 099-06111 | Datex-Ohmeda Inc | Tec 7 |  | BEGJ03567 | SE OR |  |  |  |  | 099-06111 | 099-06111 | Southeast | Memorial Hermann South East | SE OR | OR corridor
YES | YES |  |  |  | 099-06109 | 099-06109 | Datex-Ohmeda Inc | Tec 7 |  | BEGJ03575 | SE OR |  |  |  |  | 099-06109 | 099-06109 | Southeast | Memorial Hermann South East | SE OR | OR corridor
YES | YES |  |  |  | 099-06110 | 099-06110 | Datex-Ohmeda Inc | Tec 7 |  | BEGJ03581 | SE OR |  |  |  |  | 099-06110 | 099-06110 | Southeast | Memorial Hermann South East | SE OR | OR corridor
YES | YES | Asset Tag 099-06107 |  |  | 099-06107 | 099-06107 | Datex-Ohmeda Inc | TEC 7 |  | BEGH02359 | SE - OR |  |  |  |  | 099-06107 | 099-06107 | Southeast | Memorial Hermann Southeast Hospital | SE - OR | Hallway
YES | YES | Asset Tag 099-06108 |  |  | 099-06108 | 099-06108 | Datex-Ohmeda Inc | TEC 7 |  | BEGH02355 | SE - OR |  |  |  |  | 099-06108 | 099-06108 | Southeast | Memorial Hermann Southeast Hospital | SE - OR | Hallway
YES | YES | Asset Tag 099-06111 |  |  | 099-06111 | 099-06111 | Datex-Ohmeda Inc | TEC 7 |  | BEGJ03567 | SE - OR |  |  |  |  | 099-06111 | 099-06111 | Southeast | Memorial Hermann Southeast Hospital | SE - OR | Hallway
YES | YES |  |  |  | 005-08471 | 005-08471 | Datex-Ohmeda Inc | TEC 7 |  | BEJJ04087 | SE - Endo |  |  |  |  | 005-08471 | 005-08471 | Southeast | Memorial Hermann Southeast Hospital | SE - Endo | Procedure 5
YES | YES |  |  |  | 099-06334 | 099-06334 | Datex-Ohmeda Inc | TEC 7 |  | BEGJ03583 | SE - Endo |  |  |  |  | 099-06334 | 099-06334 | Southeast | Memorial Hermann Southeast Hospital | SE - Endo | Procedure 5
YES | YES | Serial Number Cnf |  |  | 041-20592 | 041-20592 | Datex-Ohmeda Inc | TEC 7 |  | CNF | MEMORIAL CITY - OUTPATIENT SURGERY |  |  |  |  | 041-20592 | 041-20592 | West | Memorial Hermann - Memorial City | MEMORIAL CITY - OUTPATIENT SURGERY | OR Room 10
NO | YES | Asset Tag 013-35214 |  |  | 013-35214 | 013-35214 | Datex-Ohmeda Inc | TEC 7 |  | BEJG03892 | SW Endoscopy |  |  |  |  | 013-35214 | 013-35214 | Southwest | Memorial Hermann Southwest Hospital | SW Endoscopy | SW Endoscopy
NO | YES | Asset Tag 013-36647 |  |  | 013-36647 | 013-36647 | Datex-Ohmeda Inc | TEC 7 |  | BEJT00694 | SW Endoscopy |  |  |  |  | 013-36647 | 013-36647 | Southwest | Memorial Hermann Southwest Hospital | SW Endoscopy | SW Endoscopy
YES | YES |  |  |  | 041-34404 | 041-34404 | Datex-Ohmeda, Inc. | Tec 7 |  | BEJG01253 | MEMORIAL CITY - MHT - JHC OR |  |  |  |  | 041-34404 | 041-34404 | West | West | MEMORIAL CITY - MHT - JHC OR | MH11: 504 OR11
NO | YES |  |  |  | EEY269 |  | DATEX/OHMEDA | 6600-0832-801 |  | GELW62416 | Rental | MHHS-Katy |  |  |  | EEY269 |  | Katy |  | Rental | [7 empty] | INCUBATORINFANT-GE-Giraffe OmniBed |  | EXAM LIGHT, OMNIBED |  |  | INCUBATORINFANT-GE-Giraffe OmniBed | [6 empty] | Verified as Rental |  |  | MHHS-Katy
NO | YES |  |  |  | HBM105 |  | DATEX/OHMEDA | M2131533 |  | QAAS50697 | Rental | MHHS-Katy |  |  |  | HBM105 |  | Katy |  | Rental | [7 empty] | .needs class |  | OMNIBED BILILIGHT | [9 empty] | Verified as Rental |  |  | MHHS-Katy
NO | YES |  |  |  | HBM182 |  | DATEX/OHMEDA | M2131533 |  | QAAT61235 | Rental | MHHS-Katy |  |  |  | HBM182 |  | Katy |  | Rental | [7 empty] | .needs class |  | OMNIBED BILILIGHT | [9 empty] | Verified as Rental |  |  | MHHS-Katy
NO | YES |  |  |  | HBM225 |  | DATEX/OHMEDA | M2131533 |  | QAAS51398 | Rental | MHHS-Sugarland |  |  |  | HBM225 |  | Sugar Land |  | Rental | [7 empty] | .needs class |  | OMNIBED BILILIGHT | [9 empty] | Verified as Rental |  |  | MHHS-Sugarland
NO | YES |  |  |  | HBM222 |  | DATEX/OHMEDA | M2131533 |  | QAAS51233 | Rental | MHHS-TMC |  |  |  | HBM222 |  | TMC |  | Rental | [7 empty] | .needs class |  | OMNIBED BILILIGHT | [9 empty] | Verified as Rental |  |  | MHHS-TMC
NO | YES |  |  |  | HBM226 |  | DATEX/OHMEDA | M2131533 |  | QAAT61236 | Rental | MHHS-TMC |  |  |  | HBM226 |  | TMC |  | Rental | [7 empty] | .needs class |  | OMNIBED BILILIGHT | [9 empty] | Verified as Rental |  |  | MHHS-TMC
YES | YES |  |  |  | 029-13352 | 029-13352 | Davinci | IS 4000 |  |  | WOODLANDS - OR |  |  |  |  | 029-13352 | 029-13352 | Woodlands |  | WOODLANDS - OR | OR 14
NO | NO |  |  |  | 009-33333 |  | Davis Instruments | VANTAGE VUE 6351 |  | MQ180206013 | GH - PULMONARY FUNCTION | MHHS-Greater Heights |  |  |  | 009-33333 |  | Central & Greater Heights |  | GH - PULMONARY FUNCTION | [5 empty] | ANALYZERS, ENVIRONMENTAL/GAS SYSTEM, OXYGEN |  | .needs class | [13 empty] | Covered PM Repair - Biomedical | MHHS-Greater Heights
NO | NO |  |  |  | 069-42795 |  | Davis Instruments | VANTAGE VUE 6351 |  | MM160906045 | TMC - PLAZA - CARDIAC REHAB (UT POB) | MHHS-TMC |  |  |  | 069-42795 |  | TMC |  | TMC - PLAZA - CARDIAC REHAB (UT POB) | [5 empty] | ANALYZERS, ENVIRONMENTAL/GAS SYSTEM, OXYGEN |  | .needs class | [13 empty] | Covered PM Repair - Biomedical | MHHS-TMC
YES | YES | Serial Number Cnf |  |  | 041-02500 | 041-02500 | Dazor | 8mc-250 |  | Cnf | MEMORIAL CITY - ER |  |  |  |  | 041-02500 | 041-02500 | West | Memorialcity - memorial herman emergency center | MEMORIAL CITY - ER | E1-215 |  |  |  | No pm sticker found
NO | YES |  |  |  | 129-31208 | 129-31208 | DAZOR MANUFACTURING CORP. | 6004A |  | NSN | Sugar Land-Labor & Delivery | MHHS-Sugarland |  | Lamp, Exam |  | 129-31208 | 129-31208 | Sugar Land | MHHS-Sugarland | Sugar Land-Labor & Delivery |  | 4/1/19 |  |  |  | LIGHTS, SURGICAL | Lamp, Exam | LAMPEXAM-IntegraLifeSci-6004A | LAMPEXAM | 6004A |  |  |  | IntegraLifeSci | Lamp, Exam |  |  | LAMPEXAM-IntegraLifeSci-6004A |  |  |  | Covered PM Repair - Biomedical | MHHS-Sugarland | [8 empty] | LAMPEXAM | Lamp, Exam | IntegraLifeSci
YES | YES |  |  |  | 142-01525 | 142-01525 | DCM Powercom | BNT-1500AP |  |  | NE - CLINICAL ENGINEERING |  |  |  |  | 142-01525 | 142-01525 | Katy | Memorial Hermann Northeast Hospital | NE - CLINICAL ENGINEERING | Biomed Shop | 3/1/17 | 3/1/18
YES | YES |  |  |  | 099-08157 | 099-08157 | De Soutter Med | CC4 |  |  | OR |  |  |  |  | 099-08157 | 099-08157 | Central | MHOSH | OR | MHOSH | 3/1/20
NO | NO | [5 empty] | De Soutter Medical | BC-600 |  |  | WOODLANDS - OR | MHHS-Woodlands | [5 empty] | Woodlands |  | WOODLANDS - OR | [5 empty] | BATTERIES |  | .needs class |  |  |  |  | .needs class | De Soutter Med | [7 empty] | Not Covered Vendor Only - Biomedical | MHHS-Woodlands
NO | NO |  |  |  | 000-02808 |  | De Soutter Medical | CCS |  |  | MH MG - (STX) - SOUTH TEXAS - WHARTON | MHHS-MG |  |  |  | 000-02808 |  | South |  | MH MG - (STX) - SOUTH TEXAS - WHARTON | [5 empty] | CAST CUTTERS |  | .needs class | [5 empty] | De Soutter Med | [7 empty] | Not Covered Vendor Only - Biomedical | MHHS-MG
NO | YES |  |  |  | 000-03837 | 000-03837 | Delfi | PTS |  | 2018J-92315 | SMR-(TMC)-Shepherd Square |  |  |  |  | 000-03837 | 000-03837 | TMC | MHHS-Others | SMR-(TMC)-Shepherd Square | Sports Medicine Institute | 10/1/19 | 4/1/20
NO | YES |  |  |  | 029-12030 | 029-12030 | Delfi Medical | PTS |  | 2018-1502 | SMR-(PL)-Pearland West (Silverlake) |  |  |  |  | 029-12030 | 029-12030 | Pearland | MHHS-Others | SMR-(PL)-Pearland West (Silverlake) | Sports med | 9/1/19 | 3/1/20
NO | YES |  |  |  | 069-41543 | 069-41543 | Delfi Medical Innovations Inc. | 9-2100-001 |  | 2015-0175 | SMR - (MC) - MC IRONMAN [GARAGE5-STE101] | MHHS-SMR |  |  |  | 069-41543 | 069-41543 | West | MHHS-Others | SMR - (MC) - MC IRONMAN [GARAGE5-STE101] |  | 12/1/19 |  |  |  | TOURNIQUETS |  | TOURNIQUETAIRPRESSURE-Delfi Med-PTS |  |  |  |  | TOURNIQUETAIRPRESSURE-Delfi Med-PTS | Delfi Med | [7 empty] | Covered PM Repair - Biomedical | MHHS-SMR
NO | YES |  |  |  | 129-07419 | 129-07419 | Delfi Medical Innovations Inc. | 9-2100-001 |  | 2017-0574 | SMR - (SL) - SL IRONMAN [MP2-STE100] | MHHS-SMR |  |  |  | 129-07419 | 129-07419 | Sugar Land | MHHS-Others | SMR - (SL) - SL IRONMAN [MP2-STE100] |  | 10/1/19 | 4/1/20 |  |  | TOURNIQUETS | Tourniquet, Air Pressure | TOURNIQUETAIRPRESSURE-Delfi Med-PTS |  |  |  |  | TOURNIQUETAIRPRESSURE-Delfi Med-PTS | Delfi Med |  |  |  |  | 1/23/18 |  | TAP-SA | Covered PM Repair - Biomedical | MHHS-SMR | [8 empty] | TOURNIQUETAIRPRESSURE | Tourniquet, Air Pressure | Delfi Med
NO | YES | Asset Tag 129-31203 |  |  | 129-31203 | 129-31203 | Delfi Medical Innovations Inc. | 9-2100-001 |  | NSN | [5 empty] | 129-31203 | 129-31203 | Sugar Land |  |  |  | 10/1/19 | 4/1/20 |  |  |  | Tourniquet, Air Pressure | TOURNIQUETAIRPRESSURE-Delfi Med-PTS | [12 empty] | TAP-SA | [10 empty] | TOURNIQUETAIRPRESSURE | Tourniquet, Air Pressure | Delfi Med
NO | NO |  |  |  | 069-42076 |  | Delfi Medical Innovations Inc. | 9-2100-001 |  | 2016-0411 | SMR - (TMC) - IRONMAN [MHMP-16FLR] | MHHS-SMR |  |  |  | 069-42076 |  | TMC |  | SMR - (TMC) - IRONMAN [MHMP-16FLR] | [5 empty] | TOURNIQUETS |  | TOURNIQUETAIRPRESSURE-Delfi Med-PTS |  |  |  |  | TOURNIQUETAIRPRESSURE-Delfi Med-PTS | Delfi Med | [7 empty] | Covered PM Repair - Biomedical | MHHS-SMR
NO | YES |  |  |  | 929-01449 | 929-01449 | Delfi Medical Innovations Inc. | AT-9-2100-500 |  | 2017-0622 | SMR-(WDLS)-Wl Ironman [Pinecroft-Ste450] | MHHS-SMR |  |  |  | 929-01449 | 929-01449 | Woodlands | MHHS-Others | SMR-(WDLS)-Wl Ironman [Pinecroft-Ste450] | Gym | 8/1/19 |  | 2/1/20 |  | TOURNIQUETS |  | .needs class |  |  |  |  | .needs class | Delfi Med |  |  |  |  | 1/1/20 |  |  | Not Covered Vendor Only - Biomedical | MHHS-SMR
NO | YES |  |  |  | 000-03855 | 000-03855 | Delfi Medical Innovations Inc. | PTS |  | 2018J-02318 | SMR-(WDLS)-Wl Ironman [Pinecroft-Ste450] | MHHS-SMR |  | Tourniquet, Air Pressure |  | 000-03855 | 000-03855 | Woodlands | MHHS-Others | SMR-(WDLS)-Wl Ironman [Pinecroft-Ste450] | Gym | 8/1/19 |  | 2/1/20 |  | TOURNIQUETS | Tourniquet, Air Pressure | TOURNIQUETAIRPRESSURE-Delfi Med-PTS | TOURNIQUETAIRPRESSURE | PTS |  |  |  | Delfi Med | Tourniquet, Air Pressure |  | TOURNIQUETAIRPRESSURE-Delfi Med-PTS |  |  |  | TAP-SA | Covered PM Repair - Biomedical | MHHS-SMR | [8 empty] | TOURNIQUETAIRPRESSURE | Tourniquet, Air Pressure | Delfi Med
NO | YES |  |  |  | 583-00547 | 583-00547 | Delfi Medical Innovations Inc. | PTS II |  | 2018-1503 | SMR-(KY)-Katy (Mp2) | MHHS-SMR |  |  |  | 583-00547 | 583-00547 | Katy | MHHS-Others | SMR-(KY)-Katy (Mp2) | Therapy | 7/1/19 |  |  |  | TOURNIQUETS |  | .needs class | [5 empty] | Delfi Med |  |  |  |  | 12/2/16 |  |  | Covered PM Repair - Biomedical | MHHS-SMR
NO | YES |  |  |  | 000-05018 | 000-05018 | Delfi Medical Innovations Inc. | PTS II |  | 2018J-02316 | SMR - (MC) - MC IRONMAN [GARAGE5-STE101] | MHHS-SMR |  |  |  | 000-05018 | 000-05018 | West | MHHS-Others | SMR - (MC) - MC IRONMAN [GARAGE5-STE101] | Ironman | 12/1/19 |  |  |  | TOURNIQUETS |  | .needs class | [5 empty] | Delfi Med | [7 empty] | Covered PM Repair - Radiology, Low End | MHHS-SMR
NO | YES | Asset Tag 129-31203 |  |  | 129-31203 | 129-31203 | Delfi Medical Innovations Inc. | PTS II |  | 2018BJ-02317 | SMR - (SL) - SL IRONMAN [MP2-STE100] | MHHS-SMR |  |  |  | 129-31203 | 129-31203 | Sugar Land | MHHS-Others | SMR - (SL) - SL IRONMAN [MP2-STE100] |  | 10/29/19 |  |  |  | TOURNIQUETS |  | .needs class | [5 empty] | Delfi Med |  |  |  |  | 7/1/20 | Finished from Script 3/27/2020 12:11:52pm (Central) |  | Not Covered Vendor Only - Biomedical | MHHS-SMR
YES | YES |  |  |  | 099-10648 | 099-10648 | Dell |  |  | DZMQ0S2 | Breast Center |  |  |  |  | 099-10648 | 099-10648 | Southwest | Memorial Herman Southwest Hospital | Breast Center | Breast Center
YES | YES |  |  |  | 099-10654 | 099-10654 | Dell |  |  | DD028054 | Breast Center |  |  |  |  | 099-10654 | 099-10654 | Southwest | Memorial Herman Southwest Hospital | Breast Center | Breast Center
YES | YES |  |  |  | 099-11099 | 099-11099 | Dell |  |  |  | NSICU |  |  |  |  | 099-11099 | 099-11099 | TMC | Memorial Hermann-Texas Medical Center | NSICU | NSICU 2
YES | YES |  |  |  | 041-33396 | 041-33396 | Dell |  |  | CN0FP04F72872365A2AS | MEMORIAL CITY - LABOR |  |  |  |  | 041-33396 | 041-33396 | West | Women?s Memorial Hermann Memorial City Hospital | MEMORIAL CITY - LABOR | 3M05
YES | YES |  |  |  | 041-33397 | 041-33397 | Dell |  |  | CN-0KW14V-74261-381?Ai1 K2L | MEMORIAL CITY - LABOR |  |  |  |  | 041-33397 | 041-33397 | West | Women?s Memorial Hermann Memorial City Hospital | MEMORIAL CITY - LABOR | 3M056
YES | YES |  |  |  | 005-34797 | 005-34797 | Dell |  |  | CN0KW14V742613811V6L | MEMORIAL CITY - LABOR |  |  |  |  | 005-34797 | 005-34797 | West | Memorial City | MEMORIAL CITY - LABOR | 3M18
YES | YES |  |  |  | 005-13220 | 005-13220 | Dell |  |  | CN0FP04F72872365A0WS | MEMORIAL CITY - LABOR |  |  |  |  | 005-13220 | 005-13220 | West | Memorial City | MEMORIAL CITY - LABOR | 3M19
YES | YES |  |  |  | 041-33402 | 041-33402 | Dell |  |  | CN0KW14V742613811V2L | MEMORIAL CITY - LABOR |  |  |  |  | 041-33402 | 041-33402 | West | Women?s Memorial Hermann Memorial City Hospital | MEMORIAL CITY - LABOR | 3M08
YES | YES |  |  |  | DM012997 | 005-13218 | Dell |  |  | CN0FJ44J7444525UEPTS | MEMORIAL CITY - LABOR |  |  |  |  | DM012997 | 005-13218 | West | Memorial City | MEMORIAL CITY - LABOR | 3M17
YES | YES |  |  |  | 041-33676 | 041-33676 | Dell |  |  | CN0FP04F72872365A1AS | MEMORIAL CITY - LABOR |  |  |  |  | 041-33676 | 041-33676 | West | Women?s Memorial Hermann Memorial City Hospital | MEMORIAL CITY - LABOR | 3M09
YES | YES |  |  |  | 005-13012 | 005-13012 | Dell |  |  | CN0FP04F728722CHD3TM | MEMORIAL CITY - LABOR |  |  |  |  | 005-13012 | 005-13012 | West | Memorial City | MEMORIAL CITY - LABOR | 3M16
YES | YES |  |  |  | 041-33678 | 041-33678 | Dell |  |  | CN0KW14V7426138120TL | MEMORIAL CITY - LABOR |  |  |  |  | 041-33678 | 041-33678 | West | Women?s Memorial Hermann Memorial City Hospital | MEMORIAL CITY - LABOR | 3M12
YES | YES |  |  |  | 005-13006 | 005-13006 | Dell |  |  | CN0FP04F7287236HE74M | MEMORIAL CITY - LABOR |  |  |  |  | 005-13006 | 005-13006 | West | Memorial City | MEMORIAL CITY - LABOR | 3M15
YES | YES |  |  |  | 041-33691 | 041-33691 | Dell |  |  | CN0KW14V74261 | MEMORIAL CITY - LABOR |  |  |  |  | 041-33691 | 041-33691 | West | Women?s Memorial Hermann Memorial City Hospital | MEMORIAL CITY - LABOR | 3M36
YES | YES |  |  |  | 005-13209 | 005-13209 | Dell |  |  | CN0FP04F7287236NDHUM | MEMORIAL CITY - LABOR |  |  |  |  | 005-13209 | 005-13209 | West | Memorial City | MEMORIAL CITY - LABOR | 3M35
YES | YES |  |  |  | 041-33695 | 041-33695 | Dell |  |  | CN0KW14V742613811 VFL | MEMORIAL CITY - LABOR |  |  |  |  | 041-33695 | 041-33695 | West | Women?s Memorial Hermann Memorial City Hospital | MEMORIAL CITY - LABOR | 3M36
YES | YES |  |  |  | 005-13205 | 005-13205 | Dell |  |  | CN-OKW14V-74261-381-1V7L | MEMORIAL CITY - LABOR |  |  |  |  | 005-13205 | 005-13205 | West | Memorial City | MEMORIAL CITY - LABOR | 3M34
YES | YES |  |  |  | 041-33698 | 041-33698 | Dell |  |  | CN00VW5M728721BBDM1M | MEMORIAL CITY - LABOR |  |  |  |  | 041-33698 | 041-33698 | West | Women?s Memorial Hermann Memorial City Hospital | MEMORIAL CITY - LABOR | 3M32
YES | YES |  |  |  | 005-13002 | 005-13002 | Dell |  |  | CN0FP04F7287236HDUDM | MEMORIAL CITY - LDR - OR |  |  |  |  | 005-13002 | 005-13002 | West | Memorial City | MEMORIAL CITY - LDR - OR | 3M31
YES | YES |  |  |  | 041-33701 | 041-33701 | Dell |  |  | CN07R1K374445388119S | MEMORIAL CITY - LABOR |  |  |  |  | 041-33701 | 041-33701 | West | Women?s Memorial Hermann Memorial City Hospital | MEMORIAL CITY - LABOR | 3M30
YES | YES |  |  |  | 005-12997 | 005-12997 | Dell |  |  | Chick pic | MEMORIAL CITY - LDR - OR |  |  |  |  | 005-12997 | 005-12997 | West | Memorial City | MEMORIAL CITY - LDR - OR | 3M29
YES | YES |  |  |  | 041-33704 | 041-33704 | Dell |  |  | CN0KW14V7426138208EL | MEMORIAL CITY - LABOR |  |  |  |  | 041-33704 | 041-33704 | West | Women?s Memorial Hermann Memorial City Hospital | MEMORIAL CITY - LABOR | 3M28
YES | YES | Serial Number Check pic |  |  | 005-12995 | 005-12995 | Dell |  |  | Check pic | MEMORIAL CITY - LDR - OR |  |  |  |  | 005-12995 | 005-12995 | West | Memorial City | MEMORIAL CITY - LDR - OR | 3M27
YES | YES |  |  |  | 041-33710 | 041-33710 | Dell |  |  | CN0KW14V742613811TL | MEMORIAL CITY - LABOR |  |  |  |  | 041-33710 | 041-33710 | West | Women?s Memorial Hermann Memorial City Hospital | MEMORIAL CITY - LABOR | 3M26
YES | YES |  |  |  | 133-03132 | 133-03132 | Dell | CNF |  | CN0UH572466336920E2S | KATY - MED/SURG 6TH FLOOR |  |  |  |  | 133-03132 | 133-03132 | Katy | Memorial Hermann Katy Hospital | KATY - MED/SURG 6TH FLOOR | ISD 6TH FLOOR | [6 empty] | .needs class
YES | YES |  |  |  | 133-03133 | 133-03133 | Dell | CNF |  | GRHLZB1 | KATY - MED/SURG 6TH FLOOR |  |  |  |  | 133-03133 | 133-03133 | Katy | Memorial Hermann Katy Hospital | KATY - MED/SURG 6TH FLOOR | ISD 6TH FLOOR | [6 empty] | .needs class
YES | YES | Serial Number Cnf |  |  |  |  | Dell | CNF |  | CNF | Memorial City - Pediatrics | [6 empty] | West | Memorial Hermann - Memorial City | Memorial City - Pediatrics | MH 4 416 Equipment Storage
YES | YES | Serial Number Cnf |  |  | 133-07656 | 133-07656 | Dell | CNF |  | CNF | KATY - NONINVASIVE CARDIOLOGY |  |  |  |  | 133-07656 | 133-07656 | Katy | MHHS - KATY | KATY - NONINVASIVE CARDIOLOGY | W1:335.14 EEG
YES | YES |  |  |  | 133-05199 | 133-05199 | Dell | Computer |  | A049836 | KATY - MED/SURG 6TH FLOOR |  |  |  |  | 133-05199 | 133-05199 | Katy | Memorial Hermann Katy Hospital | KATY - MED/SURG 6TH FLOOR | MEDSURG 6th FL Nurse Station
YES | YES |  |  |  | 069-16244 | 069-16244 | Dell | Dell |  | Nsn | Memorial Hermann- Texas Medica Center Robertson Radiology |  |  |  |  | 069-16244 | 069-16244 |  | TCM | Memorial Hermann- Texas Medica Center Robertson Radiology | Exam Room | 3/1/20 |  |  | No PM Sticker
YES | YES |  |  |  | 041-33212 | 041-33212 | Dell | E20S |  | CN0FP04F72872365AA6S | MEMORIAL CITY - LABOR |  |  |  |  | 041-33212 | 041-33212 | West | Memorial City Memorial Hermann Women | MEMORIAL CITY - LABOR | Room 3M02
YES | YES |  |  |  | 041-33207 | 041-33207 | Dell | E20S |  | CN-OKW14V-74261-381-1URL | MEMORIAL CITY - LABOR |  |  |  |  | 041-33207 | 041-33207 | West | Memorial City Memorial Hermann Women | MEMORIAL CITY - LABOR | Room 3M02
YES | YES |  |  |  | 041-33202 | 041-33202 | Dell | E20S |  | CN-0KW14V-74261-382-050L | MEMORIAL CITY - LABOR |  |  |  |  | 041-33202 | 041-33202 | West | Memorial City Memorial Hermann Women | MEMORIAL CITY - LABOR | Room 3M10
YES | YES |  |  |  | 069-46540 | 069-46540 | Dell | EEG-1200AA |  |  | Gamma Knife Radiosurgery |  |  |  |  | 069-46540 | 069-46540 | TMC | Memorial Hermann-Texas Medical Center | Gamma Knife Radiosurgery | Hall
YES | YES |  |  |  | 069-46542 | 069-46542 | Dell | EEG-1200AA |  |  | TMC-Epilepsy-Neurophysiology (Jb) |  |  |  |  | 069-46542 | 069-46542 | TMC | MHHS-TMC | TMC-Epilepsy-Neurophysiology (Jb) | Hall |  |  |  | No pm found
YES | YES |  |  |  | 099-01010 | 099-01010 | Dell | LCD MONITOR |  | CN-07XTCG | NE - OR |  |  |  |  | 099-01010 | 099-01010 | Katy | Memorial Hermann Northeast Hospital | NE - OR | OR Hybrid Room supply room
YES | YES |  |  |  | 099-01045 | 099-01045 | Dell | LCD MONITOR |  | CN-07XTXG-TV100-784-23NU-A05 | NE - OR |  |  |  |  | 099-01045 | 099-01045 | Katy | Memorial Hermann Northeast Hospital | NE - OR | OR Hybrid Room supply room
YES | YES |  |  |  | 129-04200 | 129-04200 | Dell | Opitplex 960 |  | 56VQHL1 | SUGAR LAND - CATH LAB |  |  |  |  | 129-04200 | 129-04200 | Sugar Land | MHHS-SUGAR LAND | SUGAR LAND - CATH LAB | Control Room
YES | YES |  |  |  | 099-06427 | 099-06427 | Dell | Optiflex 7440 |  | 6R1GQD2 | Cath Lab |  |  |  |  | 099-06427 | 099-06427 | West | Heart | Cath Lab | Cath Lab 2 |  |  |  | No PM sticker
YES | YES | [5 empty] | Dell | Optiolex 320 |  |  | Cancer center | [6 empty] | Central | Memorial Hermann Greater Heights Hospital | Cancer center | Simulator
YES | YES |  |  |  | 099-07613 | 099-07613 | Dell | Optiplex |  | BRKKJB2 | TMC - OR - PEDI OR (2R) |  |  |  |  | 099-07613 | 099-07613 | TMC | Memorial Hermann Texas Medical Center | TMC - OR - PEDI OR (2R) | OR 7
YES | YES |  |  |  | 099-10032 | 099-10032 | Dell | Optiplex |  | 4TBFJB2 | TMC - OR - PEDS Roberson building |  |  |  |  | 099-10032 | 099-10032 | TMC | Memorial Hermann Texas Medical Center | TMC - OR - PEDS Roberson building | OR 58
YES | YES |  |  |  | 099-06139 | 099-06139 | Dell | Optiplex |  | DZ9R0S2 | SE - OR |  |  |  |  | 099-06139 | 099-06139 | Southeast | Memorial Hermann South East | SE - OR | OR corridor
YES | YES | Serial Number Cnf |  |  | 099-04819 | 099-04819 | Dell | Optiplex 7040 |  | Cnf | PEARLAND - LABORATORY - MAIN |  |  |  |  | 099-04819 | 099-04819 | Pearland | Memorial Hermann Pearland Hospital | PEARLAND - LABORATORY - MAIN | Lab |  |  |  | Could not get to serial. Connects to 145-00937
YES | YES |  |  |  | 099-13558 | 099-13558 | Dell | Optiplex 7040 |  | 9K2KDH2 | TMC - HVI - HEART FAILURE ICU (5HVI) |  |  |  |  | 099-13558 | 099-13558 | TMC | Memorial Hermann-Texas Medical Center | TMC - HVI - HEART FAILURE ICU (5HVI) | Hall
YES | YES |  |  |  | 074-06343 | 074-06343 | Dell | Optiplex 7050 |  |  | West Tower 3 |  |  |  |  | 074-06343 | 074-06343 | Woodlands | Memorial Hermann Hospital Woodlands | West Tower 3 | Telemetry Room
NO | YES |  |  |  | 009-33937 | 009-33937 | Dell | Optiplex 7050 |  |  | Cardiology |  |  |  |  | 009-33937 | 009-33937 | Central | Memorial Hermann Greater Heights Hospital | Cardiology | General ultra sound | 1/1/20 |  | 1/1/21
YES | YES |  |  |  | 041-32447 | 041-32447 | Dell | Optiplex 7050 |  |  | Memorial City - EEG |  |  |  |  | 041-32447 | 041-32447 | West | Memorial Hermann Memorial City Medical Center | Memorial City - EEG | Memorial City - EEG
YES | YES |  |  |  | 074-06340 | 074-06340 | Dell | Optiplex 9020 |  |  | West Tower 3 |  |  |  |  | 074-06340 | 074-06340 | Woodlands | Memorial Hermann Hospital Woodlands | West Tower 3 | Telemetry Room
YES | YES |  |  |  | 069-34240 | 069-34240 | Dell | Optiplex 960 |  | J5PQLL1 | TMC - JONES - NEURO ELECTIVE (4J) |  |  |  |  | 069-34240 | 069-34240 | TMC | Memorial Hermann-Texas Medical Center | TMC - JONES - NEURO ELECTIVE (4J) | Biomed
YES | YES |  |  |  | 069-34239 | 069-34239 | Dell | Optiplex 960 |  | C3PQLL1 | TMC - CULLEN - MIMU (2C) |  |  |  |  | 069-34239 | 069-34239 | TMC | Memorial Hermann-Texas Medical Center | TMC - CULLEN - MIMU (2C) | Biomed
YES | YES |  |  |  | 069-40098 | 069-40098 | Dell | Optiplex 960 |  | GFYSX12 | TMC - CULLEN - MIMU (2C) |  |  |  |  | 069-40098 | 069-40098 | TMC | Memorial Hermann-Texas Medical Center | TMC - CULLEN - MIMU (2C) | Biomed
YES | YES |  |  |  | 069-29848 | 069-29848 | Dell | P2210F |  | DM011984 | TMC - 7J |  |  |  |  | 069-29848 | 069-29848 | TMC | Memorial Hermann-Texas Medical Center | TMC - 7J |  |  |  |  | Eeg monitor
YES | YES |  |  |  | DM016877 | DM016877 | Dell | P2214HB |  | Nsn | TMC childrens 5 Floor |  |  |  |  | DM016877 | DM016877 |  | TMC | TMC childrens 5 Floor | Nurse station | 3/1/20 |  |  | No PM Sticker nurse station
YES | YES |  |  |  | 151-04742 | 151-04742 | Dell | P22417HC |  | C0NXQ82 | CY - L |  |  |  |  | 151-04742 | 151-04742 | Northwest | Memorial Hermann Cypress Hospital | CY - L | Nurses station |  |  |  | John please remove
YES | YES | Serial Number Cnf |  |  | 133-06672 | 133-06672 | Dell | PowerEdge 1950 |  | Cnf | KATY - MED/SURG 6TH FLOOR |  |  |  |  | 133-06672 | 133-06672 | Katy | Memorial Hermann Katy Hospital | KATY - MED/SURG 6TH FLOOR | IDF Communication Rm W3:150.1 | 2/1/20 | 2/1/20
YES | YES | Serial Number Cnf |  |  | 133-06674 | 133-06674 | Dell | PowerEdge 1950 |  | Cnf | KATY - MED/SURG 6TH FLOOR |  |  |  |  | 133-06674 | 133-06674 | Katy | Memorial Hermann Katy Hospital | KATY - MED/SURG 6TH FLOOR | IDF Communication Rm W3:150.1
YES | YES | Serial Number Cnf |  |  | 133-03134 | 133-03134 | Dell | Sc430 |  | CNF | KATY - MED/SURG 6TH FLOOR |  |  |  |  | 133-03134 | 133-03134 | Katy | Memorial Hermann Katy Hospital | KATY - MED/SURG 6TH FLOOR | ISD room 6 floor
YES | YES | [5 empty] | Dell | T3400 |  |  | Cancer center | [6 empty] | Central | Memorial Hermann Greater Heights Hospital | Cancer center | Simulator
YES | YES |  |  |  | 005-08583 | 005-08583 | Dell | T3400 |  |  | Radiology |  |  |  |  | 005-08583 | 005-08583 | Southeast | Memorial Hermann Southeast Hospital | Radiology | Radiology out pat.viewing station room 3 |  |  |  | No pm sticker
YES | YES |  |  |  | 005-07298 | 005-07298 | Dell | T5500 |  |  | Womens Center |  |  |  |  | 005-07298 | 005-07298 | Southeast | Memorial Hermann Southeast Hospital | Womens Center | Radiologist Reading rm. |  |  |  | MRI DYNACAD DOAGNOSTICS COMPUTOR
YES | YES |  |  |  | 06-39390 | 069-39390 | Dell | U2412Mb |  | CN0YMYH1742613BP3RAS | TMC - EPILEPSY - NEUROPHYSIOLOGY (JB) |  |  |  |  | 06-39390 | 069-39390 | TMC | Memorial Hermann-Texas Medical Center | TMC - EPILEPSY - NEUROPHYSIOLOGY (JB) | Hall
YES | YES |  |  |  | 069-41707 | 069-41707 | Dell | U2412Mb |  | CN-09DKC3-74261-59E-2FFU-A00BO-120 | TMC - EPILEPSY - NEUROPHYSIOLOGY (JB) |  |  |  |  | 069-41707 | 069-41707 | TMC | Memorial Hermann-Texas Medical Center | TMC - EPILEPSY - NEUROPHYSIOLOGY (JB) | Hall
NO | NO |  |  |  | 129-05975 |  | Dell Computer Corp |  |  | 6F64622 | TIRR - SUGAR LAND | MHHS-TIRR |  |  |  | 129-05975 |  | Sugar Land |  | TIRR - SUGAR LAND | [5 empty] | COMPUTERS |  | .needs class | [13 empty] | Covered PM Repair - Biomedical | MHHS-TIRR
NO | NO | [5 empty] | Dell Computer Corp | 0HY385 |  | SUSU4320CW8 | SE - EMERGENCY CENTER | MHHS-Southeast | [5 empty] | Southeast & Bay Area |  | SE - EMERGENCY CENTER | [5 empty] | COMPUTERS |  | .Needs Class |  |  |  |  | .Needs Class | [8 empty] | Covered PM Repair - Biomedical | MHHS-Southeast
NO | YES |  |  |  | 029-07819 | 029-07819 | Dell Computer Corp | 1000W |  | CN0K788N7516212J0027A02 | Woodlands-Laboratory-Blood Bank | MHHS-Woodlands |  |  |  | 029-07819 | 029-07819 | Woodlands | MHHS-Woodlands | Woodlands-Laboratory-Blood Bank | Lab | 1/1/20 | 3/1/20 | 7/1/20 |  | POWER SYSTEMS, UNINTERRUPTIBLE |  | .Needs Class |  |  |  |  | .Needs Class | [8 empty] | Covered PM Repair - Biomedical | MHHS-Woodlands
NO | NO |  |  |  | 069-29073 |  | Dell Computer Corp | 2007FPB |  | 052605-11 | TMC - OR - HERMANN (2HP) | MHHS-TMC |  | Monitor, Video |  | 069-29073 |  | TMC |  | TMC - OR - HERMANN (2HP) | [5 empty] | MONITORS, VIDEO |  | MONITORVIDEO-Dell Inc-2007FPB | MONITORVIDEO | 2007FPB |  |  |  | Dell Inc | Monitor, Video |  |  | MONITORVIDEO-Dell Inc-2007FPB |  |  |  | Covered PM Repair - Biomedical | MHHS-TMC
NO | NO | [5 empty] | Dell Computer Corp |  |  | CM1LSD2 | TIRR - SLEEP LAB | MHHS-TIRR |  | Simulator, Patient |  |  |  | TMC |  | TIRR - SLEEP LAB | [5 empty] | COMPUTERS |  | SIMULATORPATIENT-Comed-210 | SIMULATORPATIENT |  |  |  |  | Comed | Simulator, Patient |  |  | SIMULATORPATIENT-Comed-210 |  |  |  | Covered PM Repair - Biomedical | MHHS-TIRR
NO | NO | [5 empty] | Dell Computer Corp |  |  | CLWKSD2 | TIRR - SLEEP LAB | MHHS-TIRR |  | Simulator, Patient |  |  |  | TMC |  | TIRR - SLEEP LAB | [5 empty] | COMPUTERS |  | SIMULATORPATIENT-Comed-210 | SIMULATORPATIENT |  |  |  |  | Comed | Simulator, Patient |  |  | SIMULATORPATIENT-Comed-210 |  |  |  | Covered PM Repair - Biomedical | MHHS-TIRR
NO | NO | [5 empty] | Dell Computer Corp |  |  | CLVFSD2 | TIRR - SLEEP LAB | MHHS-TIRR |  | Simulator, Patient |  |  |  | TMC |  | TIRR - SLEEP LAB | [5 empty] | COMPUTERS |  | SIMULATORPATIENT-Comed-210 | SIMULATORPATIENT |  |  |  |  | Comed | Simulator, Patient |  |  | SIMULATORPATIENT-Comed-210 |  |  |  | Covered PM Repair - Biomedical | MHHS-TIRR
NO | NO | [5 empty] | Dell Computer Corp |  |  | CM0HSD2 | TIRR - SLEEP LAB | MHHS-TIRR |  | Simulator, Patient |  |  |  | TMC |  | TIRR - SLEEP LAB | [5 empty] | COMPUTERS |  | SIMULATORPATIENT-Comed-210 | SIMULATORPATIENT |  |  |  |  | Comed | Simulator, Patient |  |  | SIMULATORPATIENT-Comed-210 |  |  |  | Covered PM Repair - Biomedical | MHHS-TIRR
NO | NO |  |  |  | 029-11922 |  | Dell Computer Corp | ADVANCED WORKFLOW MANAGER (AWM) |  |  | OPID - (WDLS) - WOODLANDS BREAST CARE [MP3-STE150] - 451 | MHHS-OPID |  |  |  | 029-11922 |  | Woodlands |  | OPID - (WDLS) - WOODLANDS BREAST CARE [MP3-STE150] - 451 | [5 empty] | WORKSTATIONS |  | .needs class |  |  |  |  | .needs class | [8 empty] | Covered PM Repair - Biomedical | MHHS-OPID
NO | NO |  |  |  | 041-19808 |  | Dell Computer Corp | C1660W |  |  | MEMORIAL CITY - DIGESTIVE DISEASE CENTER | MHHS-Mem City |  | Printer, Laser |  | 041-19808 |  | West & Memorial City |  | MEMORIAL CITY - DIGESTIVE DISEASE CENTER | [5 empty] | PRINTERS |  | PRINTERLASER-Dell Inc-C1660w | PRINTERLASER | C1660w |  |  |  | Dell Inc | Printer, Laser |  |  | PRINTERLASER-Dell Inc-C1660w |  |  |  | Not Covered Vendor Only - Biomedical | MHHS-Mem City
NO | NO | [5 empty] | Dell Computer Corp | C1760 |  |  | GH - OR ENDOSCOPY | MHHS-Greater Heights | [5 empty] | Central & Greater Heights |  | GH - OR ENDOSCOPY | [5 empty] | PRINTERS |  | .needs class | [13 empty] | Not Covered Vendor Only - Biomedical | MHHS-Greater Heights
NO | NO |  |  |  | 041-32030 |  | Dell Computer Corp | C1760 |  | GCFRHG2 | MEMORIAL CITY - DIGESTIVE DISEASE CENTER | MHHS-Mem City |  |  |  | 041-32030 |  | West & Memorial City |  | MEMORIAL CITY - DIGESTIVE DISEASE CENTER | [5 empty] | PRINTERS |  | .needs class | [13 empty] | Not Covered Vendor Only - Biomedical | MHHS-Mem City
NO | NO |  |  |  | 069-46250 |  | Dell Computer Corp | COMPUTER PC |  | 9FTGZV2 | TMC - EPILEPSY - ADULT EMU (3J) | MHHS-TMC |  |  |  | 069-46250 |  | TMC |  | TMC - EPILEPSY - ADULT EMU (3J) | [5 empty] | COMPUTERS |  | .needs class | [13 empty] | Covered PM Repair - Biomedical | MHHS-TMC
NO | NO |  |  |  | 069-46251 |  | Dell Computer Corp | COMPUTER PC |  | 9FWFZV2 | TMC - EPILEPSY - ADULT EMU (3J) | MHHS-TMC |  |  |  | 069-46251 |  | TMC |  | TMC - EPILEPSY - ADULT EMU (3J) | [5 empty] | COMPUTERS |  | .needs class | [13 empty] | Covered PM Repair - Biomedical | MHHS-TMC
NO | NO |  |  |  | ISD PC mhh1cws022 |  | Dell Computer Corp | COMPUTER PC |  | mhh1cws022 | TMC - MHTMC - CLINICAL ENGINEERING | MHHS-TMC |  |  |  | ISD PC mhh1cws022 |  | TMC |  | TMC - MHTMC - CLINICAL ENGINEERING | [5 empty] | COMPUTERS |  | .needs class | [13 empty] | Covered PM Repair - Biomedical | MHHS-TMC
NO | YES | [5 empty] | Dell Computer Corp | DCSM |  | D1430B1 | SUGAR LAND - RESPIRATORY | MHHS-Sugarland | [5 empty] | Sugar Land |  | SUGAR LAND - RESPIRATORY |  | 4/1/12 | 4/1/13 |  |  | COMPUTERS |  | .needs class |  |  |  |  | .needs class | [5 empty] | 9/17/20 |  |  | Not Covered Vendor Only - Biomedical | MHHS-Sugarland
NO | YES |  |  |  | 069-46551 | 069-46551 | Dell Computer Corp | DELL |  | 18X6FW2 | Memorial Hermann- Texas Medical Center Radiology | MHHS-TMC |  |  |  | 069-46551 | 069-46551 | TMC | TMC | Memorial Hermann- Texas Medical Center Radiology | PEDI OR Storage | 5/1/19 |  | 5/1/20 |  | COMPUTERS |  | .needs class |  |  |  |  | .needs class | [5 empty] | 9/17/20 |  |  | Not Covered Vendor Only - Biomedical | MHHS-TMC
NO | NO | [5 empty] | Dell Computer Corp | DELL |  |  | OPID - (TMC) - UPPER KIRBY - 467 | MHHS-OPID | [5 empty] | TMC |  | OPID - (TMC) - UPPER KIRBY - 467 | [5 empty] | COMPUTERS |  | .needs class |  |  |  |  | .needs class | [8 empty] | Not Covered Vendor Only - Biomedical | MHHS-OPID
NO | NO | [5 empty] | Dell Computer Corp | DELL |  | DP51Q1J | OPID - (WDLS) - WOODLANDS - 430 (MP3) | MHHS-OPID | [5 empty] | Woodlands |  | OPID - (WDLS) - WOODLANDS - 430 (MP3) | [5 empty] | COMPUTERS |  | .needs class |  |  |  |  | .needs class | [8 empty] | Not Covered Vendor Only - Biomedical | MHHS-OPID
NO | NO | [5 empty] | Dell Computer Corp | DELL |  |  | SW - HVI - CARDIAC REHAB | MHHS-Southwest | [5 empty] | Southwest |  | SW - HVI - CARDIAC REHAB | [5 empty] | COMPUTERS |  | .needs class |  |  |  |  | .needs class | [8 empty] | Not Covered Vendor Only - Biomedical | MHHS-Southwest
NO | NO |  |  |  | 069-46545 |  | Dell Computer Corp | DELL |  | 18Z37X2 | TMC - EPILEPSY - ADULT EMU (3J) | MHHS-TMC |  |  |  | 069-46545 |  | TMC |  | TMC - EPILEPSY - ADULT EMU (3J) | [5 empty] | COMPUTERS |  | .needs class |  |  |  |  | .needs class | [8 empty] | Not Covered Vendor Only - Biomedical | MHHS-TMC
NO | NO |  |  |  | 069-46546 |  | Dell Computer Corp | DELL |  | 19017X2 | TMC - EPILEPSY - ADULT EMU (3J) | MHHS-TMC |  |  |  | 069-46546 |  | TMC |  | TMC - EPILEPSY - ADULT EMU (3J) | [5 empty] | COMPUTERS |  | .needs class |  |  |  |  | .needs class | [8 empty] | Not Covered Vendor Only - Biomedical | MHHS-TMC
NO | NO |  |  |  | 069-46547 |  | Dell Computer Corp | DELL |  | 1825FW2 | TMC - EPILEPSY - ADULT EMU (3J) | MHHS-TMC |  |  |  | 069-46547 |  | TMC |  | TMC - EPILEPSY - ADULT EMU (3J) | [5 empty] | COMPUTERS |  | .needs class |  |  |  |  | .needs class | [8 empty] | Not Covered Vendor Only - Biomedical | MHHS-TMC
NO | NO |  |  |  | 069-46548 |  | Dell Computer Corp | DELL |  | 18W07X2 | TMC - EPILEPSY - ADULT EMU (3J) | MHHS-TMC |  |  |  | 069-46548 |  | TMC |  | TMC - EPILEPSY - ADULT EMU (3J) | [5 empty] | COMPUTERS |  | .needs class |  |  |  |  | .needs class | [8 empty] | Not Covered Vendor Only - Biomedical | MHHS-TMC
NO | NO |  |  |  | 069-46549 |  | Dell Computer Corp | DELL |  | 18V17X2 | TMC - EPILEPSY - ADULT EMU (3J) | MHHS-TMC |  |  |  | 069-46549 |  | TMC |  | TMC - EPILEPSY - ADULT EMU (3J) | [5 empty] | COMPUTERS |  | .needs class |  |  |  |  | .needs class | [8 empty] | Not Covered Vendor Only - Biomedical | MHHS-TMC
NO | NO |  |  |  | 069-46550 |  | Dell Computer Corp | DELL |  | 18Z07X2 | TMC - EPILEPSY - ADULT EMU (3J) | MHHS-TMC |  |  |  | 069-46550 |  | TMC |  | TMC - EPILEPSY - ADULT EMU (3J) | [5 empty] | COMPUTERS |  | .needs class |  |  |  |  | .needs class | [8 empty] | Not Covered Vendor Only - Biomedical | MHHS-TMC
NO | NO |  |  |  | 069-42794 |  | Dell Computer Corp | DELL |  | BXYQQC2 | TMC - PLAZA - CARDIAC REHAB (UT POB) | MHHS-TMC |  |  |  | 069-42794 |  | TMC |  | TMC - PLAZA - CARDIAC REHAB (UT POB) | [5 empty] | COMPUTERS |  | .needs class |  |  |  |  | .needs class | [8 empty] | Not Covered Vendor Only - Biomedical | MHHS-TMC
NO | NO | [5 empty] | Dell Computer Corp | DIMENSION L733R |  |  | TMC - EPILEPSY - SLEEP LAB (5R) | MHHS-TMC | [5 empty] | TMC |  | TMC - EPILEPSY - SLEEP LAB (5R) | [5 empty] | COMPUTERS |  | .needs class | [13 empty] | Covered PM Repair - Biomedical | MHHS-TMC
NO | NO | [5 empty] | Dell Computer Corp | DIMENSION L733R |  |  | TMC - EPILEPSY - SLEEP LAB (5R) | MHHS-TMC | [5 empty] | TMC |  | TMC - EPILEPSY - SLEEP LAB (5R) | [5 empty] | COMPUTERS |  | .needs class | [13 empty] | Covered PM Repair - Biomedical | MHHS-TMC
NO | NO | [5 empty] | Dell Computer Corp | DIMENSION L733R |  |  | TMC - EPILEPSY - SLEEP LAB (5R) | MHHS-TMC | [5 empty] | TMC |  | TMC - EPILEPSY - SLEEP LAB (5R) | [5 empty] | COMPUTERS |  | .needs class | [13 empty] | Covered PM Repair - Biomedical | MHHS-TMC
NO | NO | [5 empty] | Dell Computer Corp | DIMENSION L733R |  |  | TMC - EPILEPSY - SLEEP LAB (5R) | MHHS-TMC | [5 empty] | TMC |  | TMC - EPILEPSY - SLEEP LAB (5R) | [5 empty] | COMPUTERS |  | .needs class | [13 empty] | Covered PM Repair - Biomedical | MHHS-TMC
NO | NO | [5 empty] | Dell Computer Corp | DIMENSION L733R |  |  | TMC - EPILEPSY - SLEEP LAB (5R) | MHHS-TMC | [5 empty] | TMC |  | TMC - EPILEPSY - SLEEP LAB (5R) | [5 empty] | COMPUTERS |  | .needs class | [13 empty] | Covered PM Repair - Biomedical | MHHS-TMC
NO | NO | [5 empty] | Dell Computer Corp | DIMENSION L733R |  |  | TMC - EPILEPSY - SLEEP LAB (5R) | MHHS-TMC | [5 empty] | TMC |  | TMC - EPILEPSY - SLEEP LAB (5R) | [5 empty] | COMPUTERS |  | .needs class | [13 empty] | Covered PM Repair - Biomedical | MHHS-TMC
NO | YES |  |  |  | 029-08280 | 029-08280 | Dell Computer Corp | E190SF |  | CN-0C5WJH-72872-31K-AYWM | PUC 3 | MHHS-Woodlands |  |  |  | 029-08280 | 029-08280 | Woodlands | Memorial Hermann The Woodlands Medical Center | PUC 3 | PUC 3 |  |  |  |  | DISPLAY, REMOTE |  | .needs class | [10 empty] | 9/11/19 |  |  | Covered PM Repair - Biomedical | MHHS-Woodlands
NO | YES | Asset Tag 099-05634 |  |  | 099-05634 | 099-05634 | Dell Computer Corp | E2209WC |  | CN0U853F7287293F0YEM | (null) | MHHS-TMC |  |  |  | 099-05634 | 099-05634 | (null) | MHHS-TMC | (null) | (null) |  |  |  | (null) | MONITORS, VIDEO |  | .needs class | [10 empty] | 4/4/17 |  |  | Covered PM Repair - Biomedical | MHHS-TMC
YES | YES |  |  |  | 069-40103 | 069-40103 | Dell Computer Corp | E2209WC |  |  | TMC - HERMANN - STICU (3HP) |  |  |  |  | 069-40103 | 069-40103 | TMC | Memorial Hermann-Texas Medical Center | TMC - HERMANN - STICU (3HP) | STICU (3HP)
NO | NO | [5 empty] | Dell Computer Corp | E248WFP |  | CN0RN0717426181F5H5S | SW - SLEEP LAB | MHHS-Southwest | [5 empty] | Southwest |  | SW - SLEEP LAB | [5 empty] | MONITORS, CENTRAL STATION |  | .needs class | [13 empty] | Covered PM Repair - Biomedical | MHHS-Southwest
NO | NO | [5 empty] | Dell Computer Corp | E248WFP |  | CN0RN0717426181F4PHS | SW - SLEEP LAB | MHHS-Southwest | [5 empty] | Southwest |  | SW - SLEEP LAB | [5 empty] | MONITORS, CENTRAL STATION |  | .needs class | [13 empty] | Covered PM Repair - Biomedical | MHHS-Southwest
NO | NO |  |  |  | R-069-ORDENTALWS |  | Dell Computer Corp | E4300 |  | 1000031-FD60 | TMC - OR - HERMANN (2HP) | MHHS-TMC |  |  |  | R-069-ORDENTALWS |  | TMC |  | TMC - OR - HERMANN (2HP) | [5 empty] | COMPUTERS |  | .needs class | [13 empty] | Covered PM Repair - Biomedical | MHHS-TMC
NO | NO |  |  |  | 069-29401 |  | Dell Computer Corp | LATITUDE D600 |  | 4RD203J | TMC - GI/ENDO - PEDI (GHP) | MHHS-TMC |  |  |  | 069-29401 |  | TMC |  | TMC - GI/ENDO - PEDI (GHP) | [5 empty] | COMPUTERS |  | .needs class | [13 empty] | Not Covered Vendor Only - Biomedical | MHHS-TMC
NO | NO |  |  |  | 241-01330 |  | Dell Computer Corp | LATITUDE D630 |  |  | GH - THERAPY SERVICES | MHHS-Greater Heights |  | Computer, Laptop, Tablet, PC |  | 241-01330 |  | Central & Greater Heights |  | GH - THERAPY SERVICES | [5 empty] | COMPUTERS |  | COMLAP-Dell Inc-Latitude D630 | COMLAP | Latitude D630 |  |  |  | Dell Inc | Computer, Laptop, Tablet, PC |  |  | COMLAP-Dell Inc-Latitude D630 |  |  |  | Not Covered Vendor Only - Biomedical | MHHS-Greater Heights
NO | NO | [5 empty] | Dell Computer Corp | LATITUDE D630 |  | 3zjmcf1 | MH MG - (SL) - SUGAR LAND PRIMARY CARE (MP1) | MHHS-MG |  | Computer, Laptop, Tablet, PC |  |  |  | Sugar Land |  | MH MG - (SL) - SUGAR LAND PRIMARY CARE (MP1) | [5 empty] | COMPUTERS |  | COMLAP-Dell Inc-Latitude D630 | COMLAP | Latitude D630 |  |  |  | Dell Inc | Computer, Laptop, Tablet, PC |  |  | COMLAP-Dell Inc-Latitude D630 |  |  |  | Not Covered Vendor Only - Biomedical | MHHS-MG
NO | NO | [5 empty] | Dell Computer Corp | LATITUDE D630 |  | MX0G283H7426286H217SA00 | SW - NICU | MHHS-Southwest |  | Computer, Laptop, Tablet, PC |  |  |  | Southwest |  | SW - NICU | [5 empty] | COMPUTERS |  | COMLAP-Dell Inc-Latitude D630 | COMLAP | Latitude D630 |  |  |  | Dell Inc | Computer, Laptop, Tablet, PC |  |  | COMLAP-Dell Inc-Latitude D630 |  |  |  | Not Covered Vendor Only - Biomedical | MHHS-Southwest
NO | NO | [5 empty] | Dell Computer Corp | LATITUDE D630 |  | GBPWLQ1 | TMC - PLAZA - ERTAN DDC (STE 1400) | MHHS-TMC |  | Computer, Laptop, Tablet, PC |  |  |  | TMC |  | TMC - PLAZA - ERTAN DDC (STE 1400) | [5 empty] | COMPUTERS |  | COMLAP-Dell Inc-Latitude D630 | COMLAP | Latitude D630 |  |  |  | Dell Inc | Computer, Laptop, Tablet, PC |  |  | COMLAP-Dell Inc-Latitude D630 |  |  |  | Not Covered Vendor Only - Biomedical | MHHS-TMC
NO | NO |  |  |  | 013-36160 |  | Dell Computer Corp | LATITUDE E5420 |  | 9159LQ1 | SW - RESPIRATORY | MHHS-Southwest |  |  |  | 013-36160 |  | Southwest |  | SW - RESPIRATORY | [5 empty] | COMPUTERS |  | .needs class | [13 empty] | Covered PM Repair - Biomedical | MHHS-Southwest
NO | NO |  |  |  | 069-40833 |  | Dell Computer Corp | LATITUDE E5420 |  | 7H4SXZ1 | TMC - RESPIRATORY - PULMONARY LAB | MHHS-TMC |  |  |  | 069-40833 |  | TMC |  | TMC - RESPIRATORY - PULMONARY LAB | [5 empty] | COMPUTERS |  | .needs class | [13 empty] | Covered PM Repair - Biomedical | MHHS-TMC
NO | NO |  |  |  | 009-06650 |  | Dell Computer Corp | LATITUDE E5510 |  | DGCLJK1 | GH - PULMONARY FUNCTION | MHHS-Greater Heights |  |  |  | 009-06650 |  | Central & Greater Heights |  | GH - PULMONARY FUNCTION | [5 empty] | COMPUTERS |  | .needs class | [13 empty] | Covered PM Repair - Biomedical | MHHS-Greater Heights
NO | YES |  |  |  | 009-33328 | 009-33328 | Dell Computer Corp | LATITUDE E6480 |  | 5WFBPN2 | GH-Preop | MHHS-Greater Heights |  |  |  | 009-33328 | 009-33328 | Central | MHHS-Greater Heights | GH-Preop | Pulmonary function |  |  |  |  | COMPUTERS |  | .needs class | [13 empty] | Covered PM Repair - Biomedical | MHHS-Greater Heights
NO | NO |  |  |  | 009-09197 |  | Dell Computer Corp | LATITUDE E6500 |  | C1MJBW1 | GH - NEUROPHYSIOLOGY (EEG) | MHHS-Greater Heights |  |  |  | 009-09197 |  | Central & Greater Heights |  | GH - NEUROPHYSIOLOGY (EEG) | [5 empty] | COMPUTERS |  | .needs class | [13 empty] | Covered PM Repair - Biomedical | MHHS-Greater Heights
NO | NO |  |  |  | 069-38510 |  | Dell Computer Corp | OPTIPLEX 3010 |  | 8PRL8Y1 | TMC - EPILEPSY - NEUROPHYSIOLOGY (JB) | MHHS-TMC |  |  |  | 069-38510 |  | TMC |  | TMC - EPILEPSY - NEUROPHYSIOLOGY (JB) | [5 empty] | COMPUTERS |  | .needs class | [13 empty] | Covered PM Repair - Biomedical | MHHS-TMC
NO | YES |  |  |  | 241-03239 | 241-03239 | Dell Computer Corp | OPTIPLEX 3020 |  | 71X5V52 | TIRR-Sleep Lab | MHHS-TIRR |  | Computer, Laptop, Tablet, PC |  | 241-03239 | 241-03239 | TMC | MHHS-Others | TIRR-Sleep Lab | Hallway | 7/1/16 |  |  |  | COMPUTERS | Computer, Laptop, Tablet, PC | COMLAP-Dell Inc-OptiPlex 3020 | COMLAP | OptiPlex 3020 |  |  |  | Dell Inc | Computer, Laptop, Tablet, PC |  |  | COMLAP-Dell Inc-OptiPlex 3020 |  |  |  | Covered PM Repair - Biomedical | MHHS-TIRR | [8 empty] | COMLAP | Computer, Laptop, Tablet, PC | Dell Inc
NO | NO |  |  |  | 009-33654 |  | Dell Computer Corp | OPTIPLEX 3050 |  | GCLSKQ2 | GH - OR ENDOSCOPY | MHHS-Greater Heights |  | Computer, Laptop, Tablet, PC |  | 009-33654 |  | Central & Greater Heights |  | GH - OR ENDOSCOPY | [5 empty] | COMPUTERS |  | COMLAP-Dell Inc-OptiPlex 3050 | COMLAP | OptiPlex 3050 |  |  |  | Dell Inc | Computer, Laptop, Tablet, PC |  |  | COMLAP-Dell Inc-OptiPlex 3050 |  |  |  | Covered PM Repair - Biomedical | MHHS-Greater Heights
NO | NO |  |  |  | 069-43421 |  | Dell Computer Corp | OPTIPLEX 7010 |  | 3V608Y1 | CAHF - (TMC) - TMC MEDICAL PLAZA [MHMP-STE2500] | MHHS - Heart Failure Clinics |  | Computer, Laptop, Tablet, PC |  | 069-43421 |  | TMC |  | CAHF - (TMC) - TMC MEDICAL PLAZA [MHMP-STE2500] | [5 empty] | COMPUTERS |  | COMLAP-Dell Inc-OptiPlex 7010 | COMLAP | OptiPlex 7010 |  |  |  | Dell Inc | Computer, Laptop, Tablet, PC |  |  | COMLAP-Dell Inc-OptiPlex 7010 |  |  |  | Covered PM Repair - Biomedical | MHHS - Heart Failure Clinics
NO | NO |  |  |  | 005-08364 |  | Dell Computer Corp | OPTIPLEX 7010 |  | 102188-11 | SE - OR | MHHS-Southeast |  | Computer, Laptop, Tablet, PC |  | 005-08364 |  | Southeast & Bay Area |  | SE - OR | [5 empty] | COMPUTERS |  | COMLAP-Dell Inc-OptiPlex 7010 | COMLAP | OptiPlex 7010 |  |  |  | Dell Inc | Computer, Laptop, Tablet, PC |  |  | COMLAP-Dell Inc-OptiPlex 7010 |  |  |  | Not Covered Vendor Only - Biomedical | MHHS-Southeast
NO | YES |  |  |  | 133-10382 | 133-10382 | Dell Computer Corp | OPTIPLEX 7050 |  | 2QK4DP2 | KATY - NONINVASIVE CARDIOLOGY | MHHS-Katy |  | Computer, Data Management |  | 133-10382 | 133-10382 | Katy | MHHS - KATY | KATY - NONINVASIVE CARDIOLOGY | W1:335.14 EEG |  |  |  |  | COMPUTERS |  | COMPUTERDATAMANAGEMENT-Dell Inc-Optiplex 7050 | COMPUTERDATAMANAGEMENT | Optiplex 7050 |  |  |  | Dell Inc | Computer, Data Management |  |  | COMPUTERDATAMANAGEMENT-Dell Inc-Optiplex 7050 |  |  |  | Covered PM Repair - Biomedical | MHHS-Katy
NO | YES |  |  |  | 133-31133 | 133-31133 | Dell Computer Corp | OPTIPLEX 7050 |  | 45504Z2 | KATY - NONINVASIVE CARDIOLOGY | MHHS-Katy |  | Computer, Data Management |  | 133-31133 | 133-31133 | Katy | MHHS - KATY | KATY - NONINVASIVE CARDIOLOGY | W1:335.14 EEG |  |  |  |  | COMPUTERS |  | COMPUTERDATAMANAGEMENT-Dell Inc-Optiplex 7050 | COMPUTERDATAMANAGEMENT | Optiplex 7050 |  |  |  | Dell Inc | Computer, Data Management |  |  | COMPUTERDATAMANAGEMENT-Dell Inc-Optiplex 7050 |  |  |  | Covered PM Repair - Biomedical | MHHS-Katy
NO | NO |  |  |  | 142-06834 |  | Dell Computer Corp | OPTIPLEX 7050 |  | 2Q5NQP2 | NE - RESPIRATORY | MHHS-Northeast |  | Computer, Data Management |  | 142-06834 |  | Katy |  | NE - RESPIRATORY | [5 empty] | COMPUTERS |  | COMPUTERDATAMANAGEMENT-Dell Inc-Optiplex 7050 | COMPUTERDATAMANAGEMENT | Optiplex 7050 |  |  |  | Dell Inc | Computer, Data Management |  |  | COMPUTERDATAMANAGEMENT-Dell Inc-Optiplex 7050 |  |  |  | Covered PM Repair - Biomedical | MHHS-Northeast
NO | NO |  |  |  | 009-33330 |  | Dell Computer Corp | OPTIPLEX 7450 |  | 4BW39N2 | GH - PULMONARY FUNCTION | MHHS-Greater Heights |  |  |  | 009-33330 |  | Central & Greater Heights |  | GH - PULMONARY FUNCTION | [5 empty] | COMPUTERS |  | .needs class | [13 empty] | Not Covered Vendor Only - Biomedical | MHHS-Greater Heights
NO | NO | [5 empty] | Dell Computer Corp | OPTIPLEX 755 |  | dg8c2g1 | MEMORIAL CITY - MOR | MHHS-Mem City |  | Computer, Laptop, Tablet, PC |  |  |  | West & Memorial City |  | MEMORIAL CITY - MOR | [5 empty] | COMPUTERS |  | COMLAP-Dell Inc-OptiPlex 755 | COMLAP | OptiPlex 755 |  |  |  | Dell Inc | Computer, Laptop, Tablet, PC |  |  | COMLAP-Dell Inc-OptiPlex 755 |  |  |  | Not Covered Vendor Only - Biomedical | MHHS-Mem City
NO | NO |  |  |  | 142-01318 |  | Dell Computer Corp | OPTIPLEX 755 |  |  | NE - SLEEP CENTER | MHHS-Northeast |  | Computer, Laptop, Tablet, PC |  | 142-01318 |  | Katy |  | NE - SLEEP CENTER | [5 empty] | COMPUTERS |  | COMLAP-Dell Inc-OptiPlex 755 | COMLAP | OptiPlex 755 |  |  |  | Dell Inc | Computer, Laptop, Tablet, PC |  |  | COMLAP-Dell Inc-OptiPlex 755 |  |  |  | Covered PM Repair - Biomedical | MHHS-Northeast
NO | NO |  |  |  | 142-05939 |  | Dell Computer Corp | OPTIPLEX 755 |  |  | NE - SLEEP CENTER | MHHS-Northeast |  | Computer, Laptop, Tablet, PC |  | 142-05939 |  | Katy |  | NE - SLEEP CENTER | [5 empty] | COMPUTERS |  | COMLAP-Dell Inc-OptiPlex 755 | COMLAP | OptiPlex 755 |  |  |  | Dell Inc | Computer, Laptop, Tablet, PC |  |  | COMLAP-Dell Inc-OptiPlex 755 |  |  |  | Covered PM Repair - Biomedical | MHHS-Northeast
NO | NO | [5 empty] | Dell Computer Corp | OPTIPLEX 755 |  | 11dfdg1 | SW - SLEEP LAB | MHHS-Southwest |  | Computer, Laptop, Tablet, PC |  |  |  | Southwest |  | SW - SLEEP LAB | [5 empty] | COMPUTERS |  | COMLAP-Dell Inc-OptiPlex 755 | COMLAP | OptiPlex 755 |  |  |  | Dell Inc | Computer, Laptop, Tablet, PC |  |  | COMLAP-Dell Inc-OptiPlex 755 |  |  |  | Not Covered Vendor Only - Biomedical | MHHS-Southwest
NO | NO | [5 empty] | Dell Computer Corp | OPTIPLEX 755 |  | G1DFDG1 | SW - SLEEP LAB | MHHS-Southwest |  | Computer, Laptop, Tablet, PC |  |  |  | Southwest |  | SW - SLEEP LAB | [5 empty] | COMPUTERS |  | COMLAP-Dell Inc-OptiPlex 755 | COMLAP | OptiPlex 755 |  |  |  | Dell Inc | Computer, Laptop, Tablet, PC |  |  | COMLAP-Dell Inc-OptiPlex 755 |  |  |  | Not Covered Vendor Only - Biomedical | MHHS-Southwest
NO | NO | [5 empty] | Dell Computer Corp | OPTIPLEX 755 |  | C4233-HWMJ | TMC - JONES - OCC HEALTH (JB) | MHHS-TMC |  | Computer, Laptop, Tablet, PC |  |  |  | TMC |  | TMC - JONES - OCC HEALTH (JB) | [5 empty] | COMPUTERS |  | COMLAP-Dell Inc-OptiPlex 755 | COMLAP | OptiPlex 755 |  |  |  | Dell Inc | Computer, Laptop, Tablet, PC |  |  | COMLAP-Dell Inc-OptiPlex 755 |  |  |  | Not Covered Vendor Only - Biomedical | MHHS-TMC
NO | NO |  |  |  | R-005-ICAD |  | Dell Computer Corp | OPTIPLEX 760 |  |  | SE - RADIOLOGY | MHHS-Southeast |  | Computer, Laptop, Tablet, PC |  | R-005-ICAD |  | Southeast & Bay Area |  | SE - RADIOLOGY | [5 empty] | COMPUTERS |  | COMLAP-Dell Inc-OptiPlex 760 | COMLAP | OptiPlex 760 |  |  |  | Dell Inc | Computer, Laptop, Tablet, PC |  |  | COMLAP-Dell Inc-OptiPlex 760 |  |  |  | Covered PM Repair - Biomedical | MHHS-Southeast
NO | NO | [5 empty] | Dell Computer Corp | OPTIPLEX 760 |  | 7T590L1 | TIRR - KIRBY GLENN | MHHS-TIRR |  | Computer, Laptop, Tablet, PC |  |  |  | TMC |  | TIRR - KIRBY GLENN | [5 empty] | COMPUTERS |  | COMLAP-Dell Inc-OptiPlex 760 | COMLAP | OptiPlex 760 |  |  |  | Dell Inc | Computer, Laptop, Tablet, PC |  |  | COMLAP-Dell Inc-OptiPlex 760 |  |  |  | Covered PM Repair - Biomedical | MHHS-TIRR
NO | NO | [5 empty] | Dell Computer Corp | OPTIPLEX 780 |  | tbdH44Q8P1 | MEMORIAL CITY - CARDIOLOGY | MHHS-Mem City |  | Computer, Laptop, Tablet, PC |  |  |  | West & Memorial City |  | MEMORIAL CITY - CARDIOLOGY | [5 empty] | COMPUTERS |  | COMLAP-Dell Inc-OptiPlex 780 | COMLAP | OptiPlex 780 |  |  |  | Dell Inc | Computer, Laptop, Tablet, PC |  |  | COMLAP-Dell Inc-OptiPlex 780 |  |  |  | Covered PM Repair - Biomedical | MHHS-Mem City
NO | NO | [5 empty] | Dell Computer Corp | OPTIPLEX 780 |  | DM003527 | MEMORIAL CITY - CATH LAB | MHHS-Mem City |  | Computer, Laptop, Tablet, PC |  |  |  | West & Memorial City |  | MEMORIAL CITY - CATH LAB | [5 empty] | COMPUTERS |  | COMLAP-Dell Inc-OptiPlex 780 | COMLAP | OptiPlex 780 |  |  |  | Dell Inc | Computer, Laptop, Tablet, PC |  |  | COMLAP-Dell Inc-OptiPlex 780 |  |  |  | Covered PM Repair - Biomedical | MHHS-Mem City
NO | NO | [5 empty] | Dell Computer Corp | OPTIPLEX 780 |  | 1kt1pn1 | MEMORIAL CITY - SLEEP LAB | MHHS-Mem City |  | Computer, Laptop, Tablet, PC |  |  |  | West & Memorial City |  | MEMORIAL CITY - SLEEP LAB | [5 empty] | COMPUTERS |  | COMLAP-Dell Inc-OptiPlex 780 | COMLAP | OptiPlex 780 |  |  |  | Dell Inc | Computer, Laptop, Tablet, PC |  |  | COMLAP-Dell Inc-OptiPlex 780 |  |  |  | Not Covered Vendor Only - Biomedical | MHHS-Mem City
NO | NO | [5 empty] | Dell Computer Corp | OPTIPLEX 780 |  |  | MH MG - (SW) - SW MEDICAL PLAZA 4 (MP4) | MHHS-MG |  | Computer, Laptop, Tablet, PC |  |  |  | Southwest |  | MH MG - (SW) - SW MEDICAL PLAZA 4 (MP4) | [5 empty] | COMPUTERS |  | COMLAP-Dell Inc-OptiPlex 780 | COMLAP | OptiPlex 780 |  |  |  | Dell Inc | Computer, Laptop, Tablet, PC |  |  | COMLAP-Dell Inc-OptiPlex 780 |  |  |  | Not Covered Vendor Only - Biomedical | MHHS-MG
NO | NO | [5 empty] | Dell Computer Corp | OPTIPLEX 780 |  |  | MH MG - (SW) - SW MEDICAL PLAZA 4 (MP4) | MHHS-MG |  | Computer, Laptop, Tablet, PC |  |  |  | Southwest |  | MH MG - (SW) - SW MEDICAL PLAZA 4 (MP4) | [5 empty] | COMPUTERS |  | COMLAP-Dell Inc-OptiPlex 780 | COMLAP | OptiPlex 780 |  |  |  | Dell Inc | Computer, Laptop, Tablet, PC |  |  | COMLAP-Dell Inc-OptiPlex 780 |  |  |  | Not Covered Vendor Only - Biomedical | MHHS-MG
NO | NO | [5 empty] | Dell Computer Corp | OPTIPLEX 780 |  | g4rcdp1 | SE - EMERGENCY CENTER | MHHS-Southeast |  | Computer, Laptop, Tablet, PC |  |  |  | Southeast & Bay Area |  | SE - EMERGENCY CENTER | [5 empty] | COMPUTERS |  | COMLAP-Dell Inc-OptiPlex 780 | COMLAP | OptiPlex 780 |  |  |  | Dell Inc | Computer, Laptop, Tablet, PC |  |  | COMLAP-Dell Inc-OptiPlex 780 |  |  |  | Not Covered Vendor Only - Biomedical | MHHS-Southeast
NO | NO | [5 empty] | Dell Computer Corp | OPTIPLEX 780 |  | G4RDDP1 | SE - EMERGENCY CENTER | MHHS-Southeast |  | Computer, Laptop, Tablet, PC |  |  |  | Southeast & Bay Area |  | SE - EMERGENCY CENTER | [5 empty] | COMPUTERS |  | COMLAP-Dell Inc-OptiPlex 780 | COMLAP | OptiPlex 780 |  |  |  | Dell Inc | Computer, Laptop, Tablet, PC |  |  | COMLAP-Dell Inc-OptiPlex 780 |  |  |  | Not Covered Vendor Only - Biomedical | MHHS-Southeast
NO | NO | [5 empty] | Dell Computer Corp | OPTIPLEX 780 |  |  | SE - REHAB SERVICES | MHHS-Southeast |  | Computer, Laptop, Tablet, PC |  |  |  | Southeast & Bay Area |  | SE - REHAB SERVICES | [5 empty] | COMPUTERS |  | COMLAP-Dell Inc-OptiPlex 780 | COMLAP | OptiPlex 780 |  |  |  | Dell Inc | Computer, Laptop, Tablet, PC |  |  | COMLAP-Dell Inc-OptiPlex 780 |  |  |  | Not Covered Vendor Only - Biomedical | MHHS-Southeast
NO | NO | [5 empty] | Dell Computer Corp | OPTIPLEX 780 |  | FY0Z021 | TMC - PLAZA - ERTAN DDC (STE 1400) | MHHS-TMC |  | Computer, Laptop, Tablet, PC |  |  |  | TMC |  | TMC - PLAZA - ERTAN DDC (STE 1400) | [5 empty] | COMPUTERS |  | COMLAP-Dell Inc-OptiPlex 780 | COMLAP | OptiPlex 780 |  |  |  | Dell Inc | Computer, Laptop, Tablet, PC |  |  | COMLAP-Dell Inc-OptiPlex 780 |  |  |  | Covered PM Repair - Biomedical | MHHS-TMC
NO | NO |  |  |  | 069-39727 |  | Dell Computer Corp | OPTIPLEX 780 |  | 1JDCTR1 | TMC - RESPIRATORY - PULMONARY LAB | MHHS-TMC |  | Computer, Laptop, Tablet, PC |  | 069-39727 |  | TMC |  | TMC - RESPIRATORY - PULMONARY LAB | [5 empty] | COMPUTERS |  | COMLAP-Dell Inc-OptiPlex 780 | COMLAP | OptiPlex 780 |  |  |  | Dell Inc | Computer, Laptop, Tablet, PC |  |  | COMLAP-Dell Inc-OptiPlex 780 |  |  |  | Covered PM Repair - Biomedical | MHHS-TMC
NO | NO |  |  |  | 013-35759 |  | Dell Computer Corp | OPTIPLEX 790 |  | 2JRDPS1 | SW - ENDOSCOPY | MHHS-Southwest |  | Computer, Laptop, Tablet, PC |  | 013-35759 |  | Southwest |  | SW - ENDOSCOPY | [5 empty] | COMPUTERS |  | COMLAP-Dell Inc-OptiPlex 790 | COMLAP | OptiPlex 790 |  |  |  | Dell Inc | Computer, Laptop, Tablet, PC |  |  | COMLAP-Dell Inc-OptiPlex 790 |  |  |  | Not Covered Vendor Only - Biomedical | MHHS-Southwest
NO | NO |  |  |  | 069-43425 |  | Dell Computer Corp | OPTIPLEX 9030 ALL-IN-ONE DESKTOP |  | 3VHGR22 | CAHF - (TMC) - TMC MEDICAL PLAZA [MHMP-STE2500] | MHHS - Heart Failure Clinics |  |  |  | 069-43425 |  | TMC |  | CAHF - (TMC) - TMC MEDICAL PLAZA [MHMP-STE2500] | [5 empty] | COMPUTERS |  | .needs class | [13 empty] | Covered PM Repair - Biomedical | MHHS - Heart Failure Clinics
NO | NO |  |  |  | 069-39728 |  | Dell Computer Corp | OPTIPLEX 9030 ALL-IN-ONE DESKTOP |  | 4D8WM22 | TMC - RESPIRATORY - PULMONARY LAB | MHHS-TMC |  |  |  | 069-39728 |  | TMC |  | TMC - RESPIRATORY - PULMONARY LAB | [5 empty] | COMPUTERS |  | .needs class | [13 empty] | Covered PM Repair - Biomedical | MHHS-TMC
NO | NO |  |  |  | 069-40835 |  | Dell Computer Corp | OPTIPLEX 9030 ALL-IN-ONE DESKTOP |  | 4D4WM22 | TMC - RESPIRATORY - PULMONARY LAB | MHHS-TMC |  |  |  | 069-40835 |  | TMC |  | TMC - RESPIRATORY - PULMONARY LAB | [5 empty] | COMPUTERS |  | .needs class | [13 empty] | Covered PM Repair - Biomedical | MHHS-TMC
NO | NO | [5 empty] | Dell Computer Corp | OPTIPLEX 990 |  | 00186-134-373-754 | NE - RESPIRATORY | MHHS-Northeast | [5 empty] | Katy |  | NE - RESPIRATORY | [5 empty] | COMPUTERS |  | .needs class | [13 empty] | Covered PM Repair - Biomedical | MHHS-Northeast
NO | NO | [5 empty] | Dell Computer Corp | OPTIPLEX 990 |  | 5y1l01 | SE - EMERGENCY CENTER | MHHS-Southeast | [5 empty] | Southeast & Bay Area |  | SE - EMERGENCY CENTER | [5 empty] | COMPUTERS |  | .needs class | [13 empty] | Covered PM Repair - Biomedical | MHHS-Southeast
NO | NO | [5 empty] | Dell Computer Corp | OPTIPLEX 990 |  | 7XZMN51X | TIRR - KIRBY GLENN | MHHS-TIRR | [5 empty] | TMC |  | TIRR - KIRBY GLENN | [5 empty] | COMPUTERS |  | .needs class | [13 empty] | Covered PM Repair - Biomedical | MHHS-TIRR
NO | NO | [5 empty] | Dell Computer Corp | OPTIPLEX 990 |  | 00186-125-632-486 | TIRR - SLEEP LAB | MHHS-TIRR | [5 empty] | TMC |  | TIRR - SLEEP LAB | [5 empty] | COMPUTERS |  | .needs class | [13 empty] | Covered PM Repair - Biomedical | MHHS-TIRR
NO | NO | [5 empty] | Dell Computer Corp | OPTIPLEX 990 |  | 00186-125-632-450 | TIRR - SLEEP LAB | MHHS-TIRR | [5 empty] | TMC |  | TIRR - SLEEP LAB | [5 empty] | COMPUTERS |  | .needs class | [13 empty] | Covered PM Repair - Biomedical | MHHS-TIRR
NO | NO | [5 empty] | Dell Computer Corp | OPTIPLEX 990 |  | 00186-125-632-490 | TIRR - SLEEP LAB | MHHS-TIRR | [5 empty] | TMC |  | TIRR - SLEEP LAB | [5 empty] | COMPUTERS |  | .needs class | [13 empty] | Covered PM Repair - Biomedical | MHHS-TIRR
NO | NO | [5 empty] | Dell Computer Corp | OPTIPLEX 990 |  | 00186-125-632-439 | TIRR - SLEEP LAB | MHHS-TIRR | [5 empty] | TMC |  | TIRR - SLEEP LAB | [5 empty] | COMPUTERS |  | .needs class | [13 empty] | Covered PM Repair - Biomedical | MHHS-TIRR
NO | NO | [5 empty] | Dell Computer Corp | OPTIPLEX 990 |  | 00186-125-632-498 | TIRR - SLEEP LAB | MHHS-TIRR | [5 empty] | TMC |  | TIRR - SLEEP LAB | [5 empty] | COMPUTERS |  | .needs class | [13 empty] | Covered PM Repair - Biomedical | MHHS-TIRR
NO | NO |  |  |  | 241- SLEEP LAB R2 |  | Dell Computer Corp | OPTIPLEX 990 |  | N/A | TIRR - SLEEP LAB | MHHS-TIRR |  |  |  | 241- SLEEP LAB R2 |  | TMC |  | TIRR - SLEEP LAB | [5 empty] | COMPUTERS |  | .needs class | [13 empty] | Covered PM Repair - Biomedical | MHHS-TIRR
NO | NO |  |  |  | 241-SLEEP LAB R5 |  | Dell Computer Corp | OPTIPLEX 990 |  | N/A | TIRR - SLEEP LAB | MHHS-TIRR |  |  |  | 241-SLEEP LAB R5 |  | TMC |  | TIRR - SLEEP LAB | [5 empty] | COMPUTERS |  | .needs class | [13 empty] | Covered PM Repair - Biomedical | MHHS-TIRR
NO | NO | [5 empty] | Dell Computer Corp | OPTIPLEX GX260 |  | delb4dt2625 | NE - RESPIRATORY | MHHS-Northeast |  | Computer, Laptop, Tablet, PC |  |  |  | Katy |  | NE - RESPIRATORY | [5 empty] | COMPUTERS |  | COMLAP-Dell Inc-OptiPlex GX260 | COMLAP | OptiPlex GX260 |  |  |  | Dell Inc | Computer, Laptop, Tablet, PC |  |  | COMLAP-Dell Inc-OptiPlex GX260 |  |  |  | Covered PM Repair - Biomedical | MHHS-Northeast
NO | NO | [5 empty] | Dell Computer Corp | OPTIPLEX GX260 |  | CN0C06464663342M0RTL | SW - PREOP | MHHS-Southwest |  | Computer, Laptop, Tablet, PC |  |  |  | Southwest |  | SW - PREOP | [5 empty] | COMPUTERS |  | COMLAP-Dell Inc-OptiPlex GX260 | COMLAP | OptiPlex GX260 |  |  |  | Dell Inc | Computer, Laptop, Tablet, PC |  |  | COMLAP-Dell Inc-OptiPlex GX260 |  |  |  | Covered PM Repair - Biomedical | MHHS-Southwest
NO | NO | [5 empty] | Dell Computer Corp | OPTIPLEX GX270 |  | 92502-001356 | MH MG - (SW) - SW MEDICAL PLAZA 4 (MP4) | MHHS-MG |  | Computer, Laptop, Tablet, PC |  |  |  | Southwest |  | MH MG - (SW) - SW MEDICAL PLAZA 4 (MP4) | [5 empty] | COMPUTERS |  | COMLAP-Nihon Kohden-OptiPlex GX270 | COMLAP | OptiPlex GX270 |  |  |  | Nihon Kohden | Computer, Laptop, Tablet, PC |  |  | COMLAP-Nihon Kohden-OptiPlex GX270 |  |  |  | Covered PM Repair - Biomedical | MHHS-MG
NO | NO |  |  |  | 009-04889 |  | Dell Computer Corp | OPTIPLEX GX280 |  | 00095-566-572-717 | GH - NEUROPHYSIOLOGY (EEG) | MHHS-Greater Heights |  | Computer, Laptop, Tablet, PC |  | 009-04889 |  | Central & Greater Heights |  | GH - NEUROPHYSIOLOGY (EEG) | [5 empty] | COMPUTERS |  | COMLAP-Dell Inc-OptiPlex GX 280 | COMLAP | OptiPlex GX 280 |  |  |  | Dell Inc | Computer, Laptop, Tablet, PC |  |  | COMLAP-Dell Inc-OptiPlex GX 280 |  |  |  | Covered PM Repair - Biomedical | MHHS-Greater Heights
NO | NO |  |  |  | 583-00525 |  | Dell Computer Corp | OPTIPLEX GX620 |  | 6B4M191 | KATY REHAB - SLEEP LAB | MHHS-Katy Rehab |  | Computer, Laptop, Tablet, PC |  | 583-00525 |  | Katy |  | KATY REHAB - SLEEP LAB | [5 empty] | COMPUTERS |  | COMLAP-Dell Inc-Optiplex GX620 | COMLAP | Optiplex GX620 |  |  |  | Dell Inc | Computer, Laptop, Tablet, PC |  |  | COMLAP-Dell Inc-Optiplex GX620 |  |  |  | Covered PM Repair - Biomedical | MHHS-Katy Rehab
NO | NO | [5 empty] | Dell Computer Corp | OPTIPLEX GX620 |  |  | SE - LABORATORY | MHHS-Southeast |  | Computer, Laptop, Tablet, PC |  |  |  | Southeast & Bay Area |  | SE - LABORATORY | [5 empty] | COMPUTERS |  | COMLAP-Dell Inc-Optiplex GX620 | COMLAP | Optiplex GX620 |  |  |  | Dell Inc | Computer, Laptop, Tablet, PC |  |  | COMLAP-Dell Inc-Optiplex GX620 |  |  |  | Covered PM Repair - Biomedical | MHHS-Southeast
NO | NO |  |  |  | 005-05311 |  | Dell Computer Corp | OPTIPLEX GX620 |  |  | SE - RADIOLOGY | MHHS-Southeast |  | Computer, Laptop, Tablet, PC |  | 005-05311 |  | Southeast & Bay Area |  | SE - RADIOLOGY | [5 empty] | COMPUTERS |  | COMLAP-Dell Inc-Optiplex GX620 | COMLAP | Optiplex GX620 |  |  |  | Dell Inc | Computer, Laptop, Tablet, PC |  |  | COMLAP-Dell Inc-Optiplex GX620 |  |  |  | Covered PM Repair - Biomedical | MHHS-Southeast
NO | NO | [5 empty] | Dell Computer Corp | OPTIPLEX GX620 |  | cz0r630j7360897u13ls | SW - ENDOSCOPY | MHHS-Southwest |  | Computer, Laptop, Tablet, PC |  |  |  | Southwest |  | SW - ENDOSCOPY | [5 empty] | COMPUTERS |  | COMLAP-Dell Inc-Optiplex GX620 | COMLAP | Optiplex GX620 |  |  |  | Dell Inc | Computer, Laptop, Tablet, PC |  |  | COMLAP-Dell Inc-Optiplex GX620 |  |  |  | Covered PM Repair - Biomedical | MHHS-Southwest
NO | NO | [5 empty] | Dell Computer Corp | OPTIPLEX GX620 |  | 0T7570 | SW - LABOR & DELIVERY | MHHS-Southwest |  | Computer, Laptop, Tablet, PC |  |  |  | Southwest |  | SW - LABOR & DELIVERY | [5 empty] | COMPUTERS |  | COMLAP-Dell Inc-Optiplex GX620 | COMLAP | Optiplex GX620 |  |  |  | Dell Inc | Computer, Laptop, Tablet, PC |  |  | COMLAP-Dell Inc-Optiplex GX620 |  |  |  | Covered PM Repair - Biomedical | MHHS-Southwest
NO | NO |  |  |  | fd46s81 |  | Dell Computer Corp | OPTIPLEX SX280 |  | fd46s81 | SW - HVI - CARDIAC REHAB | MHHS-Southwest |  |  |  | fd46s81 |  | Southwest |  | SW - HVI - CARDIAC REHAB | [5 empty] | COMPUTERS |  | .needs class | [13 empty] | Covered PM Repair - Biomedical | MHHS-Southwest
NO | NO |  |  |  | 241-02571 |  | Dell Computer Corp | P190SF |  | CN-0C730C-71623-22N-4351 | TIRR - SLEEP LAB | MHHS-TIRR |  |  |  | 241-02571 |  | TMC |  | TIRR - SLEEP LAB | [5 empty] | MONITORS, VIDEO |  | .needs class | [13 empty] | Covered PM Repair - Biomedical | MHHS-TIRR
NO | NO | [5 empty] | Dell Computer Corp | P190ST |  | CN-OM39MD-74445-18C-128L | WOODLANDS - NONINVASIVE CARDIOLOGY | MHHS-Woodlands | [5 empty] | Woodlands |  | WOODLANDS - NONINVASIVE CARDIOLOGY | [5 empty] | MONITORS, VIDEO |  | .needs class | [13 empty] | Covered PM Repair - Biomedical | MHHS-Woodlands
NO | YES |  |  |  | 077-06633 | 077-06633 | Dell Computer Corp | P1913S |  | CNONWXT6-72872-36P-ADWL | TMC-Children's-NICU/SCU (8Hp) | MHHS-TMC |  |  |  | 077-06633 | 077-06633 | TMC | MHHS-TMC | TMC-Children's-NICU/SCU (8Hp) |  | 1/3/18 |  |  |  | MONITORS, VIDEO |  | .needs class | [11 empty] | Verified 3/30/2020 4:07pm (Central) |  | Covered PM Repair - Biomedical | MHHS-TMC
NO | YES |  |  |  | 077-06634 | 077-06634 | Dell Computer Corp | P1913S |  | CN-ONWXT6-72872-38M-AG6M | TMC-Children's-NICU/SCU (8Hp) | MHHS-TMC |  |  |  | 077-06634 | 077-06634 | TMC | MHHS-TMC | TMC-Children's-NICU/SCU (8Hp) |  | 2/8/18 |  |  |  | MONITORS, VIDEO |  | .needs class | [10 empty] | 8/30/17 | Verified 3/30/2020 4:07pm (Central) |  | Covered PM Repair - Biomedical | MHHS-TMC
NO | YES |  |  |  | 077-08000 | 077-08000 | Dell Computer Corp | P1913S |  | CN-ONWXT6-72872-37Q-A3EM | TMC-Children's-NICU/SCU (8Hp) | MHHS-TMC |  |  |  | 077-08000 | 077-08000 | TMC | MHHS-TMC | TMC-Children's-NICU/SCU (8Hp) |  | 1/5/18 |  |  |  | MONITORS, VIDEO |  | .needs class | [10 empty] | 1/12/17 | Verified 3/30/2020 4:07pm (Central) |  | Covered PM Repair - Biomedical | MHHS-TMC
NO | YES |  |  |  | 077-08023 | 077-08023 | Dell Computer Corp | P1913S |  | CN-ONWXT6-72872-37Q-A39M | TMC-Children's-NICU/SCU (8Hp) | MHHS-TMC |  |  |  | 077-08023 | 077-08023 | TMC | MHHS-TMC | TMC-Children's-NICU/SCU (8Hp) |  | 1/8/18 |  |  |  | MONITORS, VIDEO |  | .needs class | [11 empty] | Verified 3/30/2020 4:07pm (Central) |  | Covered PM Repair - Biomedical | MHHS-TMC
NO | YES |  |  |  | 077-09814 | 077-09814 | Dell Computer Corp | P1913S |  | CN-003193-7461-968-AFPS T | TMC-Children's-NICU/SCU (8Hp) | MHHS-TMC |  |  |  | 077-09814 | 077-09814 | TMC | MHHS-TMC | TMC-Children's-NICU/SCU (8Hp) |  | 2/8/18 |  |  |  | MONITORS, VIDEO |  | .needs class | [11 empty] | Verified 3/30/2020 4:07pm (Central) |  | Covered PM Repair - Biomedical | MHHS-TMC
NO | YES |  |  |  | 029-32134 | 029-32134 | Dell Computer Corp | P1913S |  | CN-09PX3G-64180-63U-OAGB-A00 | Woodlands-Telemetry | MHHS-Woodlands |  |  |  | 029-32134 | 029-32134 | Woodlands | MHHS-Woodlands | Woodlands-Telemetry | TELEMETRY |  |  |  |  | MONITORS, VIDEO |  | .needs class | [10 empty] | 2/15/20 |  |  | Not Covered Vendor Only - Biomedical | MHHS-Woodlands
YES | YES |  |  |  | 029-08922 | 029-08922 | Dell Computer Corp | P1913S |  | CN-0C5WJH-72872 | WOODLANDS - TELEMETRY |  |  |  |  | 029-08922 | 029-08922 | Woodlands | Memorial Hermann The Woodlands Medical Center | WOODLANDS - TELEMETRY | TELEMETRY
YES | YES |  |  |  | 074-06272 | 074-06272 | Dell Computer Corp | P1913S |  |  | WOODLANDS - TELEMETRY |  |  |  |  | 074-06272 | 074-06272 | Woodlands | Memorial Hermann The Woodlands Medical Center | WOODLANDS - TELEMETRY | TELEMETRY
YES | YES |  |  |  | 029-09783 | 029-09783 | Dell Computer Corp | P1913S |  |  | WOODLANDS - TELEMETRY |  |  |  |  | 029-09783 | 029-09783 | Woodlands | Memorial Hermann The Woodlands Medical Center | WOODLANDS - TELEMETRY | TELEMETRY
YES | YES |  |  |  | 074-06274 | 074-06274 | Dell Computer Corp | P1913S |  |  | WOODLANDS - TELEMETRY |  |  |  |  | 074-06274 | 074-06274 | Woodlands | Memorial Hermann The Woodlands Medical Center | WOODLANDS - TELEMETRY | TELEMETRY
NO | NO |  |  |  | 029-09629 |  | Dell Computer Corp | P1913S |  | CN-0YGP39-72872-49D-CGDB | WOODLANDS - CATH LAB | MHHS-Woodlands |  |  |  | 029-09629 |  | Woodlands |  | WOODLANDS - CATH LAB | [5 empty] | MONITORS, VIDEO |  | .needs class | [13 empty] | Not Covered Vendor Only - Biomedical | MHHS-Woodlands
NO | NO |  |  |  | 029-09638 |  | Dell Computer Corp | P1913S |  | CN-0YGP39-72872-49D-CFNB | WOODLANDS - PCU3 | MHHS-Woodlands |  |  |  | 029-09638 |  | Woodlands |  | WOODLANDS - PCU3 | [5 empty] | MONITORS, VIDEO |  | .needs class | [13 empty] | Not Covered Vendor Only - Biomedical | MHHS-Woodlands
NO | NO |  |  |  | DM019210 |  | Dell Computer Corp | P1914S |  | CN-OYGP39-72872-53A-AE5B | GH - ICU | MHHS-Greater Heights |  | Monitor, Video |  | DM019210 |  | Central & Greater Heights |  | GH - ICU | [5 empty] | MONITORS, VIDEO |  | MONITORVIDEO-Dell Inc-P1914S | MONITORVIDEO | P1914S |  |  |  | Dell Inc | Monitor, Video |  |  | MONITORVIDEO-Dell Inc-P1914S |  |  |  | Not Covered Vendor Only - Biomedical | MHHS-Greater Heights
NO | YES |  |  |  | 029-09780 | 029-09780 | Dell Computer Corp | P1914SC |  | CN-0DCV1K-64180-55D-025L | Woodlands-PCU3 | MHHS-Woodlands |  |  |  | 029-09780 | 029-09780 | Woodlands | MHHS-Woodlands | Woodlands-PCU3 | Nurse Station |  |  |  |  | MONITORS, VIDEO |  | .needs class | [10 empty] | 10/4/18 |  |  | Covered PM Repair - Biomedical | MHHS-Woodlands
NO | YES |  |  |  | 029-10966 | 029-10966 | Dell Computer Corp | P1914SC |  | CN-0HMGCV-64180-641-2YUB-A00 | Woodlands-PCU6 | MHHS-Woodlands |  |  |  | 029-10966 | 029-10966 | Woodlands | MHHS-Woodlands | Woodlands-PCU6 | Nurse Station | 5/1/19 |  | 5/1/20 |  | MONITORS, VIDEO |  | .needs class | [10 empty] | 11/13/19 |  |  | Covered PM Repair - Biomedical | MHHS-Woodlands
NO | YES |  |  |  | 029-10051 | 029-10051 | Dell Computer Corp | P1914SC |  | CN-0YGP39-72872-56F-A3JB | Woodlands-Telemetry | MHHS-Woodlands |  |  |  | 029-10051 | 029-10051 | Woodlands | MHHS-Woodlands | Woodlands-Telemetry | TELEMETRY |  |  |  |  | MONITORS, VIDEO |  | .needs class | [13 empty] | Covered PM Repair - Biomedical | MHHS-Woodlands
NO | YES |  |  |  | 029-10141 | 029-10141 | Dell Computer Corp | P1914SC |  | CN-0DCV1K-64180-59C-1K4B-A00 | Woodlands-Telemetry | MHHS-Woodlands |  |  |  | 029-10141 | 029-10141 | Woodlands | MHHS-Woodlands | Woodlands-Telemetry | TELEMETRY |  |  |  |  | MONITORS, VIDEO |  | .needs class | [10 empty] | 9/23/19 |  |  | Not Covered Vendor Only - Biomedical | MHHS-Woodlands
NO | NO |  |  |  | 009-10445 |  | Dell Computer Corp | P2210 |  |  | GH - NEUROPHYSIOLOGY (EEG) | MHHS-Greater Heights |  |  |  | 009-10445 |  | Central & Greater Heights |  | GH - NEUROPHYSIOLOGY (EEG) | [5 empty] | MONITORS, VIDEO |  | .needs class | [13 empty] | Covered PM Repair - Biomedical | MHHS-Greater Heights
NO | YES |  |  |  |  | 099-00651 | Dell Computer Corp | P2414H DELL 24 MONITOR |  | CN-0524N3-74261-55G-77EL | NE-IMU2 | MHHS-Northeast |  |  |  |  | 099-00651 | Katy | MHHS-Northeast | NE-IMU2 |  | 1/1/19 |  |  |  | MONITORS, VIDEO |  | .needs class | [10 empty] | 2/13/18 |  |  | Covered PM Repair - Biomedical | MHHS-Northeast
NO | NO |  |  |  | 069-40656 |  | Dell Computer Corp | POWEREDGE R420 RACK SERVER |  |  | TMC - MHTMC - NURSE CALL | MHHS-TMC |  |  |  | 069-40656 |  | TMC |  | TMC - MHTMC - NURSE CALL | [5 empty] | COMPUTERS |  | .needs class | [13 empty] | Covered PM Repair - Biomedical | MHHS-TMC
NO | NO |  |  |  | 069-40657 |  | Dell Computer Corp | POWEREDGE R420 RACK SERVER |  | 00477-OEM-8400101-10502 | TMC - MHTMC - NURSE CALL | MHHS-TMC |  |  |  | 069-40657 |  | TMC |  | TMC - MHTMC - NURSE CALL | [5 empty] | COMPUTERS |  | .needs class | [13 empty] | Covered PM Repair - Biomedical | MHHS-TMC
NO | NO |  |  |  | 069-40658 |  | Dell Computer Corp | POWEREDGE R420 RACK SERVER |  |  | TMC - MHTMC - NURSE CALL | MHHS-TMC |  |  |  | 069-40658 |  | TMC |  | TMC - MHTMC - NURSE CALL | [5 empty] | COMPUTERS |  | .needs class | [13 empty] | Covered PM Repair - Biomedical | MHHS-TMC
NO | NO |  |  |  | 069-28018 |  | Dell Computer Corp | PRECISION 390 |  | JQR0CC1 | TMC - PLAZA - ERTAN DDC (STE 1400) | MHHS-TMC |  |  |  | 069-28018 |  | TMC |  | TMC - PLAZA - ERTAN DDC (STE 1400) | [5 empty] | COMPUTERS |  | .needs class | [13 empty] | Covered PM Repair - Biomedical | MHHS-TMC
NO | NO | [5 empty] | Dell Computer Corp | PRECISION 490 |  |  | SW - HVI - NONINVASIVE CARDIOLOGY | MHHS-Southwest | [5 empty] | Southwest |  | SW - HVI - NONINVASIVE CARDIOLOGY | [5 empty] | COMPUTERS |  | .needs class | [13 empty] | Covered PM Repair - Biomedical | MHHS-Southwest
NO | NO | [5 empty] | Dell Computer Corp | PRECISION 690 |  | JTG1BD1 | SE - CANCER CENTER | MHHS-Southeast | [5 empty] | Southeast & Bay Area |  | SE - CANCER CENTER | [5 empty] | COMPUTERS |  | .needs class | [13 empty] | Covered PM Repair - Biomedical | MHHS-Southeast
NO | NO |  |  |  | 029-06435 |  | Dell Computer Corp | PRECISION T3400 |  | 424J94J | OPID - (WDLS) - WOODLANDS - 430 (MP3) | MHHS-OPID |  | Computer, Laptop, Tablet, PC |  | 029-06435 |  | Woodlands |  | OPID - (WDLS) - WOODLANDS - 430 (MP3) | [5 empty] | COMPUTERS |  | COMLAP-Dell Inc-Precision T3400 | COMLAP | Precision T3400 |  |  |  | Dell Inc | Computer, Laptop, Tablet, PC |  |  | COMLAP-Dell Inc-Precision T3400 |  |  |  | Not Covered Vendor Only - Rad, High End | MHHS-OPID
NO | NO | [5 empty] | Dell Computer Corp | PRECISION T3400 |  | 069-38380 | TMC - PLAZA - ERTAN DDC (STE 1400) | MHHS-TMC |  | Computer, Laptop, Tablet, PC |  |  |  | TMC |  | TMC - PLAZA - ERTAN DDC (STE 1400) | [5 empty] | COMPUTERS |  | COMLAP-Dell Inc-Precision T3400 | COMLAP | Precision T3400 |  |  |  | Dell Inc | Computer, Laptop, Tablet, PC |  |  | COMLAP-Dell Inc-Precision T3400 |  |  |  | Not Covered Vendor Only - Biomedical | MHHS-TMC
NO | NO | [5 empty] | Dell Computer Corp | PRECISION T3400 |  | D10001BS-2GX5JL1 | TMC - RESPIRATORY - ADULT | MHHS-TMC |  | Computer, Laptop, Tablet, PC |  |  |  | TMC |  | TMC - RESPIRATORY - ADULT | [5 empty] | COMPUTERS |  | COMLAP-Dell Inc-Precision T3400 | COMLAP | Precision T3400 |  |  |  | Dell Inc | Computer, Laptop, Tablet, PC |  |  | COMLAP-Dell Inc-Precision T3400 |  |  |  | Covered PM Repair - Biomedical | MHHS-TMC
NO | NO |  |  |  | 041-17886 |  | Dell Computer Corp | PRECISION T3600 |  | 4HFPV12 | OPID - (MC) - MEMORIAL CITY - 422 (MP4) | MHHS-OPID |  | Computer, Laptop, Tablet, PC |  | 041-17886 |  | West & Memorial City |  | OPID - (MC) - MEMORIAL CITY - 422 (MP4) | [5 empty] | COMPUTERS |  | COMLAP-Dell Inc-Precision T3600 | COMLAP | Precision T3600 |  |  |  | Dell Inc | Computer, Laptop, Tablet, PC |  |  | COMLAP-Dell Inc-Precision T3600 |  |  |  | Not Covered Vendor Only - Rad, High End | MHHS-OPID
NO | NO |  |  |  | 074-05517 |  | Dell Computer Corp | PRECISION T3600 |  | 3MPQ762 | TMC - CATH LAB - ADULT (2HVI) | MHHS-TMC |  | Computer, Laptop, Tablet, PC |  | 074-05517 |  | TMC |  | TMC - CATH LAB - ADULT (2HVI) | [5 empty] | COMPUTERS |  | COMLAP-Dell Inc-Precision T3600 | COMLAP | Precision T3600 |  |  |  | Dell Inc | Computer, Laptop, Tablet, PC |  |  | COMLAP-Dell Inc-Precision T3600 |  |  |  | Not Covered Vendor Only - Rad, High End | MHHS-TMC
NO | NO | [5 empty] | Dell Computer Corp | PRECISION T7400 |  | 2980908B2280 | GH - RADIOLOGY | MHHS-Greater Heights |  | Computer, Laptop, Tablet, PC |  |  |  | Central & Greater Heights |  | GH - RADIOLOGY | [5 empty] | COMPUTERS |  | COMLAP-Dell Inc-Precision T7400 | COMLAP | Precision T7400 |  |  |  | Dell Inc | Computer, Laptop, Tablet, PC |  |  | COMLAP-Dell Inc-Precision T7400 |  |  |  | Covered PM Repair - Radiology, Low End | MHHS-Greater Heights
NO | NO | [5 empty] | Dell Computer Corp | PRECISION T7400 |  | 3980908B0597 | GH - RADIOLOGY | MHHS-Greater Heights |  | Computer, Laptop, Tablet, PC |  |  |  | Central & Greater Heights |  | GH - RADIOLOGY | [5 empty] | COMPUTERS |  | COMLAP-Dell Inc-Precision T7400 | COMLAP | Precision T7400 |  |  |  | Dell Inc | Computer, Laptop, Tablet, PC |  |  | COMLAP-Dell Inc-Precision T7400 |  |  |  | Not Covered Vendor Only - Biomedical | MHHS-Greater Heights
NO | NO |  |  |  | 074-05454 |  | Dell Computer Corp | PRECISION TOWER 7810 |  | 41RJZG2 ( DELL service tag) | TMC - CATH LAB - ADULT (2HVI) | MHHS-TMC |  |  |  | 074-05454 |  | TMC |  | TMC - CATH LAB - ADULT (2HVI) | [5 empty] | COMPUTERS |  | .needs class | [13 empty] | Covered PM Repair - Radiology, Low End | MHHS-TMC
NO | NO |  |  |  | 069-42241 |  | Dell Computer Corp | PRECISION TOWER 7810 |  | BWNMFB2(SVC Tag) | TMC - EPILEPSY - ADULT EMU (3J) | MHHS-TMC |  |  |  | 069-42241 |  | TMC |  | TMC - EPILEPSY - ADULT EMU (3J) | [5 empty] | COMPUTERS |  | .needs class | [13 empty] | Not Covered Vendor Only - Biomedical | MHHS-TMC
NO | NO |  |  |  | 069-40655 |  | Dell Computer Corp | PRECISION WS 360 |  | 00477-OEM-8400101-10502 | TMC - MHTMC - NURSE CALL | MHHS-TMC |  |  |  | 069-40655 |  | TMC |  | TMC - MHTMC - NURSE CALL | [5 empty] | COMPUTERS |  | .needs class | [13 empty] | Not Covered Vendor Only - Biomedical | MHHS-TMC
NO | NO |  |  |  | 069-43422 |  | Dell Computer Corp | PROFESSIONAL P2213 PLHD |  | CN-0FP04F-72872-33U-DJ1M | CAHF - (TMC) - TMC MEDICAL PLAZA [MHMP-STE2500] | MHHS - Heart Failure Clinics |  |  |  | 069-43422 |  | TMC |  | CAHF - (TMC) - TMC MEDICAL PLAZA [MHMP-STE2500] | [5 empty] | MONITORS, VIDEO |  | .needs class | [13 empty] | Not Covered Vendor Only - Biomedical | MHHS - Heart Failure Clinics
NO | NO |  |  |  | 069-43423 |  | Dell Computer Corp | PROFESSIONAL P2213 PLHD |  | CN-0FP04F-72872-33U-DHUM | CAHF - (TMC) - TMC MEDICAL PLAZA [MHMP-STE2500] | MHHS - Heart Failure Clinics |  |  |  | 069-43423 |  | TMC |  | CAHF - (TMC) - TMC MEDICAL PLAZA [MHMP-STE2500] | [5 empty] | MONITORS, VIDEO |  | .needs class | [13 empty] | Not Covered Vendor Only - Biomedical | MHHS - Heart Failure Clinics
NO | YES |  |  |  | 029-05574 | 029-05574 | Dell Computer Corp | ULTRASHARP 1708FPI |  | CN-0KU789-71618-81F-BBRD | Woodlands-PCU3 | MHHS-Woodlands |  |  |  | 029-05574 | 029-05574 | Woodlands | MHHS-Woodlands | Woodlands-PCU3 | PCU 3 | 10/1/19 |  | 10/1/20 |  | MONITORS, VIDEO |  | .needs class | [10 empty] | 2/13/20 |  |  | Not Covered Vendor Only - Biomedical | MHHS-Woodlands
NO | YES |  |  |  | 142-05857 | 142-05857 | Dell Computer Corp | ULTRASHARP 24 |  | CN-0YMYH1-74261-375-34UL | NE-IMU2 | MHHS-Northeast |  |  |  | 142-05857 | 142-05857 | Katy | MHHS-Northeast | NE-IMU2 |  | 1/1/19 |  |  |  | MONITORS, VIDEO |  | .needs class | [10 empty] | 2/13/20 |  |  | Not Covered Vendor Only - Biomedical | MHHS-Northeast
NO | NO | [5 empty] | Dell Computer Corp | Unknown |  | MX0G283H7426286H20VSA00 | SW - NICU | MHHS-Southwest | [5 empty] | Southwest |  | SW - NICU | [5 empty] | MONITORS, VIDEO |  | .needs class |  |  |  |  | .needs class | [8 empty] | Covered PM Repair - Biomedical | MHHS-Southwest
NO | NO | [5 empty] | Dell Computer Corp | VOSTRO 3790 |  | 5B3R6N1 | TIRR - SLEEP LAB | MHHS-TIRR | [5 empty] | TMC |  | TIRR - SLEEP LAB | [5 empty] | COMPUTERS |  | .needs class | [13 empty] | Covered PM Repair - Biomedical | MHHS-TIRR
YES | YES |  |  |  | 013-18455 | 013-18455 | Dell Inc |  |  |  | SW - Biomed |  |  |  |  | 013-18455 | 013-18455 | Southwest | Memorial Hermann Southwest Hospital | SW - Biomed | Biomed
YES | YES |  |  |  | 077-07419 | 077-07419 | Dell Inc | [8 empty] | 077-07419 | 077-07419
YES | YES |  |  |  | 069-22535 | 069-22535 | Dell Inc | 0T7570 |  |  | Memorial Hermann- Texas Medical Center Johnson Pavilion GMI |  |  |  |  | 069-22535 | 069-22535 |  | TMC | Memorial Hermann- Texas Medical Center Johnson Pavilion GMI | JB432 | 4/1/20 |  |  | No PM Sticker
YES | YES |  |  |  | 099-00756 | 099-00756 | Dell Inc | 1-2CPU |  | 0932RY | Rehab |  |  |  |  | 099-00756 | 099-00756 | Katy | Memorial Hermann Rehabilitation Hospital - Katy (#102) | Rehab | Physical therapy | 2/1/20 |  |  | No pm
YES | YES |  |  |  | 041-33891 | 041-33891 | Dell Inc |  |  | CN0FP04F72872365A21S | Memorial City-Labor |  |  |  |  | 041-33891 | 041-33891 | West | Women?s Memorial Hermann Memorial City Hospital | Memorial City-Labor | 3M01
YES | YES |  |  |  | 041-33892 | 041-33892 | Dell Inc |  |  | DM016312 | Memorial City-Labor |  |  |  |  | 041-33892 | 041-33892 | West | Women?s Memorial Hermann Memorial City Hospital | Memorial City-Labor | 3M04
YES | YES |  |  |  | 041-33899 | 041-33899 | Dell Inc |  |  | CN0FP04F7287237HA5NS | Memorial City-Labor |  |  |  |  | 041-33899 | 041-33899 | West | Women?s Memorial Hermann Memorial City Hospital | Memorial City-Labor | 3M07
YES | YES |  |  |  | 041-33218 | 041-33218 | Dell Inc |  |  | CN0FP04F72872365A10S | Memorial City-Labor |  |  |  |  | 041-33218 | 041-33218 | West | Women?s Memorial Hermann Memorial City Hospital | Memorial City-Labor | 3M10
YES | YES |  |  |  | 041-33220 | 041-33220 | Dell Inc |  |  | CN0KW14V7426141P58AB | Post Pardam |  |  |  |  | 041-33220 | 041-33220 | West | Women?s Memorial Hermann Memorial City Hospital | Post Pardam | 3M22
YES | YES |  |  |  | 041-33226 | 041-33226 | Dell Inc |  |  | CN0FP04F72872365A38S | Post Pardam |  |  |  |  | 041-33226 | 041-33226 | West | Women?s Memorial Hermann Memorial City Hospital | Post Pardam | 3M23
YES | YES |  |  |  | 041-33227 | 041-33227 | Dell Inc |  |  | CN0FP04F72872365A20S | Post Pardam |  |  |  |  | 041-33227 | 041-33227 | West | Women?s Memorial Hermann Memorial City Hospital | Post Pardam | 3M25
YES | YES |  |  |  | 099-11967 | 099-11967 | Dell Inc | 1QL34v1 |  | 1QL34V1 | Epilepsy PEDI HD1012 |  |  |  |  | 099-11967 | 099-11967 |  | Memorial Hermann- Texas Medica Center | Epilepsy PEDI HD1012 | Radiology | 3/1/20 |  |  | No PM Sticker
YES | YES |  |  |  | 099-00777 | 099-00777 | Dell Inc | 2lwvql2 |  | Cn-07xtxg | NE - OR |  |  |  |  | 099-00777 | 099-00777 | Katy | Memorial Hermann Northeast Hospital | NE - OR | Or storage | 9/1/19 | 9/1/20
YES | YES |  |  |  | 005-33995 | 005-33995 | Dell Inc | 4598-009-70861 |  |  | Radiology |  |  |  |  | 005-33995 | 005-33995 | Southeast | Memorial Hermann Southeast Hospital | Radiology | W2 269
YES | YES |  |  |  | 069-34977 | 069-34977 | Dell Inc |  |  | 74RY 6HYH8MJXBTB | Memorial Hermann- Texas Medical Center Johnson Pavilion GMI |  |  |  |  | 069-34977 | 069-34977 |  | TMC | Memorial Hermann- Texas Medical Center Johnson Pavilion GMI | JB432 | 4/1/20 |  |  | No PM Sticker
YES | YES | Serial Number Cnf |  |  | 099-06389 | 099-06389 | Dell Inc | CNF |  | CNF | Heart |  |  |  |  | 099-06389 | 099-06389 | West | Memorial Hermann - Memorial City | Heart | Server Room E9 238
YES | YES | Serial Number Cnf |  |  | 099-06390 | 099-06390 | Dell Inc | CNF |  | CNF | Heart |  |  |  |  | 099-06390 | 099-06390 | West | Memorial Hermann - Memorial City | Heart | Server Room E9 238
YES | YES | Serial Number Cnf |  |  | 099-06391 | 099-06391 | Dell Inc | CNF |  | CNF | Heart |  |  |  |  | 099-06391 | 099-06391 | West | Memorial Hermann - Memorial City | Heart | Server Room E9 238
YES | YES | Serial Number Cnf |  |  | 099-06392 | 099-06392 | Dell Inc | CNF |  | CNF | Heart |  |  |  |  | 099-06392 | 099-06392 | West | Memorial Hermann - Memorial City | Heart | Server Room E9 238
YES | YES |  |  |  | 241-01321 | 241-01321 | Dell Inc | CNOU4931 |  | Cn-0y4413-72201-49f-4fjy | KATY REHAB - INPATIENT REHAB GYM |  |  |  |  | 241-01321 | 241-01321 | Katy | Memorial Hermann Rehabilitation Hospital - Katy (#102) | KATY REHAB - INPATIENT REHAB GYM | Gym floor | 1/1/15 |  |  | One time safety |  | Monitor, Video | MONITORVIDEO-Dell Inc-CNOU4931 | [22 empty] | Monitor, Video | MONITORVIDEO | Monitor, Video | Dell Inc
YES | YES |  |  |  | 129-03678 | 129-03678 | Dell Inc | DCCY |  | 5R1NRB1 | SUGAR LAND - BIOMED |  |  |  |  | 129-03678 | 129-03678 | Sugar Land | Memorial Hermann Sugar Land Hospital | SUGAR LAND - BIOMED | Biomed Shop | [5 empty] | Computer, Laptop, Tablet, PC | COMLAP-Dell Inc-DCCY | [22 empty] | Computer, Laptop, Tablet, PC | COMLAP | Computer, Laptop, Tablet, PC | Dell Inc
NO | YES |  |  |  | W9-29065 |  | Dell Inc | E198FPF |  | MX0D325J742629931J5L | TMC - CMIU |  |  |  |  | W9-29065 |  | TMC | Memorial Hermann- Texas Medical Center | TMC - CMIU | Central Monitoring |  |  |  | No PM Sticker |  | Monitor, Video | MONITORVIDEO-Dell Inc-E198FPF | [22 empty] | Monitor, Video | MONITORVIDEO | Monitor, Video | Dell Inc
YES | YES |  |  |  | 041-16482 | 041-16482 | Dell Inc | Latitude D630 |  |  | Biomed Dept |  |  |  |  | 041-16482 | 041-16482 | West | Memorial Hermann Memorial City Medical Center | Biomed Dept | Biomed Dept |  |  |  | Out of Service
YES | YES |  |  |  | 005-33066 | 005-33066 | Dell Inc | Lcd monitor |  | CN-0F4WW6-74261-3JUB | ER |  |  |  |  | 005-33066 | 005-33066 | Woodlands | Memorial Hermann 24-Hour Emergency Care | ER | ER
YES | YES |  |  |  | M009618 | 009-34280 | Dell Inc | Monitor |  |  | SW - ICU |  |  |  |  | M009618 | 009-34280 | Southwest | Memorial Hermann Southwest Hospital | SW - ICU | ICU HALLWAY
YES | YES |  |  |  | 145-01237 | 145-01237 | Dell Inc | Optiplex 7050 |  |  | Pearland-Cardiology Services |  |  |  |  | 145-01237 | 145-01237 | Pearland | MHHS-Pearland Hospital | Pearland-Cardiology Services | EEG 246 |  | 2/1/20 |  |  |  | Computer, Data Management | COMPUTERDATAMANAGEMENT-Dell Inc-Optiplex 7050 | [22 empty] | Computer, Data Management | COMPUTERDATAMANAGEMENT | Computer, Data Management | Dell Inc
YES | YES |  |  |  | 133-10151 | 133-10151 | Dell Inc | OptiPlex 745 |  | D27MXM2 | Biomed |  |  |  |  | 133-10151 | 133-10151 | Katy | Memorial Hermann Katy Hospital | Biomed | Biomed shop |  |  |  | One time safety |  | Computer, Laptop, Tablet, PC | COMLAP-Dell Inc-OptiPlex 745 | [22 empty] | Computer, Laptop, Tablet, PC | COMLAP | Computer, Laptop, Tablet, PC | Dell Inc
YES | YES |  |  |  | 151-05145 | 151-05145 | Dell Inc | OptiPlex 745 |  | GDPOKC1 | Biomed |  |  |  |  | 151-05145 | 151-05145 | West | Memorial Hermann Memorial City Medical Center | Biomed | Biomed shop
YES | YES |  |  |  | 009-34231 | 009-34231 | Dell Inc | Optiplex GX 150 |  |  | ICU B |  |  |  |  | 009-34231 | 009-34231 | Southwest | Memorial Hermann Southwest Hospital | ICU B | [6 empty] | Sleep Study Monitor | MONSLP-Dell Inc-Optiplex GX 150 | [22 empty] | Sleep Study Monitor | MONSLP | Sleep Study Monitor | Dell Inc
YES | YES |  |  |  | 145-00889 | 145-00889 | Dell Inc | P1914S |  | CN-0GC97H-72872-572-AD6L | PEARLAND - CARDIOLOGY SERVICES |  |  |  |  | 145-00889 | 145-00889 | Pearland | Memorial Hermann Pearland Hospital | PEARLAND - CARDIOLOGY SERVICES | EEG 246 | [5 empty] | Monitor, Video | MONITORVIDEO-Dell Inc-P1914S | [22 empty] | Monitor, Video | MONITORVIDEO | Monitor, Video | Dell Inc
YES | YES |  |  |  | 099-11460 | 099-11460 | Dell Inc | P2213f |  | CN0FP04F72872295AKAS | MIMU |  |  |  |  | 099-11460 | 099-11460 |  | Memorial Hermann-Texas Medical Center | MIMU | West Cullen TMC | 3/1/20 |  |  | No PM Sticker
YES | YES | Serial Number Cnf |  |  | 099-06399 | 099-06399 | Dell Inc | Power Vault 725N |  | CNF | Heart |  |  |  |  | 099-06399 | 099-06399 | West | Memorial Hermann - Memorial City | Heart | Server Room E9 238
YES | YES | Serial Number Cnf |  |  | 099-06398 | 099-06398 | Dell Inc | PowerVault 725 |  | CNF | Heart |  |  |  |  | 099-06398 | 099-06398 | West | Memorial Hermann - Memorial City | Heart | Server Room E9 238
YES | YES |  |  |  | 069-39366 | 069-39366 | Dell Inc | U2412M |  | CN Dash 0YMYH1-74261?Ai3 BP-3PBSI- 3PVS | Gamma knife and radio surgery |  |  |  |  | 069-39366 | 069-39366 | TMC | Memorial Hermann-Texas Medical Center | Gamma knife and radio surgery | Hallway | 4/1/20 |  |  |  |  | Monitor, Video | MONITORVIDEO-Dell Inc-U2412M | [22 empty] | Monitor, Video | MONITORVIDEO | Monitor, Video | Dell Inc
YES | YES |  |  |  | 151-04697 | 151-04697 | Dell Inc | U2412mc |  | Cn-0yppy0 | CY - CARDIAC CATH LAB |  |  |  |  | 151-04697 | 151-04697 | Northwest | Memorial Hermann Cypress Hospital | CY - CARDIAC CATH LAB | Cath lab
YES | YES |  |  |  | 151-04698 | 151-04698 | Dell Inc | U2412mc |  | Cn-0yppy0?Aitv100-77j-01cs-a04 | CY - CARDIAC CATH LAB |  |  |  |  | 151-04698 | 151-04698 | Northwest | Memorial Hermann Cypress Hospital | CY - CARDIAC CATH LAB | Cath lab | 2/1/20 | 2/1/20
NO | YES |  |  |  | 009-34513 | 009-34513 | Delta | GES102N110032 |  | 80P10C00662WT | GH-Cath Lab | MHHS-Greater Heights |  |  |  | 009-34513 | 009-34513 | Central | MHHS-Greater Heights | GH-Cath Lab | Nurse station | 11/1/19 |  | 11/1/20 |  | POWER SYSTEMS, UNINTERRUPTIBLE |  | .needs class | [5 empty] | Delta Integration |  |  |  |  | 7/3/20 |  |  | Not Covered Vendor Only - Biomedical | MHHS-Greater Heights
YES | YES | [5 empty] | Dentsleeve International LTD | COM/115V/2.0 |  | TSC ?Ai 1087 | SE - ESOPHAGEAL DISEASE CENTER | [6 empty] | Southeast | Memorial Hermann Southeast Hospital | SE - ESOPHAGEAL DISEASE CENTER | Procedure Room 4 |  |  |  | No pm found
NO | YES |  |  |  | 069-45684 | 069-45684 | Dentsply | C020200 |  |  | OR | MHHS-TMC |  | Mixer, Amalgam |  | 069-45684 | 069-45684 | TMC | Memorial Hermann-Texas Medical Center | OR | Pedi Storage Room | 12/1/19 |  |  |  | MIXERS, CLINICAL LABORATORY |  | MIXERAMALGAM-Crescent Corp-C020200 | MIXERAMALGAM | C020200 |  |  |  | Crescent Corp | Mixer, Amalgam |  |  | MIXERAMALGAM-Crescent Corp-C020200 | 11/1/20 |  |  | Not Covered Vendor Only - Biomedical | MHHS-TMC
NO | NO | [5 empty] | Dentsply | C020200 |  |  | TMC - OR - PEDI OR (2R) | MHHS-TMC |  | Mixer, Amalgam |  |  |  | TMC |  | TMC - OR - PEDI OR (2R) | [5 empty] | MIXERS, CLINICAL LABORATORY |  | MIXERAMALGAM-Crescent Corp-C020200 | MIXERAMALGAM | C020200 |  |  |  | Crescent Corp | Mixer, Amalgam |  |  | MIXERAMALGAM-Crescent Corp-C020200 |  |  |  | Not Covered Vendor Only - Biomedical | MHHS-TMC
NO | NO | [5 empty] | Dentsply | C020200 |  |  | TMC - OR - PEDI OR (2R) | MHHS-TMC |  | Mixer, Amalgam |  |  |  | TMC |  | TMC - OR - PEDI OR (2R) | [5 empty] | MIXERS, CLINICAL LABORATORY |  | MIXERAMALGAM-Crescent Corp-C020200 | MIXERAMALGAM | C020200 |  |  |  | Crescent Corp | Mixer, Amalgam |  |  | MIXERAMALGAM-Crescent Corp-C020200 |  |  |  | Not Covered Vendor Only - Biomedical | MHHS-TMC
NO | NO |  |  |  | 069-40034 |  | Dentsply | C020200 |  |  | TMC - OR - ROBERTSON (2R) | MHHS-TMC |  | Mixer, Amalgam |  | 069-40034 |  | TMC |  | TMC - OR - ROBERTSON (2R) | [5 empty] | MIXERS, CLINICAL LABORATORY |  | MIXERAMALGAM-Crescent Corp-C020200 | MIXERAMALGAM | C020200 |  |  |  | Crescent Corp | Mixer, Amalgam |  |  | MIXERAMALGAM-Crescent Corp-C020200 |  |  |  | Not Covered Vendor Only - Biomedical | MHHS-TMC
NO | NO | [5 empty] | Dentsply | GEN-119 |  | 119-06309 | TMC - OR - PEDI OR (2R) | MHHS-TMC |  | Ultrasonic Scaler |  |  |  | TMC |  | TMC - OR - PEDI OR (2R) | [5 empty] | DENTAL DELIVERY UNITS |  | ULTRASONICSCALER-Dentsply Int-Gen-119 | ULTRASONICSCALER | Gen-119 |  |  |  | Dentsply Int | Ultrasonic Scaler |  | ULTRASONICSCALER-Dentsply Int-Gen-119 |  |  |  |  | Covered PM Repair - Biomedical | MHHS-TMC
NO | NO |  |  |  | 069-38781 |  | Dentsply | GEN-124 |  | 124-53653 | TMC - OR - PEDI OR (2R) | MHHS-TMC |  | Ultrasonic Scaler |  | 069-38781 |  | TMC |  | TMC - OR - PEDI OR (2R) | [5 empty] | ULTRASOUND CLEANING SYSTEMS |  | ULTRASONICSCALER-Dentsply Int-Gen-124 | ULTRASONICSCALER | Gen-124 |  |  |  | Dentsply Int | Ultrasonic Scaler |  | ULTRASONICSCALER-Dentsply Int-Gen-124 |  |  |  |  | Not Covered Vendor Only - Biomedical | MHHS-TMC
NO | NO |  |  |  | 069-44400 |  | Dentsply | GEN-124 |  | 124-53157 | TMC - OR - ROBERTSON (2R) | MHHS-TMC |  | Ultrasonic Scaler |  | 069-44400 |  | TMC |  | TMC - OR - ROBERTSON (2R) | [5 empty] | ULTRASOUND CLEANING SYSTEMS |  | ULTRASONICSCALER-Dentsply Int-Gen-124 | ULTRASONICSCALER | Gen-124 |  |  |  | Dentsply Int | Ultrasonic Scaler |  | ULTRASONICSCALER-Dentsply Int-Gen-124 |  |  |  |  | Not Covered Vendor Only - Biomedical | MHHS-TMC
NO | NO |  |  |  | 069-44489 |  | Dentsply | GEN-124 |  | 124-6554 | TMC - OR - ROBERTSON (2R) | MHHS-TMC |  | Ultrasonic Scaler |  | 069-44489 |  | TMC |  | TMC - OR - ROBERTSON (2R) | [5 empty] | ULTRASOUND CLEANING SYSTEMS |  | ULTRASONICSCALER-Dentsply Int-Gen-124 | ULTRASONICSCALER | Gen-124 |  |  |  | Dentsply Int | Ultrasonic Scaler |  | ULTRASONICSCALER-Dentsply Int-Gen-124 |  |  |  |  | Not Covered Vendor Only - Biomedical | MHHS-TMC
YES | YES |  |  |  | 099-07188 | 099-07188 | Dentsply International Inc |  |  | 110-19182 | OR |  |  |  |  | 099-07188 | 099-07188 | TMC | Memorial Hermann-Texas Medical Center | OR | Pedi Storage Room | 12/1/19
NO | NO |  |  |  | UT-21553412 |  | Denver Instrument Co. | AL4103 |  |  | TMC - ROBERTSON - CLIN RESEARCH (3R) | MHHS-TMC |  |  |  | UT-21553412 |  | TMC |  | TMC - ROBERTSON - CLIN RESEARCH (3R) | [5 empty] | SCALES, CLINICAL, LABORATORY |  | .needs class |  |  |  |  | .needs class | Denver Inst | [7 empty] | Covered PM Repair - Biomedical | MHHS-TMC
NO | NO |  |  |  | 069-43563 |  | Denver Instrument Co. | XL-500 |  |  | TMC - LABORATORY - HLA LAB (1R) | MHHS-TMC |  | Balance, Mechanical |  | 069-43563 |  | TMC |  | TMC - LABORATORY - HLA LAB (1R) | [5 empty] | SCALES, CLINICAL, LABORATORY |  | BALANCEMECHANICAL-ThermoFisherSci-XL 500 | BALANCEMECHANICAL | XL 500 |  |  |  | ThermoFisherSci | Balance, Mechanical |  |  | BALANCEMECHANICAL-ThermoFisherSci-XL 500 |  |  |  | Covered PM Repair - Biomedical | MHHS-TMC
NO | NO | [5 empty] | Denver Instrument Co. | XP-3000 |  |  | SW - LABORATORY - BLOOD BANK | MHHS-Southwest |  | Scale, Laboratory |  |  |  | Southwest |  | SW - LABORATORY - BLOOD BANK | [5 empty] | MIXERS, CLINICAL LABORATORY |  | SCALELAB-Denver Inst-XP-3000 | SCALELAB | XP-3000 |  |  |  | Denver Inst | Scale, Laboratory |  | SCALELAB-Denver Inst-XP-3000 |  |  |  |  | Covered PM Repair - Radiology, Low End | MHHS-Southwest
NO | NO |  |  |  | 069-27300 |  | Denver Instrument Co. | XP-3000 |  | X097053 | TMC - PHARMACY - MAIN (JG) | MHHS-TMC |  | Scale, Laboratory |  | 069-27300 |  | TMC |  | TMC - PHARMACY - MAIN (JG) | [5 empty] | MIXERS, CLINICAL LABORATORY |  | SCALELAB-Denver Inst-XP-3000 | SCALELAB | XP-3000 |  |  |  | Denver Inst | Scale, Laboratory |  | SCALELAB-Denver Inst-XP-3000 |  |  |  |  | Covered PM Repair - Radiology, Low End | MHHS-TMC
YES | YES |  |  |  | 041-34829 | 041-34829 | Denver Instruments | XP-1500 |  |  | Memorial City Laboratory |  |  |  |  | 041-34829 | 041-34829 | West | Hermann Memorial - Memorial City | Memorial City Laboratory | Gross Lab
YES | YES |  |  |  | 583-01631 | 583-01631 | Denver Instruments | XP-3000 | [7 empty] | 583-01631 | 583-01631 |  | Memorial hermann memorial city medical center |  | Lab
YES | YES |  |  |  | 925-01174 | 925-01174 | DePuy | VAPR 3 |  |  | 4th floor |  |  |  |  | 925-01174 | 925-01174 | Central | Joint Center - Orthopedic and Spine Hospital | 4th floor | RM437 | 1/1/19 |  | 7/1/19 |  |  | Electrosurgical Unit | ELECTROSURGICALUNIT-DePuy Mitek-VAPR 3 | [12 empty] | ESU-SA | [9 empty] | Electrosurgical Unit | ELECTROSURGICALUNIT | Electrosurgical Unit | DePuy
NO | YES |  |  |  | 145-01138 | 145-01138 | DePuy Companies | VAPR 3 |  |  | Pearland-OR | MHHS-Pearland Hospital |  | Electrosurgical Unit |  | 145-01138 | 145-01138 | Pearland | MHHS-Pearland Hospital | Pearland-OR | O.R. Pack storage 207 | 1/1/19 | 1/1/21 |  |  | ELECTROSURGICAL UNITS | Electrosurgical Unit | ELECTROSURGICALUNIT-DePuy Mitek-VAPR 3 | ELECTROSURGICALUNIT | VAPR 3 |  |  |  | DePuy | Electrosurgical Unit |  | ELECTROSURGICALUNIT-DePuy Mitek-VAPR 3 |  | 5/15/20 |  | ESU-SA | Not Covered Vendor Only - Biomedical | MHHS-Pearland Hospital | [8 empty] | ELECTROSURGICALUNIT | Electrosurgical Unit | DePuy
NO | NO | [5 empty] | DePuy Companies | VAPR II |  |  | NE - OR | MHHS-Northeast |  | Electrosurgical Unit |  |  |  | Katy |  | NE - OR | [5 empty] | ELECTROSURGICAL UNITS |  | ELECTROSURGICALUNIT-DePuy Mitek-VAPR II | ELECTROSURGICALUNIT | VAPR II |  |  |  | DePuy | Electrosurgical Unit |  | ELECTROSURGICALUNIT-DePuy Mitek-VAPR II |  |  |  |  | Not Covered Vendor Only - Biomedical | MHHS-Northeast
NO | NO | [5 empty] | DePuy Companies | VAPR II |  |  | NE - OR | MHHS-Northeast |  | Electrosurgical Unit |  |  |  | Katy |  | NE - OR | [5 empty] | ELECTROSURGICAL UNITS |  | ELECTROSURGICALUNIT-DePuy Mitek-VAPR II | ELECTROSURGICALUNIT | VAPR II |  |  |  | DePuy | Electrosurgical Unit |  | ELECTROSURGICALUNIT-DePuy Mitek-VAPR II |  |  |  |  | Not Covered Vendor Only - Biomedical | MHHS-Northeast
NO | YES |  |  |  | 133-05684 | 133-05684 | DePuy Companies | VAPR-VUE |  |  | Katy-OR | MHHS-Katy |  | Electrosurgical Unit |  | 133-05684 | 133-05684 | Katy | MHHS-Katy | Katy-OR | W2:207 O.R. Storage | 7/1/19 | 7/1/20 |  |  | RADIOFREQUENCY THERAPY SYSTEMS, TISSUE ABLATION | Electrosurgical Unit | ELECTROSURGICALUNIT-DePuy Mitek-VAPR VUE | ELECTROSURGICALUNIT | VAPR VUE |  |  |  | DePuy | Electrosurgical Unit |  |  | ELECTROSURGICALUNIT-DePuy Mitek-VAPR VUE | 4/1/18 |  | ESU-SA | Covered PM Repair - Biomedical | MHHS-Katy | [8 empty] | ELECTROSURGICALUNIT | Electrosurgical Unit | DePuy
NO | YES |  |  |  | 133-08768 | 133-08768 | DePuy Companies | VAPR-VUE |  | AD1521199 | Katy-OR | MHHS-Katy |  | Electrosurgical Unit |  | 133-08768 | 133-08768 | Katy | MHHS-Katy | Katy-OR | O.R. Storage W2:207 | 1/1/20 | 7/1/20 |  |  | RADIOFREQUENCY THERAPY SYSTEMS, TISSUE ABLATION | Electrosurgical Unit | ELECTROSURGICALUNIT-DePuy Mitek-VAPR VUE | ELECTROSURGICALUNIT | VAPR VUE |  |  |  | DePuy | Electrosurgical Unit |  |  | ELECTROSURGICALUNIT-DePuy Mitek-VAPR VUE | 4/1/18 |  | ESU-SA | Covered PM Repair - Biomedical | MHHS-Katy | [8 empty] | ELECTROSURGICALUNIT | Electrosurgical Unit | DePuy
NO | YES |  |  |  | 029-08714 | 029-08714 | DePuy Companies | VAPR-VUE |  |  | Woodlands-OR | MHHS-Woodlands |  | Electrosurgical Unit |  | 029-08714 | 029-08714 | Woodlands | MHHS-Woodlands | Woodlands-OR | Storage | 7/1/19 |  | 1/1/20 |  | RADIOFREQUENCY THERAPY SYSTEMS, TISSUE ABLATION | Electrosurgical Unit | ELECTROSURGICALUNIT-DePuy Mitek-VAPR VUE | ELECTROSURGICALUNIT | VAPR VUE |  |  |  | DePuy | Electrosurgical Unit |  |  | ELECTROSURGICALUNIT-DePuy Mitek-VAPR VUE | 4/1/18 |  | ESU-SA | Covered PM Repair - Biomedical | MHHS-Woodlands | [8 empty] | ELECTROSURGICALUNIT | Electrosurgical Unit | DePuy
NO | YES |  |  |  | 029-09593 | 029-09593 | DePuy Companies | VAPR-VUE |  |  | Woodlands-OR | MHHS-Woodlands |  | Electrosurgical Unit |  | 029-09593 | 029-09593 | Woodlands | MHHS-Woodlands | Woodlands-OR | Equipment Storage | 7/1/19 |  | 1/1/20 |  | RADIOFREQUENCY THERAPY SYSTEMS, TISSUE ABLATION | Electrosurgical Unit | ELECTROSURGICALUNIT-DePuy Mitek-VAPR VUE | ELECTROSURGICALUNIT | VAPR VUE |  |  |  | DePuy | Electrosurgical Unit |  |  | ELECTROSURGICALUNIT-DePuy Mitek-VAPR VUE | 4/1/18 |  | ESU-SA | Covered PM Repair - Biomedical | MHHS-Woodlands | [8 empty] | ELECTROSURGICALUNIT | Electrosurgical Unit | DePuy
NO | YES |  |  |  | 029-10605 | 029-10605 | DePuy Companies | VAPR-VUE |  |  | Woodlands-OR | MHHS-Woodlands |  | Electrosurgical Unit |  | 029-10605 | 029-10605 | Woodlands | MHHS-Woodlands | Woodlands-OR | Equipment Storage | 7/1/19 |  | 7/1/20 |  | RADIOFREQUENCY THERAPY SYSTEMS, TISSUE ABLATION | Electrosurgical Unit | ELECTROSURGICALUNIT-DePuy Mitek-VAPR VUE | ELECTROSURGICALUNIT | VAPR VUE |  |  |  | DePuy | Electrosurgical Unit |  |  | ELECTROSURGICALUNIT-DePuy Mitek-VAPR VUE | 4/1/18 |  | ESU-SA | Covered PM Repair - Biomedical | MHHS-Woodlands | [8 empty] | ELECTROSURGICALUNIT | Electrosurgical Unit | DePuy
YES | YES |  |  |  | 133-31144 | 133-31144 | DePuy Companies | VAPR-VUE |  | Ad1620101 | KATY - OR |  |  |  |  | 133-31144 | 133-31144 | Katy | Memorial Hermann Katy Hospital | KATY - OR | W2:207 O.R. Storage | 1/1/20 | 7/1/20 |  |  |  | Electrosurgical Unit | ELECTROSURGICALUNIT-DePuy Mitek-VAPR VUE | [12 empty] | ESU-SA | [10 empty] | ELECTROSURGICALUNIT | Electrosurgical Unit | DePuy
YES | YES |  |  |  | 133-31121 | 133-31121 | DePuy Companies | VAPR-VUE |  | AD1420743 | KATY - OR |  |  |  |  | 133-31121 | 133-31121 | Katy | Memorial Hermann Katy Hospital | KATY - OR | W2:207 O.R. Storage | 1/1/20 | 1/1/21 |  |  |  | Electrosurgical Unit | ELECTROSURGICALUNIT-DePuy Mitek-VAPR VUE | [12 empty] | ESU-SA | [10 empty] | ELECTROSURGICALUNIT | Electrosurgical Unit | DePuy
NO | NO |  |  |  | 133-05685 |  | DePuy Companies | VAPR-VUE |  |  | KATY - OR | MHHS-Katy |  | Electrosurgical Unit |  | 133-05685 |  | Katy |  | KATY - OR | [5 empty] | RADIOFREQUENCY THERAPY SYSTEMS, TISSUE ABLATION |  | ELECTROSURGICALUNIT-DePuy Mitek-VAPR VUE | ELECTROSURGICALUNIT | VAPR VUE |  |  |  | DePuy | Electrosurgical Unit |  |  | ELECTROSURGICALUNIT-DePuy Mitek-VAPR VUE |  |  |  | Covered PM Repair - Biomedical | MHHS-Katy
NO | NO |  |  |  | 133-08767 |  | DePuy Companies | VAPR-VUE |  | AD1521201 | KATY - OR | MHHS-Katy |  | Electrosurgical Unit |  | 133-08767 |  | Katy |  | KATY - OR | [5 empty] | RADIOFREQUENCY THERAPY SYSTEMS, TISSUE ABLATION |  | ELECTROSURGICALUNIT-DePuy Mitek-VAPR VUE | ELECTROSURGICALUNIT | VAPR VUE |  |  |  | DePuy | Electrosurgical Unit |  |  | ELECTROSURGICALUNIT-DePuy Mitek-VAPR VUE |  |  |  | Covered PM Repair - Biomedical | MHHS-Katy
NO | NO |  |  |  | 029-08462 |  | DePuy Companies | VAPR-VUE |  |  | WOODLANDS - OR | MHHS-Woodlands |  | Electrosurgical Unit |  | 029-08462 |  | Woodlands |  | WOODLANDS - OR | [5 empty] | RADIOFREQUENCY THERAPY SYSTEMS, TISSUE ABLATION |  | ELECTROSURGICALUNIT-DePuy Mitek-VAPR VUE | ELECTROSURGICALUNIT | VAPR VUE |  |  |  | DePuy | Electrosurgical Unit |  |  | ELECTROSURGICALUNIT-DePuy Mitek-VAPR VUE |  |  |  | Covered PM Repair - Biomedical | MHHS-Woodlands
NO | YES |  |  |  | 013-15586 | 013-15586 | DeRoyal Industries Inc. | DTS1000 |  | 1000-0011973 | SW-HVI-OR | MHHS-Southwest |  | Thermometer, Electronic |  | 013-15586 | 013-15586 | Southwest | MHHS-Southwest | SW-HVI-OR | CVOR2 | 9/1/19 |  | 9/1/20 |  | MONITORS, PHYSIOLOGIC, VITAL SIGNS | Thermometer, Electronic | THERMOMETERELECT-DeBusk Tech-DTS-1000 | THERMOMETERELECT | DTS-1000 |  |  |  | DeBusk Tech | Thermometer, Electronic |  |  | THERMOMETERELECT-DeBusk Tech-DTS-1000 | 10/21/16 |  |  | Covered PM Repair - Biomedical | MHHS-Southwest | [8 empty] | THERMOMETERELECT | Thermometer, Electronic | DeBusk Tech
NO | YES |  |  |  | 013-15749 | 013-15749 | DeRoyal Industries Inc. | DTS1000 |  | 1000-001961 | SW-HVI-OR | MHHS-Southwest |  | Thermometer, Electronic |  | 013-15749 | 013-15749 | Southwest | MHHS-Southwest | SW-HVI-OR | CVOR3 | 9/1/19 |  | 9/1/20 |  | MONITORS, PHYSIOLOGIC, VITAL SIGNS | Thermometer, Electronic | THERMOMETERELECT-DeBusk Tech-DTS-1000 | THERMOMETERELECT | DTS-1000 |  |  |  | DeBusk Tech | Thermometer, Electronic |  |  | THERMOMETERELECT-DeBusk Tech-DTS-1000 | 10/21/16 |  |  | Covered PM Repair - Biomedical | MHHS-Southwest | [8 empty] | THERMOMETERELECT | Thermometer, Electronic | DeBusk Tech
NO | YES |  |  |  |  | 029-04071 | DeRoyal Industries Inc. | DTS1000 |  | 1000-001966 | Woodlands-OR | MHHS-Woodlands |  | Thermometer, Electronic |  |  | 029-04071 | Woodlands | MHHS-Woodlands | Woodlands-OR | OR | 12/1/17 |  | 12/1/18 |  | MONITORS, PHYSIOLOGIC, VITAL SIGNS | Thermometer, Electronic | THERMOMETERELECT-DeBusk Tech-DTS-1000 | THERMOMETERELECT | DTS-1000 |  |  |  | DeBusk Tech | Thermometer, Electronic |  |  | THERMOMETERELECT-DeBusk Tech-DTS-1000 |  |  |  | Covered PM Repair - Biomedical | MHHS-Woodlands | [8 empty] | THERMOMETERELECT | Thermometer, Electronic | DeBusk Tech
NO | NO | [5 empty] | DeRoyal Industries Inc. | DTS1000 |  | 1000-001970 | WOODLANDS - OR | MHHS-Woodlands |  | Thermometer, Electronic |  |  |  | Woodlands |  | WOODLANDS - OR | [5 empty] | MONITORS, PHYSIOLOGIC, VITAL SIGNS |  | THERMOMETERELECT-DeBusk Tech-DTS-1000 | THERMOMETERELECT | DTS-1000 |  |  |  | DeBusk Tech | Thermometer, Electronic |  |  | THERMOMETERELECT-DeBusk Tech-DTS-1000 |  |  |  | Covered PM Repair - Biomedical | MHHS-Woodlands
NO | YES |  |  |  | 151-03381 | 151-03381 | DeRoyal Industries Inc. | M2100 |  |  | CY - LABORATORY | MHHS-Cypress |  | Mixer |  | 151-03381 | 151-03381 | Northwest | Cypress | CY - LABORATORY | Hematology | 8/1/19 |  |  |  | ALARMS, OCCUPANCY | Mixer | MIXER-Benchmark Sci-M2100 | MIXER | M2100 |  |  |  | Benchmark Sci | Mixer |  |  | MIXER-Benchmark Sci-M2100 | 8/8/17 |  |  | Covered PM Repair - Biomedical | MHHS-Cypress | [8 empty] | MIXER | Mixer | Benchmark Sci
YES | YES |  |  |  | 099-00697 | 099-00697 | Derungs Licht AG | Light |  | 1099846 011 | NE - 2nd - NICU |  |  |  |  | 099-00697 | 099-00697 | Katy | Memorial Hermann Northeast Hospital | NE - 2nd - NICU
YES | YES |  |  |  | 099-02396 | 099-02396 | Derungs Licht AG | Visiano |  | 1099840 005 | NE - 2nd - NICU |  |  |  |  | 099-02396 | 099-02396 | NorthEast | Memorial Hermann Northeast Hospital | NE - 2nd - NICU
YES | YES | Serial Number Cnf |  |  | 099-03363 | 099-03363 | Detecto | Detecto Scale |  | CNF | OPID - (TMC) - MH IMAGING CENTER - 417 |  |  |  |  | 099-03363 | 099-03363 | TMC | Hermann- Memorial Hermann Medical center | OPID - (TMC) - MH IMAGING CENTER - 417 | Ct/PET
YES | YES | Serial Number Cnf |  |  | 099-03773 | 099-03773 | Detecto | Scale |  | Cnf | 5th floor |  |  |  |  | 099-03773 | 099-03773 | Katy | Katy | 5th floor | Occupational Medicine | 2/1/20 |  |  | No pm
YES | YES | Serial Number Cnf |  |  | 099-13476 | 099-13476 | Detecto | Standing |  | Cnf | SMR - (SE) - SOUTHEAST (MP1) |  |  |  |  | 099-13476 | 099-13476 | Southeast | Memorial Hermann Sports Medicine | SMR - (SE) - SOUTHEAST (MP1) | Treatment Room
NO | NO | [5 empty] | Detecto - A Division of Cardinal Scale Manufacturing Co. |  |  |  | WOODLANDS - BIRTH CENTER | MHHS-Woodlands |  | Scale, Infant |  |  |  | Woodlands |  | WOODLANDS - BIRTH CENTER | [5 empty] | SCALES, PATIENT |  | SCALEINFANT-OLYMPIC-20 | SCALEINFANT |  |  |  |  | OLYMPIC | Scale, Infant |  |  | SCALEINFANT-OLYMPIC-20 |  |  |  | Covered PM Repair - Biomedical | MHHS-Woodlands
NO | NO |  |  |  | 069-43899 |  | Detecto - A Division of Cardinal Scale Manufacturing Co. |  |  | 0202-2604 | TMC - ROBERTSON - CLIN RESEARCH (3R) | MHHS-TMC |  | Scale, Patient |  | 069-43899 |  | TMC |  | TMC - ROBERTSON - CLIN RESEARCH (3R) | [5 empty] | SCALES, PATIENT |  | SCALEPATIENT-Detecto Scale-338 | SCALEPATIENT |  |  |  |  | Detecto Scale | Scale, Patient |  |  | SCALEPATIENT-Detecto Scale-338 |  |  |  | Covered PM Repair - Biomedical | MHHS-TMC
NO | NO | [5 empty] | Detecto - A Division of Cardinal Scale Manufacturing Co. |  |  | 9812-2289 | MH MG - (MC) - MEMORIAL CITY (MP3) | MHHS-MG |  | Scale, Patient |  |  |  | West & Memorial City |  | MH MG - (MC) - MEMORIAL CITY (MP3) | [5 empty] | SCALES, PATIENT |  | SCALEPATIENT-Detecto Scale-339 | SCALEPATIENT |  |  |  |  | Detecto Scale | Scale, Patient |  |  | SCALEPATIENT-Detecto Scale-339 |  |  |  | Covered PM Repair - Biomedical | MHHS-MG
NO | YES |  |  |  | 041-32378 | 041-32378 | Detecto - A Division of Cardinal Scale Manufacturing Co. |  |  | 041-32378 | OPID - (MC) - BOBETTA LINDIG BREAST CARE [MP4-STE300] - 452 | MHHS-OPID |  | Scale, Patient |  | 041-32378 | 041-32378 | West |  | OPID - (MC) - BOBETTA LINDIG BREAST CARE [MP4-STE300] - 452 | (MC) - BOBETTA LINDIG BREAST CARE [MP4-STE300] - 452 | 8/1/18 |  |  |  | SCALES, PATIENT |  | SCALEPATIENT-Detecto Scale-437 | SCALEPATIENT |  |  |  |  | Detecto Scale | Scale, Patient |  |  | SCALEPATIENT-Detecto Scale-437 | 5/11/16 |  |  | Covered PM Repair - Biomedical | MHHS-OPID
NO | YES | Asset Tag 1069558 |  |  |  | 099-06895 | Detecto - A Division of Cardinal Scale Manufacturing Co. |  |  | E18310-0290 | MH MG - (MC) - MEMORIAL CITY (MP3) | MHHS-MG |  | Scale, Patient |  |  | 099-06895 | West | MHHS-MG | MH MG - (MC) - MEMORIAL CITY (MP3) | Hallway |  |  |  | No pm | SCALES, PATIENT |  | SCALEPATIENT-Health O Meter-439 | SCALEPATIENT |  |  |  |  | Health O Meter | Scale, Patient |  |  | SCALEPATIENT-Health O Meter-439 |  |  |  | Covered PM Repair - Biomedical | MHHS-MG
NO | YES |  |  |  |  | 041-33016 | Detecto - A Division of Cardinal Scale Manufacturing Co. |  |  | e18310-0263 | MH MG - (MC) - MEMORIAL CITY (MP3) | MHHS-MG |  | Scale, Patient |  |  | 041-33016 | West | MHHS-MG | MH MG - (MC) - MEMORIAL CITY (MP3) |  | 6/1/18 |  |  |  | SCALES, PATIENT |  | SCALEPATIENT-Health O Meter-439 | SCALEPATIENT |  |  |  |  | Health O Meter | Scale, Patient |  |  | SCALEPATIENT-Health O Meter-439 |  |  |  | Covered PM Repair - Biomedical | MHHS-MG
NO | NO | [5 empty] | Detecto - A Division of Cardinal Scale Manufacturing Co. |  |  | E20907-0142 | MH MG - (MC) - MEMORIAL CITY (MP3) | MHHS-MG |  | Scale, Patient |  |  |  | West & Memorial City |  | MH MG - (MC) - MEMORIAL CITY (MP3) | [5 empty] | SCALES, PATIENT |  | SCALEPATIENT-Health O Meter-439 | SCALEPATIENT |  |  |  |  | Health O Meter | Scale, Patient |  |  | SCALEPATIENT-Health O Meter-439 |  |  |  | Covered PM Repair - Biomedical | MHHS-MG
NO | NO | [5 empty] | Detecto - A Division of Cardinal Scale Manufacturing Co. |  |  |  | MEMORIAL CITY - WELLNESS CARDIAC REHAB | MHHS-Mem City |  | Scale, Patient |  |  |  | West & Memorial City |  | MEMORIAL CITY - WELLNESS CARDIAC REHAB | [5 empty] | SCALES, PATIENT |  | SCALEPATIENT-Health O Meter-439 | SCALEPATIENT |  |  |  |  | Health O Meter | Scale, Patient |  |  | SCALEPATIENT-Health O Meter-439 |  |  |  | Covered PM Repair - Biomedical | MHHS-Mem City
NO | NO | [5 empty] | Detecto - A Division of Cardinal Scale Manufacturing Co. |  |  |  | MEMORIAL CITY - WELLNESS CARDIAC REHAB | MHHS-Mem City |  | Scale, Patient |  |  |  | West & Memorial City |  | MEMORIAL CITY - WELLNESS CARDIAC REHAB | [5 empty] | SCALES, PATIENT |  | SCALEPATIENT-Health O Meter-439 | SCALEPATIENT |  |  |  |  | Health O Meter | Scale, Patient |  |  | SCALEPATIENT-Health O Meter-439 |  |  |  | Covered PM Repair - Biomedical | MHHS-Mem City
NO | NO | [5 empty] | Detecto - A Division of Cardinal Scale Manufacturing Co. |  |  | NO S/N | PARC - GESSNER INPATIENT REHAB | MHHS-PARC |  | Scale, Patient |  |  |  | Central & Greater Heights |  | PARC - GESSNER INPATIENT REHAB | [5 empty] | SCALES, PATIENT |  | SCALEPATIENT-Health O Meter-439 | SCALEPATIENT |  |  |  |  | Health O Meter | Scale, Patient |  |  | SCALEPATIENT-Health O Meter-439 |  |  |  | Not Covered Vendor Only - Biomedical | MHHS-PARC
NO | NO |  |  |  | 921-01982 |  | Detecto - A Division of Cardinal Scale Manufacturing Co. |  |  | NO S/N | PARC - GESSNER INPATIENT REHAB | MHHS-PARC |  | Scale, Patient |  | 921-01982 |  | Central & Greater Heights |  | PARC - GESSNER INPATIENT REHAB | [5 empty] | SCALES, PATIENT |  | SCALEPATIENT-Health O Meter-439 | SCALEPATIENT |  |  |  |  | Health O Meter | Scale, Patient |  |  | SCALEPATIENT-Health O Meter-439 |  |  |  | Covered PM Repair - Biomedical | MHHS-PARC
NO | NO |  |  |  | 925-01242 |  | Detecto - A Division of Cardinal Scale Manufacturing Co. |  |  | 9909-47 | SMR - (TMC) - GREENWAY PLAZA | MHHS-SMR |  | Scale, Patient |  | 925-01242 |  | TMC |  | SMR - (TMC) - GREENWAY PLAZA | [5 empty] | SCALES, PATIENT |  | SCALEPATIENT-Health O Meter-439 | SCALEPATIENT |  |  |  |  | Health O Meter | Scale, Patient |  |  | SCALEPATIENT-Health O Meter-439 |  |  |  | Covered PM Repair - Biomedical | MHHS-SMR
NO | YES |  |  |  |  | 069-35900 | Detecto - A Division of Cardinal Scale Manufacturing Co. |  |  | E28611-0342 | TMC-Plaza-Cancer Center (Ste 2900) | MHHS-TMC |  |  |  |  | 069-35900 | TMC | MHHS-TMC | TMC-Plaza-Cancer Center (Ste 2900) | Nurses Station | 8/1/18 |  |  |  | SCALES, PATIENT |  | .needs class |  |  |  |  | .needs class | [5 empty] | 3/31/18 |  |  | Not Covered Vendor Only - Lab Ana/Anes | MHHS-TMC
NO | NO | [5 empty] | Detecto - A Division of Cardinal Scale Manufacturing Co. |  |  | E08002-0025 | SW - ER | MHHS-Southwest |  | Scale, Infant |  |  |  | Southwest |  | SW - ER | [5 empty] | SCALES, PATIENT |  | SCALEINFANT-Detecto Scale-6730 | SCALEINFANT |  |  |  |  | Detecto Scale | Scale, Infant |  |  | SCALEINFANT-Detecto Scale-6730 |  |  |  | Covered PM Repair - Biomedical | MHHS-Southwest
NO | YES |  |  |  | 000-02826 | 000-02826 | Detecto - A Division of Cardinal Scale Manufacturing Co. |  |  | e02709-0087 | MH MG-(STX)-South Texas-Wharton | MHHS-MG |  | Scale, Infant |  | 000-02826 | 000-02826 | South | MHHS-MG | MH MG-(STX)-South Texas-Wharton | Exam rm 5 | 10/1/19 | 10/1/20 |  |  | SCALES, PATIENT | Scale, Infant | SCALEINFANT-Detecto Scale-6745 | SCALEINFANT |  |  |  |  | Detecto Scale | Scale, Infant |  |  | SCALEINFANT-Detecto Scale-6745 |  |  | SI-A | Covered PM Repair - Biomedical | MHHS-MG | [8 empty] | SCALEINFANT | Scale, Infant | Detecto Scale
NO | YES |  |  |  | 000-02850 | 000-02850 | Detecto - A Division of Cardinal Scale Manufacturing Co. |  |  | e05008-0020 | MH MG-(STX)-South Texas-Wharton | MHHS-MG |  | Scale, Infant |  | 000-02850 | 000-02850 | South | MHHS-MG | MH MG-(STX)-South Texas-Wharton | Exam room 3 | 10/1/19 | 10/1/20 |  |  | SCALES, PATIENT | Scale, Infant | SCALEINFANT-Detecto Scale-6745 | SCALEINFANT |  |  |  |  | Detecto Scale | Scale, Infant |  |  | SCALEINFANT-Detecto Scale-6745 | 4/18/19 |  | SI-A | Covered PM Repair - Biomedical | MHHS-MG | [8 empty] | SCALEINFANT | Scale, Infant | Detecto Scale
NO | YES |  |  |  | 000-02856 | 000-02856 | Detecto - A Division of Cardinal Scale Manufacturing Co. |  |  | e03908-0153 | MH MG-(STX)-South Texas-Wharton | MHHS-MG |  | Scale, Infant |  | 000-02856 | 000-02856 | South | MHHS-MG | MH MG-(STX)-South Texas-Wharton | Exam 7 | 10/1/19 |  |  |  | SCALES, PATIENT | Scale, Infant | SCALEINFANT-Detecto Scale-6745 | SCALEINFANT |  |  |  |  | Detecto Scale | Scale, Infant |  |  | SCALEINFANT-Detecto Scale-6745 |  |  | SI-A | Covered PM Repair - Biomedical | MHHS-MG | [8 empty] | SCALEINFANT | Scale, Infant | Detecto Scale
NO | YES |  |  |  | 129-07323 | 129-07323 | Detecto - A Division of Cardinal Scale Manufacturing Co. |  |  | E15610-0202 | MH MG-(STX)-South Texas-Wharton | MHHS-MG |  | Scale, Infant |  | 129-07323 | 129-07323 | South | MHHS-MG | MH MG-(STX)-South Texas-Wharton | Exam 9 | 10/1/19 | 10/1/20 |  |  | SCALES, PATIENT | Scale, Infant | SCALEINFANT-Detecto Scale-6745 | SCALEINFANT |  |  |  |  | Detecto Scale | Scale, Infant |  |  | SCALEINFANT-Detecto Scale-6745 | 9/12/18 |  | SI-A | Covered PM Repair - Biomedical | MHHS-MG | [8 empty] | SCALEINFANT | Scale, Infant | Detecto Scale
NO | YES |  |  |  | 929-01320 | 929-01320 | Detecto - A Division of Cardinal Scale Manufacturing Co. |  |  | E14810-0016 | MH MG-(WDLS)-Twl Pinecroft (100/101) | MHHS-MG |  | Scale, Infant |  | 929-01320 | 929-01320 | Woodlands | MHHS-MG | MH MG-(WDLS)-Twl Pinecroft (100/101) | Hallway | 8/1/19 |  | 8/1/20 |  | SCALES, PATIENT | Scale, Infant | SCALEINFANT-Detecto Scale-6745 | SCALEINFANT |  |  |  |  | Detecto Scale | Scale, Infant |  |  | SCALEINFANT-Detecto Scale-6745 | 9/12/18 |  | SI-A | Covered PM Repair - Biomedical | MHHS-MG | [8 empty] | SCALEINFANT | Scale, Infant | Detecto Scale
NO | NO |  |  |  | 005-06858 |  | Detecto - A Division of Cardinal Scale Manufacturing Co. |  |  | E01108-0367 | MH MG - (SE) - FRIENDSWOOD | MHHS-MG |  | Scale, Infant |  | 005-06858 |  | Southeast & Bay Area |  | MH MG - (SE) - FRIENDSWOOD | [5 empty] | SCALES, PATIENT |  | SCALEINFANT-Detecto Scale-6745 | SCALEINFANT |  |  |  |  | Detecto Scale | Scale, Infant |  |  | SCALEINFANT-Detecto Scale-6745 |  |  |  | Covered PM Repair - Biomedical | MHHS-MG
NO | NO |  |  |  | 069-35265 |  | Detecto - A Division of Cardinal Scale Manufacturing Co. |  |  | E26312-0009 | TMC - HERMANN - ADULT ER (1HP) | MHHS-TMC |  | Scale, Infant |  | 069-35265 |  | TMC |  | TMC - HERMANN - ADULT ER (1HP) | [5 empty] | SCALES, PATIENT |  | SCALEINFANT-Detecto Scale-6745 | SCALEINFANT |  |  |  |  | Detecto Scale | Scale, Infant |  |  | SCALEINFANT-Detecto Scale-6745 |  |  |  | Covered PM Repair - Biomedical | MHHS-TMC
NO | NO |  |  |  | 069-41263 |  | Detecto - A Division of Cardinal Scale Manufacturing Co. |  |  | E15414-0193 | TMC - ROBERTSON - CLIN RESEARCH (3R) | MHHS-TMC |  | Scale, Infant |  | 069-41263 |  | TMC |  | TMC - ROBERTSON - CLIN RESEARCH (3R) | [5 empty] | SCALES, PATIENT |  | SCALEINFANT-Detecto Scale-6745 | SCALEINFANT |  |  |  |  | Detecto Scale | Scale, Infant |  |  | SCALEINFANT-Detecto Scale-6745 |  |  |  | Covered PM Repair - Biomedical | MHHS-TMC
NO | NO | [5 empty] | Detecto - A Division of Cardinal Scale Manufacturing Co. |  |  | 9202-24 | TMC - RADIOLOGY - CHILDRENS HOSPITAL (OLD) | MHHS-TMC |  | Ultrasound, Diagnostic |  |  |  | TMC |  | TMC - RADIOLOGY - CHILDRENS HOSPITAL (OLD) | [5 empty] | SCALES, PATIENT |  | ULTRASOUNDDIAGNOSTIC-Volcano-6800 | ULTRASOUNDDIAGNOSTIC |  |  |  |  | Volcano | Ultrasound, Diagnostic |  |  | ULTRASOUNDDIAGNOSTIC-Volcano-6800 |  |  |  | Covered PM Repair - Biomedical | MHHS-TMC
NO | YES | [5 empty] | Detecto - A Division of Cardinal Scale Manufacturing Co. |  |  | 8909-35 | Floor 1 | MHHS-Southwest |  | Wheelchair, Mechanical |  |  |  | Southwest | Memorial Hermann Southwest Hospital | Floor 1 | Floor 1 | 8/1/19 |  |  |  | SCALES, PATIENT | Wheelchair, Mechanical | WHEELCHAIRMECH-Gendron Inc-6850 | WHEELCHAIRMECH |  |  |  |  | Gendron Inc | Wheelchair, Mechanical |  |  | WHEELCHAIRMECH-Gendron Inc-6850 | 3/13/19 |  |  | Covered PM Repair - Biomedical | MHHS-Southwest | [8 empty] | WHEELCHAIRMECH | Wheelchair, Mechanical | Gendron Inc
NO | YES |  |  |  | 133-08122 | 133-08122 | Detecto - A Division of Cardinal Scale Manufacturing Co. |  |  | E34713-0126 | KATY - AMBULATORY CARE | MHHS-Katy |  |  |  | 133-08122 | 133-08122 | Katy | Memorial Hermann Katy Hospital | KATY - AMBULATORY CARE | Nurses Station | 1/1/19 | 1/1/20 |  |  | SCALES, PATIENT |  | .needs class |  |  |  |  | .needs class | [5 empty] | 3/23/19 |  |  | Covered PM Repair - Biomedical | MHHS-Katy
NO | YES |  |  |  | 583-01159 | 583-01159 | Detecto - A Division of Cardinal Scale Manufacturing Co. |  |  | E06413-0209 | Katy Rehab-Nursing | MHHS-Katy Rehab |  |  |  | 583-01159 | 583-01159 | Katy | MHHS-Others | Katy Rehab-Nursing | Nurses station | 3/1/19 | 3/1/20 |  |  | SCALES, PATIENT |  | .needs class |  |  |  |  | .needs class | [5 empty] | 3/23/19 |  |  | Covered PM Repair - Biomedical | MHHS-Katy Rehab
NO | YES |  |  |  | 069-38727 | 069-38727 | Detecto - A Division of Cardinal Scale Manufacturing Co. |  |  | E00915-0077 | TMC-OR-Day Surgery (2R) | MHHS-TMC |  |  |  | 069-38727 | 069-38727 | TMC | MHHS-TMC | TMC-OR-Day Surgery (2R) | Pre Op hallway | 7/1/19 |  |  |  | SCALES, PATIENT |  | .needs class |  |  |  |  | .needs class | [5 empty] | 3/13/19 |  |  | Covered PM Repair - Biomedical | MHHS-TMC
NO | YES |  |  |  | 009-10144 | 009-10144 | Detecto - A Division of Cardinal Scale Manufacturing Co. |  |  | E17916-0136 | GH-CV ICU | MHHS-Greater Heights |  | Visual Field Plotters |  | 009-10144 | 009-10144 | Central | MHHS-Greater Heights | GH-CV ICU | GH-CV ICU | 8/1/19 |  |  |  | SCALES, PATIENT |  | MISCELLANEOUS-Humphrey Inst-750 | MISCELLANEOUS |  |  |  |  | Humphrey Inst | Visual Field Plotters |  |  | MISCELLANEOUS-Humphrey Inst-750 |  |  |  | Covered PM Repair - Biomedical | MHHS-Greater Heights
NO | YES | Asset Tag 133-07387 |  |  | 133-07387 | 133-07387 | Detecto - A Division of Cardinal Scale Manufacturing Co. |  |  | E34409-0154 | Katy-ER | MHHS-Katy |  | Visual Field Plotters |  | 133-07387 | 133-07387 | Katy | MHHS-Katy | Katy-ER | Mse1 | 7/1/19 | 7/1/20 |  |  | SCALES, PATIENT | Scale, Patient | SCALEPATIENT-Detecto Scale-750 | MISCELLANEOUS |  |  |  |  | Humphrey Inst | Visual Field Plotters |  |  | MISCELLANEOUS-Humphrey Inst-750 |  |  | SP-A | Covered PM Repair - Biomedical | MHHS-Katy | [8 empty] | SCALEPATIENT | Scale, Patient | Detecto Scale
NO | YES |  |  |  | 133-06200 | 133-06200 | Detecto - A Division of Cardinal Scale Manufacturing Co. |  |  | E08508-0271 | Katy-Preadmitting | MHHS-Katy |  | Visual Field Plotters |  | 133-06200 | 133-06200 | Katy | MHHS-Katy | Katy-Preadmitting | Pre Adm | 7/1/19 |  |  |  | SCALES, PATIENT | Scale, Patient | SCALEPATIENT-Detecto Scale-750 | MISCELLANEOUS |  |  |  |  | Humphrey Inst | Visual Field Plotters |  |  | MISCELLANEOUS-Humphrey Inst-750 |  |  | SP-A | Covered PM Repair - Biomedical | MHHS-Katy | [8 empty] | SCALEPATIENT | Scale, Patient | Detecto Scale
NO | YES |  |  |  |  | 041-09968 | Detecto - A Division of Cardinal Scale Manufacturing Co. |  |  | E27806-0264 | MEMORIAL CITY - MED/SURG | MHHS-Mem City |  | Visual Field Plotters |  |  | 041-09968 | West | Memorial city | MEMORIAL CITY - MED/SURG | Memorial city med surge |  |  |  |  | SCALES, PATIENT |  | MISCELLANEOUS-Humphrey Inst-750 | MISCELLANEOUS |  |  |  |  | Humphrey Inst | Visual Field Plotters |  |  | MISCELLANEOUS-Humphrey Inst-750 |  |  |  | Covered PM Repair - Biomedical | MHHS-Mem City
NO | YES |  |  |  | 129-06392 | 129-06392 | Detecto - A Division of Cardinal Scale Manufacturing Co. |  |  | E30015-0218 | MH MG-(SL)-Physicians At Sugar Creek | MHHS-MG |  | Visual Field Plotters |  | 129-06392 | 129-06392 | Sugar Land | MHHS-MG | MH MG-(SL)-Physicians At Sugar Creek |  | 11/1/18 | 11/1/19 |  |  | SCALES, PATIENT | Scale, Patient | SCALEPATIENT-Detecto Scale-750 | MISCELLANEOUS |  |  |  |  | Humphrey Inst | Visual Field Plotters |  |  | MISCELLANEOUS-Humphrey Inst-750 |  |  | SP-A | Covered PM Repair - Biomedical | MHHS-MG | [8 empty] | SCALEPATIENT | Scale, Patient | Detecto Scale
NO | YES |  |  |  | 129-06634 | 129-06634 | Detecto - A Division of Cardinal Scale Manufacturing Co. |  |  | E06116-0239 | MH MG-(SL)-Physicians At Sugar Creek | MHHS-MG |  | Visual Field Plotters |  | 129-06634 | 129-06634 | Sugar Land | MHHS-MG | MH MG-(SL)-Physicians At Sugar Creek | Room SIlver Pod | 11/1/18 |  |  |  | SCALES, PATIENT | Scale, Patient | SCALEPATIENT-Detecto Scale-750 | MISCELLANEOUS |  |  |  |  | Humphrey Inst | Visual Field Plotters |  |  | MISCELLANEOUS-Humphrey Inst-750 |  |  | SP-A | Covered PM Repair - Biomedical | MHHS-MG | [8 empty] | SCALEPATIENT | Scale, Patient | Detecto Scale
NO | YES | Asset Tag 029-07955 |  |  | 029-07955 | 029-07955 | Detecto - A Division of Cardinal Scale Manufacturing Co. |  |  | E14810-0198 | MH MG-(WDLS)-Twl Pinecroft (100/101) | MHHS-MG |  | Visual Field Plotters |  | 029-07955 | 029-07955 | Woodlands | MHHS-MG | MH MG-(WDLS)-Twl Pinecroft (100/101) |  | 7/3/18 |  |  |  | SCALES, PATIENT |  | MISCELLANEOUS-Humphrey Inst-750 | MISCELLANEOUS |  |  |  |  | Humphrey Inst | Visual Field Plotters |  |  | MISCELLANEOUS-Humphrey Inst-750 |  | Finished from Script 3/27/2020 12:11:52pm (Central) |  | Covered PM Repair - Biomedical | MHHS-MG
NO | YES |  |  |  | 029-07956 | 029-07956 | Detecto - A Division of Cardinal Scale Manufacturing Co. |  |  | E14910-0110 | MH MG-(WDLS)-Twl Pinecroft (100/101) | MHHS-MG |  | Visual Field Plotters |  | 029-07956 | 029-07956 | Woodlands | MHHS-MG | MH MG-(WDLS)-Twl Pinecroft (100/101) | Family practice suite 100 | 7/1/18 |  |  |  | SCALES, PATIENT |  | MISCELLANEOUS-Humphrey Inst-750 | MISCELLANEOUS |  |  |  |  | Humphrey Inst | Visual Field Plotters |  |  | MISCELLANEOUS-Humphrey Inst-750 |  |  |  | Covered PM Repair - Biomedical | MHHS-MG
NO | YES |  |  |  | 029-09447 | 029-09447 | Detecto - A Division of Cardinal Scale Manufacturing Co. |  |  | E14810-0195 | MH MG-(WDLS)-Twl Endocrinology (Ste 302) | MHHS-MG |  | Visual Field Plotters |  | 029-09447 | 029-09447 | Woodlands | MHHS-MG | MH MG-(WDLS)-Twl Endocrinology (Ste 302) | Hall |  |  |  |  | SCALES, PATIENT |  | MISCELLANEOUS-Humphrey Inst-750 | MISCELLANEOUS |  |  |  |  | Humphrey Inst | Visual Field Plotters |  |  | MISCELLANEOUS-Humphrey Inst-750 |  |  |  | Covered PM Repair - Biomedical | MHHS-MG
NO | YES |  |  |  | 129-06228 | 129-06228 | Detecto - A Division of Cardinal Scale Manufacturing Co. |  |  | E17301-0064 | SMR-(STX)-Wharton | MHHS-SMR |  | Visual Field Plotters |  | 129-06228 | 129-06228 | South | MHHS-Others | SMR-(STX)-Wharton | Gym | 3/1/18 | 3/1/19 |  |  | SCALES, PATIENT | Scale, Patient | SCALEPATIENT-Detecto Scale-750 | MISCELLANEOUS |  |  |  |  | Humphrey Inst | Visual Field Plotters |  |  | MISCELLANEOUS-Humphrey Inst-750 |  |  | SP-A | Covered PM Repair - Biomedical | MHHS-SMR | [8 empty] | SCALEPATIENT | Scale, Patient | Detecto Scale
NO | YES |  |  |  |  | 074-02118 | Detecto - A Division of Cardinal Scale Manufacturing Co. |  |  | e0908-0161 | TMC-Cath Lab-Adult (2Hvi) | MHHS-TMC |  | Visual Field Plotters |  |  | 074-02118 | TMC | MHHS-TMC | TMC-Cath Lab-Adult (2Hvi) |  | 2/1/20 |  | 2/1/21 |  | SCALES, PATIENT |  | MISCELLANEOUS-Humphrey Inst-750 | MISCELLANEOUS |  |  |  |  | Humphrey Inst | Visual Field Plotters |  |  | MISCELLANEOUS-Humphrey Inst-750 |  |  |  | Covered PM Repair - Biomedical | MHHS-TMC
NO | YES |  |  |  | 074-03294 | 074-03294 | Detecto - A Division of Cardinal Scale Manufacturing Co. |  |  | E16516-0113 | TMC-HVI-Heart Failure ICU (5Hvi) | MHHS-TMC |  | Visual Field Plotters |  | 074-03294 | 074-03294 | TMC | MHHS-TMC | TMC-HVI-Heart Failure ICU (5Hvi) | Dictation |  |  |  |  | SCALES, PATIENT |  | MISCELLANEOUS-Humphrey Inst-750 | MISCELLANEOUS |  |  |  |  | Humphrey Inst | Visual Field Plotters |  |  | MISCELLANEOUS-Humphrey Inst-750 |  |  |  | Covered PM Repair - Biomedical | MHHS-TMC
NO | YES |  |  |  | 069-41637 | 069-41637 | Detecto - A Division of Cardinal Scale Manufacturing Co. |  |  | 09815-0083 | TMC-PACU-HVI (7Hvi) | MHHS-TMC |  | Visual Field Plotters |  | 069-41637 | 069-41637 | TMC | MHHS-TMC | TMC-PACU-HVI (7Hvi) | PACU - HVI (7HVI) | 3/1/19 |  |  |  | SCALES, PATIENT |  | MISCELLANEOUS-Humphrey Inst-750 | MISCELLANEOUS |  |  |  |  | Humphrey Inst | Visual Field Plotters |  |  | MISCELLANEOUS-Humphrey Inst-750 |  |  |  | Covered PM Repair - Biomedical | MHHS-TMC
NO | NO |  |  |  | 017-01303 |  | Detecto - A Division of Cardinal Scale Manufacturing Co. |  |  | E06217-0204 | MH MG - (GH) - EP Heart (MP2 Suite 100) | MHHS-MG |  | Visual Field Plotters |  | 017-01303 |  | Central & Greater Heights |  | MH MG - (GH) - EP Heart (MP2 Suite 100) | [5 empty] | SCALES, PATIENT |  | MISCELLANEOUS-Humphrey Inst-750 | MISCELLANEOUS |  |  |  |  | Humphrey Inst | Visual Field Plotters |  |  | MISCELLANEOUS-Humphrey Inst-750 |  |  |  | Covered PM Repair - Biomedical | MHHS-MG
NO | NO |  |  |  | 005-10825 |  | Detecto - A Division of Cardinal Scale Manufacturing Co. |  |  | E30307-0054 | MH MG - (SE) - FRIENDSWOOD | MHHS-MG |  | Visual Field Plotters |  | 005-10825 |  | Southeast & Bay Area |  | MH MG - (SE) - FRIENDSWOOD | [5 empty] | SCALES, PATIENT |  | MISCELLANEOUS-Humphrey Inst-750 | MISCELLANEOUS |  |  |  |  | Humphrey Inst | Visual Field Plotters |  |  | MISCELLANEOUS-Humphrey Inst-750 |  |  |  | Covered PM Repair - Biomedical | MHHS-MG
NO | NO |  |  |  | 017-00661 |  | Detecto - A Division of Cardinal Scale Manufacturing Co. |  |  | 32308-0140 | MH MG - (SL) - PHYSICIANS AT SUGAR CREEK | MHHS-MG |  | Visual Field Plotters |  | 017-00661 |  | Sugar Land |  | MH MG - (SL) - PHYSICIANS AT SUGAR CREEK | [5 empty] | SCALES, PATIENT |  | MISCELLANEOUS-Humphrey Inst-750 | MISCELLANEOUS |  |  |  |  | Humphrey Inst | Visual Field Plotters |  |  | MISCELLANEOUS-Humphrey Inst-750 |  |  |  | Covered PM Repair - Biomedical | MHHS-MG
NO | NO |  |  |  | 029-06617 |  | Detecto - A Division of Cardinal Scale Manufacturing Co. |  |  | E15410-0395 | MH MG - (WDLS) - TWL CARDIOLOGY (STE 300) | MHHS-MG |  | Visual Field Plotters |  | 029-06617 |  | Woodlands |  | MH MG - (WDLS) - TWL CARDIOLOGY (STE 300) | [5 empty] | SCALES, PATIENT |  | MISCELLANEOUS-Humphrey Inst-750 | MISCELLANEOUS |  |  |  |  | Humphrey Inst | Visual Field Plotters |  |  | MISCELLANEOUS-Humphrey Inst-750 |  |  |  | Covered PM Repair - Biomedical | MHHS-MG
NO | NO | [5 empty] | Detecto - A Division of Cardinal Scale Manufacturing Co. |  |  | E03912-0052 | TMC - PACU - ADULT (2HP) | MHHS-TMC |  | Visual Field Plotters |  |  |  | TMC |  | TMC - PACU - ADULT (2HP) | [5 empty] | SCALES, PATIENT |  | MISCELLANEOUS-Humphrey Inst-750 | MISCELLANEOUS |  |  |  |  | Humphrey Inst | Visual Field Plotters |  |  | MISCELLANEOUS-Humphrey Inst-750 |  |  |  | Covered PM Repair - Biomedical | MHHS-TMC
NO | NO |  |  |  | 069-41227 |  | Detecto - A Division of Cardinal Scale Manufacturing Co. |  |  | E09315-0081 | TMC - PLAZA - ANESTHESIA CLINIC (UTPB, STE 600) | MHHS-TMC |  | Visual Field Plotters |  | 069-41227 |  | TMC |  | TMC - PLAZA - ANESTHESIA CLINIC (UTPB, STE 600) | [5 empty] | SCALES, PATIENT |  | MISCELLANEOUS-Humphrey Inst-750 | MISCELLANEOUS |  |  |  |  | Humphrey Inst | Visual Field Plotters |  |  | MISCELLANEOUS-Humphrey Inst-750 |  |  |  | Covered PM Repair - Biomedical | MHHS-TMC
NO | YES |  |  |  | 099-06962 | 099-06962 | Detecto - A Division of Cardinal Scale Manufacturing Co. | 758C |  | e05905-0083 | MH MG - (MC) - MEMORIAL CITY (MP3) | MHHS-MG |  | Scale, Patient |  | 099-06962 | 099-06962 | West | MHHS-MG | MH MG - (MC) - MEMORIAL CITY (MP3) | Suite 100 | 6/1/18 |  |  |  | SCALES, PATIENT |  | SCALEPATIENT-Detecto Scale-758C | SCALEPATIENT | 758C |  |  |  | Detecto Scale | Scale, Patient |  |  | SCALEPATIENT-Detecto Scale-758C |  |  |  | Covered PM Repair - Biomedical | MHHS-MG
NO | YES |  |  |  | 009-34621 | 009-34621 | Detecto - A Division of Cardinal Scale Manufacturing Co. | 758C |  | e17207-0301 | GH-Med Surg 6 | MHHS-Greater Heights |  | Scale, Patient |  | 009-34621 | 009-34621 | Central | MHHS-Greater Heights | GH-Med Surg 6 | Hallway | 12/1/19 |  | 12/1/20 |  | SCALES, PATIENT | Scale, Patient | SCALEPATIENT-Detecto Scale-758C | SCALEPATIENT | 758C |  |  |  | Detecto Scale | Scale, Patient |  |  | SCALEPATIENT-Detecto Scale-758C |  |  | SP-A | Covered PM Repair - Biomedical | MHHS-Greater Heights | [8 empty] | SCALEPATIENT | Scale, Patient | Detecto Scale
NO | YES |  |  |  | 583-01021 | 583-01021 | Detecto - A Division of Cardinal Scale Manufacturing Co. | 758C |  | e21306-0294 | Katy Rehab-Outpatient Rehab 3rd Floor | MHHS-Katy Rehab |  | Scale, Patient |  | 583-01021 | 583-01021 | Katy | MHHS-Others | Katy Rehab-Outpatient Rehab 3rd Floor | Wound care | 3/1/19 | 3/1/20 |  |  | SCALES, PATIENT | Scale, Patient | SCALEPATIENT-Detecto Scale-758C | SCALEPATIENT | 758C |  |  |  | Detecto Scale | Scale, Patient |  |  | SCALEPATIENT-Detecto Scale-758C | 1/2/19 |  | SP-A | Covered PM Repair - Biomedical | MHHS-Katy Rehab | [8 empty] | SCALEPATIENT | Scale, Patient | Detecto Scale
NO | YES |  |  |  | 041-20254 | 041-20254 | Detecto - A Division of Cardinal Scale Manufacturing Co. | 758C |  | E34910-0323 | MEMORIAL CITY - TEXAS ONCOLOGY | MHHS-Mem City |  | Scale, Patient |  | 041-20254 | 041-20254 | West | Memorial Hermann Medical Group Memorial City (#100) | MEMORIAL CITY - TEXAS ONCOLOGY | Suite 100 | 2/1/20 |  | 2/1/20 |  | SCALES, PATIENT |  | SCALEPATIENT-Detecto Scale-758C | SCALEPATIENT | 758C |  |  |  | Detecto Scale | Scale, Patient |  |  | SCALEPATIENT-Detecto Scale-758C |  |  |  | Covered PM Repair - Biomedical | MHHS-Mem City
NO | YES |  |  |  | 129-06506 | 129-06506 | Detecto - A Division of Cardinal Scale Manufacturing Co. | 758C |  | E01313-0079 | MH MG-(STX)-South Texas-Wharton | MHHS-MG |  | Scale, Patient |  | 129-06506 | 129-06506 | South | MHHS-MG | MH MG-(STX)-South Texas-Wharton | Gynecology | 10/1/18 | 10/1/20 |  |  | SCALES, PATIENT | Scale, Patient | SCALEPATIENT-Detecto Scale-758C | SCALEPATIENT | 758C |  |  |  | Detecto Scale | Scale, Patient |  |  | SCALEPATIENT-Detecto Scale-758C |  |  | SP-A | Covered PM Repair - Biomedical | MHHS-MG | [8 empty] | SCALEPATIENT | Scale, Patient | Detecto Scale
NO | YES |  |  |  | 129-06507 | 129-06507 | Detecto - A Division of Cardinal Scale Manufacturing Co. | 758C |  | E01703-0150 | MH MG-(STX)-South Texas-Wharton | MHHS-MG |  | Scale, Patient |  | 129-06507 | 129-06507 | South | MHHS-MG | MH MG-(STX)-South Texas-Wharton | Gynecology | 10/1/18 | 10/1/20 |  |  | SCALES, PATIENT | Scale, Patient | SCALEPATIENT-Detecto Scale-758C | SCALEPATIENT | 758C |  |  |  | Detecto Scale | Scale, Patient |  |  | SCALEPATIENT-Detecto Scale-758C | 3/31/15 |  | SP-A | Covered PM Repair - Biomedical | MHHS-MG | [8 empty] | SCALEPATIENT | Scale, Patient | Detecto Scale
NO | YES |  |  |  | 129-07226 | 129-07226 | Detecto - A Division of Cardinal Scale Manufacturing Co. | 758C |  | E02003-0067 | MH MG-(STX)-South Texas-Wharton | MHHS-MG |  | Scale, Patient |  | 129-07226 | 129-07226 | South | MHHS-MG | MH MG-(STX)-South Texas-Wharton | Nurses station | 10/1/18 |  |  |  | SCALES, PATIENT | Scale, Patient | SCALEPATIENT-Detecto Scale-758C | SCALEPATIENT | 758C |  |  |  | Detecto Scale | Scale, Patient |  |  | SCALEPATIENT-Detecto Scale-758C | 3/31/15 |  | SP-A | Covered PM Repair - Biomedical | MHHS-MG | [8 empty] | SCALEPATIENT | Scale, Patient | Detecto Scale
NO | YES |  |  |  | 129-07230 | 129-07230 | Detecto - A Division of Cardinal Scale Manufacturing Co. | 758C |  | E16104-0087 | MH MG-(STX)-South Texas-Wharton | MHHS-MG |  | Scale, Patient |  | 129-07230 | 129-07230 | South | MHHS-MG | MH MG-(STX)-South Texas-Wharton | Exam 8 | 10/1/18 |  |  |  | SCALES, PATIENT | Scale, Patient | SCALEPATIENT-Detecto Scale-758C | SCALEPATIENT | 758C |  |  |  | Detecto Scale | Scale, Patient |  |  | SCALEPATIENT-Detecto Scale-758C | 3/31/15 |  | SP-A | Covered PM Repair - Biomedical | MHHS-MG | [8 empty] | SCALEPATIENT | Scale, Patient | Detecto Scale
NO | YES | [5 empty] | Detecto - A Division of Cardinal Scale Manufacturing Co. | 758C |  | E06607-0126 | OPID - (MC) - BOBETTA LINDIG BREAST CARE [MP4-STE300] - 452 | MHHS-OPID |  | Scale, Patient |  |  |  | West | West | OPID - (MC) - BOBETTA LINDIG BREAST CARE [MP4-STE300] - 452 | (MC) - BOBETTA LINDIG BREAST CARE [MP4-STE300] - 452 | 2/1/20 |  | 2/1/21 |  | SCALES, PATIENT |  | SCALEPATIENT-Detecto Scale-758C | SCALEPATIENT | 758C |  |  |  | Detecto Scale | Scale, Patient |  |  | SCALEPATIENT-Detecto Scale-758C | 3/31/15 |  |  | Covered PM Repair - Biomedical | MHHS-OPID
NO | YES |  |  |  | 142-05471 | 142-05471 | Detecto - A Division of Cardinal Scale Manufacturing Co. | 758C |  | E02213-0065 | SC CCC-(NE)-Emergency Room | MHHS-Summer Creek CCC |  | Scale, Patient |  | 142-05471 | 142-05471 | Katy | MHHS-Others | SC CCC-(NE)-Emergency Room |  | 7/1/18 | 7/1/19 |  |  | SCALES, PATIENT | Scale, Patient | SCALEPATIENT-Detecto Scale-758C | SCALEPATIENT | 758C |  |  |  | Detecto Scale | Scale, Patient |  |  | SCALEPATIENT-Detecto Scale-758C | 3/31/15 |  | SP-A | Covered PM Repair - Biomedical | MHHS-Summer Creek CCC | [8 empty] | SCALEPATIENT | Scale, Patient | Detecto Scale
NO | YES |  |  |  | 069-28551 | 069-28551 | Detecto - A Division of Cardinal Scale Manufacturing Co. | 758C |  | E024080-0185 | TMC-Cullen-Sig Suites (5C) | MHHS-TMC |  | Scale, Patient |  | 069-28551 | 069-28551 | TMC | MHHS-TMC | TMC-Cullen-Sig Suites (5C) | CLEAN LINNEN C542 | 9/1/19 |  | 3/1/20 |  | SCALES, PATIENT | Scale, Patient | SCALEPATIENT-Detecto Scale-758C | SCALEPATIENT | 758C |  |  |  | Detecto Scale | Scale, Patient |  |  | SCALEPATIENT-Detecto Scale-758C |  |  | SP-A | Covered PM Repair - Biomedical | MHHS-TMC | [8 empty] | SCALEPATIENT | Scale, Patient | Detecto Scale
NO | NO | [5 empty] | Detecto - A Division of Cardinal Scale Manufacturing Co. | 758C |  | e35501-0085 | MEMORIAL CITY - DIGESTIVE DISEASE CENTER | MHHS-Mem City |  | Scale, Patient |  |  |  | West & Memorial City |  | MEMORIAL CITY - DIGESTIVE DISEASE CENTER | [5 empty] | SCALES, PATIENT |  | SCALEPATIENT-Detecto Scale-758C | SCALEPATIENT | 758C |  |  |  | Detecto Scale | Scale, Patient |  |  | SCALEPATIENT-Detecto Scale-758C |  |  |  | Covered PM Repair - Biomedical | MHHS-Mem City
NO | NO |  |  |  | 129-05170 |  | Detecto - A Division of Cardinal Scale Manufacturing Co. | 758C |  | E29803-0022 | MH MG - (STX) - SOUTH TEXAS - WHARTON | MHHS-MG |  | Scale, Patient |  | 129-05170 |  | South |  | MH MG - (STX) - SOUTH TEXAS - WHARTON | [5 empty] | SCALES, PATIENT |  | SCALEPATIENT-Detecto Scale-758C | SCALEPATIENT | 758C |  |  |  | Detecto Scale | Scale, Patient |  |  | SCALEPATIENT-Detecto Scale-758C |  |  |  | Covered PM Repair - Biomedical | MHHS-MG
NO | NO | [5 empty] | Detecto - A Division of Cardinal Scale Manufacturing Co. | 758C |  | E12108-0467 | WOODLANDS - CANCER CENTER | MHHS-Woodlands |  | Scale, Patient |  |  |  | Woodlands |  | WOODLANDS - CANCER CENTER | [5 empty] | SCALES, PATIENT |  | SCALEPATIENT-Detecto Scale-758C | SCALEPATIENT | 758C |  |  |  | Detecto Scale | Scale, Patient |  |  | SCALEPATIENT-Detecto Scale-758C |  |  |  | Covered PM Repair - Biomedical | MHHS-Woodlands
NO | YES |  |  |  | 029-10159 | 029-10159 | Detecto - A Division of Cardinal Scale Manufacturing Co. |  |  |  | Woodlands-Diabetes Education | MHHS-Woodlands |  | Scale, Infant |  | 029-10159 | 029-10159 | Woodlands | MHHS-Woodlands | Woodlands-Diabetes Education | MOB 1 suite 340 | 4/1/19 |  | 4/1/20 |  | SCALES, PATIENT | Scale, Infant | SCALEINFANT-Detecto Scale-8440 | SCALEINFANT |  |  |  |  | Detecto Scale | Scale, Infant |  |  | SCALEINFANT-Detecto Scale-8440 |  |  | SI-A | Not Covered Vendor Only - Lab Ana/Anes | MHHS-Woodlands | [8 empty] | SCALEINFANT | Scale, Infant | Detecto Scale
NO | NO |  |  |  | 129-05067 |  | Detecto - A Division of Cardinal Scale Manufacturing Co. |  |  | none | MH MG - (STX) - SOUTH TEXAS - WHARTON | MHHS-MG |  | Scale, Infant |  | 129-05067 |  | South |  | MH MG - (STX) - SOUTH TEXAS - WHARTON | [5 empty] | SCALES, PATIENT |  | SCALEINFANT-Detecto Scale-8440 | SCALEINFANT |  |  |  |  | Detecto Scale | Scale, Infant |  |  | SCALEINFANT-Detecto Scale-8440 |  |  |  | Covered PM Repair - Biomedical | MHHS-MG
NO | NO | [5 empty] | Detecto - A Division of Cardinal Scale Manufacturing Co. |  |  | N/A | NE - LABORATORY | MHHS-Northeast |  | Scale, Infant |  |  |  | Katy |  | NE - LABORATORY | [5 empty] | SCALES, PATIENT |  | SCALEINFANT-Detecto Scale-8440 | SCALEINFANT |  |  |  |  | Detecto Scale | Scale, Infant |  |  | SCALEINFANT-Detecto Scale-8440 |  |  |  | Not Covered Vendor Only - Lab Ana/Anes | MHHS-Northeast
NO | YES | [5 empty] | Detecto - A Division of Cardinal Scale Manufacturing Co. | ADULT SCALE |  | E34305-0185 | MHOSH-ER | MHHS Orthopedic & Spine | [5 empty] | Central & Greater Heights | MHHS-Orthopedic & Spine | MHOSH-ER |  | 9/6/19 |  |  |  | SCALES, PATIENT |  | .needs class |  |  |  |  | .needs class | [6 empty] | MHOSH Inventory Dec 2019 into 2020 - Copy.xls - Newly Verified |  | Covered PM Repair - Biomedical | MHHS Orthopedic & Spine
NO | YES |  |  |  | 133-09652 | 133-09652 | Detecto - A Division of Cardinal Scale Manufacturing Co. | AP-4K |  | E02516-0041 | Katy-NICU | MHHS-Katy |  | Scale, Patient |  | 133-09652 | 133-09652 | Katy | MHHS-Katy | Katy-NICU | 310A | 11/1/19 | 11/1/20 |  |  | SCALES, PATIENT | Scale, Patient | SCALEPATIENT-Detecto Scale-AP-4K | SCALEPATIENT | AP-4K |  |  |  | Detecto Scale | Scale, Patient |  |  | SCALEPATIENT-Detecto Scale-AP-4K | 8/1/16 |  | SP-A | Covered PM Repair - Biomedical | MHHS-Katy | [8 empty] | SCALEPATIENT | Scale, Patient | Detecto Scale
NO | YES |  |  |  | 142-07885 | 142-07885 | Detecto - A Division of Cardinal Scale Manufacturing Co. | AP-4KD |  | E21218-0109 | NE-2 West Tower | MHHS-Northeast |  | Scale, Patient |  | 142-07885 | 142-07885 | Katy | MHHS-Northeast | NE-2 West Tower | Soiled utility | 11/1/19 | 11/1/20 |  |  | SCALES, PATIENT | Scale, Patient | SCALEPATIENT-Detecto Scale-AP-4KD | SCALEPATIENT | AP-4KD |  |  |  | Detecto Scale | Scale, Patient |  |  | SCALEPATIENT-Detecto Scale-AP-4KD | 8/17/16 |  | SP-A | Covered PM Repair - Biomedical | MHHS-Northeast | [8 empty] | SCALEPATIENT | Scale, Patient | Detecto Scale
NO | YES |  |  |  | 142-07927 | 142-07927 | Detecto - A Division of Cardinal Scale Manufacturing Co. | AP-4KD |  | E21218-0110 | NE- 3 WEST TOWER CARDIO | MHHS-Northeast |  | Scale, Patient |  | 142-07927 | 142-07927 | Katy | Memorial Hermann North East Hospital | NE- 3 WEST TOWER CARDIO | MED SURG CARDIAC |  |  |  |  | SCALES, PATIENT |  | SCALEPATIENT-Detecto Scale-AP-4KD | SCALEPATIENT | AP-4KD |  |  |  | Detecto Scale | Scale, Patient |  |  | SCALEPATIENT-Detecto Scale-AP-4KD |  |  |  | Covered PM Repair - Radiology, Low End | MHHS-Northeast
NO | YES |  |  |  | 029-12662 | 029-12662 | Detecto - A Division of Cardinal Scale Manufacturing Co. | AP-4KD |  | E14819-0081 | Woodlands-NICU (New) | MHHS-Woodlands |  | Scale, Patient |  | 029-12662 | 029-12662 | Woodlands | MHHS-Woodlands | Woodlands-NICU (New) | NICU | 8/1/19 |  | 8/1/20 |  | SCALES, PATIENT | Scale, Patient | SCALEPATIENT-Detecto Scale-AP-4KD | SCALEPATIENT | AP-4KD |  |  |  | Detecto Scale | Scale, Patient |  |  | SCALEPATIENT-Detecto Scale-AP-4KD |  |  | SP-A | Covered PM Repair - Radiology, High End | MHHS-Woodlands | [8 empty] | SCALEPATIENT | Scale, Patient | Detecto Scale
NO | YES |  |  |  | 029-12685 | 029-12685 | Detecto - A Division of Cardinal Scale Manufacturing Co. | AP-4KD |  | E14819-0084 | Woodlands-NICU (New) | MHHS-Woodlands |  | Scale, Patient |  | 029-12685 | 029-12685 | Woodlands | MHHS-Woodlands | Woodlands-NICU (New) | NICU | 8/1/19 |  | 8/1/20 |  | SCALES, PATIENT | Scale, Patient | SCALEPATIENT-Detecto Scale-AP-4KD | SCALEPATIENT | AP-4KD |  |  |  | Detecto Scale | Scale, Patient |  |  | SCALEPATIENT-Detecto Scale-AP-4KD | 11/20/20 |  | SP-A | Not Covered Vendor Only - Rad, High End | MHHS-Woodlands | [8 empty] | SCALEPATIENT | Scale, Patient | Detecto Scale
NO | YES |  |  |  | 029-12691 | 029-12691 | Detecto - A Division of Cardinal Scale Manufacturing Co. | AP-4KD |  | E14819-0088 | Woodlands-NICU | MHHS-Woodlands |  | Scale, Patient |  | 029-12691 | 029-12691 | Woodlands | MHHS-Woodlands | Woodlands-NICU | NICU 27 | 8/1/19 |  | 8/1/20 |  | SCALES, PATIENT | Scale, Patient | SCALEPATIENT-Detecto Scale-AP-4KD | SCALEPATIENT | AP-4KD |  |  |  | Detecto Scale | Scale, Patient |  |  | SCALEPATIENT-Detecto Scale-AP-4KD |  |  | SP-A | Not Covered Vendor Only - Rad, Low End | MHHS-Woodlands | [8 empty] | SCALEPATIENT | Scale, Patient | Detecto Scale
NO | YES |  |  |  | 029-12696 | 029-12696 | Detecto - A Division of Cardinal Scale Manufacturing Co. | AP-4KD |  | E14819-0083 | Woodlands-NICU (New) | MHHS-Woodlands |  | Scale, Patient |  | 029-12696 | 029-12696 | Woodlands | MHHS-Woodlands | Woodlands-NICU (New) | NICU | 8/1/19 |  | 8/1/20 |  | SCALES, PATIENT | Scale, Patient | SCALEPATIENT-Detecto Scale-AP-4KD | SCALEPATIENT | AP-4KD |  |  |  | Detecto Scale | Scale, Patient |  |  | SCALEPATIENT-Detecto Scale-AP-4KD |  |  | SP-A | Covered PM Repair - Biomedical | MHHS-Woodlands | [8 empty] | SCALEPATIENT | Scale, Patient | Detecto Scale
NO | YES |  |  |  | 029-12700 | 029-12700 | Detecto - A Division of Cardinal Scale Manufacturing Co. | AP-4KD |  | E14819-0086 | Woodlands-NICU (New) | MHHS-Woodlands |  | Scale, Patient |  | 029-12700 | 029-12700 | Woodlands | MHHS-Woodlands | Woodlands-NICU (New) | NICU | 8/1/19 |  | 8/1/20 |  | SCALES, PATIENT | Scale, Patient | SCALEPATIENT-Detecto Scale-AP-4KD | SCALEPATIENT | AP-4KD |  |  |  | Detecto Scale | Scale, Patient |  |  | SCALEPATIENT-Detecto Scale-AP-4KD | 12/28/17 |  | SP-A | Covered PM Repair - Biomedical | MHHS-Woodlands | [8 empty] | SCALEPATIENT | Scale, Patient | Detecto Scale
NO | YES |  |  |  | 029-12702 | 029-12702 | Detecto - A Division of Cardinal Scale Manufacturing Co. | AP-4KD |  | E14819-0090 | Woodlands-NICU (New) | MHHS-Woodlands |  | Scale, Patient |  | 029-12702 | 029-12702 | Woodlands | MHHS-Woodlands | Woodlands-NICU (New) | [5 empty] | SCALES, PATIENT | Scale, Patient | SCALEPATIENT-Detecto Scale-AP-4KD | SCALEPATIENT | AP-4KD |  |  |  | Detecto Scale | Scale, Patient |  |  | SCALEPATIENT-Detecto Scale-AP-4KD | 6/21/19 |  | SP-A | Covered PM Repair - Radiology, High End | MHHS-Woodlands | [8 empty] | SCALEPATIENT | Scale, Patient | Detecto Scale
NO | YES |  |  |  | 029-12717 | 029-12717 | Detecto - A Division of Cardinal Scale Manufacturing Co. | AP-4KD |  | E14919-0031 | Woodlands-NICU (New) | MHHS-Woodlands |  | Scale, Patient |  | 029-12717 | 029-12717 | Woodlands | MHHS-Woodlands | Woodlands-NICU (New) | NICU | 8/1/19 |  | 8/1/20 |  | SCALES, PATIENT | Scale, Patient | SCALEPATIENT-Detecto Scale-AP-4KD | SCALEPATIENT | AP-4KD |  |  |  | Detecto Scale | Scale, Patient |  |  | SCALEPATIENT-Detecto Scale-AP-4KD | 1/31/18 |  | SP-A | Covered PM Repair - Biomedical | MHHS-Woodlands | [8 empty] | SCALEPATIENT | Scale, Patient | Detecto Scale
NO | YES |  |  |  | 029-12721 | 029-12721 | Detecto - A Division of Cardinal Scale Manufacturing Co. | AP-4KD |  | E14819-0082 | Woodlands-NICU | MHHS-Woodlands |  | Scale, Patient |  | 029-12721 | 029-12721 | Woodlands | MHHS-Woodlands | Woodlands-NICU | NICU 26 | 8/1/19 |  | 8/1/20 |  | SCALES, PATIENT | Scale, Patient | SCALEPATIENT-Detecto Scale-AP-4KD | SCALEPATIENT | AP-4KD |  |  |  | Detecto Scale | Scale, Patient |  |  | SCALEPATIENT-Detecto Scale-AP-4KD | 1/31/18 |  | SP-A | Covered PM Repair - Biomedical | MHHS-Woodlands | [8 empty] | SCALEPATIENT | Scale, Patient | Detecto Scale
NO | NO |  |  |  | 133-09316 |  | Detecto - A Division of Cardinal Scale Manufacturing Co. | AP-4KD |  | E25715-0008 | KATY - NICU | MHHS-Katy |  | Scale, Patient |  | 133-09316 |  | Katy |  | KATY - NICU | [5 empty] | SCALES, PATIENT |  | SCALEPATIENT-Detecto Scale-AP-4KD | SCALEPATIENT | AP-4KD |  |  |  | Detecto Scale | Scale, Patient |  |  | SCALEPATIENT-Detecto Scale-AP-4KD |  |  |  | Covered PM Repair - Radiology, Low End | MHHS-Katy
NO | NO |  |  |  | 133-09318 |  | Detecto - A Division of Cardinal Scale Manufacturing Co. | AP-4KD |  | E25715-0005 | KATY - NICU | MHHS-Katy |  | Scale, Patient |  | 133-09318 |  | Katy |  | KATY - NICU | [5 empty] | SCALES, PATIENT |  | SCALEPATIENT-Detecto Scale-AP-4KD | SCALEPATIENT | AP-4KD |  |  |  | Detecto Scale | Scale, Patient |  |  | SCALEPATIENT-Detecto Scale-AP-4KD |  |  |  | Covered PM Repair - Radiology, Low End | MHHS-Katy
NO | NO |  |  |  | 142-07963 |  | Detecto - A Division of Cardinal Scale Manufacturing Co. | AP-4KD |  | E21218-0108 | NE - 4 WEST TOWER | MHHS-Northeast |  | Scale, Patient |  | 142-07963 |  | Katy |  | NE - 4 WEST TOWER | [5 empty] | SCALES, PATIENT |  | SCALEPATIENT-Detecto Scale-AP-4KD | SCALEPATIENT | AP-4KD |  |  |  | Detecto Scale | Scale, Patient |  |  | SCALEPATIENT-Detecto Scale-AP-4KD |  |  |  | Covered PM Repair - Biomedical | MHHS-Northeast
NO | NO | [5 empty] | Detecto - A Division of Cardinal Scale Manufacturing Co. | AP-4KD |  | E07015-0212 | NE - MED/SURG 3 | MHHS-Northeast |  | Scale, Patient |  |  |  | Katy |  | NE - MED/SURG 3 | [5 empty] | SCALES, PATIENT |  | SCALEPATIENT-Detecto Scale-AP-4KD | SCALEPATIENT | AP-4KD |  |  |  | Detecto Scale | Scale, Patient |  |  | SCALEPATIENT-Detecto Scale-AP-4KD |  |  |  | Covered PM Repair - Biomedical | MHHS-Northeast
NO | NO |  |  |  | 029-12675 |  | Detecto - A Division of Cardinal Scale Manufacturing Co. | AP-4KD |  | E14819-0089 | WOODLANDS - NICU (NEW) | MHHS-Woodlands |  | Scale, Patient |  | 029-12675 |  | Woodlands |  | WOODLANDS - NICU (NEW) | [5 empty] | SCALES, PATIENT |  | SCALEPATIENT-Detecto Scale-AP-4KD | SCALEPATIENT | AP-4KD |  |  |  | Detecto Scale | Scale, Patient |  |  | SCALEPATIENT-Detecto Scale-AP-4KD |  |  |  | Covered PM Repair - Radiology, High End | MHHS-Woodlands
NO | NO |  |  |  | 029-12708 |  | Detecto - A Division of Cardinal Scale Manufacturing Co. | AP-4KD |  | E14819-0085 | WOODLANDS - NICU (NEW) | MHHS-Woodlands |  | Scale, Patient |  | 029-12708 |  | Woodlands |  | WOODLANDS - NICU (NEW) | [5 empty] | SCALES, PATIENT |  | SCALEPATIENT-Detecto Scale-AP-4KD | SCALEPATIENT | AP-4KD |  |  |  | Detecto Scale | Scale, Patient |  |  | SCALEPATIENT-Detecto Scale-AP-4KD |  |  |  | Covered PM Repair - Radiology, Low End | MHHS-Woodlands
NO | NO |  |  |  | 029-12715 |  | Detecto - A Division of Cardinal Scale Manufacturing Co. | AP-4KD |  | E14819-0080 | WOODLANDS - NICU (NEW) | MHHS-Woodlands |  | Scale, Patient |  | 029-12715 |  | Woodlands |  | WOODLANDS - NICU (NEW) | [5 empty] | SCALES, PATIENT |  | SCALEPATIENT-Detecto Scale-AP-4KD | SCALEPATIENT | AP-4KD |  |  |  | Detecto Scale | Scale, Patient |  |  | SCALEPATIENT-Detecto Scale-AP-4KD |  |  |  | Covered PM Repair - Radiology, Low End | MHHS-Woodlands
NO | NO |  |  |  | 005-02209 |  | Detecto - A Division of Cardinal Scale Manufacturing Co. | CN20 |  | 9904-068 | SE - UNIT 1B (MED/SURG) | MHHS-Southeast |  | Scale, Patient |  | 005-02209 |  | Southeast & Bay Area |  | SE - UNIT 1B (MED/SURG) | [5 empty] | SCALES, PATIENT |  | SCALEPATIENT-Detecto Scale-CN20 | SCALEPATIENT | CN20 |  |  |  | Detecto Scale | Scale, Patient |  |  | SCALEPATIENT-Detecto Scale-CN20 |  |  |  | Covered PM Repair - Biomedical | MHHS-Southeast
NO | NO |  |  |  | 069-04292 |  | Detecto - A Division of Cardinal Scale Manufacturing Co. | CN20 |  | 9810-129 | TMC - ROBERTSON - CLIN RESEARCH (3R) | MHHS-TMC |  | Scale, Patient |  | 069-04292 |  | TMC |  | TMC - ROBERTSON - CLIN RESEARCH (3R) | [5 empty] | SCALES, PATIENT |  | SCALEPATIENT-Detecto Scale-CN20 | SCALEPATIENT | CN20 |  |  |  | Detecto Scale | Scale, Patient |  |  | SCALEPATIENT-Detecto Scale-CN20 |  |  |  | Covered PM Repair - Radiology, Low End | MHHS-TMC
NO | YES |  |  |  | 129-04746 | 129-04746 | Detecto - A Division of Cardinal Scale Manufacturing Co. | FLOOR SCALE |  | NSN | Sugar Land-Labor & Delivery | MHHS-Sugarland |  |  |  | 129-04746 | 129-04746 | Sugar Land | MHHS-Sugarland | Sugar Land-Labor & Delivery | Suite 303 | 5/1/19 |  |  |  | SCALES, PATIENT |  | .needs class | [10 empty] | 9/23/20 |  |  | Not Covered Vendor Only - Biomedical | MHHS-Sugarland
NO | YES |  |  |  | 017-00609 | 017-00609 | Detecto - A Division of Cardinal Scale Manufacturing Co. | INFANT SCALE |  |  | MH MG-(SL)-Physicians At Sugar Creek | MHHS-MG |  |  |  | 017-00609 | 017-00609 | Sugar Land | MHHS-MG | MH MG-(SL)-Physicians At Sugar Creek | Purple Office | 11/1/19 | 11/1/20 |  |  | SCALES, PATIENT |  | .needs class | [10 empty] | 11/8/20 |  |  | Not Covered Vendor Only - Biomedical | MHHS-MG
NO | NO |  |  |  | 017-00524 |  | Detecto - A Division of Cardinal Scale Manufacturing Co. | INFANT SCALE |  |  | MH MG - (SL) - PHYSICIANS AT SUGAR CREEK | MHHS-MG |  |  |  | 017-00524 |  | Sugar Land |  | MH MG - (SL) - PHYSICIANS AT SUGAR CREEK | [5 empty] | SCALES, PATIENT |  | .needs class | [13 empty] | Not Covered Vendor Only - Biomedical | MHHS-MG
NO | NO | [5 empty] | Detecto - A Division of Cardinal Scale Manufacturing Co. | MB130 |  | C12001534 | TMC - HERMANN - ADULT ER (1HP) | MHHS-TMC |  | Scale, Patient |  |  |  | TMC |  | TMC - HERMANN - ADULT ER (1HP) | [5 empty] | SCALES, INFANT |  | SCALEPATIENT-Detecto Scale-MB-130 | SCALEPATIENT | MB-130 |  |  |  | Detecto Scale | Scale, Patient |  |  | SCALEPATIENT-Detecto Scale-MB-130 |  |  |  | Covered PM Repair - Biomedical | MHHS-TMC
NO | YES |  |  |  | 133-31047 | 133-31047 | Detecto - A Division of Cardinal Scale Manufacturing Co. | MV1 |  | E04619-0077 | Katy-Rapid Admit | MHHS-Katy |  | Washer, Endoscope |  | 133-31047 | 133-31047 | Katy | MHHS-Katy | Katy-Rapid Admit | 4th floor | 3/1/19 | 3/1/20 |  |  | SCALES, PATIENT | Washer, Endoscope | WASHERENDOSCOPE-Medivators-MV-1 | WASHERENDOSCOPE | MV-1 |  |  |  | Medivators | Washer, Endoscope |  |  | WASHERENDOSCOPE-Medivators-MV-1 |  |  | WE-A | Covered PM Repair - Lab Analyzers/Anesth | MHHS-Katy | [8 empty] | WASHERENDOSCOPE | Washer, Endoscope | Medivators
NO | YES |  |  |  | 241-02989 | 241-02989 | Detecto - A Division of Cardinal Scale Manufacturing Co. | MV1 |  | E16517-0142 | TIRR-Outpatient Clinic | MHHS-TIRR |  | Washer, Endoscope |  | 241-02989 | 241-02989 | TM | MHHS-Others | TIRR-Outpatient Clinic | TIRR - OUTPATIENT CLINIC | 1/1/19 |  |  |  | SCALES, PATIENT | Washer, Endoscope | WASHERENDOSCOPE-Medivators-MV-1 | WASHERENDOSCOPE | MV-1 |  |  |  | Medivators | Washer, Endoscope |  |  | WASHERENDOSCOPE-Medivators-MV-1 | 3/1/13 |  | WE-A | Covered PM Repair - Biomedical | MHHS-TIRR | [8 empty] | WASHERENDOSCOPE | Washer, Endoscope | Medivators
NO | YES |  |  |  | 029-11429 | 029-11429 | Detecto - A Division of Cardinal Scale Manufacturing Co. | MV1 |  | E09714-0113 | TIRR-Woodlands Inpatient | MHHS-TIRR |  | Washer, Endoscope |  | 029-11429 | 029-11429 | Woodlands | MHHS-Others | TIRR-Woodlands Inpatient |  | 4/1/19 |  | 4/1/20 |  | SCALES, PATIENT | Washer, Endoscope | WASHERENDOSCOPE-Medivators-MV-1 | WASHERENDOSCOPE | MV-1 |  |  |  | Medivators | Washer, Endoscope |  |  | WASHERENDOSCOPE-Medivators-MV-1 |  |  | WE-A | Covered PM Repair - Biomedical | MHHS-TIRR | [8 empty] | WASHERENDOSCOPE | Washer, Endoscope | Medivators
NO | NO |  |  |  | 009-10097 |  | Detecto - A Division of Cardinal Scale Manufacturing Co. | MV1 |  | E11413-0084 | GH - GENERAL SURGERY 3 SOUTH | MHHS-Greater Heights |  | Washer, Endoscope |  | 009-10097 |  | Central & Greater Heights |  | GH - GENERAL SURGERY 3 SOUTH | [5 empty] | SCALES, PATIENT |  | WASHERENDOSCOPE-Medivators-MV-1 | WASHERENDOSCOPE | MV-1 |  |  |  | Medivators | Washer, Endoscope |  |  | WASHERENDOSCOPE-Medivators-MV-1 |  |  |  | Covered PM Repair - Lab Analyzers/Anesth | MHHS-Greater Heights
NO | NO |  |  |  | 069-40706 |  | Detecto - A Division of Cardinal Scale Manufacturing Co. | MV1 |  | E18215-0100 | TMC - REHAB - OT/PT CLINIC (4J) | MHHS-TMC |  | Washer, Endoscope |  | 069-40706 |  | TMC |  | TMC - REHAB - OT/PT CLINIC (4J) | [5 empty] | SCALES, PATIENT |  | WASHERENDOSCOPE-Medivators-MV-1 | WASHERENDOSCOPE | MV-1 |  |  |  | Medivators | Washer, Endoscope |  |  | WASHERENDOSCOPE-Medivators-MV-1 |  |  |  | Covered PM Repair - Lab Analyzers/Anesth | MHHS-TMC
NO | YES |  |  |  | 069-43219 | 069-43219 | Detecto - A Division of Cardinal Scale Manufacturing Co. | PC-30 |  | 6A4433275 | TMC-OR-Hermann (2Hp) | MHHS-TMC |  |  |  | 069-43219 | 069-43219 | TMC | MHHS-TMC | TMC-OR-Hermann (2Hp) | Biomed | 2/1/19 |  | 2/1/20 |  | MIXERS, CLINICAL LABORATORY |  | .needs class | [10 empty] | 8/15/20 |  |  | Not Covered Vendor Only - Biomedical | MHHS-TMC
NO | NO |  |  |  | 009-09078 |  | Detecto - A Division of Cardinal Scale Manufacturing Co. | PRODOC PD300 |  | PD30001011014003 | GH - PACU | MHHS-Greater Heights |  |  |  | 009-09078 |  | Central & Greater Heights |  | GH - PACU | [5 empty] | SCALES, PATIENT |  | .needs class | [13 empty] | Not Covered Vendor Only - Biomedical | MHHS-Greater Heights
NO | NO | [5 empty] | Detecto - A Division of Cardinal Scale Manufacturing Co. | PRODOC PD300 |  | P300010080910737 | MH MG - (GH) - EP Heart (MP2 Suite 100) | MHHS-MG | [5 empty] | Central & Greater Heights |  | MH MG - (GH) - EP Heart (MP2 Suite 100) | [5 empty] | SCALES, PATIENT |  | .needs class | [13 empty] | Not Covered Vendor Only - Biomedical | MHHS-MG
NO | YES |  |  |  | 013-39140 | 013-39140 | Detecto - A Division of Cardinal Scale Manufacturing Co. | SOLO |  | SL09790171212595 | SW - LABOR | MHHS-Southwest |  | Water System, Dialysis Unit |  | 013-39140 | 013-39140 | Southwest |  | SW - LABOR | [5 empty] | SCALES, PATIENT |  | WATERSYSDIALYSISUNT-Osmonics Inc-Solo | WATERSYSDIALYSISUNT | Solo |  |  |  | Osmonics Inc | Water System, Dialysis Unit |  |  | WATERSYSDIALYSISUNT-Osmonics Inc-Solo |  |  |  | Covered PM Repair - Biomedical | MHHS-Southwest
NO | YES | Serial Number No Serial Number |  |  |  |  | Detecto - A Division of Cardinal Scale Manufacturing Co. | Unknown |  | no serial number | MEMORIAL CITY - NUCLEAR MEDICINE | MHHS-Mem City | [5 empty] | West | Memorial Hermann - Memorial City | MEMORIAL CITY - NUCLEAR MEDICINE | East Tower Patient Assessment |  |  |  |  | SCALES, PATIENT |  | .needs class |  |  |  |  | .needs class | [8 empty] | Not Covered Vendor Only - Biomedical | MHHS-Mem City
NO | YES | Serial Number 3p7044 |  |  |  | 099-06831 | Detecto - A Division of Cardinal Scale Manufacturing Co. | Unknown |  | 3p7044 | MEMORIAL CITY - NUCLEAR MEDICINE | MHHS-Mem City |  |  |  |  | 099-06831 | West | Memorial city - nuke med | MEMORIAL CITY - NUCLEAR MEDICINE | Dialisis |  |  |  |  | SCALES, PATIENT |  | .needs class |  |  |  |  | .needs class | [8 empty] | Not Covered Vendor Only - Biomedical | MHHS-Mem City
NO | YES |  |  |  | 000-02852 | 000-02852 | Detecto - A Division of Cardinal Scale Manufacturing Co. | Unknown |  | 9906-001 | MH MG-(STX)-South Texas-Wharton | MHHS-MG |  |  |  | 000-02852 | 000-02852 | South | MHHS-MG | MH MG-(STX)-South Texas-Wharton | Exam 8 | 10/1/19 | 10/1/20 |  |  | SCALES, PATIENT |  | .needs class |  |  |  |  | .needs class | [5 empty] | 4/1/18 |  |  | Covered PM Repair - Biomedical | MHHS-MG
NO | YES |  |  |  | 005-12096 | 005-12096 | Detecto - A Division of Cardinal Scale Manufacturing Co. | Unknown |  |  | SE-Radiology-Nuc Med | MHHS-Southeast |  |  |  | 005-12096 | 005-12096 | Southeast | MHHS-Southeast | SE-Radiology-Nuc Med | W2406 pulmonary Function |  |  |  | Cnf sn | SCALES, PATIENT |  | .needs class |  |  |  |  | .needs class | [5 empty] | 1/15/19 |  |  | Covered PM Repair - Biomedical | MHHS-Southeast
NO | NO | [5 empty] | Detecto - A Division of Cardinal Scale Manufacturing Co. | Unknown |  |  | OPID - (MC) - HEDWIG VILLAGE - 469 | MHHS-OPID | [5 empty] | West & Memorial City |  | OPID - (MC) - HEDWIG VILLAGE - 469 | [5 empty] | SCALES, PATIENT |  | .needs class |  |  |  |  | .needs class | [8 empty] | Covered PM Repair - Biomedical | MHHS-OPID
NO | NO | [5 empty] | Detecto - A Division of Cardinal Scale Manufacturing Co. | Unknown |  | NEED | OPID - (NE) - NORTHEAST - 437 (MP1) | MHHS-OPID | [5 empty] | Katy |  | OPID - (NE) - NORTHEAST - 437 (MP1) | [5 empty] | SCALES, PATIENT |  | .needs class |  |  |  |  | .needs class | [8 empty] | Covered PM Repair - Biomedical | MHHS-OPID
NO | YES |  |  |  | 000-04910 | 000-04910 | Detecto - A Division of Cardinal Scale Manufacturing Co. | UPRIGHT SCALE |  | 000-04910 | MH MG-(GH)-GH CCC-Timeshare | MHHS-OPID |  |  |  | 000-04910 | 000-04910 | Central | MHHS-MG | MH MG-(GH)-GH CCC-Timeshare | Sports | 8/1/19 | 8/1/20 |  |  | SCALES, PATIENT |  | .needs class | [10 empty] | 4/1/18 |  |  | Covered PM Repair - Biomedical | MHHS-OPID
YES | YES |  |  |  | 009-34200 | 009-34200 | Detecto Scale Co |  |  |  | GH - CANCER CENTER |  |  |  |  | 009-34200 | 009-34200 | Central | Memorial Hermann Greater Heights Hospital | GH - CANCER CENTER | Cencer Center
YES | YES |  |  |  | 099-08337 | 099-08337 | Detecto Scale Co |  |  |  | GH - ER |  |  |  |  | 099-08337 | 099-08337 | Central | Memorial Hermann Hospital River Heights | GH - ER | Clean Storage
YES | YES |  |  |  | 099-10485 | 099-10485 | Detecto Scale Co |  |  |  | Sports Medicine |  |  |  |  | 099-10485 | 099-10485 | Southwest | Memorial Hermann Hospital - Sports Medicine | Sports Medicine | Suite 570
YES | YES |  |  |  | 099-10569 | 099-10569 | Detecto Scale Co |  |  |  | Cardiovascular |  |  |  |  | 099-10569 | 099-10569 | Southwest | Memorial Harmann Hospital - Medical Plaza 2 | Cardiovascular | Cardiovascular
YES | YES |  |  |  | 009-34264 | 009-34264 | Detecto Scale Co |  |  |  | Floor 1 |  |  |  |  | 009-34264 | 009-34264 | Southwest | Memorial Hermann Southwest Hospital | Floor 1 | Floor 1
YES | YES |  |  |  | 099-06540 | 099-06540 | Detecto Scale Co |  |  |  | Pet CT |  |  |  |  | 099-06540 | 099-06540 | TMC | Memorial Hermann-Medical Plaza 3 | Pet CT
YES | YES |  |  |  | 005-34790 | 005-34790 | Detecto Scale Co |  |  |  | SE |  |  |  |  | 005-34790 | 005-34790 | Southeast | Memorial Hermann Southeast Hospital | SE | 4TH Floor Storage
YES | YES |  |  |  | 005-34791 | 005-34791 | Detecto Scale Co |  |  |  | SE |  |  |  |  | 005-34791 | 005-34791 | Southeast | Memorial Hermann Southeast Hospital | SE | 4TH Floor Storage
YES | YES | [5 empty] | Detecto Scale Co | 3P7044 |  |  | Imaging Center 150 | [6 empty] | Southwest | Memorial Hermann Imaging Center - Southwest (#150) | Imaging Center 150 | AED Room
YES | YES |  |  |  | 013-38337 | 013-38337 | Detecto Scale Co | 3P7044 |  |  | MH MG - (SW) - SW MEDICAL PLAZA 4 (MP4) |  |  |  |  | 013-38337 | 013-38337 | Southwest | Memorial Hermann Medical Group Southwest (#350) | MH MG - (SW) - SW MEDICAL PLAZA 4 (MP4) | Hallway
YES | YES |  |  |  | 099-10256 | 099-10256 | Detecto Scale Co | 3P7044 |  |  | 6th floor |  |  |  |  | 099-10256 | 099-10256 | Southwest | Memorial Hermann Southwest Hospital | 6th floor | B wing storage
YES | YES | Serial Number Cnf |  |  | 099-12944 | 099-12944 | Detecto Scale Co | 3P7044 |  | CNF | Cullen 5 |  |  |  |  | 099-12944 | 099-12944 | TMC | Memorial Hermann-Texas Medical Center | Cullen 5 | Room 524
YES | YES |  |  |  | 041-33167 | 041-33167 | Detecto Scale Co | 3P7044 |  | 960-9219 | Memorial Hermann city- health center |  |  |  |  | 041-33167 | 041-33167 |  | Memorial Hermann city- health center | Memorial Hermann city- health center |  | 4/1/20 |  |  | No PM Sticker
YES | YES |  |  |  | 133-09315 | 133-09315 | Detecto Scale Co | 400g lab scale |  |  | Biomed |  |  |  |  | 133-09315 | 133-09315 | Katy | Memorial Hermann Katy Hospital | Biomed | Biomed shop | 11/1/18 | 11/1/19
YES | YES |  |  |  | 099-11210 | 099-11210 | Detecto Scale Co |  |  |  | TMC - JONES - NEURO ACUTE CARE (5J) |  |  |  |  | 099-11210 | 099-11210 | TMC | Memorial Hermann-Texas Medical Center | TMC - JONES - NEURO ACUTE CARE (5J) | NEURO ACUTE CARE (5J) |  |  | 3/1/20 | Broken c pics
YES | YES |  |  |  | 151-04844 | 151-04844 | Detecto Scale Co |  |  | Nsn | SMR - (PL) - PEARLAND WEST (SILVERLAKE) |  |  |  |  | 151-04844 | 151-04844 | Pearland | Memorial Hermann Sports Medicine | SMR - (PL) - PEARLAND WEST (SILVERLAKE) | Sports med | [5 empty] | Scale, Patient | SCALEPATIENT-Detecto Scale-420 | [12 empty] | SP-A | [10 empty] | SCALEPATIENT | Scale, Patient | Detecto Scale
YES | YES |  |  |  | 099-03079 | 099-03079 | Detecto Scale Co |  |  |  | 2nd floor |  |  |  |  | 099-03079 | 099-03079 | Southwest | University Place Senior Living | 2nd floor | Record area | 2/1/20 |  |  |  |  | Scale, Patient | SCALEPATIENT-Detecto Scale-420 | [12 empty] | SP-A | [10 empty] | SCALEPATIENT | Scale, Patient | Detecto Scale
YES | YES |  |  |  | 099-05340 | 099-05340 | Detecto Scale Co |  |  |  | TMC - HERMANN - COU (1R) |  |  |  |  | 099-05340 | 099-05340 | TMC | Memorial Hermann-Texas Medical Center | TMC - HERMANN - COU (1R) | clinical observation unit
YES | YES |  |  |  | 099-09271 | 099-09271 | Detecto Scale Co |  |  | Nsn | TMC - JONES - HYPERBARIC/WOUND CARE (JG) |  |  |  |  | 099-09271 | 099-09271 | TMC | Jones building wound care | TMC - JONES - HYPERBARIC/WOUND CARE (JG) | By exam 16
YES | YES |  |  |  | 005-13148 | 005-13148 | Detecto Scale Co |  |  | 9407-1612 | MH MG - (GH) - GH CCC |  |  |  |  | 005-13148 | 005-13148 | Central | 7400 Fannin Suite 1160 | MH MG - (GH) - GH CCC | RM 1
YES | YES | Serial Number Cnf |  |  | 005-13160 | 005-13160 | Detecto Scale Co |  |  | CNF | MH MG - (GH) - GH CCC |  |  |  |  | 005-13160 | 005-13160 | Central | 7400 Fannin Suite 1160 | MH MG - (GH) - GH CCC | Storage RM
YES | YES |  |  |  | 099-03345 | 099-03345 | Detecto Scale Co |  |  |  | Endo |  |  |  |  | 099-03345 | 099-03345 | Southwest | Memorial Hermann Southwest Hospital | Endo | Bay 11
YES | YES |  |  |  | 099-11354 | 099-11354 | Detecto Scale Co |  |  |  | Transitional Care Unit |  |  |  |  | 099-11354 | 099-11354 | TMC | Memorial Hermann-Texas Medical Center | Transitional Care Unit | Storage
NO | YES | Asset Tag 029-07955 |  |  | 029-07955 | 029-07955 | Detecto Scale Co |  |  | E15310-0221 | MH MG-(WDLS)-Twl Pinecroft (100/101) |  |  |  |  | 029-07955 | 029-07955 | Woodlands | MHHS-MG | MH MG-(WDLS)-Twl Pinecroft (100/101) | Hallway | 3/1/20 |  |  | No p.m.
YES | YES |  |  |  | 129-04449 | 129-04449 | Detecto Scale Co |  |  | E26510-0220 | Biomed |  |  |  |  | 129-04449 | 129-04449 | Sugar Land | Memorial Hermann Sugar Land Hospital | Biomed | Biomed | 10/1/18 | 10/1/19 |  |  |  | Scale, Patient | SCALEPATIENT-Detecto Scale-750 | [12 empty] | SP-A | [10 empty] | SCALEPATIENT | Scale, Patient | Detecto Scale
YES | YES |  |  |  | 069-22532 | 069-22532 | Detecto Scale Co | 758C |  | E34601-0005 | TMC - HVI - HEART FAILURE ICU (5HVI) |  |  |  |  | 069-22532 | 069-22532 | TMC | Memorial Hermann-Texas Medical Center | TMC - HVI - HEART FAILURE ICU (5HVI) | 509 - storage
YES | YES | Serial Number Cnf |  |  | 133-00752 | 133-00752 | Detecto Scale Co | CN20 |  | Cnf | Pacu |  |  |  |  | 133-00752 | 133-00752 | Katy | Memorial Hermann Katy Hospital | Pacu | By pacu 2 |  |  |  | No pm
YES | YES |  |  |  | 099-13531 | 099-13531 | Detecto Scale Co | Detecto |  |  | MRI |  |  |  |  | 099-13531 | 099-13531 | TMC | Memorial Hermann-Texas Medical Center | MRI | Hallway | 3/1/20
YES | YES |  |  |  | 099-02585 | 099-02585 | Detecto Scale Co | mechanical |  |  | KATY - ER |  |  |  |  | 099-02585 | 099-02585 | Katy | Memorial Hermann Katy Hospital Emergency Center | KATY - ER | Nursing |  |  |  | Note working
YES | YES |  |  |  | 099-02732 | 099-02732 | Detecto Scale Co | mechanical |  |  | NEIGHBORHOOD CLINIC - (GH) - NORTHWEST CC |  |  |  |  | 099-02732 | 099-02732 | Central | Memorial Hermann Greater Heights Houston Sleep Disorders Center (#206) | NEIGHBORHOOD CLINIC - (GH) - NORTHWEST CC | Hall
YES | YES |  |  |  | 142-08984 | 142-08984 | Detecto Scale Co | Mechanical |  |  | SMR - (SL) - SL IRONMAN [MP2-STE100] |  |  |  |  | 142-08984 | 142-08984 | Sugar Land | IRONMAN Sports Medicine Institute at Sugar Land (#100) | SMR - (SL) - SL IRONMAN [MP2-STE100]
YES | YES |  |  |  | 029-12278 | 029-12278 | Detecto Scale Co | Mechanical |  |  | SMR - (WDLS) - MED PLAZA 4 (MP4) |  |  |  |  | 029-12278 | 029-12278 | Woodlands | Woodlands Med Plaza 4 | SMR - (WDLS) - MED PLAZA 4 (MP4) | Shower Room | 1/1/18 |  | 1/1/19 | No SN
NO | YES | Serial Number 3p7044 |  |  | 142-09486 | 142-09486 | Detecto Scale Co | mechanical |  | 3p7044 | TIRR-Op-Woodlands (Mp2, Ste 200) |  |  |  |  | 142-09486 | 142-09486 | Woodlands | MHHS-Others | TIRR-Op-Woodlands (Mp2, Ste 200) | MP2 suite 270
YES | YES |  |  |  | 099-08547 | 099-08547 | Detecto Scale Co | Mechanical |  |  | Sleep Disorders |  |  |  |  | 099-08547 | 099-08547 | Southwest | Memorial Hermann Southwest Houston Sleep Disorders Center Medical Plaza 1 (#C-24) | Sleep Disorders |  |  |  |  | New Add
YES | YES |  |  |  | 099-10746 | 099-10746 | Detecto Scale Co | Mechanical |  |  | SW - 9th Floor |  |  |  |  | 099-10746 | 099-10746 | Southwest | Memorial Hermann Southwest Hospital | SW - 9th Floor | Equipment Storage |  |  |  | New Add
YES | YES | Serial Number Cnf |  |  | 099-02036 | 099-02036 | Detecto Scale Co | Mechanical Scale |  | CNF | KATY - MED/SURG 5TH FLOOR |  |  |  |  | 099-02036 | 099-02036 | Katy | Memorial Hermann Katy Hospital | KATY - MED/SURG 5TH FLOOR | MEDSURG Storage W5 144.5
YES | YES | Serial Number Cnf |  |  | 099-03013 | 099-03013 | Detecto Scale Co | Mechanical Scale |  | CNF | KATY - POSTPARTUM - 2W |  |  |  |  | 099-03013 | 099-03013 | Katy | Memorial Hermann Katy Hospital | KATY - POSTPARTUM - 2W | Hallway
YES | YES |  |  |  | 133-31161 | 133-31161 | Detecto Scale Co | MedVue MV1 |  | E00920-0106 | KATY - Cath Lab |  |  |  |  | 133-31161 | 133-31161 | Katy | Memorial Hermann Katy Hospital | KATY - Cath Lab | Recovery
NO | YES | Asset Tag 133-07387 |  |  | 133-07387 | 133-07387 | Detecto Scale Co | Scale |  | NSN | Katy-ER |  |  |  |  | 133-07387 | 133-07387 | Katy | MHHS-Katy | Katy-ER | Katy - ER | 7/1/19
YES | YES | Serial Number Cnf |  |  | 142-08872 | 142-08872 | Detecto Scale Co | Scale |  | CNF | NE - CENTRAL SUPPLY |  |  |  |  | 142-08872 | 142-08872 | NorthEast | Memorial Hermann Northeast Hospital | NE - CENTRAL SUPPLY | Wellness Center
YES | YES |  |  |  | 921-01752 | 921-01752 | Detecto Scale Co | Scale |  |  | 8th floor |  |  |  |  | 921-01752 | 921-01752 | Southwest | Memorial Hermann Southwest Hospital | 8th floor | B Wing 845 |  |  | 3/1/20
YES | YES |  |  |  | 013-00023 | 013-00023 | Detecto Scale Co | Scale |  |  | ICU |  |  |  |  | 013-00023 | 013-00023 | Southwest | Memorial Hermann Southwest Hospital | ICU | Storage
YES | YES |  |  |  | 099-09468 | 099-09468 | Detecto Scale Co | Scale |  | Nsn | TMC - JONES - B |  |  |  |  | 099-09468 | 099-09468 |  | Memorial Hermann-tmc | TMC - JONES - B | J100.18 |  |  |  | No PM Sticker
YES | YES |  |  |  | 099-01122 | 099-01122 | Detecto Scale Co | Standing |  | 099-01122 | NE - PACU |  |  |  |  | 099-01122 | 099-01122 | Katy | Memorial Hermann Northeast Hospital | NE - PACU | PFT Exam W1 04
YES | YES | Serial Number Cnf |  |  | 099-12077 | 099-12077 | Detecto Scale Co | Standing |  | Cnf | Sports Med |  |  |  |  | 099-12077 | 099-12077 | Southeast | Memorial Hermann Sports Medicine | Sports Med | Storagw
YES | YES | Serial Number 3013 |  |  | 099-13613 | 099-13613 | Detecto Scale Co | Standing |  |  | TMC - HVI - CARDIOLOGY (3HVI) |  |  |  |  | 099-13613 | 099-13613 | TMC | Memorial Hermann-Texas Medical Center | TMC - HVI - CARDIOLOGY (3HVI) | Bay 2 | 3/1/20
YES | YES |  |  |  | 009-06397 | 009-06397 | DeVilbiss Healthcare Inc |  |  | PD274337 | GH - THERAPY SERVICES |  |  |  |  | 009-06397 | 009-06397 | Central | Memorial Hermann Greater Heights Hospital | GH - THERAPY SERVICES | TIRR
YES | YES |  |  |  | 005-05908 | 005-05908 | DeVilbiss Healthcare Inc | 3655D |  | 2d2101952 | Primary care 100 |  |  |  |  | 005-05908 | 005-05908 | Pearland | Memorial Hermann Medical Group Central Pearland | Primary care 100 | Lab |  |  |  | No pm
YES | YES |  |  |  | 099-00456 | 099-00456 | DeVilbiss Healthcare Inc | 3655D |  | D2837387 | Katy - Inpatient Rehab |  |  |  |  | 099-00456 | 099-00456 | Katy | Memorial Hermann Rehabilitation Hospital - Katy (#102) | Katy - Inpatient Rehab | Katy - Inpatient Rehab
YES | YES |  |  |  | 151-03951 | 151-03951 | DeVilbiss Healthcare Inc | 3655DX |  |  | Convenient care |  |  |  |  | 151-03951 | 151-03951 | South | Memorial Hermann Medical Group Needville | Convenient care | Nursing
YES | YES |  |  |  | 142-08904 | 142-08904 | DeVilbiss Healthcare Inc | 3655LT |  | LTC8122793 | MH MG - (SL) - SWEETWATER |  |  |  |  | 142-08904 | 142-08904 | Sugar Land | Memorial Hermann Medical Group Sweetwater (#B) | MH MG - (SL) - SWEETWATER | Exam 5
YES | YES |  |  |  | 142-09385 | 142-09385 | DeVilbiss Healthcare Inc | 3655LT |  | LTC8183834 | MH MG - (SL) - SWEETWATER |  |  |  |  | 142-09385 | 142-09385 | Sugar Land | Memorial Hermann Medical Group Sweetwater (#B) | MH MG - (SL) - SWEETWATER |  |  |  |  | No pm
YES | YES |  |  |  | 142-09387 | 142-09387 | DeVilbiss Healthcare Inc | 3655LT |  | LTD7468084 | [5 empty] | 142-09387 | 142-09387 | Sugar Land | Memorial Hermann Medical Group Sweetwater (#B) | [5 empty] | No pm
YES | YES |  |  |  | 151-03749 | 151-03749 | DeVilbiss Healthcare Inc | 4650D |  | 3D6058714 | MH MG - (STX) - SOUTH TEXAS - WHARTON |  |  |  |  | 151-03749 | 151-03749 | MH Med Grp | Primary Care | MH MG - (STX) - SOUTH TEXAS - WHARTON | Nurses Station
YES | YES |  |  |  | 099-02739 | 099-02739 | DeVilbiss Healthcare Inc | 7305P-D |  | PD574107 | 1st floor |  |  |  |  | 099-02739 | 099-02739 | Southwest | University Place Senior Living | 1st floor |  | 2/1/20
YES | YES |  |  |  | 142-08994 | 142-08994 | DeVilbiss Healthcare Inc | Pulmo-Aide |  | D2925983 | MH MG - (SL) - SUGAR LAND MULTI-SPECIALTY (MP1) |  |  |  |  | 142-08994 | 142-08994 | Sugar Land | Memorial Hermann Medical Group Sugar Land Multi-Specialty (#350) | MH MG - (SL) - SUGAR LAND MULTI-SPECIALTY (MP1) | Storage
YES | YES |  |  |  | 000-03612 | 000-03612 | DeVilbiss Healthcare Inc | PulmoMate 4650D |  | D3589790 | MH MG - (PL) - CENTRAL PEARLAND |  |  |  |  | 000-03612 | 000-03612 | Pearland | Memorial Hermann Sports Medicine | MH MG - (PL) - CENTRAL PEARLAND | Lab
YES | YES |  |  |  | 017-00556 | 017-00556 | DeVilbiss Healthcare Inc | PulmoMate 4650D |  |  | MH MG - (SL) - PHYSICIANS AT SUGAR CREEK |  |  |  |  | 017-00556 | 017-00556 | Sugar Land |  | MH MG - (SL) - PHYSICIANS AT SUGAR CREEK |  |  |  |  | No pm
YES | YES |  |  |  | 017-00557 | 017-00557 | DeVilbiss Healthcare Inc | PulmoMate 4650D |  | D1009440 | MH MG - (SL) - PHYSICIANS AT SUGAR CREEK |  |  |  |  | 017-00557 | 017-00557 | Sugar Land | Memorial Hermann Surgery Center Sugar Land (#200) | MH MG - (SL) - PHYSICIANS AT SUGAR CREEK | Purple nurses station
YES | YES |  |  |  | 000-03614 | 000-03614 | DeVilbiss Healthcare Inc | Pulmoneb 3566DX |  | 0DX1058839 | MH MG - (PL) - CENTRAL PEARLAND |  |  |  |  | 000-03614 | 000-03614 | Pearland | Memorial Hermann Sports Medicine | MH MG - (PL) - CENTRAL PEARLAND | Lab
YES | YES |  |  |  | 009-09267 | 009-09267 | DeVilbiss Healthcare Inc | Pulmoneb LT |  |  | Tower 3. Suite 30 |  |  |  |  | 009-09267 | 009-09267 | Greater heights | Memorial Hermann Hospital | Tower 3. Suite 30 | Storage Room
NO | YES |  |  |  | 041-33085 | 041-33085 | DeVilbiss Healthcare LLC | 3650D |  | D8487346 | MH MG - (MC) - MEMORIAL CITY (MP3) | MHHS-MG |  | Nebulizer, Ultrasonic |  | 041-33085 | 041-33085 | West | MHHS-MG | MH MG - (MC) - MEMORIAL CITY (MP3) | Suite 100 storage | 5/1/17 |  |  |  | NEBULIZERS |  | NEBULIZERULTRASONIC-Summit Medical-3650D | NEBULIZERULTRASONIC | 3650D |  |  |  | Summit Medical | Nebulizer, Ultrasonic |  |  | NEBULIZERULTRASONIC-Summit Medical-3650D | 2/1/18 |  |  | Covered PM Repair - Biomedical | MHHS-MG
NO | NO |  |  |  | 009-09856 |  | DeVilbiss Healthcare LLC | 5610D |  |  | MH MG - (CY) - CY-FAIR MED PLAZA | MHHS-MG |  | Nebulizer, Ultrasonic |  | 009-09856 |  | Northwest & Cypress |  | MH MG - (CY) - CY-FAIR MED PLAZA | [5 empty] | NEBULIZERS |  | NEBULIZERULTRASONIC-DeVilbiss Health-5610D | NEBULIZERULTRASONIC | 5610D |  |  |  | DeVilbiss Health | Nebulizer, Ultrasonic |  | NEBULIZERULTRASONIC-DeVilbiss Health-5610D |  |  |  |  | Covered PM Repair - Biomedical | MHHS-MG
NO | YES | [5 empty] | DeVilbiss Healthcare LLC | 5650H |  | 3D6002533 | CBC - (GH) - HOGG MIDDLE SCHOOL CLINIC | MHHS-Neighborhood Clinics |  | Nebulizer, Ultrasonic |  |  |  | Central & Greater Heights |  | CBC - (GH) - HOGG MIDDLE SCHOOL CLINIC |  | 07/28/2017 |  |  |  | NEBULIZERS |  | NEBULIZERULTRASONIC-DeVilbiss Health-5650H | NEBULIZERULTRASONIC | 5650H |  |  |  | DeVilbiss Health | Nebulizer, Ultrasonic |  | NEBULIZERULTRASONIC-DeVilbiss Health-5650H |  | 09/14/2018 |  |  | Covered PM Repair - Biomedical | MHHS-Neighborhood Clinics
NO | YES |  |  |  | 009-09845 | 009-09845 | DeVilbiss Healthcare LLC | 5650H |  | H2676236 | CBC - (GH) - NORTHWEST BURBANK HEALTH CENTER | MHHS-Neighborhood Clinics |  | Nebulizer, Ultrasonic |  | 009-09845 | 009-09845 | Central & Greater Heights |  | CBC - (GH) - NORTHWEST BURBANK HEALTH CENTER |  | 04/05/2016 |  |  |  | NEBULIZERS |  | NEBULIZERULTRASONIC-DeVilbiss Health-5650H | NEBULIZERULTRASONIC | 5650H |  |  |  | DeVilbiss Health | Nebulizer, Ultrasonic |  | NEBULIZERULTRASONIC-DeVilbiss Health-5650H |  | 09/14/2018 |  |  | Covered PM Repair - Biomedical | MHHS-Neighborhood Clinics
NO | YES |  |  |  | 129-05968 | 129-05968 | DeVilbiss Healthcare LLC | PULMO-AIDE 3655D |  | 3D6008065 | CBC - (STX) - TERRY HIGH SCHOOL | MHHS-Neighborhood Clinics |  |  |  | 129-05968 | 129-05968 | South |  | CBC - (STX) - TERRY HIGH SCHOOL | [5 empty] | NEBULIZERS |  | .needs class | [5 empty] | DeVilbiss Health |  |  |  |  | 04/10/2020 |  |  | Not Covered Vendor Only - Rad, Low End | MHHS-Neighborhood Clinics
NO | YES |  |  |  | 129-07185 | 129-07185 | DeVilbiss Healthcare LLC | PULMO-AIDE 3655D |  | 3LT6342072 | MH MG-(STX)-South Texas-Needville | MHHS-MG |  |  |  | 129-07185 | 129-07185 | South | MHHS-MG | MH MG-(STX)-South Texas-Needville | Nursing | 9/1/16 | 9/1/17 |  |  | NEBULIZERS |  | .needs class | [5 empty] | DeVilbiss Health |  |  |  |  | 7/1/20 |  |  | Not Covered Vendor Only - Biomedical | MHHS-MG
NO | YES |  |  |  | 041-33087 | 041-33087 | DeVilbiss Healthcare LLC | PULMO-AIDE 5650D |  | D3989276 | MH MG - (MC) - MEMORIAL CITY (MP3) | MHHS-MG |  |  |  | 041-33087 | 041-33087 | West | MHHS-MG | MH MG - (MC) - MEMORIAL CITY (MP3) | Suite 100 storage | 5/1/17 |  |  |  | NEBULIZERS |  | .needs class | [5 empty] | DeVilbiss Health | [7 empty] | Covered PM Repair - Biomedical | MHHS-MG
NO | YES |  |  |  | 013-36025 | 013-36025 | DeVilbiss Healthcare LLC | PULMO-AIDE 5650D |  | D7000197 | CBC - (SW) - ELROD ELEMENTARY SCHOOL CLINIC | MHHS-Neighborhood Clinics |  |  |  | 013-36025 | 013-36025 | Southwest |  | CBC - (SW) - ELROD ELEMENTARY SCHOOL CLINIC |  | 07/05/2013 |  |  |  | NEBULIZERS |  | .needs class | [5 empty] | DeVilbiss Health | [7 empty] | Covered PM Repair - Radiology, Low End | MHHS-Neighborhood Clinics
NO | YES |  |  |  | 000-03325 |  | DeVilbiss Healthcare LLC | PULMO-AIDE 5650D |  | 3D6033065 | MH MG - (WDLS) - CONROE ISD | MHHS-MG |  |  |  | 000-03325 |  | Woodlands |  | MH MG - (WDLS) - CONROE ISD |  | 05/17/2019 |  |  |  | NEBULIZERS |  | .needs class | [5 empty] | DeVilbiss Health |  |  |  |  | 01/06/2016 |  |  | Covered PM Repair - Respiratory/Steriliz | MHHS-MG
NO | NO |  |  |  | 005-10812 |  | DeVilbiss Healthcare LLC | PULMO-AIDE 5650D |  | D3515179 | MH MG - (SE) - CLEAR LAKE (WEBSTER) | MHHS-MG |  |  |  | 005-10812 |  | Southeast & Bay Area |  | MH MG - (SE) - CLEAR LAKE (WEBSTER) | [5 empty] | NEBULIZERS |  | .needs class | [5 empty] | DeVilbiss Health | [7 empty] | Covered PM Repair - Radiology, Low End | MHHS-MG
NO | NO |  |  |  | 583-01266 |  | DeVilbiss Healthcare LLC | PULMOMATE |  | 3D6115618 | MH MG - (KY) - FIRETHORNE | MHHS-MG |  |  |  | 583-01266 |  | Katy |  | MH MG - (KY) - FIRETHORNE | [5 empty] | NEBULIZERS |  | .needs class | [5 empty] | DeVilbiss Health | [7 empty] | Covered PM Repair - Biomedical | MHHS-MG
NO | YES |  |  |  | 013-37781 | 013-37781 | DeVilbiss Healthcare LLC | PULMONEB LT 3655LT |  | D7009294 | CBC - (SW) - ALIEF CLINIC | MHHS-Neighborhood Clinics |  |  |  | 013-37781 | 013-37781 | Southwest |  | CBC - (SW) - ALIEF CLINIC |  | 07/11/2017 |  |  |  | NEBULIZERS |  | .needs class | [5 empty] | DeVilbiss Health | [7 empty] | Covered PM Repair - Biomedical | MHHS-Neighborhood Clinics
NO | NO |  |  |  | 129-05799 |  | DeVilbiss Healthcare LLC | SOLARIS 5 |  | NT113050003 | MH MG - (SL) - PHYSICIANS AT SUGAR CREEK | MHHS-MG |  |  |  | 129-05799 |  | Sugar Land |  | MH MG - (SL) - PHYSICIANS AT SUGAR CREEK | [5 empty] | OXYGEN CONCENTRATORS |  | .needs class | [5 empty] | DeVilbiss Health | [7 empty] | Covered PM Repair - Radiology, Low End | MHHS-MG
YES | YES |  |  |  | 069-45092 | 069-45092 | Diagmed Healthcare Ltd | Compact 2 Endoscopic Insufflator |  | 93275ADJ | SW Endo |  |  |  |  | 069-45092 | 069-45092 | Southwest | MEMORIAL HERMANN SOUTHWEST HOSPITAL | SW Endo | ENDO
NO | YES |  |  |  | 151-01772 | 151-01772 | Diagnostica Stago Inc | STA COMPACT |  | cf76102956 | CY - LABORATORY | MHHS-Cypress |  | Analyzer, Hematology |  | 151-01772 | 151-01772 | Northwest | Cypress | CY - LABORATORY | Hematology | 3/1/19 | 3/1/20 |  |  | ANALYZERS, LABORATORY, COAGULATION | Analyzer, Hematology | ANALYZERHEMATOLOGY-DiagnosticaStago-STA Compact | ANALYZERHEMATOLOGY | STA Compact |  |  |  | Diagnostica Stago | Analyzer, Hematology |  | ANALYZERHEMATOLOGY-DiagnosticaStago-STA Compact |  | 1/1/10 |  | AH-A | Covered PM Repair - Biomedical | MHHS-Cypress | [8 empty] | ANALYZERHEMATOLOGY | Analyzer, Hematology | Diagnostica Stago
NO | YES |  |  |  |  | 009-05872 | Diagnostica Stago Inc | STA COMPACT |  |  | GH - LABORATORY | MHHS-Greater Heights |  | Analyzer, Hematology |  |  | 009-05872 | Central | Memorial Hermann Greater Heights Hospital | GH - LABORATORY | Lab processing storage |  |  |  | No pm sticker | ANALYZERS, LABORATORY, COAGULATION |  | ANALYZERHEMATOLOGY-DiagnosticaStago-STA Compact | ANALYZERHEMATOLOGY | STA Compact |  |  |  | Diagnostica Stago | Analyzer, Hematology |  | ANALYZERHEMATOLOGY-DiagnosticaStago-STA Compact |  |  |  |  | Covered PM Repair - Biomedical | MHHS-Greater Heights
NO | YES |  |  |  | 041-11455 | 041-11455 | Diagnostica Stago Inc | STA COMPACT |  | BT77056292 | MEMORIAL CITY - LABORATORY - HEMATOLOGY | MHHS-Mem City |  | Analyzer, Hematology |  | 041-11455 | 041-11455 | West |  | MEMORIAL CITY - LABORATORY - HEMATOLOGY | [5 empty] | ANALYZERS, LABORATORY, COAGULATION |  | ANALYZERHEMATOLOGY-DiagnosticaStago-STA Compact | ANALYZERHEMATOLOGY | STA Compact |  |  |  | Diagnostica Stago | Analyzer, Hematology |  | ANALYZERHEMATOLOGY-DiagnosticaStago-STA Compact |  |  |  |  | Covered PM Repair - Biomedical | MHHS-Mem City
NO | YES |  |  |  | 041-20728 | 041-20728 | Diagnostica Stago Inc | STA COMPACT |  | 312A562 | MEMORIAL CITY - LABORATORY - HEMATOLOGY | MHHS-Mem City |  | Analyzer, Hematology |  | 041-20728 | 041-20728 | West |  | MEMORIAL CITY - LABORATORY - HEMATOLOGY | [5 empty] | ANALYZERS, LABORATORY, COAGULATION |  | ANALYZERHEMATOLOGY-DiagnosticaStago-STA Compact | ANALYZERHEMATOLOGY | STA Compact |  |  |  | Diagnostica Stago | Analyzer, Hematology |  | ANALYZERHEMATOLOGY-DiagnosticaStago-STA Compact |  |  |  |  | Covered PM Repair - Biomedical | MHHS-Mem City
NO | YES |  |  |  |  | 142-01764 | Diagnostica Stago Inc | STA COMPACT |  |  | NE-Laboratory | MHHS-Northeast |  | Analyzer, Hematology |  |  | 142-01764 | Katy | MHHS-Northeast | NE-Laboratory | Lab | 5/1/15 |  |  |  | ANALYZERS, LABORATORY, COAGULATION | Analyzer, Hematology | ANALYZERHEMATOLOGY-DiagnosticaStago-STA Compact | ANALYZERHEMATOLOGY | STA Compact |  |  |  | Diagnostica Stago | Analyzer, Hematology |  | ANALYZERHEMATOLOGY-DiagnosticaStago-STA Compact |  | 2/22/17 |  | AH-A | Covered PM Repair - Biomedical | MHHS-Northeast | [8 empty] | ANALYZERHEMATOLOGY | Analyzer, Hematology | Diagnostica Stago
NO | YES |  |  |  |  | 142-05357 | Diagnostica Stago Inc | STA COMPACT |  |  | NE-Laboratory | MHHS-Northeast |  | Analyzer, Hematology |  |  | 142-05357 | Katy | MHHS-Northeast | NE-Laboratory | Lab | 10/1/13 | 2/1/20 |  |  | ANALYZERS, LABORATORY, COAGULATION | Analyzer, Hematology | ANALYZERHEMATOLOGY-DiagnosticaStago-STA Compact | ANALYZERHEMATOLOGY | STA Compact |  |  |  | Diagnostica Stago | Analyzer, Hematology |  | ANALYZERHEMATOLOGY-DiagnosticaStago-STA Compact |  | 2/22/17 |  | AH-A | Covered PM Repair - Biomedical | MHHS-Northeast | [8 empty] | ANALYZERHEMATOLOGY | Analyzer, Hematology | Diagnostica Stago
NO | YES |  |  |  | 145-00287 | 145-00287 | Diagnostica Stago Inc | STA COMPACT |  | 309A444 | Pearland-Laboratory-Main | MHHS-Pearland Hospital |  | Analyzer, Hematology |  | 145-00287 | 145-00287 | Pearland | MHHS-Pearland Hospital | Pearland-Laboratory-Main | Lab | 2/1/15 |  |  |  | ANALYZERS, LABORATORY, COAGULATION | Analyzer, Hematology | ANALYZERHEMATOLOGY-DiagnosticaStago-STA Compact | ANALYZERHEMATOLOGY | STA Compact |  |  |  | Diagnostica Stago | Analyzer, Hematology |  | ANALYZERHEMATOLOGY-DiagnosticaStago-STA Compact |  |  |  | AH-A | Covered PM Repair - Biomedical | MHHS-Pearland Hospital | [8 empty] | ANALYZERHEMATOLOGY | Analyzer, Hematology | Diagnostica Stago
NO | YES |  |  |  | 583-01255 | 583-01255 | Diagnostica Stago Inc | STA COMPACT |  |  | KT CCC-(KY)-Laboratory | MHHS-South Katy CCC |  | Analyzer, Hematology |  | 583-01255 | 583-01255 | Katy | MHHS-Others | KT CCC-(KY)-Laboratory | Lab | 5/1/15 |  |  |  | ANALYZERS, LABORATORY, COAGULATION | Analyzer, Hematology | ANALYZERHEMATOLOGY-DiagnosticaStago-STA Compact | ANALYZERHEMATOLOGY | STA Compact |  |  |  | Diagnostica Stago | Analyzer, Hematology |  | ANALYZERHEMATOLOGY-DiagnosticaStago-STA Compact |  |  |  | AH-A | Covered PM Repair - Biomedical | MHHS-South Katy CCC | [8 empty] | ANALYZERHEMATOLOGY | Analyzer, Hematology | Diagnostica Stago
NO | YES |  |  |  | 005-06633 | 005-06633 | Diagnostica Stago Inc | STA COMPACT |  | CC30028211 | SE-Laboratory | MHHS-Southeast |  | Analyzer, Hematology |  | 005-06633 | 005-06633 | Southeast | MHHS-Southeast | SE-Laboratory | Lab | 10/1/10 |  |  |  | ANALYZERS, LABORATORY, COAGULATION |  | ANALYZERHEMATOLOGY-DiagnosticaStago-STA Compact | ANALYZERHEMATOLOGY | STA Compact |  |  |  | Diagnostica Stago | Analyzer, Hematology |  | ANALYZERHEMATOLOGY-DiagnosticaStago-STA Compact |  | 5/14/20 |  |  | Not Covered Vendor Only - Biomedical | MHHS-Southeast
NO | YES |  |  |  | 129-06094 | 129-06094 | Diagnostica Stago Inc | STA COMPACT |  | CF75031241 | SP CCC - (SL) - LABORATORY | MHHS-Sienna Plantation CCC |  | Analyzer, Hematology |  | 129-06094 | 129-06094 | Sugar Land |  | SP CCC - (SL) - LABORATORY |  | 2/1/17 | 2/1/18 |  |  | ANALYZERS, LABORATORY, COAGULATION | Analyzer, Hematology | ANALYZERHEMATOLOGY-DiagnosticaStago-STA Compact | ANALYZERHEMATOLOGY | STA Compact |  |  |  | Diagnostica Stago | Analyzer, Hematology |  | ANALYZERHEMATOLOGY-DiagnosticaStago-STA Compact |  |  |  | AH-A | Covered PM Repair - Biomedical | MHHS-Sienna Plantation CCC | [8 empty] | ANALYZERHEMATOLOGY | Analyzer, Hematology | Diagnostica Stago
NO | YES |  |  |  | 241-02793 | 241-02793 | Diagnostica Stago Inc | STA COMPACT |  | CC3312A563 | TIRR-Laboratory | MHHS-TIRR |  | Analyzer, Hematology |  | 241-02793 | 241-02793 | TMC | MHHS-Others | TIRR-Laboratory | Lab | 9/1/15 |  |  |  | ANALYZERS, LABORATORY, COAGULATION | Analyzer, Hematology | ANALYZERHEMATOLOGY-DiagnosticaStago-STA Compact | ANALYZERHEMATOLOGY | STA Compact |  |  |  | Diagnostica Stago | Analyzer, Hematology |  | ANALYZERHEMATOLOGY-DiagnosticaStago-STA Compact |  | 2/22/17 |  | AH-A | Covered PM Repair - Biomedical | MHHS-TIRR | [8 empty] | ANALYZERHEMATOLOGY | Analyzer, Hematology | Diagnostica Stago
NO | YES |  |  |  | 029-07689 | 029-07689 | Diagnostica Stago Inc | STA COMPACT |  |  | Woodlands-Laboratory | MHHS-Woodlands |  | Analyzer, Hematology |  | 029-07689 | 029-07689 | Woodlands | MHHS-Woodlands | Woodlands-Laboratory | Lab | 4/1/12 |  |  |  | ANALYZERS, LABORATORY, COAGULATION | Analyzer, Hematology | ANALYZERHEMATOLOGY-DiagnosticaStago-STA Compact | ANALYZERHEMATOLOGY | STA Compact |  |  |  | Diagnostica Stago | Analyzer, Hematology |  | ANALYZERHEMATOLOGY-DiagnosticaStago-STA Compact |  |  |  | AH-A | Covered PM Repair - Biomedical | MHHS-Woodlands | [8 empty] | ANALYZERHEMATOLOGY | Analyzer, Hematology | Diagnostica Stago
YES | YES |  |  |  | 133-08650 | 133-08650 | Diagnostica Stago Inc | STA Compact |  | CC32019625 | KATY - LABORATORY |  |  |  |  | 133-08650 | 133-08650 | Katy | Memorial Hermann Katy Hospital | KATY - LABORATORY | Lab
YES | YES |  |  |  | 133-08259 | 133-08259 | Diagnostica Stago Inc | STA Compact |  | CF75041338 | KATY - LABORATORY |  |  |  |  | 133-08259 | 133-08259 | Katy | Memorial Hermann Katy Hospital | KATY - LABORATORY | Lab
NO | NO | [5 empty] | Diagnostica Stago Inc | STA COMPACT |  |  | SW - LABORATORY - 7E | MHHS-Southwest |  | Analyzer, Hematology |  |  |  | Southwest |  | SW - LABORATORY - 7E | [5 empty] | ANALYZERS, LABORATORY, COAGULATION |  | ANALYZERHEMATOLOGY-DiagnosticaStago-STA Compact | ANALYZERHEMATOLOGY | STA Compact |  |  |  | Diagnostica Stago | Analyzer, Hematology |  | ANALYZERHEMATOLOGY-DiagnosticaStago-STA Compact |  |  |  |  | Covered PM Repair - Biomedical | MHHS-Southwest
NO | NO | [5 empty] | Diagnostica Stago Inc | STA COMPACT |  |  | SUGAR LAND - LABORATORY | MHHS-Sugarland |  | Analyzer, Hematology |  |  |  | Sugar Land |  | SUGAR LAND - LABORATORY | [5 empty] | ANALYZERS, LABORATORY, COAGULATION |  | ANALYZERHEMATOLOGY-DiagnosticaStago-STA Compact | ANALYZERHEMATOLOGY | STA Compact |  |  |  | Diagnostica Stago | Analyzer, Hematology |  | ANALYZERHEMATOLOGY-DiagnosticaStago-STA Compact |  |  |  |  | Covered PM Repair - Biomedical | MHHS-Sugarland
NO | YES |  |  |  | 151-02334 | 151-02334 | Diagnostica Stago Inc | STA COMPACT MAX |  |  | CY-Laboratory | MHHS-Cypress |  | Analyzer, Hematology |  | 151-02334 | 151-02334 | Northwest | MHHS-Cypress | CY-Laboratory | Hematology | 2/1/16 | 7/1/20 |  |  | ANALYZERS, LABORATORY, COAGULATION | Analyzer, Hematology | ANALYZERHEMATOLOGY-DiagnosticaStago-STACompactMax | ANALYZERHEMATOLOGY | STA Compact Max |  |  |  | Diagnostica Stago | Analyzer, Hematology |  | ANALYZERHEMATOLOGY-DiagnosticaStago-STACompactMax |  | 4/1/18 |  | AH-A | Covered PM Repair - Biomedical | MHHS-Cypress | [8 empty] | ANALYZERHEMATOLOGY | Analyzer, Hematology | Diagnostica Stago
NO | YES |  |  |  | 029-10050 | 029-10050 | Diagnostica Stago Inc | STA COMPACT MAX |  |  | Woodlands-Terramont ER (Clinic) | MHHS-Woodlands |  | Analyzer, Hematology |  | 029-10050 | 029-10050 | Woodlands | MHHS-Woodlands | Woodlands-Terramont ER (Clinic) | Lab | 8/1/15 |  |  |  | ANALYZERS, LABORATORY, COAGULATION | Analyzer, Hematology | ANALYZERHEMATOLOGY-DiagnosticaStago-STACompactMax | ANALYZERHEMATOLOGY | STA Compact Max |  |  |  | Diagnostica Stago | Analyzer, Hematology |  | ANALYZERHEMATOLOGY-DiagnosticaStago-STACompactMax |  |  |  | AH-A | Covered PM Repair - Biomedical | MHHS-Woodlands | [8 empty] | ANALYZERHEMATOLOGY | Analyzer, Hematology | Diagnostica Stago
YES | YES |  |  |  | 129-07348 | 129-07348 | Diagnostica Stago Inc | STA Compact Max |  |  | SUGAR LAND - LABORATORY |  |  |  |  | 129-07348 | 129-07348 | Sugar Land | Memorial Hermann Sugar Land Hospital | SUGAR LAND - LABORATORY | Lab | [6 empty] | ANAYLZERHEMOSTASIS-Stago-STA R Max
YES | YES |  |  |  | 005-33075 | 005-33075 | Diagnostica Stago Inc | STA Compact Max |  | CF78114959 | SUGAR LAND - LABORATORY |  |  |  |  | 005-33075 | 005-33075 | Sugar Land | Memorial Hermann Sugar Land Hospital | SUGAR LAND - LABORATORY | Lab | [6 empty] | ANAYLZERHEMOSTASIS-Stago-STA R Max
YES | YES |  |  |  | 099-13708 | 099-13708 | Diagnostica Stago Inc | STA Compact Max |  |  | SW - LABORATORY - CHEMISTRY |  |  |  |  | 099-13708 | 099-13708 | Southwest | Memorial Hermann Southwest Hospital | SW - LABORATORY - CHEMISTRY | COAG |  |  |  | No PM Sticker |  |  | ANAYLZERHEMOSTASIS-Stago-STA R Max
YES | YES |  |  |  | 099-13646 | 099-13646 | Diagnostica Stago Inc | STA Compact Max |  |  | SW - LABORATORY - CHEMISTRY |  |  |  |  | 099-13646 | 099-13646 | Southwest | Memorial Hermann Southwest Hospital | SW - LABORATORY - CHEMISTRY | COAG |  |  |  | No PM Sticker |  |  | ANAYLZERHEMOSTASIS-Stago-STA R Max
NO | YES |  |  |  | 069-35837 | 069-35837 | Diagnostica Stago Inc | STAR EVOLUTION |  |  | TMC-Laboratory-Hematology (1R) | MHHS-TMC |  | Analyzer, Hematology |  | 069-35837 | 069-35837 | TMC | MHHS-TMC | TMC-Laboratory-Hematology (1R) | Lab | 2/1/14 |  |  |  | ANALYZERS, LABORATORY, COAGULATION |  | ANALYZERHEMATOLOGY-DiagnosticaStago-STA-Revolutio | ANALYZERHEMATOLOGY | STA-Revolutio |  |  |  | Diagnostica Stago | Analyzer, Hematology |  | ANALYZERHEMATOLOGY-DiagnosticaStago-STA-Revolutio |  |  |  |  | Covered PM Repair - Biomedical | MHHS-TMC
NO | YES |  |  |  | 069-28801 | 069-28801 | Diagnostica Stago Inc | STAR EVOLUTION |  |  | TMC - LABORATORY - HEMATOLOGY (1R) |  |  |  |  | 069-28801 | 069-28801 |  | Memorial Hermann-TMC | TMC - LABORATORY - HEMATOLOGY (1R) | Lab
NO | NO |  |  |  | 069-33263 |  | Diagnostica Stago Inc | STAR EVOLUTION |  |  | TMC - LABORATORY - HVI LAB (7HVI) | MHHS-TMC |  | Analyzer, Hematology |  | 069-33263 |  | TMC |  | TMC - LABORATORY - HVI LAB (7HVI) | [5 empty] | ANALYZERS, LABORATORY, COAGULATION |  | ANALYZERHEMATOLOGY-DiagnosticaStago-STA-Revolutio | ANALYZERHEMATOLOGY | STA-Revolutio |  |  |  | Diagnostica Stago | Analyzer, Hematology |  | ANALYZERHEMATOLOGY-DiagnosticaStago-STA-Revolutio |  |  |  |  | Covered PM Repair - Biomedical | MHHS-TMC
NO | NO |  |  |  | 013-15716 |  | Diamondback Fitness | 1190SR RECUMBENT |  | T0612580406 | SMR - (SW) - SOUTHWEST (MP3) | MHHS-SMR |  |  |  | 013-15716 |  | Southwest |  | SMR - (SW) - SOUTHWEST (MP3) | [5 empty] | EXERCISERS |  | .needs class |  |  |  |  | .needs class | DIAMONDBACKFIT | [7 empty] | Covered PM Repair - Biomedical | MHHS-SMR
NO | NO |  |  |  | 013-15717 |  | Diamondback Fitness | 1190SR RECUMBENT |  | T0611580347 | SMR - (SW) - SOUTHWEST (MP3) | MHHS-SMR |  |  |  | 013-15717 |  | Southwest |  | SMR - (SW) - SOUTHWEST (MP3) | [5 empty] | EXERCISERS |  | .needs class |  |  |  |  | .needs class | DIAMONDBACKFIT | [7 empty] | Covered PM Repair - Biomedical | MHHS-SMR
YES | YES |  |  |  | 000-02732 | 000-02732 | Dickson | K |  |  | SMR - (STX) - WHARTON |  |  |  |  | 000-02732 | 000-02732 | South | Physical Therapy | SMR - (STX) - WHARTON | Storage Room | 4/1/16 | 4/1/17
NO | YES | Serial Number 313260 |  |  | 099-07561 | 099-07561 | Diffcount | 10-321 |  |  | SE-Laboratory |  |  |  |  | 099-07561 | 099-07561 | Southeast | MHHS-Southeast | SE-Laboratory | Lab | 3/1/18
NO | NO |  |  |  | R-069-DIGIRAD |  | DIGIRAD | ERGO |  | E0111102 | TMC - RADIOLOGY - NUC MED | MHHS-TMC |  | Camera, Gamma |  | R-069-DIGIRAD |  | TMC |  | TMC - RADIOLOGY - NUC MED | [5 empty] | CAMERAS, GAMMA |  | CAMERAGAMMA-DIGIRAD-Ergo | CAMERAGAMMA | Ergo |  |  |  | DIGIRAD | Camera, Gamma |  | CAMERAGAMMA-DIGIRAD-Ergo |  |  |  |  | Covered PM Repair - Biomedical | MHHS-TMC
NO | NO |  |  |  | 08E14498-01 |  | DIMPLEX THERMAL SOLUTIONS | 1000AC |  | 08E14498-01 | OPID - (SL) - RBJ - SUGAR CREEK - 455 | MHHS-OPID |  |  |  | 08E14498-01 |  | Sugar Land |  | OPID - (SL) - RBJ - SUGAR CREEK - 455 | [5 empty] | DEFAULT 12 MONTHS |  | CHILLER-DIMPLEXTHERMAL-W03000PR-NF-L-M-407C-HA |  |  |  |  | CHILLER-DIMPLEXTHERMAL-W03000PR-NF-L-M-407C-HA | DIMPLEXTHERMAL | [7 empty] | Covered PM Repair - Biomedical | MHHS-OPID
NO | NO | [5 empty] | DIMPLEX THERMAL SOLUTIONS | MDKOOL 15000 |  |  | CY - IMAGING | MHHS-Cypress | [5 empty] | Northwest & Cypress |  | CY - IMAGING | [5 empty] | REFRIGERATORS, LABORATORY |  | .needs class | [5 empty] | DIMPLEXTHERMAL | [7 empty] | Not Covered Vendor Only - Biomedical | MHHS-Cypress
NO | NO | [5 empty] | DIMPLEX THERMAL SOLUTIONS | MDKOOL 15000 |  |  | OPID - (GH) - GREATER HEIGHTS CCC - 439 | MHHS-OPID | [5 empty] | Central & Greater Heights |  | OPID - (GH) - GREATER HEIGHTS CCC - 439 | [5 empty] | REFRIGERATORS, LABORATORY |  | .needs class | [5 empty] | DIMPLEXTHERMAL | [7 empty] | Covered PM Repair - Biomedical | MHHS-OPID
NO | NO | [5 empty] | DIMPLEX THERMAL SOLUTIONS | MDKOOL 15000 |  |  | OPID - (SE) - LEAGUE CITY CCC - 409 | MHHS-OPID | [5 empty] | Southeast & Bay Area |  | OPID - (SE) - LEAGUE CITY CCC - 409 | [5 empty] | REFRIGERATORS, LABORATORY |  | .needs class | [5 empty] | DIMPLEXTHERMAL | [7 empty] | Covered PM Repair - Biomedical | MHHS-OPID
NO | NO | [5 empty] | DIMPLEX THERMAL SOLUTIONS | MDKOOL 15000 |  |  | OPID - (WDLS) - WOODLANDS - 430 (MP3) | MHHS-OPID | [5 empty] | Woodlands |  | OPID - (WDLS) - WOODLANDS - 430 (MP3) | [5 empty] | REFRIGERATORS, LABORATORY |  | .needs class | [5 empty] | DIMPLEXTHERMAL | [7 empty] | Covered PM Repair - Biomedical | MHHS-OPID
NO | NO | [5 empty] | DIMPLEX THERMAL SOLUTIONS | MDKOOL 15000 |  |  | OPID - (WDLS) - WOODLANDS - 430 (MP3) | MHHS-OPID | [5 empty] | Woodlands |  | OPID - (WDLS) - WOODLANDS - 430 (MP3) | [5 empty] | REFRIGERATORS, LABORATORY |  | .needs class | [5 empty] | DIMPLEXTHERMAL | [7 empty] | Not Covered Vendor Only - Biomedical | MHHS-OPID
NO | YES |  |  |  | MHOSH MR Chiller |  | DIMPLEX THERMAL SOLUTIONS | WO2-7500-2P-NF-L-M-407C |  | NSN | MHOSH-Radiology | MHHS Orthopedic & Spine |  |  |  | MHOSH MR Chiller |  | Central & Greater Heights | MHHS-Orthopedic & Spine | MHOSH-Radiology | [5 empty] | DEFAULT |  | .needs class | [5 empty] | DIMPLEXTHERMAL | [5 empty] | MHOSH Inventory Dec 2019 into 2020 - Copy.xls - Newly Verified |  | Covered PM Repair - Biomedical | MHHS Orthopedic & Spine
NO | NO |  |  |  | W047512-001 |  | DIMPLEX THERMAL SOLUTIONS | WO2-7500-2P-NF-L-M-407C |  | W047512-001 | OPID - (CY) - CY-FAIR MED PLAZA - 426 | MHHS-OPID |  |  |  | W047512-001 |  | Northwest & Cypress |  | OPID - (CY) - CY-FAIR MED PLAZA - 426 | [5 empty] | DEFAULT |  | .needs class | [5 empty] | DIMPLEXTHERMAL | [7 empty] | Covered PM Repair - Biomedical | MHHS-OPID
NO | NO |  |  |  | W095874 |  | DIMPLEX THERMAL SOLUTIONS | WO2-7500-2P-NF-L-M-407C |  | W095874 | OPID - (GH) - GREATER HEIGHTS CCC - 439 | MHHS-OPID |  |  |  | W095874 |  | Central & Greater Heights |  | OPID - (GH) - GREATER HEIGHTS CCC - 439 | [5 empty] | DEFAULT |  | .needs class | [5 empty] | DIMPLEXTHERMAL | [7 empty] | Covered PM Repair - Biomedical | MHHS-OPID
NO | NO |  |  |  | W047500-001 |  | DIMPLEX THERMAL SOLUTIONS | WO2-7500-2P-NF-L-M-407C |  | W047500-001 | OPID - (KY) - KATY - 445 (MP1) | MHHS-OPID |  |  |  | W047500-001 |  | Katy |  | OPID - (KY) - KATY - 445 (MP1) | [5 empty] | DEFAULT |  | .needs class | [5 empty] | DIMPLEXTHERMAL | [7 empty] | Covered PM Repair - Biomedical | MHHS-OPID
NO | NO |  |  |  | W065067-001 |  | DIMPLEX THERMAL SOLUTIONS | WO2-7500-2P-NF-L-M-407C |  | W065067-001 | OPID - (KY) - KATY - 445 (MP1) | MHHS-OPID |  |  |  | W065067-001 |  | Katy |  | OPID - (KY) - KATY - 445 (MP1) | [5 empty] | DEFAULT |  | .needs class | [5 empty] | DIMPLEXTHERMAL | [7 empty] | Covered PM Repair - Biomedical | MHHS-OPID
NO | NO |  |  |  | W065607-001 |  | DIMPLEX THERMAL SOLUTIONS | WO2-7500-2P-NF-L-M-407C |  | W065607 | OPID - (KY) - KATY - 445 (MP1) | MHHS-OPID |  |  |  | W065607-001 |  | Katy |  | OPID - (KY) - KATY - 445 (MP1) | [5 empty] | DEFAULT |  | .needs class | [5 empty] | DIMPLEXTHERMAL | [7 empty] | Covered PM Repair - Biomedical | MHHS-OPID
NO | NO | [5 empty] | DIMPLEX THERMAL SOLUTIONS | WO2-7500-2P-NF-L-M-407C |  |  | OPID - (MC) - HEDWIG VILLAGE - 469 | MHHS-OPID | [5 empty] | West & Memorial City |  | OPID - (MC) - HEDWIG VILLAGE - 469 | [5 empty] | DEFAULT |  | .needs class | [5 empty] | DIMPLEXTHERMAL | [7 empty] | Covered PM Repair - Biomedical | MHHS-OPID
NO | NO | [5 empty] | DIMPLEX THERMAL SOLUTIONS | WO2-7500-2P-NF-L-M-407C |  |  | OPID - (NE) - NORTHEAST - 437 (MP1) | MHHS-OPID | [5 empty] | Katy |  | OPID - (NE) - NORTHEAST - 437 (MP1) | [5 empty] | DEFAULT |  | .needs class | [5 empty] | DIMPLEXTHERMAL | [7 empty] | Covered PM Repair - Biomedical | MHHS-OPID
NO | NO |  |  |  | W123474-001 |  | DIMPLEX THERMAL SOLUTIONS | WO2-7500-2P-NF-L-M-407C |  | W123474-001 | OPID - (SE) - LEAGUE CITY CCC - 409 | MHHS-OPID |  |  |  | W123474-001 |  | Southeast & Bay Area |  | OPID - (SE) - LEAGUE CITY CCC - 409 | [5 empty] | DEFAULT |  | .needs class | [5 empty] | DIMPLEXTHERMAL | [7 empty] | Covered PM Repair - Biomedical | MHHS-OPID
NO | NO |  |  |  | W074406-001 |  | DIMPLEX THERMAL SOLUTIONS | WO2-7500-2P-NF-L-M-407C |  | W074406-001 | OPID - (SL) - SUGAR LAND - 449 (MP1) | MHHS-OPID |  |  |  | W074406-001 |  | Sugar Land |  | OPID - (SL) - SUGAR LAND - 449 (MP1) | [5 empty] | DEFAULT |  | .needs class | [5 empty] | DIMPLEXTHERMAL | [7 empty] | Covered PM Repair - Biomedical | MHHS-OPID
NO | NO | [5 empty] | DIMPLEX THERMAL SOLUTIONS | WO2-7500-2P-NF-L-M-407C |  |  | OPID - (WDLS) - WOODLANDS - 430 (MP3) | MHHS-OPID | [5 empty] | Woodlands |  | OPID - (WDLS) - WOODLANDS - 430 (MP3) | [5 empty] | DEFAULT |  | .needs class | [5 empty] | DIMPLEXTHERMAL | [7 empty] | Covered PM Repair - Biomedical | MHHS-OPID
NO | NO |  |  |  | 0746-1/07 |  | DIMPLEX THERMAL SOLUTIONS | WO2-7500-2P-NF-L-M-407C |  | 0746-1/07 | SE - RADIOLOGY | MHHS-Southeast |  |  |  | 0746-1/07 |  | Southeast & Bay Area |  | SE - RADIOLOGY | [5 empty] | DEFAULT |  | .needs class | [5 empty] | DIMPLEXTHERMAL | [7 empty] | Covered PM Repair - Biomedical | MHHS-Southeast
YES | YES |  |  |  | 069-02619 | 069-02619 | Dinamap | Pro 200 |  | $000M2769068NY | TMC 6 Floor |  |  |  |  | 069-02619 | 069-02619 |  | TMC | TMC 6 Floor | HP690.4 | 10/1/19 |  | 10/1/20
NO | YES | Asset Tag 133-06852 |  |  | 133-06852 | 133-06852 | Dinamap | Pro Series 410 |  | 032M0139007 | [5 empty] | 133-06852 | 133-06852 | Katy | Memorial Hermann Katy Hospital Maternal Fetal Medine 305 |  | Hallway | 7/1/19 | 7/1/20
NO | YES | Serial Number 9340-j7624 |  |  | 069-10421 | 069-10421 | Dinamap | XL |  | 9340-J7624 | TMC-Jones-Gamma Knife (Jb) |  |  |  |  | 069-10421 | 069-10421 | TMC | MHHS-TMC | TMC-Jones-Gamma Knife (Jb) | Gamma knife
YES | YES |  |  |  | 099-14253 | 099-14253 | Diomed Inc | TDS/P |  | TDSFA-081008-5 | TMC - HVI - CARDIOLOGY (3HVI) |  |  |  |  | 099-14253 | 099-14253 | TMC | Memorial Hermann-Texas Medical Center | TMC - HVI - CARDIOLOGY (3HVI) | HVI3144 | [5 empty] | Pump, Infusion | PUMPINFUSION-Diomed Inc-TDS P | [12 empty] | PUI-A | [9 empty] | Pump, Infusion | PUMPINFUSION | Pump, Infusion | Diomed Inc
YES | YES | Serial Number Cnf |  |  | 013-37531 | 013-37531 | Direct Supply | 750DS |  | CNF | University place Senior |  |  |  |  | 013-37531 | 013-37531 | Southwest | University Place Senior Living | University place Senior | 1st floor nurses station | 8/1/19 | 8/1/20 |  |  |  | Scale, Patient | SCALEPATIENT-Direct Supply-750DS | [12 empty] | SP-A | [9 empty] | Scale, Patient | SCALEPATIENT | Scale, Patient | Direct Supply
YES | YES | Serial Number Cnf |  |  | 013-37530 | 013-37530 | Direct Supply | 750DS |  | CNF | University place Senior |  |  |  |  | 013-37530 | 013-37530 | Southwest | University Place Senior Living | University place Senior | Nurses station | 8/1/19 | 8/1/20 |  |  |  | Scale, Patient | SCALEPATIENT-Direct Supply-750DS | [12 empty] | SP-A | [9 empty] | Scale, Patient | SCALEPATIENT | Scale, Patient | Direct Supply
YES | YES |  |  |  | 013-37529 | 013-37529 | Direct Supply | Abs-1 |  | abs-1-D0472 | University place Senior |  |  |  |  | 013-37529 | 013-37529 | Southwest | University Place Senior Living | University place Senior | Nurses station | 7/1/18 | 7/1/19
YES | YES |  |  |  | 013-37532 | 013-37532 | Direct Supply | Abs-1 |  | ABS-1-F1174 | University place Senior |  |  |  |  | 013-37532 | 013-37532 | Southwest | University Place Senior Living | University place Senior | Medical record
YES | YES | Serial Number Cnf |  |  | 099-03757 | 099-03757 | Direct Supply | AVSM2 |  | CNF | University place Senior |  |  |  |  | 099-03757 | 099-03757 | Southwest | University Place Senior Living | University place Senior | 1st floor nurses station
YES | YES |  |  |  | 099-03096 | 099-03096 | Direct Supply | Avsm2 |  |  | 2nd floor |  |  |  |  | 099-03096 | 099-03096 | Southwest | University Place Senior Living | 2nd floor | Hall
YES | YES | Serial Number Cnf |  |  | 099-03762 | 099-03762 | Direct Supply | AVSM2 |  | CNF | University place Senior |  |  |  |  | 099-03762 | 099-03762 | Southwest | University Place Senior Living | University place Senior | Nurses station
YES | YES |  |  |  | 099-02717 | 099-02717 | Direct Supply | AVSM2 |  |  | University place Senior |  |  |  |  | 099-02717 | 099-02717 | Southwest | University Place Senior Living | University place Senior | Nurses station
YES | YES |  |  |  | 099-02703 | 099-02703 | Direct Supply | AVSM2 |  |  | University place Senior |  |  |  |  | 099-02703 | 099-02703 | Southwest | University Place Senior Living | University place Senior | Hal 1st floor
YES | YES | Serial Number Cnf |  |  | 013-37527 | 013-37527 | Direct Supply | CNF |  | CNF | University place Senior |  |  |  |  | 013-37527 | 013-37527 | Southwest | University Place Senior Living | University place Senior | Medical record lobby | 8/1/19 | 8/1/20 |  | Broken |  |  | .needs class
YES | YES | Serial Number Cnf |  |  | 013-37528 | 013-37528 | Direct Supply | CNF |  | CNF | University place Senior |  |  |  |  | 013-37528 | 013-37528 | Southwest | University Place Senior Living | University place Senior | Medical record lobby | 8/1/19 | 8/1/20 |  | Broken |  |  | .needs class
YES | YES | Serial Number 144 |  |  | 013-37525 | 013-37525 | Direct Supply | CNF |  |  | University place Senior |  |  |  |  | 013-37525 | 013-37525 | Southwest | University Place Senior Living | University place Senior | Medical record lobby | 8/1/19 | 8/1/20 |  |  |  |  | .needs class
YES | YES |  |  |  | 099-02696 | 099-02696 | Direct Supply | DS-ASP |  | ET130300641 | University place senior living |  |  |  |  | 099-02696 | 099-02696 | Southwest | University Place Senior Living | University place senior living | Resident bathing
YES | YES |  |  |  | 013-37526 | 013-37526 | Direct Supply | vsm |  |  | 2nd floor |  |  |  |  | 013-37526 | 013-37526 | Southwest | University Place Senior Living | 2nd floor | Record area | 8/1/19 | 8/1/20 |  | Out of order
NO | YES |  |  |  |  | 142-01657 | Direct UPS | VESTA PRO 1400 |  |  | NE-Med/Surg 3 | MHHS-Northeast |  |  |  |  | 142-01657 | Katy | MHHS-Northeast | NE-Med/Surg 3 | Biomed Shop | 11/1/18 | 11/1/19 |  |  | POWER SYSTEMS, UNINTERRUPTIBLE |  | .needs class | [10 empty] | 8/7/18 |  |  | Covered PM Repair - Biomedical | MHHS-Northeast
NO | YES | Serial Number 12315 |  |  | 000-05083 | 000-05083 | DJO GLOBAL | 800-OVEN-US |  |  | MH MG-(KY)-Katy Sports Medicine | MHHS-MG |  |  |  | 000-05083 | 000-05083 | Katy | MHHS-MG | MH MG-(KY)-Katy Sports Medicine | Sports rehab | 10/1/19 |  |  |  | WARMING UNITS, MULTIPURPOSE |  | .needs class |  |  |  |  | .needs class | DJO Global |  |  |  |  | 11/24/15 |  |  | Covered PM Repair - Biomedical | MHHS-MG
NO | YES |  |  |  | 000-05096 | 000-05096 | DJO GLOBAL | 800-OVEN-US |  |  | MH MG-(KY)-Katy Sports Medicine | MHHS-MG |  |  |  | 000-05096 | 000-05096 | Katy | MHHS-MG | MH MG-(KY)-Katy Sports Medicine | Sports Medicine and Rehabilitation | 10/1/19 | 10/1/20 |  |  | WARMING UNITS, MULTIPURPOSE |  | .needs class |  |  |  |  | .needs class | DJO Global |  |  |  |  | 11/24/15 |  |  | Covered PM Repair - Lab Analyzers/Anesth | MHHS-MG
YES | YES |  |  |  | 099-06733 | 099-06733 | DJO Global Inc | EXOS |  |  | MH MG - (MC) - MEMORIAL CITY (MP3) |  |  |  |  | 099-06733 | 099-06733 | West | Memorial Hermann Medical Group Memorial City (#100) | MH MG - (MC) - MEMORIAL CITY (MP3)
NO | YES | Serial Number E56058 |  |  | 099-08203 | 099-08203 | DJO Global Inc | Veraflow elite |  | E56058 | GH-OR |  |  |  |  | 099-08203 | 099-08203 | Central | MHHS-Greater Heights | GH-OR | OR 2
YES | YES | Serial Number Cnf |  |  | 133-01672 | 133-01672 | DNI | 454A |  | Cnf | KATY - OR |  |  |  |  | 133-01672 | 133-01672 | Katy | Katy | KATY - OR | Bio med shop |  |  |  | No pm
YES | YES |  |  |  | 099-06664 | 099-06664 | DNI Nevada Inc | 454A |  |  | Memorial Hermann- SE |  |  |  |  | 099-06664 | 099-06664 |  | Memorial Hermann- SE | Memorial Hermann- SE | Biomed shop | 7/1/19 |  | 6/1/20
YES | YES |  |  |  | 099-06685 | 099-06685 | DNI Nevada Inc | Cufflink |  |  | SE - BiOmed shop |  |  |  |  | 099-06685 | 099-06685 | Southeast | Memorial Hermann Southeast Hospital | SE - BiOmed shop | Biomed shop |  |  | 4/1/20
YES | YES |  |  |  | 041-03558 | 041-03558 | DNI Nevada Inc | Digital Pressure Meter 207B |  |  | Biomed Department |  |  |  |  | 041-03558 | 041-03558 | West | Memorial Hermann - Memorial City | Biomed Department | Biomed Department
YES | YES |  |  |  | 133-02461 |  | DNI Nevada Inc | Digital Pressure Meter 207B |  |  | Biomed Dept |  |  |  |  | 133-02461 |  | West | Memorial Hermann - Memorial City | Biomed Dept | Biomed MH5411 Repair Shop
YES | YES |  |  |  | 041-04653 | 041-04653 | DNI Nevada Inc | Infutest 2000 Series D |  | DDC00090344 | KATY - BIOMED |  |  |  |  | 041-04653 | 041-04653 | Katy | Memorial Hermann Katy Hospital | KATY - BIOMED | Biomed Office | 7/1/05 | 7/1/06
YES | YES | [5 empty] | DNI Nevada Inc | Medsim 300b |  |  | Biomed | [6 empty] | Mem city | Memorial city - Memorial herman hospital | Biomed | Biomed shop |  |  |  | No pm sticker found
YES | YES |  |  |  | 069-00005 | 069-00005 | DNI Nevada Inc | MedTester 5000 |  |  | Biomed |  |  |  |  | 069-00005 | 069-00005 | Southeast | Memorial Hermann South East | Biomed | Storage
YES | YES | Serial Number 144 |  |  | 133-06113 | 133-06113 | DNI Nevada Inc | SigmaPace 1000 |  |  | KATY - BIOMEDICAL SERVICES |  |  |  |  | 133-06113 | 133-06113 | Katy | Memorial Hermann Katy Hospital | KATY - BIOMEDICAL SERVICES | Biomed Storage
NO | YES | Serial Number 1328 |  |  |  | 041-03504 | DNI Nevada Inc. | Impulse 4000 |  |  | MEMORIAL CITY - PEDIATRICS | [5 empty] | 041-03504 | West | Memorial City-Memorial Hermann Hospital | MEMORIAL CITY - PEDIATRICS | Repair/Tv room
NO | NO |  |  |  | 009-08486 |  | Dornier MedTech | DORNIER GENESIS |  |  | GH - OR | MHHS-Greater Heights |  |  |  | 009-08486 |  | Central & Greater Heights |  | GH - OR | [5 empty] | TABLES, EXAMINATION/TREATMENT, ADJUSTABLE, UROLOGI |  | .needs class | [5 empty] | Dornier MedTech | [7 empty] | Covered PM Repair - Biomedical | MHHS-Greater Heights
NO | NO |  |  |  | R-005-ORCYSTO |  | Dornier MedTech | DORNIER GENESIS |  | GEN0072 | SE - OR | MHHS-Southeast |  |  |  | R-005-ORCYSTO |  | Southeast & Bay Area |  | SE - OR | [5 empty] | TABLES, EXAMINATION/TREATMENT, ADJUSTABLE, UROLOGI |  | .needs class | [5 empty] | Dornier MedTech | [7 empty] | Covered PM Repair - Biomedical | MHHS-Southeast
NO | YES |  |  |  | 009-09598 | 009-09598 | Dornier MedTech | H SOLVO H30 |  | H30-0222 | GH-OR | MHHS-Greater Heights |  |  |  | 009-09598 | 009-09598 | Central | MHHS-Greater Heights | GH-OR | RM 5 | 6/1/19 |  | 6/1/20 |  | LASERS |  | .needs class | [5 empty] | Dornier MedTech |  |  |  |  | 7/9/20 |  |  | Not Covered Vendor Only - Biomedical | MHHS-Greater Heights
NO | YES |  |  |  |  | 069-34920 | Dornier MedTech | MEDILAS D |  | d60-216 | TMC-OR-Robertson (2R) | MHHS-TMC |  |  |  |  | 069-34920 | TMC | MHHS-TMC | TMC-OR-Robertson (2R) | TMC - OR - ROBERTSON (2R) | 8/1/19 |  |  |  | LASERS |  | .needs class | [5 empty] | Dornier MedTech | [7 empty] | Covered PM Repair - Biomedical | MHHS-TMC
NO | YES |  |  |  |  | 142-04827 | Dornier MedTech | MEDILAS H |  | 3006-1-396 | NE-OR | MHHS-Northeast |  | Laser, Yag and Holmium |  |  | 142-04827 | Katy | MHHS-Northeast | NE-OR | OR 8 | 11/1/18 |  |  |  | LASERS | Laser, Yag and Holmium | LASERYAGANDHOLMIUM-Dornier MedTech-Medilas H | LASERYAGANDHOLMIUM | Medilas H |  |  |  | Dornier MedTech | Laser, Yag and Holmium |  | LASERYAGANDHOLMIUM-Dornier MedTech-Medilas H |  |  |  | LYH-SA | Covered PM Repair - Biomedical | MHHS-Northeast | [7 empty] | Laser, Yag and Holmium | LASERYAGANDHOLMIUM | Laser, Yag and Holmium | Dornier MedTech
YES | YES |  |  |  | 099-06165 | 099-06165 | Dr Mach GmbH | LED 3 MC |  | 19/06734 | SE - CATH LAB |  |  |  |  | 099-06165 | 099-06165 | Southeast | Memorial Hermann Southeast Hospital | SE - CATH LAB | Room 2 |  |  |  | No pm found |  | Lamp, Surgical, Ceiling | LAMPSURGCEILING-Dr Mach GmbH-LED 3 MC | [22 empty] | Lamp, Surgical, Ceiling | LAMPSURGCEILING | Lamp, Surgical, Ceiling | Dr Mach GmbH
YES | YES |  |  |  | 099-12518 | 099-12518 | Dr Mach GmbH | Led-130 |  | 18/4293 | Cath lab |  |  |  |  | 099-12518 | 099-12518 | TMC | Memorial Hermann-Texas Medical Center | Cath lab | Cath lab 1 | 3/1/20 |  |  | No PM Sticker
YES | YES |  |  |  | 099-09293 | 099-09293 | Dr Mach GmbH | Mach 130F |  | 16/07733 | TMC - RADIOLOGY - IR/ANGIO |  |  |  |  | 099-09293 | 099-09293 | TMC | Jones IR Holding | TMC - RADIOLOGY - IR/ANGIO | Angio room 5 J2418
YES | YES |  |  |  | 009-33257 | 009-33257 | Dr Mach GmbH | Mach LED 130F |  | 19/01971 | Memorial Hermann - Cath Lab |  |  |  |  | 009-33257 | 009-33257 | NorthEast | Memorial Hermann - Northeast Humble | Memorial Hermann - Cath Lab | Cath Lab 1 |  |  |  | No pm sticker. New install.
YES | YES |  |  |  | 583-01538 | 583-01538 | Dr Mach GmbH | Mach LED 3 |  | 18/21882 | Memorial Hermann GH - CATH LAB |  |  |  |  | 583-01538 | 583-01538 | Central | Memorial Hermann Greater Heights Hospital | Memorial Hermann GH - CATH LAB | Cath Lab 1
YES | YES |  |  |  | 099-03926 | 099-03926 | Dr Mach GmbH | Portegra 2 |  | 18/21414 | NE - Cathlab |  |  |  |  | 099-03926 | 099-03926 | Katy | Memorial Hermann Northeast Hospital | NE - Cathlab | Room 2
NO | NO |  |  |  | 009-10354 |  | Dr. Mach | MACH 130F |  | 08/0325 | GH - CATH LAB | MHHS-Greater Heights |  | Lamp, Surgical, Ceiling |  | 009-10354 |  | Central & Greater Heights |  | GH - CATH LAB | [5 empty] | LIGHTS, SURGICAL |  | LAMPSURGCEILING-Mavig-MACH 130F | LAMPSURGCEILING | MACH 130F |  |  |  | Mavig | Lamp, Surgical, Ceiling |  |  | LAMPSURGCEILING-Mavig-MACH 130F |  |  |  | Not Covered Vendor Only - Lab Ana/Anes | MHHS-Greater Heights
NO | NO |  |  |  | 009-10355 |  | Dr. Mach | MACH 130F |  | 08/00326 | GH - CATH LAB | MHHS-Greater Heights |  | Lamp, Surgical, Ceiling |  | 009-10355 |  | Central & Greater Heights |  | GH - CATH LAB | [5 empty] | LIGHTS, SURGICAL |  | LAMPSURGCEILING-Mavig-MACH 130F | LAMPSURGCEILING | MACH 130F |  |  |  | Mavig | Lamp, Surgical, Ceiling |  |  | LAMPSURGCEILING-Mavig-MACH 130F |  |  |  | Not Covered Vendor Only - Biomedical | MHHS-Greater Heights
NO | NO |  |  |  | 133-07400 |  | Dr. Mach | MACH 130F |  | 07/0196 | KATY - CATH LAB | MHHS-Katy |  | Lamp, Surgical, Ceiling |  | 133-07400 |  | Katy |  | KATY - CATH LAB | [5 empty] | LIGHTS, SURGICAL |  | LAMPSURGCEILING-Mavig-MACH 130F | LAMPSURGCEILING | MACH 130F |  |  |  | Mavig | Lamp, Surgical, Ceiling |  |  | LAMPSURGCEILING-Mavig-MACH 130F |  |  |  | Not Covered Vendor Only - Resp/Ster | MHHS-Katy
NO | NO |  |  |  | 005-12090 |  | Dr. Mach | MACH 130F |  | D-85560 | SE - CATH LAB | MHHS-Southeast |  | Lamp, Surgical, Ceiling |  | 005-12090 |  | Southeast & Bay Area |  | SE - CATH LAB | [5 empty] | LIGHTS, SURGICAL |  | LAMPSURGCEILING-Mavig-MACH 130F | LAMPSURGCEILING | MACH 130F |  |  |  | Mavig | Lamp, Surgical, Ceiling |  |  | LAMPSURGCEILING-Mavig-MACH 130F |  |  |  | Not Covered Vendor Only - Biomedical | MHHS-Southeast
NO | NO |  |  |  | 074-03127 |  | Dr. Mach | MACH 130F |  | 08/07401 | TMC - CATH LAB - ADULT (2HVI) | MHHS-TMC |  | Lamp, Surgical, Ceiling |  | 074-03127 |  | TMC |  | TMC - CATH LAB - ADULT (2HVI) | [5 empty] | LIGHTS, SURGICAL |  | LAMPSURGCEILING-Mavig-MACH 130F | LAMPSURGCEILING | MACH 130F |  |  |  | Mavig | Lamp, Surgical, Ceiling |  |  | LAMPSURGCEILING-Mavig-MACH 130F |  |  |  | Not Covered Vendor Only - Biomedical | MHHS-TMC
NO | NO |  |  |  | 074-03180 |  | Dr. Mach | MACH 130F |  | 07/0049 | TMC - CATH LAB - ADULT (2HVI) | MHHS-TMC |  | Lamp, Surgical, Ceiling |  | 074-03180 |  | TMC |  | TMC - CATH LAB - ADULT (2HVI) | [5 empty] | LIGHTS, SURGICAL |  | LAMPSURGCEILING-Mavig-MACH 130F | LAMPSURGCEILING | MACH 130F |  |  |  | Mavig | Lamp, Surgical, Ceiling |  |  | LAMPSURGCEILING-Mavig-MACH 130F |  |  |  | Not Covered Vendor Only - Biomedical | MHHS-TMC
NO | NO |  |  |  | 074-03249 |  | Dr. Mach | MACH 130F |  | 08/07399 | TMC - CATH LAB - ADULT (2HVI) | MHHS-TMC |  | Lamp, Surgical, Ceiling |  | 074-03249 |  | TMC |  | TMC - CATH LAB - ADULT (2HVI) | [5 empty] | LIGHTS, SURGICAL |  | LAMPSURGCEILING-Mavig-MACH 130F | LAMPSURGCEILING | MACH 130F |  |  |  | Mavig | Lamp, Surgical, Ceiling |  |  | LAMPSURGCEILING-Mavig-MACH 130F |  |  |  | Not Covered Vendor Only - Lab Ana/Anes | MHHS-TMC
NO | NO |  |  |  | 074-03262 |  | Dr. Mach | MACH 130F |  | 07/0041 | TMC - CATH LAB - ADULT (2HVI) | MHHS-TMC |  | Lamp, Surgical, Ceiling |  | 074-03262 |  | TMC |  | TMC - CATH LAB - ADULT (2HVI) | [5 empty] | LIGHTS, SURGICAL |  | LAMPSURGCEILING-Mavig-MACH 130F | LAMPSURGCEILING | MACH 130F |  |  |  | Mavig | Lamp, Surgical, Ceiling |  |  | LAMPSURGCEILING-Mavig-MACH 130F |  |  |  | Not Covered Vendor Only - Biomedical | MHHS-TMC
NO | NO |  |  |  | 074-05756 |  | Dr. Mach | MACH 130F |  | 17/02398 | TMC - CATH LAB - ADULT (2HVI) | MHHS-TMC |  | Lamp, Surgical, Ceiling |  | 074-05756 |  | TMC |  | TMC - CATH LAB - ADULT (2HVI) | [5 empty] | LIGHTS, SURGICAL |  | LAMPSURGCEILING-Mavig-MACH 130F | LAMPSURGCEILING | MACH 130F |  |  |  | Mavig | Lamp, Surgical, Ceiling |  |  | LAMPSURGCEILING-Mavig-MACH 130F |  |  |  | Not Covered Vendor Only - Biomedical | MHHS-TMC
NO | NO |  |  |  | 069-34167 |  | Dr. Mach | MACH 130F |  | 10-04496 | TMC - OR - HERMANN (2HP) | MHHS-TMC |  | Lamp, Surgical, Ceiling |  | 069-34167 |  | TMC |  | TMC - OR - HERMANN (2HP) | [5 empty] | LIGHTS, SURGICAL |  | LAMPSURGCEILING-Mavig-MACH 130F | LAMPSURGCEILING | MACH 130F |  |  |  | Mavig | Lamp, Surgical, Ceiling |  |  | LAMPSURGCEILING-Mavig-MACH 130F |  |  |  | Not Covered Vendor Only - Lab Ana/Anes | MHHS-TMC
NO | YES |  |  |  | 145-00928 | 145-00928 | Dr. Mach | MACH LED 3 |  | 15/21921 | Pearland-Cardiac Cath Lab | MHHS-Pearland Hospital |  |  |  | 145-00928 | 145-00928 | Pearland | MHHS-Pearland Hospital | Pearland-Cardiac Cath Lab | Procedure Room S2 225 | 1/1/19 | 2/1/20 |  |  | LIGHTS, SURGICAL |  | .needs class | [13 empty] | Not Covered Vendor Only - Biomedical | MHHS-Pearland Hospital
NO | YES | Serial Number 102147684 |  |  | 069-46596 | 069-46596 | Dr. Mach | MACH LED 3 |  |  | TMC-OR-Hermann (2Hp) | MHHS-TMC |  |  |  | 069-46596 | 069-46596 | TMC | MHHS-TMC | TMC-OR-Hermann (2Hp) | OR 60 | 3/1/20 |  | 3/1/21 |  | LIGHTS, SURGICAL |  | .needs class | [13 empty] | Not Covered Vendor Only - Biomedical | MHHS-TMC
NO | NO |  |  |  | 009-10356 |  | Dr. Mach | MACH LED 3 |  | 15/21644 | GH - CATH LAB | MHHS-Greater Heights |  |  |  | 009-10356 |  | Central & Greater Heights |  | GH - CATH LAB | [5 empty] | LIGHTS, SURGICAL |  | .needs class | [13 empty] | Not Covered Vendor Only - Biomedical | MHHS-Greater Heights
NO | NO |  |  |  | 16-22048 |  | Dr. Mach | MACH LED 3 |  | 16-22048 | KATY - CATH LAB | MHHS-Katy |  |  |  | 16-22048 |  | Katy |  | KATY - CATH LAB | [5 empty] | LIGHTS, SURGICAL |  | .needs class | [13 empty] | Not Covered Vendor Only - Biomedical | MHHS-Katy
NO | NO |  |  |  | 074-05521 |  | Dr. Mach | MACH LED 3 |  | 15/22533 | TMC - CATH LAB - ADULT (2HVI) | MHHS-TMC |  |  |  | 074-05521 |  | TMC |  | TMC - CATH LAB - ADULT (2HVI) | [5 empty] | LIGHTS, SURGICAL |  | .needs class | [13 empty] | Not Covered Vendor Only - Lab Ana/Anes | MHHS-TMC
NO | NO |  |  |  | 074-05800 |  | Dr. Mach | MACH LED 3 |  | 17/24435 | TMC - CATH LAB - ADULT (2HVI) | MHHS-TMC |  |  |  | 074-05800 |  | TMC |  | TMC - CATH LAB - ADULT (2HVI) | [5 empty] | LIGHTS, SURGICAL |  | .needs class | [13 empty] | Not Covered Vendor Only - Lab Ana/Anes | MHHS-TMC
NO | NO |  |  |  | 074-05163 |  | Dr. Mach | MACH LED 3 |  | 12/11680 | TMC - CATH LAB - PEDI (GHP) | MHHS-TMC |  |  |  | 074-05163 |  | TMC |  | TMC - CATH LAB - PEDI (GHP) | [5 empty] | LIGHTS, SURGICAL |  | .needs class | [13 empty] | Not Covered Vendor Only - Lab Ana/Anes | MHHS-TMC
NO | YES |  |  |  | 069-41796 | 069-41796 | Dr. Mach | MACH M3 |  | 11/00219 | Memorial Hermann- Texas Medical Center Radiology | MHHS-TMC |  |  |  | 069-41796 | 069-41796 | TMC | TMC | Memorial Hermann- Texas Medical Center Radiology | Angio 1 | 7/1/18 |  |  | PM Not Required | LIGHTS, SURGICAL |  | .needs class | [13 empty] | Not Covered Vendor Only - Biomedical | MHHS-TMC
NO | YES |  |  |  | 069-41798 | 069-41798 | Dr. Mach | MACH M3 |  | 10/12273 | Memorial Hermann- Texas Medical Center Radiology | MHHS-TMC |  |  |  | 069-41798 | 069-41798 | TMC | TMC | Memorial Hermann- Texas Medical Center Radiology | Angio 1 | 7/1/18 |  |  | PM Not Required | LIGHTS, SURGICAL |  | .needs class | [13 empty] | Not Covered Vendor Only - Biomedical | MHHS-TMC
NO | YES |  |  |  | 069-41801 | 069-41801 | Dr. Mach | MACH M3 |  | 11/00218 | Radiology | MHHS-TMC |  |  |  | 069-41801 | 069-41801 | TMC | Memorial Hermann-Texas Medical Center | Radiology | Angio 2 | 4/1/18 |  | 4/1/19 |  | LIGHTS, SURGICAL |  | .needs class | [13 empty] | Not Covered Vendor Only - Lab Ana/Anes | MHHS-TMC
YES | YES |  |  |  | 041-33917 | 041-33917 | Dr. Mach GmbH | Mach LED-130 |  | 18/16485 | Cath Lab |  |  |  |  | 041-33917 | 041-33917 | West | Memorial Hermann - Memorial City | Cath Lab | Room E9-2151
YES | YES |  |  |  | 099-06426 | 099-06426 | Dr.Mach GmbH | Portegra 2 |  | 16/05408 | Cath Lab |  |  |  |  | 099-06426 | 099-06426 | West | Memorial City-Memorial Hermann Hospital | Cath Lab | Cath Lab 2 |  |  |  | No PM sticker
YES | YES |  |  |  | 069-40203 | 069-40203 | Draeger Inc |  |  |  | TMC - SAROFIM 3 - OR |  |  |  |  | 069-40203 | 069-40203 | TMC | Memorial Hermann-Texas Medical Center | TMC - SAROFIM 3 - OR | SAROFIM 3 - OR | 8/1/18 |  | 8/1/19
YES | YES |  |  |  | 069-37138 | 069-37138 | Draeger Inc |  |  | USFF0300 | Radiology |  |  |  |  | 069-37138 | 069-37138 | TMC | Memorial Hermann-Texas Medical Center | Radiology | Angio 2 | 11/1/18 |  | 11/1/20
NO | YES |  |  |  | 029-02886 | 029-02886 | Draeger Inc |  |  | ARSJ 0030 | Woodlands-Respiratory |  |  |  |  | 029-02886 | 029-02886 | Woodlands | MHHS-Woodlands | Woodlands-Respiratory | NICU | 5/1/19 |  | 5/1/20 |  |  | Lamp, Phototherapy | INCUBINFANTTRANS-OhmedaMedical-4000 | [12 empty] | LP-A | [9 empty] | Lamp, Phototherapy | LAMPPHOTOTHERAPY | Lamp, Phototherapy | Draeger Inc
YES | YES |  |  |  | 013-09556 | 013-09556 | Draeger Inc |  |  | ARTB 0017 | SW - NICU |  |  |  |  | 013-09556 | 013-09556 | Southwest | Memorial Hermann Southwest Hospital | SW - NICU | NICU | [5 empty] | Lamp, Phototherapy | LAMPPHOTOTHERAPY-DraegerMed-4000 | [12 empty] | LP-A | [9 empty] | Lamp, Phototherapy | LAMPPHOTOTHERAPY | Lamp, Phototherapy | Draeger Inc
YES | YES |  |  |  | 013-02306 | 013-02306 | Draeger Inc |  |  | ARMK 0018 | SW - NICU |  |  |  |  | 013-02306 | 013-02306 | Southwest | Memorial Hermann Southwest Hospital | SW - NICU | NICU | [5 empty] | Lamp, Phototherapy | LAMPPHOTOTHERAPY-DraegerMed-4000 | [12 empty] | LP-A | [9 empty] | Lamp, Phototherapy | LAMPPHOTOTHERAPY | Lamp, Phototherapy | Draeger Inc
YES | YES |  |  |  | 069-45330 | 069-45330 | Draeger Inc |  |  |  | TMC - OR - CVOR (7HVI) |  |  |  |  | 069-45330 | 069-45330 | TMC | Memorial Hermann-Texas Medical Center | TMC - OR - CVOR (7HVI) | CVOR (7HVI)
YES | YES |  |  |  | ASJN-0217 | ASJN-0217 | Draeger Inc |  |  | ASJN-0217 | CY - RESPIRATORY CARE SERVICES |  |  |  |  | ASJN-0217 | ASJN-0217 | Northwest | Memorial Hermann Cypress Hospital | CY - RESPIRATORY CARE SERVICES | M3 380 storage room
YES | YES |  |  |  | ASJN-0207 | ASJN-0207 | Draeger Inc |  |  | ASJN-0207 | CY - RESPIRATORY CARE SERVICES |  |  |  |  | ASJN-0207 | ASJN-0207 | Northwest | Memorial Hermann Cypress Hospital | CY - RESPIRATORY CARE SERVICES | M3 380 storage room
YES | YES |  |  |  | ASJN-0298 | ASJN-0298 | Draeger Inc |  |  | ASJN-0298 | CY - RESPIRATORY CARE SERVICES |  |  |  |  | ASJN-0298 | ASJN-0298 | Northwest | Memorial Hermann Cypress Hospital | CY - RESPIRATORY CARE SERVICES | M3 380 storage room
YES | YES |  |  |  | ASJN-0273 | ASJN-0273 | Draeger Inc |  |  | ASJN-0273 | CY - RESPIRATORY CARE SERVICES |  |  |  |  | ASJN-0273 | ASJN-0273 | Northwest | Memorial Hermann Cypress Hospital | CY - RESPIRATORY CARE SERVICES | M3 380 storage room
YES | YES |  |  |  | 069-27422 | 069-27422 | Draeger Inc | 8605505-02 |  |  | TMC - OR - HERMANN (2HP) |  |  |  |  | 069-27422 | 069-27422 | TMC | Memorial Hermann-Texas Medical Center | TMC - OR - HERMANN (2HP) | OR 54 | 2/1/18 |  | 2/1/19
NO | YES |  |  |  | 069-38651 | 069-38651 | Draeger Inc | 8606500-54 |  | ASEJ-0116 | TMC-OR-Pedi OR (2R) |  |  |  |  | 069-38651 | 069-38651 | TMC | MHHS-TMC | TMC-OR-Pedi OR (2R) |  |  |  |  | No pm label
YES | YES |  |  |  |  | 069-27556 | Draeger Inc | Apollo |  |  | TMC - CATH LAB - ADULT (2HVI) | [5 empty] | 069-27556 | TMC | Memorial Hermann-Texas Medical Center | TMC - CATH LAB - ADULT (2HVI) | OR6 | 1/1/20 |  | 7/1/20 |  |  | Anesthesia Machine | ANESTHESIAMACHINE-DraegerMed-Apollo | [12 empty] | AM-SA | [9 empty] | Anesthesia Machine | ANESTHESIAMACHINE | Anesthesia Machine | Draeger Inc
YES | YES |  |  |  | 069-38655 | 069-38655 | Draeger Inc | Apollo |  |  | TMC - SAROFIM 3 - OR |  |  |  |  | 069-38655 | 069-38655 | TMC | Memorial Hermann-Texas Medical Center | TMC - SAROFIM 3 - OR | SAROFIM 3 - OR | 3/1/18 |  | 3/1/19 |  |  | Anesthesia Machine | ANESTHESIAMACHINE-DraegerMed-Apollo | [12 empty] | AM-SA | [9 empty] | Anesthesia Machine | ANESTHESIAMACHINE | Anesthesia Machine | Draeger Inc
YES | YES |  |  |  | 069-27167 | 069-27167 | Draeger Inc | Apollo |  | 8605505-08106007433656 | TMC - OR - HERMANN (2HP) |  |  |  |  | 069-27167 | 069-27167 |  | Memorial Hermann-tmc | TMC - OR - HERMANN (2HP) | Or 34 | 8/1/17 |  | 2/1/18 | PM Past Due |  | Anesthesia Machine | ANESTHESIAMACHINE-DraegerMed-Apollo | [12 empty] | AM-SA | [9 empty] | Anesthesia Machine | ANESTHESIAMACHINE | Anesthesia Machine | Draeger Inc
NO | YES |  |  |  | 069-38533 | 069-38533 | Draeger Inc | Apollo |  | ASEF-0107 | TMC-Sarofim 3-OR |  |  |  |  | 069-38533 | 069-38533 | TMC | MHHS-TMC | TMC-Sarofim 3-OR | TMC - SAROFIM 3 - OR |  |  |  | No PM sticker Room 47 |  | Anesthesia Machine | ANESTHESIAMACHINE-DraegerMed-Apollo | [12 empty] | AM-SA | [9 empty] | Anesthesia Machine | ANESTHESIAMACHINE | Anesthesia Machine | Draeger Inc
NO | YES |  |  |  | 069-41848 | 069-41848 | Draeger Inc | Apollo |  | ASJA-0021 | TMC-Sarofim 3-OR |  |  |  |  | 069-41848 | 069-41848 | TMC | MHHS-TMC | TMC-Sarofim 3-OR | TMC -SAROFIM 3 - OR | 8/1/17 |  | 8/1/18 |  |  | Anesthesia Machine | ANESTHESIAMACHINE-DraegerMed-Apollo | [12 empty] | AM-SA | [9 empty] | Anesthesia Machine | ANESTHESIAMACHINE | Anesthesia Machine | Draeger Inc
YES | YES |  |  |  | 069-39700 | 069-39700 | Draeger Inc | Apollo |  | 860-650055ASFD0177 | Memorial Hermann- Texas Medical Center-OR-PACU nurse station |  |  |  |  | 069-39700 | 069-39700 |  | TMC | Memorial Hermann- Texas Medical Center-OR-PACU nurse station | OR 02 | 4/1/20 |  |  | No PM Sticker |  | Anesthesia Machine | ANESTHESIAMACHINE-DraegerMed-Apollo | [12 empty] | AM-SA | [9 empty] | Anesthesia Machine | ANESTHESIAMACHINE | Anesthesia Machine | Draeger Inc
NO | YES |  |  |  | 069-38731 | 069-38731 | Draeger Inc | Apollo |  | ASFL-0164 | TMC-Sarofim 2-OR |  |  |  |  | 069-38731 | 069-38731 | TMC | MHHS-TMC | TMC-Sarofim 2-OR | S2 OR 1 | 11/1/17 |  | 5/1/18 |  |  | Anesthesia Machine | ANESTHESIAMACHINE-DraegerMed-Apollo | [12 empty] | AM-SA | [9 empty] | Anesthesia Machine | ANESTHESIAMACHINE | Anesthesia Machine | Draeger Inc
YES | YES |  |  |  | 069-38738 | 069-38738 | Draeger Inc | Apollo |  |  | TMC - OR - PEDS Roberson building |  |  |  |  | 069-38738 | 069-38738 | TMC | Memorial Hermann Texas Medical Center | TMC - OR - PEDS Roberson building | OR 58 | 5/1/18 |  |  |  |  | Anesthesia Machine | ANESTHESIAMACHINE-DraegerMed-Apollo | [12 empty] | AM-SA | [9 empty] | Anesthesia Machine | ANESTHESIAMACHINE | Anesthesia Machine | Draeger Inc
YES | YES |  |  |  | 069-38737 | 069-38737 | Draeger Inc | Apollo |  | Sace-hh-car21 | TMC - OR - HERMANN (2HP) |  |  |  |  | 069-38737 | 069-38737 | TMC | Memorial Hermann-Texas Medical Center | TMC - OR - HERMANN (2HP) | OR 60 |  |  | 5/1/20 |  |  | Anesthesia Machine | ANESTHESIAMACHINE-DraegerMed-Apollo | [12 empty] | AM-SA | [9 empty] | Anesthesia Machine | ANESTHESIAMACHINE | Anesthesia Machine | Draeger Inc
YES | YES |  |  |  | 069-40199 | 069-40199 | Draeger Inc | Apollo |  | 860650057ASFN0007 | Memorial Hermann- Texas Medical Center ChildrensOR |  |  |  |  | 069-40199 | 069-40199 |  | TPC | Memorial Hermann- Texas Medical Center ChildrensOR | OR 53 |  |  |  | No PM Sticker |  | Anesthesia Machine | ANESTHESIAMACHINE-DraegerMed-Apollo | [12 empty] | AM-SA | [9 empty] | Anesthesia Machine | ANESTHESIAMACHINE | Anesthesia Machine | Draeger Inc
YES | YES |  |  |  | 099-09626 | 099-09626 | Draeger Inc | Apollo |  | ASEF0111 | TMC - OR - PEDI OR (2R) |  |  |  |  | 099-09626 | 099-09626 | TMC | Memorial Hermann-Texas Medical Center | TMC - OR - PEDI OR (2R) | S2 OR 55 |  |  |  | No pm found |  | Anesthesia Machine | ANESTHESIAMACHINE-DraegerMed-Apollo | [12 empty] | AM-SA | [9 empty] | Anesthesia Machine | ANESTHESIAMACHINE | Anesthesia Machine | Draeger Inc
YES | YES |  |  |  | 069-36165 | 069-36165 | Draeger Inc | Apollo |  | ASDD-P113 | TMC - OR - PEDI OR (2R) |  |  |  |  | 069-36165 | 069-36165 | TMC | Memorial Hermann-Texas Medical Center | TMC - OR - PEDI OR (2R) | PEDI OR (2R) | 3/1/18 |  | 3/1/19 |  |  | Anesthesia Machine | ANESTHESIAMACHINE-DraegerMed-Apollo | [12 empty] | AM-SA | [9 empty] | Anesthesia Machine | ANESTHESIAMACHINE | Anesthesia Machine | Draeger Inc
NO | YES |  |  |  | 069-39709 | 069-39709 | Draeger Inc | Apollo |  | ASFL-0207 | Childrens or robertson building |  |  |  |  | 069-39709 | 069-39709 | TMC | Memorial Hermann-Texas Medical Center | Childrens or robertson building | Or 59 | 5/1/18 |  | 5/1/19 |  |  | Anesthesia Machine | ANESTHESIAMACHINE-DraegerMed-Apollo | [12 empty] | AM-SA | [9 empty] | Anesthesia Machine | ANESTHESIAMACHINE | Anesthesia Machine | Draeger Inc
YES | YES |  |  |  | 069-36171 | 069-36171 | Draeger Inc | Apollo |  |  | TMC - OR - HERMANN (2HP) |  |  |  |  | 069-36171 | 069-36171 | TMC | Memorial Hermann-Texas Medical Center | TMC - OR - HERMANN (2HP) | OR 69 |  |  | 9/1/20 |  |  | Anesthesia Machine | ANESTHESIAMACHINE-DraegerMed-Apollo | [12 empty] | AM-SA | [9 empty] | Anesthesia Machine | ANESTHESIAMACHINE | Anesthesia Machine | Draeger Inc
YES | YES |  |  |  | 069-39710 | 069-39710 | Draeger Inc | Apollo |  | ADFL-0197 | TMC - OR - HERMANN (2HP) |  |  |  |  | 069-39710 | 069-39710 | TMC | Memorial Hermann-Texas Medical Center | TMC - OR - HERMANN (2HP) | TMC OR HERMANN (2HP) | 5/1/18 |  | 5/1/19 |  |  | Anesthesia Machine | ANESTHESIAMACHINE-DraegerMed-Apollo | [12 empty] | AM-SA | [9 empty] | Anesthesia Machine | ANESTHESIAMACHINE | Anesthesia Machine | Draeger Inc
NO | YES |  |  |  | 069-28100 | 069-28100 | Draeger Inc | Apollo |  | ASAD-0070 | TMC-Sarofim 2-OR |  |  |  |  | 069-28100 | 069-28100 | TMC | MHHS-TMC | TMC-Sarofim 2-OR | S2 OR 67 |  |  |  | No pm found |  | Anesthesia Machine | ANESTHESIAMACHINE-DraegerMed-Apollo | [12 empty] | AM-SA | [9 empty] | Anesthesia Machine | ANESTHESIAMACHINE | Anesthesia Machine | Draeger Inc
NO | YES |  |  |  |  | 069-22553 | Draeger Inc | Apollo |  | Arzd-0077 | TMC-OR-Pedi OR (2R) | [5 empty] | 069-22553 | TMC | MHHS-TMC | TMC-OR-Pedi OR (2R) | OR - PEDI OR (2R) | [5 empty] | Anesthesia Machine | ANESTHESIAMACHINE-DraegerMed-Apollo | [12 empty] | AM-SA | [9 empty] | Anesthesia Machine | ANESTHESIAMACHINE | Anesthesia Machine | Draeger Inc
NO | YES |  |  |  | 069-26216 | 069-26216 | Draeger Inc | Apollo |  | Arza-0042 | TMC-MHTMC-Central Supply |  |  |  |  | 069-26216 | 069-26216 | TMC | MHHS-TMC | TMC-MHTMC-Central Supply | Angio 5 |  |  | 8/1/20 |  |  | Anesthesia Machine | ANESTHESIAMACHINE-DraegerMed-Apollo | [12 empty] | AM-SA | [9 empty] | Anesthesia Machine | ANESTHESIAMACHINE | Anesthesia Machine | Draeger Inc
YES | YES |  |  |  | 069-38733 | 069-38733 | Draeger Inc | Apollo |  | Cannot scan or read | Memorial Hermann- Texas Medical Center Radiology |  |  |  |  | 069-38733 | 069-38733 |  | TMC | Memorial Hermann- Texas Medical Center Radiology | Angio 2 | 4/1/20 |  |  | No PM Sticker |  | Anesthesia Machine | ANESTHESIAMACHINE-DraegerMed-Apollo | [12 empty] | AM-SA | [9 empty] | Anesthesia Machine | ANESTHESIAMACHINE | Anesthesia Machine | Draeger Inc
NO | YES |  |  |  | 069-38255 | 069-38255 | Draeger Inc | Apollo |  | Asbh-0114 | TMC- OR- (3HP) |  |  |  |  | 069-38255 | 069-38255 | TMC | Memorial Hermann-Texas Medical Center | TMC- OR- (3HP) | Storage | [5 empty] | Anesthesia Machine | ANESTHESIAMACHINE-DraegerMed-Apollo | [12 empty] | AM-SA | [9 empty] | Anesthesia Machine | ANESTHESIAMACHINE | Anesthesia Machine | Draeger Inc
YES | YES |  |  |  | 069-39711 | 069-39711 | Draeger Inc | Apollo |  | ASFL0205 | Memorial Hermann- Texas Medical Center- OR |  |  |  |  | 069-39711 | 069-39711 |  | TMC | Memorial Hermann- Texas Medical Center- OR | Serafine 3floor OR storage room | 4/1/20 |  |  | No PM Sticker |  | Anesthesia Machine | ANESTHESIAMACHINE-DraegerMed-Apollo | [12 empty] | AM-SA | [9 empty] | Anesthesia Machine | ANESTHESIAMACHINE | Anesthesia Machine | Draeger Inc
YES | YES |  |  |  | 069-38734 | 069-38734 | Draeger Inc | Apollo |  | ASFL0165 | Memorial Hermann- Texas Medical Center- OR |  |  |  |  | 069-38734 | 069-38734 |  | TMC | Memorial Hermann- Texas Medical Center- OR | Serafine 3floor OR storage room | 4/1/20 |  |  | No PM Sticker |  | Anesthesia Machine | ANESTHESIAMACHINE-DraegerMed-Apollo | [12 empty] | AM-SA | [9 empty] | Anesthesia Machine | ANESTHESIAMACHINE | Anesthesia Machine | Draeger Inc
NO | YES |  |  |  |  | 069-27175 | Draeger Inc | Apollo |  | ARZD-0267 | Sarofim 3 | [5 empty] | 069-27175 | TMC | Memorial Hermann-Texas Medical Center | Sarofim 3 | Storage | 2/1/18 |  | 2/1/19 |  |  | Anesthesia Machine | ANESTHESIAMACHINE-DraegerMed-Apollo | [12 empty] | AM-SA | [9 empty] | Anesthesia Machine | ANESTHESIAMACHINE | Anesthesia Machine | Draeger Inc
YES | YES |  |  |  | 069-41794 | 069-41794 | Draeger Inc | Apollo |  | ASJA0130 | Memorial Hermann- Texas Medical Center- OR |  |  |  |  | 069-41794 | 069-41794 |  | TMC | Memorial Hermann- Texas Medical Center- OR | Serafine 3floor OR storage room | 4/1/20 |  |  | No PM Sticker |  | Anesthesia Machine | ANESTHESIAMACHINE-DraegerMed-Apollo | [12 empty] | AM-SA | [9 empty] | Anesthesia Machine | ANESTHESIAMACHINE | Anesthesia Machine | Draeger Inc
YES | YES |  |  |  |  | 129-00932 | Draeger Inc | Babylog 8000 plus |  | Arrn-0051 | SUGAR LAND - RADIOLOGY | [5 empty] | 129-00932 | Sugar Land | Memorial Hermann Sugar Land Hospital | SUGAR LAND - RADIOLOGY | Respiratory clean room | 8/1/18 |  | 8/1/19 |  |  | Ventilator, Infant | VENTILATORINFANT-DraegerMed-Babylog 8000 plus | [12 empty] | VIN-SA | [9 empty] | Ventilator, Infant | VENTILATORINFANT | Ventilator, Infant | Draeger Inc
YES | YES |  |  |  | 129-04101 | 129-04101 | Draeger Inc | Babylog 8000 plus |  | Asbb-0085 | SUGAR LAND - RADIOLOGY |  |  |  |  | 129-04101 | 129-04101 | Sugar Land | Memorial Hermann Sugar Land Hospital | SUGAR LAND - RADIOLOGY | Respiratory clean room | [5 empty] | Ventilator, Infant | VENTILATORINFANT-DraegerMed-Babylog 8000 plus | [12 empty] | VIN-SA | [9 empty] | Ventilator, Infant | VENTILATORINFANT | Ventilator, Infant | Draeger Inc
YES | YES |  |  |  | HOD0322 | 029-12679 | Draeger Inc | Babylog VN500 |  | 8416189-05ASLN-0345 | Cardio pulmonary |  |  |  |  | HOD0322 | 029-12679 | Woodlands | Memorial Hermann The Woodlands Medical Center | Cardio pulmonary | Cardio pulmonary storage | 8/1/19 |  | 8/1/20 |  |  | Ventilator, Infant | VENTILATORINFANT-DraegerMed-Babylog VN500 | [12 empty] | VIN-SA | [9 empty] | Ventilator, Infant | VENTILATORINFANT | Ventilator, Infant | Draeger Inc
YES | YES | Serial Number Cnf |  |  | 099-09870 | 099-09870 | Draeger Inc | Cnf |  | Cnf | TMC - OR - ANESTHESIA (CONTRACT EQUIP) |  |  |  |  | 099-09870 | 099-09870 | TMC | Memorial Hermann-Texas Medical Center | TMC - OR - ANESTHESIA (CONTRACT EQUIP) | OR 9 | [6 empty] | .needs class
YES | YES | Serial Number Cnf |  |  | 069-37546 | 069-37546 | Draeger Inc | CNF |  | CNF | TMC - OR - PEDI OR (2R) |  |  |  |  | 069-37546 | 069-37546 | TMC | Memorial Hermann Texas Medical Center | TMC - OR - PEDI OR (2R) | OR 7 | 10/1/18 |  | 10/1/20 |  |  |  | .needs class
YES | YES | Serial Number Cnf |  |  | 069-37155 | 069-37155 | Draeger Inc | CNF |  | CNF | TMC - OR - PEDS Roberson building |  |  |  |  | 069-37155 | 069-37155 | TMC | Memorial Hermann Texas Medical Center | TMC - OR - PEDS Roberson building | OR 58 | [6 empty] | .needs class
YES | YES |  |  |  | 2L010300US0200 | 099-09843 | Draeger Inc | D-Vapor |  | ASDF-0442 | TMC - SAROFIM 3 - OR |  |  |  |  | 2L010300US0200 | 099-09843 | TMC | Memorial Hermann-Texas Medical Center | TMC - SAROFIM 3 - OR | TMC - SAROFIM 3 - OR | [5 empty] | Vaporizer, Anesthesia | VAPORIZERANESTHESIA-DraegerMed-D-Vapor | [12 empty] | VA-SA | [9 empty] | Vaporizer, Anesthesia | VAPORIZERANESTHESIA | Vaporizer, Anesthesia | Draeger Inc
YES | YES |  |  |  | 099-09898 | 099-09898 | Draeger Inc | D-Vapor |  | 2L010300US0200 | TMC - SAROFIM 3 - OR |  |  |  |  | 099-09898 | 099-09898 | TMC | Memorial Hermann-Texas Medical Center | TMC - SAROFIM 3 - OR | TMC -SAROFIM 3 - OR | [5 empty] | Vaporizer, Anesthesia | VAPORIZERANESTHESIA-DraegerMed-D-Vapor | [12 empty] | VA-SA | [9 empty] | Vaporizer, Anesthesia | VAPORIZERANESTHESIA | Vaporizer, Anesthesia | Draeger Inc
NO | YES |  |  |  | 099-07135 | 099-07135 | Draeger Inc | D-Vapor |  | ASBE-0258 | TMC-OR-Pedi OR (2R) |  |  |  |  | 099-07135 | 099-07135 | TMC | MHHS-TMC | TMC-OR-Pedi OR (2R) |  |  |  | 4/1/20 | No pm tag |  | Vaporizer, Anesthesia | VAPORIZERANESTHESIA-DraegerMed-D-Vapor | [12 empty] | VA-SA | [9 empty] | Vaporizer, Anesthesia | VAPORIZERANESTHESIA | Vaporizer, Anesthesia | Draeger Inc
NO | YES |  |  |  | 099-09979 | 099-09979 | Draeger Inc | D-Vapor |  | ASBJ-0178 | TMC-Sarofim 2-OR |  |  |  |  | 099-09979 | 099-09979 | TMC | MHHS-TMC | TMC-Sarofim 2-OR | S2 OR 67 | [5 empty] | Vaporizer, Anesthesia | VAPORIZERANESTHESIA-DraegerMed-D-Vapor | [12 empty] | VA-SA | [9 empty] | Vaporizer, Anesthesia | VAPORIZERANESTHESIA | Vaporizer, Anesthesia | Draeger Inc
YES | YES |  |  |  | 099-09728 | 099-09728 | Draeger Inc | D-Vapor |  | M35500-25 ASCH-0002 | TMC - MHTMC - CENTRAL SUPPLY |  |  |  |  | 099-09728 | 099-09728 | TMC | Memorial Hermann-Texas Medical Center | TMC - MHTMC - CENTRAL SUPPLY | Angio 5 |  |  |  | No pm |  | Vaporizer, Anesthesia | VAPORIZERANESTHESIA-DraegerMed-D-Vapor | [12 empty] | VA-SA | [9 empty] | Vaporizer, Anesthesia | VAPORIZERANESTHESIA | Vaporizer, Anesthesia | Draeger Inc
YES | YES |  |  |  | 099-07954 | 099-07954 | Draeger Inc | D-Vapor |  | ARYL0058 | Memorial Hermann- Texas Medical Center- OR |  |  |  |  | 099-07954 | 099-07954 |  | TMC | Memorial Hermann- Texas Medical Center- OR | Serafine 3floor OR storage room | 4/1/20 |  |  | No PM Sticker |  | Vaporizer, Anesthesia | VAPORIZERANESTHESIA-DraegerMed-D-Vapor | [12 empty] | VA-SA | [9 empty] | Vaporizer, Anesthesia | VAPORIZERANESTHESIA | Vaporizer, Anesthesia | Draeger Inc
NO | YES |  |  |  | 099-07833 | 099-07833 | Draeger Inc | D-Vapor |  | Asbj-0184 | TMC- OR- (3HP) |  |  |  |  | 099-07833 | 099-07833 | TMC | Memorial Hermann-Texas Medical Center | TMC- OR- (3HP) | Storage | [5 empty] | Vaporizer, Anesthesia | VAPORIZERANESTHESIA-DraegerMed-D-Vapor | [12 empty] | VA-SA | [9 empty] | Vaporizer, Anesthesia | VAPORIZERANESTHESIA | Vaporizer, Anesthesia | Draeger Inc
NO | YES |  |  |  | 099-00330 | 099-00330 | Draeger Inc | Evita Infinity V500 |  | ASHE-0106 | Katy-Biomedical Services |  |  |  |  | 099-00330 | 099-00330 | Katy | MHHS-Katy | Katy-Biomedical Services | Biomed shop | 8/1/19 | 8/1/20 |  |  |  | Ventilator | VENTILATOR-DraegerMed-Evita Infinity V500 | [12 empty] | VENT-SA | [9 empty] | Ventilator | VENTILATOR | Ventilator | Draeger Inc
YES | YES |  |  |  | 074-05140 | 074-05140 | Draeger Inc | Evita Infinity V500 |  | ASLK 0012 | Memorial Hermann- Texas Medical Center-OR-PACU nurse station |  |  |  |  | 074-05140 | 074-05140 |  | TMC | Memorial Hermann- Texas Medical Center-OR-PACU nurse station | OR 03 | 4/1/20 |  |  | No PM Sticker |  | Ventilator | VENTILATOR-DraegerMed-Evita Infinity V500 | [12 empty] | VENT-SA | [9 empty] | Ventilator | VENTILATOR | Ventilator | Draeger Inc
NO | YES |  |  |  | 069-35717 | 069-35717 | Draeger Inc | FABIUS GS |  | ASCL-0235 | TMC-OR-Anesthesia (Old) |  |  |  |  | 069-35717 | 069-35717 | TMC | MHHS-TMC | TMC-OR-Anesthesia (Old) | J2 313 | 9/1/17 |  |  |  |  | Anesthesia Machine | ANESTHESIAMACHINE-DraegerMed-FABIUS GS | [12 empty] | AM-SA | [9 empty] | Anesthesia Machine | ANESTHESIAMACHINE | Anesthesia Machine | Draeger Inc
NO | YES |  |  |  | 069-27581 | 069-27581 | Draeger Inc | FABIUS GS |  | ASAD-0008 | J2 405 angio 3 |  |  |  |  | 069-27581 | 069-27581 | TMC | Memorial Hermann Texas Medical Center | J2 405 angio 3 | J2 rm 405 | [5 empty] | Anesthesia Machine | ANESTHESIAMACHINE-DraegerMed-FABIUS GS | [12 empty] | AM-SA | [9 empty] | Anesthesia Machine | ANESTHESIAMACHINE | Anesthesia Machine | Draeger Inc
YES | YES |  |  |  | 069-28098 | 069-28098 | Draeger Inc | Fabius GS |  | 8607000-26ASAD-0005 | Memorial Hermann- Texas Medical Center- Radiology- PEDI OR |  |  |  |  | 069-28098 | 069-28098 |  | TMC | Memorial Hermann- Texas Medical Center- Radiology- PEDI OR | PEDI OR Storage room | 4/1/20 |  |  | No PM Sticker |  | Anesthesia Machine | ANESTHESIAMACHINE-DraegerMed-FABIUS GS | [12 empty] | AM-SA | [9 empty] | Anesthesia Machine | ANESTHESIAMACHINE | Anesthesia Machine | Draeger Inc
NO | YES | [5 empty] | Draeger Inc | Fabius GS Premium |  | ASEB-0076 | GI Clinic | [6 empty] | TMC | Memorial Hermann-Texas Medical Center | GI Clinic | Fluroscope 482 | 9/1/17 |  | 3/1/18 |  |  | Anesthesia Machine | ANESTHESIAMACHINE-DraegerMed-Fabius GS Premium | [12 empty] | AM-SA | [9 empty] | Anesthesia Machine | ANESTHESIAMACHINE | Anesthesia Machine | Draeger Inc
YES | YES |  |  |  | 099-13456 | 099-13456 | Draeger Inc | Infinity C500 |  |  | TMC - RESPIRATORY - ADULT |  |  |  |  | 099-13456 | 099-13456 | TMC | Memorial Hermann-Texas Medical Center | TMC - RESPIRATORY - ADULT | Biomed | 5/1/19 |  | 5/1/20 |  |  | Monitor, Cardiac, Portable | MONITORCARDIAPORTABLE-DraegerMed-Infinity C500 | [12 empty] | MCP-A | [9 empty] | Monitor, Cardiac, Portable | MONITORCARDIAPORTABLE | Monitor, Cardiac, Portable | Draeger Inc
YES | YES |  |  |  | 099-07259 | 099-07259 | Draeger Inc | Infinity C500 |  |  | Sarofim 3 |  |  |  |  | 099-07259 | 099-07259 | TMC | Memorial Hermann-Texas Medical Center | Sarofim 3 | Storage | [5 empty] | Monitor, Cardiac, Portable | MONITORCARDIAPORTABLE-DraegerMed-Infinity C500 | [12 empty] | MCP-A | [9 empty] | Monitor, Cardiac, Portable | MONITORCARDIAPORTABLE | Monitor, Cardiac, Portable | Draeger Inc
YES | YES |  |  |  | 099-07257 | 099-07257 | Draeger Inc | Infinity C500 |  |  | Sarofim 3 |  |  |  |  | 099-07257 | 099-07257 | TMC | Memorial Hermann-Texas Medical Center | Sarofim 3 | Storage | [5 empty] | Monitor, Cardiac, Portable | MONITORCARDIAPORTABLE-DraegerMed-Infinity C500 | [12 empty] | MCP-A | [9 empty] | Monitor, Cardiac, Portable | MONITORCARDIAPORTABLE | Monitor, Cardiac, Portable | Draeger Inc
YES | YES |  |  |  | 099-07251 | 099-07251 | Draeger Inc | Infinity C500 |  |  | Sarofim 3 |  |  |  |  | 099-07251 | 099-07251 | TMC | Memorial Hermann-Texas Medical Center | Sarofim 3 | Storage | [5 empty] | Monitor, Cardiac, Portable | MONITORCARDIAPORTABLE-DraegerMed-Infinity C500 | [12 empty] | MCP-A | [9 empty] | Monitor, Cardiac, Portable | MONITORCARDIAPORTABLE | Monitor, Cardiac, Portable | Draeger Inc
NO | YES | Serial Number 5612686362 |  |  | 069-45322 | 069-45322 | Draeger Inc | Infinity C700 |  |  | TMC-Cath Lab-Adult (2Hvi) |  |  |  |  | 069-45322 | 069-45322 | TMC | MHHS-TMC | TMC-Cath Lab-Adult (2Hvi) | OR6 | [5 empty] | Monitor, Cardiac, Portable | MONITORCARDIAPORTABLE-DraegerMed-Infinity C700 | [12 empty] | MCP-A | [9 empty] | Monitor, Cardiac, Portable | MONITORCARDIAPORTABLE | Monitor, Cardiac, Portable | Draeger Inc
NO | YES | Serial Number 5612697359 |  |  | 069-45317 | 069-45317 | Draeger Inc | Infinity C700 |  |  | TMC-OR-CVOR (7Hvi) |  |  |  |  | 069-45317 | 069-45317 | TMC | MHHS-TMC | TMC-OR-CVOR (7Hvi) | Cv OR 1 | 12/1/18 |  | 12/1/19 | PM Past Due |  | Monitor, Cardiac, Portable | MONITORCARDIAPORTABLE-DraegerMed-Infinity C700 | [12 empty] | MCP-A | [9 empty] | Monitor, Cardiac, Portable | MONITORCARDIAPORTABLE | Monitor, Cardiac, Portable | Draeger Inc
YES | YES |  |  |  | 069-41779 | 069-41779 | Draeger Inc | Infinity C700 |  |  | TMC - OR - HERMANN (2HP) |  |  |  |  | 069-41779 | 069-41779 | TMC | Memorial Hermann-Texas Medical Center | TMC - OR - HERMANN (2HP) | OR 36 | [5 empty] | Monitor, Cardiac, Portable | MONITORCARDIAPORTABLE-DraegerMed-Infinity C700 | [12 empty] | MCP-A | [9 empty] | Monitor, Cardiac, Portable | MONITORCARDIAPORTABLE | Monitor, Cardiac, Portable | Draeger Inc
NO | YES |  |  |  | 069-40078 | 069-40078 | Draeger Inc | Infinity C700 |  |  | TMC-Sarofim 3-OR |  |  |  |  | 069-40078 | 069-40078 | TMC | MHHS-TMC | TMC-Sarofim 3-OR | SAROFIM 3 - OR | [5 empty] | Monitor, Cardiac, Portable | MONITORCARDIAPORTABLE-DraegerMed-Infinity C700 | [12 empty] | MCP-A | [9 empty] | Monitor, Cardiac, Portable | MONITORCARDIAPORTABLE | Monitor, Cardiac, Portable | Draeger Inc
NO | YES |  |  |  | 069-39858 | 069-39858 | Draeger Inc | Infinity C700 |  |  | TMC-OR-Hermann (2Hp) |  |  |  |  | 069-39858 | 069-39858 | TMC | MHHS-TMC | TMC-OR-Hermann (2Hp) | OR2 05 |  |  |  | CNF pm sticker |  | Monitor, Cardiac, Portable | MONITORCARDIAPORTABLE-DraegerMed-Infinity C700 | [12 empty] | MCP-A | [9 empty] | Monitor, Cardiac, Portable | MONITORCARDIAPORTABLE | Monitor, Cardiac, Portable | Draeger Inc
YES | YES |  |  |  | 069-41850 | 069-41850 | Draeger Inc | Infinity C700 |  | MA25520 | TMC - SAROFIM 3 - OR |  |  |  |  | 069-41850 | 069-41850 | TMC | Memorial Hermann-Texas Medical Center | TMC - SAROFIM 3 - OR | TMC -SAROFIM 3 - OR | [5 empty] | Monitor, Cardiac, Portable | MONITORCARDIAPORTABLE-DraegerMed-Infinity C700 | [12 empty] | MCP-A | [9 empty] | Monitor, Cardiac, Portable | MONITORCARDIAPORTABLE | Monitor, Cardiac, Portable | Draeger Inc
NO | YES |  |  |  | 069-38480 | 069-38480 | Draeger Inc | Infinity C700 |  |  | TMC-OR-Hermann (2Hp) |  |  |  |  | 069-38480 | 069-38480 | TMC | MHHS-TMC | TMC-OR-Hermann (2Hp) | OR 60 |  |  | 1/1/21 |  |  | Monitor, Cardiac, Portable | MONITORCARDIAPORTABLE-DraegerMed-Infinity C700 | [12 empty] | MCP-A | [9 empty] | Monitor, Cardiac, Portable | MONITORCARDIAPORTABLE | Monitor, Cardiac, Portable | Draeger Inc
NO | YES |  |  |  | 069-39712 | 069-39712 | Draeger Inc | Infinity C700 |  |  | Childrens or robertson building |  |  |  |  | 069-39712 | 069-39712 | TMC | Memorial Hermann-Texas Medical Center | Childrens or robertson building | Or 59 | [5 empty] | Monitor, Cardiac, Portable | MONITORCARDIAPORTABLE-DraegerMed-Infinity C700 | [12 empty] | MCP-A | [9 empty] | Monitor, Cardiac, Portable | MONITORCARDIAPORTABLE | Monitor, Cardiac, Portable | Draeger Inc
NO | YES |  |  |  | 069-39862 | 069-39862 | Draeger Inc | Infinity C700 |  |  | Peds OR |  |  |  |  | 069-39862 | 069-39862 | TMC | Memorial Hermann Texas Medical Center | Peds OR | OR 68 | [5 empty] | Monitor, Cardiac, Portable | MONITORCARDIAPORTABLE-DraegerMed-Infinity C700 | [12 empty] | MCP-A | [9 empty] | Monitor, Cardiac, Portable | MONITORCARDIAPORTABLE | Monitor, Cardiac, Portable | Draeger Inc
NO | YES |  |  |  | 069-39863 | 069-39863 | Draeger Inc | Infinity C700 |  |  | TMC-Sarofim 2-OR |  |  |  |  | 069-39863 | 069-39863 | TMC | MHHS-TMC | TMC-Sarofim 2-OR | S2 OR 67 |  |  |  | No pm found |  | Monitor, Cardiac, Portable | MONITORCARDIAPORTABLE-DraegerMed-Infinity C700 | [12 empty] | MCP-A | [9 empty] | Monitor, Cardiac, Portable | MONITORCARDIAPORTABLE | Monitor, Cardiac, Portable | Draeger Inc
NO | YES |  |  |  | 099-07114 | 099-07114 | Draeger Inc | Infinity C700 |  | TPAA502239 | TMC-OR-Hermann (2Hp) |  |  |  |  | 099-07114 | 099-07114 | TMC | MHHS-TMC | TMC-OR-Hermann (2Hp) | Storage | [5 empty] | Monitor, Cardiac, Portable | MONITORCARDIAPORTABLE-DraegerMed-Infinity C700 | [12 empty] | MCP-A | [9 empty] | Monitor, Cardiac, Portable | MONITORCARDIAPORTABLE | Monitor, Cardiac, Portable | Draeger Inc
YES | YES |  |  |  | 069-38746 | 069-38746 | Draeger Inc | Infinity C700 |  | MS255-2027 | Memorial Hermann- Texas Medical Center- OR |  |  |  |  | 069-38746 | 069-38746 |  | TMC | Memorial Hermann- Texas Medical Center- OR | Serafine 3floor OR storage room | 4/1/20 |  |  | No PM Sticker |  | Monitor, Cardiac, Portable | MONITORCARDIAPORTABLE-DraegerMed-Infinity C700 | [12 empty] | MCP-A | [9 empty] | Monitor, Cardiac, Portable | MONITORCARDIAPORTABLE | Monitor, Cardiac, Portable | Draeger Inc
YES | YES |  |  |  | 069-39714 | 069-39714 | Draeger Inc | Infinity C700 |  | MS2552027 | Memorial Hermann- Texas Medical Center- OR |  |  |  |  | 069-39714 | 069-39714 |  | TMC | Memorial Hermann- Texas Medical Center- OR | Serafine 3floor OR storage room |  |  |  | No PM Sticker |  | Monitor, Cardiac, Portable | MONITORCARDIAPORTABLE-DraegerMed-Infinity C700 | [12 empty] | MCP-A | [9 empty] | Monitor, Cardiac, Portable | MONITORCARDIAPORTABLE | Monitor, Cardiac, Portable | Draeger Inc
YES | YES |  |  |  | 069-38744 | 069-38744 | Draeger Inc | Infinity C700 |  | Nsn | Memorial Hermann- Texas Medical Center- OR |  |  |  |  | 069-38744 | 069-38744 |  | TMC | Memorial Hermann- Texas Medical Center- OR | Serafine 3floor OR storage room |  |  | 4/1/20 | No PM Sticker |  | Monitor, Cardiac, Portable | MONITORCARDIAPORTABLE-DraegerMed-Infinity C700 | [12 empty] | MCP-A | [9 empty] | Monitor, Cardiac, Portable | MONITORCARDIAPORTABLE | Monitor, Cardiac, Portable | Draeger Inc
YES | YES |  |  |  | 151-04921 |  | Draeger Inc | Infinity Gamma XXL |  |  | MEMORIAL CITY - CATH LAB |  |  |  |  | 151-04921 |  | West | Memorial Hermann - Memorial City | MEMORIAL CITY - CATH LAB | Interventional Radiology Room 1
NO | YES | Serial Number 5612686362 |  |  | 069-45316 | 069-45316 | Draeger Inc | Infinity M540 |  |  | TMC-Cath Lab-Adult (2Hvi) |  |  |  |  | 069-45316 | 069-45316 | TMC | MHHS-TMC | TMC-Cath Lab-Adult (2Hvi) | Cath lab 4 | 12/1/17 |  | 12/1/18 | PM Past Due |  | Monitor, Vital Signs | MONITORVITALSIGNS-DraegerMed-Infinity M540 | [12 empty] | MVS-A | [9 empty] | Monitor, Vital Signs | MONITORVITALSIGNS | Monitor, Vital Signs | Draeger Inc
YES | YES |  |  |  | 069-45328 | 069-45328 | Draeger Inc | Infinity M540 |  |  | TMC - OR - CVOR (7HVI) |  |  |  |  | 069-45328 | 069-45328 | TMC | Memorial Hermann-Texas Medical Center | TMC - OR - CVOR (7HVI) | CVOR (7HVI) | [5 empty] | Monitor, Vital Signs | MONITORVITALSIGNS-DraegerMed-Infinity M540 | [12 empty] | MVS-A | [9 empty] | Monitor, Vital Signs | MONITORVITALSIGNS | Monitor, Vital Signs | Draeger Inc
NO | YES | Asset Tag 069-45560 |  |  | 069-45560 | 069-45560 | Draeger Inc | Infinity M540 |  |  | TMC-OR-CVOR (7Hvi) |  |  |  |  | 069-45560 | 069-45560 | TMC | MHHS-TMC | TMC-OR-CVOR (7Hvi) | CVOR (7HVI | [5 empty] | Monitor, Vital Signs | MONITORVITALSIGNS-DraegerMed-Infinity M540 | [12 empty] | MVS-A | [9 empty] | Monitor, Vital Signs | MONITORVITALSIGNS | Monitor, Vital Signs | Draeger Inc
YES | YES |  |  |  | 069-38530 | 099-09062 | Draeger Inc | Infinity M540 |  |  | TMC - SAROFIM 3 - OR |  |  |  |  | 069-38530 | 099-09062 | TMC | Memorial Hermann-Texas Medical Center | TMC - SAROFIM 3 - OR | SAROFIM 3 - OR | [5 empty] | Monitor, Vital Signs | MONITORVITALSIGNS-DraegerMed-Infinity M540 | [12 empty] | MVS-A | [9 empty] | Monitor, Vital Signs | MONITORVITALSIGNS | Monitor, Vital Signs | Draeger Inc
YES | YES |  |  |  | 069-38653 | 069-38653 | Draeger Inc | Infinity M540 |  | Nsn | Memorial Hermann- Texas Medical Center-OR-PACU nurse station |  |  |  |  | 069-38653 | 069-38653 |  | TMC | Memorial Hermann- Texas Medical Center-OR-PACU nurse station | OR 03 | 4/1/20 |  |  | No PM Sticker |  | Monitor, Vital Signs | MONITORVITALSIGNS-DraegerMed-Infinity M540 | [12 empty] | MVS-A | [9 empty] | Monitor, Vital Signs | MONITORVITALSIGNS | Monitor, Vital Signs | Draeger Inc
NO | YES |  |  |  | 069-38488 | 069-38488 | Draeger Inc | Infinity M540 |  |  | Peds OR |  |  |  |  | 069-38488 | 069-38488 | TMC | Memorial Hermann Texas Medical Center | Peds OR | OR 68 | [5 empty] | Monitor, Vital Signs | MONITORVITALSIGNS-DraegerMed-Infinity M540 | [12 empty] | MVS-A | [9 empty] | Monitor, Vital Signs | MONITORVITALSIGNS | Monitor, Vital Signs | Draeger Inc
YES | YES |  |  |  | 069-42210 | 069-42210 | Draeger Inc | Infinity M540 |  |  | TMC - OR - PEDI OR (2R) |  |  |  |  | 069-42210 | 069-42210 | TMC | Memorial Hermann-Texas Medical Center | TMC - OR - PEDI OR (2R) | OR - PEDI OR (2R) | [5 empty] | Monitor, Vital Signs | MONITORVITALSIGNS-DraegerMed-Infinity M540 | [12 empty] | MVS-A | [9 empty] | Monitor, Vital Signs | MONITORVITALSIGNS | Monitor, Vital Signs | Draeger Inc
NO | YES | Serial Number 5612697359 |  |  | 069-45323 | 069-45323 | Draeger Inc | Infinity M540 |  |  | Memorial Hermann- Texas Medical Center Radiology |  |  |  |  | 069-45323 | 069-45323 |  | TMC | Memorial Hermann- Texas Medical Center Radiology | Angio 2 | 4/1/20 |  |  | No PM Sticker |  | Monitor, Vital Signs | MONITORVITALSIGNS-DraegerMed-Infinity M540 | [12 empty] | MVS-A | [9 empty] | Monitor, Vital Signs | MONITORVITALSIGNS | Monitor, Vital Signs | Draeger Inc
YES | YES |  |  |  | 099-07261 | 099-07261 | Draeger Inc | Infinity M540 |  |  | Sarofim 3 |  |  |  |  | 099-07261 | 099-07261 | TMC | Memorial Hermann-Texas Medical Center | Sarofim 3 | Storage | [5 empty] | Monitor, Vital Signs | MONITORVITALSIGNS-DraegerMed-Infinity M540 | [12 empty] | MVS-A | [9 empty] | Monitor, Vital Signs | MONITORVITALSIGNS | Monitor, Vital Signs | Draeger Inc
YES | YES |  |  |  | 099-07256 | 099-07256 | Draeger Inc | Infinity M540 |  |  | Sarofim 3 |  |  |  |  | 099-07256 | 099-07256 | TMC | Memorial Hermann-Texas Medical Center | Sarofim 3 | Storage | [5 empty] | Monitor, Vital Signs | MONITORVITALSIGNS-DraegerMed-Infinity M540 | [12 empty] | MVS-A | [9 empty] | Monitor, Vital Signs | MONITORVITALSIGNS | Monitor, Vital Signs | Draeger Inc
NO | YES |  |  |  | 099-09956 | 099-09956 | Draeger Inc | Infinity M540 |  |  | Memorial Hermann- Texas Medical Center- OR |  |  |  |  | 099-09956 | 099-09956 |  | TMC | Memorial Hermann- Texas Medical Center- OR | Serafine 3floor OR storage room | 4/1/20 |  |  | No PM Sticker |  | Monitor, Vital Signs | MONITORVITALSIGNS-DraegerMed-Infinity M540 | [12 empty] | MVS-A | [9 empty] | Monitor, Vital Signs | MONITORVITALSIGNS | Monitor, Vital Signs | Draeger Inc
YES | YES |  |  |  | 099-07250 | 099-07250 | Draeger Inc | Infinity M540 |  |  | Sarofim 3 |  |  |  |  | 099-07250 | 099-07250 | TMC | Memorial Hermann-Texas Medical Center | Sarofim 3 | Storage | [5 empty] | Monitor, Vital Signs | MONITORVITALSIGNS-DraegerMed-Infinity M540 | [12 empty] | MVS-A | [9 empty] | Monitor, Vital Signs | MONITORVITALSIGNS | Monitor, Vital Signs | Draeger Inc
NO | YES |  |  |  | 099-09954 | 099-09954 | Draeger Inc | Infinity M540 |  |  | Memorial Hermann- Texas Medical Center- OR |  |  |  |  | 099-09954 | 099-09954 |  | TMC | Memorial Hermann- Texas Medical Center- OR | Serafine 3floor OR storage room | 6/1/16 |  | 11/1/16 |  |  | Monitor, Vital Signs | MONITORVITALSIGNS-DraegerMed-Infinity M540 | [12 empty] | MVS-A | [9 empty] | Monitor, Vital Signs | MONITORVITALSIGNS | Monitor, Vital Signs | Draeger Inc
NO | YES |  |  |  | 069-39866 | 069-39866 | Draeger Inc | Infinity M540 |  |  | TMC-Sarofim 3-OR |  |  |  |  | 069-39866 | 069-39866 | TMC | MHHS-TMC | TMC-Sarofim 3-OR | S3404 | [5 empty] | Monitor, Vital Signs | MONITORVITALSIGNS-DraegerMed-Infinity M540 | [12 empty] | MVS-A | [9 empty] | Monitor, Vital Signs | MONITORVITALSIGNS | Monitor, Vital Signs | Draeger Inc
NO | YES |  |  |  | 099-07244 | 099-07244 | Draeger Inc | Infinity M540 |  |  | Sarofim 3 |  |  |  |  | 099-07244 | 099-07244 | TMC | Memorial Hermann-Texas Medical Center | Sarofim 3 | Storage | [5 empty] | Monitor, Vital Signs | MONITORVITALSIGNS-DraegerMed-Infinity M540 | [12 empty] | MVS-A | [9 empty] | Monitor, Vital Signs | MONITORVITALSIGNS | Monitor, Vital Signs | Draeger Inc
NO | YES |  |  |  | 069-38492 | 069-38492 | Draeger Inc | Infinity M540 |  |  | OR |  |  |  |  | 069-38492 | 069-38492 | TMC | Memorial Hermann-Texas Medical Center | OR | S 3404 | [5 empty] | Monitor, Vital Signs | MONITORVITALSIGNS-DraegerMed-Infinity M540 | [12 empty] | MVS-A | [9 empty] | Monitor, Vital Signs | MONITORVITALSIGNS | Monitor, Vital Signs | Draeger Inc
YES | YES | Serial Number Cnf |  |  | 099-07986 | 099-07986 | Draeger Inc | Infinity masimo |  | CNF | TMC - OR - PEDS Roberson building |  |  |  |  | 099-07986 | 099-07986 | TMC | Memorial Hermann Texas Medical Center | TMC - OR - PEDS Roberson building | OR 58
YES | YES | Serial Number Cnf |  |  | 069-37142 | 069-37142 | Draeger Inc | Infinity P2000 |  | Cnf | TMC - OR - HERMANN (2HP) |  |  |  |  | 069-37142 | 069-37142 | TMC | Memorial Hermann-Texas Medical Center | TMC - OR - HERMANN (2HP) | OR 60 |  |  | 11/1/20 |  |  |  | HUBCOMPUTERNETWORK-DraegerMed-Infinity P2500
NO | YES |  |  |  | 069-37140 | 069-37140 | Draeger Inc | Infinity P2500 |  | Usff-0304 | TMC - SAROFIM 2 - OR |  |  |  |  | 069-37140 | 069-37140 |  | Memorial Hermann-tmc | TMC - SAROFIM 2 - OR | OR15 | 11/1/18 |  | 11/1/20 |  |  | Hub, Computer Network | HUBCOMPUTERNETWORK-DraegerMed-Infinity P2500 | [22 empty] | Hub, Computer Network | HUBCOMPUTERNETWORK | Hub, Computer Network | Draeger Inc
NO | YES |  |  |  | 069-37144 | 069-37144 | Draeger Inc | Infinity P2500 |  | USFF-0235 | Childrens or robertson building |  |  |  |  | 069-37144 | 069-37144 | TMC | Memorial Hermann-Texas Medical Center | Childrens or robertson building | Or 59 | 11/1/18 |  | 11/1/19 |  |  | Hub, Computer Network | HUBCOMPUTERNETWORK-DraegerMed-Infinity P2500 | [22 empty] | Hub, Computer Network | HUBCOMPUTERNETWORK | Hub, Computer Network | Draeger Inc
YES | YES |  |  |  | 099-07224 | 099-07224 | Draeger Inc | Infinity P2500 |  |  | Sarofim 3 |  |  |  |  | 099-07224 | 099-07224 | TMC | Memorial Hermann-Texas Medical Center | Sarofim 3 | Storage | [5 empty] | Hub, Computer Network | HUBCOMPUTERNETWORK-DraegerMed-Infinity P2500 | [22 empty] | Hub, Computer Network | HUBCOMPUTERNETWORK | Hub, Computer Network | Draeger Inc
YES | YES |  |  |  | 099-07252 | 099-07252 | Draeger Inc | Infinity P2500 |  |  | Sarofim 3 |  |  |  |  | 099-07252 | 099-07252 | TMC | Memorial Hermann-Texas Medical Center | Sarofim 3 | Storage | [5 empty] | Hub, Computer Network | HUBCOMPUTERNETWORK-DraegerMed-Infinity P2500 | [22 empty] | Hub, Computer Network | HUBCOMPUTERNETWORK | Hub, Computer Network | Draeger Inc
YES | YES |  |  |  | 099-07248 | 099-07248 | Draeger Inc | Infinity P2500 |  |  | Sarofim 3 |  |  |  |  | 099-07248 | 099-07248 | TMC | Memorial Hermann-Texas Medical Center | Sarofim 3 | Storage | [5 empty] | Hub, Computer Network | HUBCOMPUTERNETWORK-DraegerMed-Infinity P2500 | [22 empty] | Hub, Computer Network | HUBCOMPUTERNETWORK | Hub, Computer Network | Draeger Inc
NO | YES |  |  |  | 069-41849 | 069-41849 | Draeger Inc | Infinty m540 |  |  | TMC-OR-Hermann (2Hp) |  |  |  |  | 069-41849 | 069-41849 | TMC | MHHS-TMC | TMC-OR-Hermann (2Hp) | OR 60 |  |  |  | No pm
YES | YES |  |  |  | 099-07985 | 099-07985 | Draeger Inc | IPX1 |  |  | TMC - OR - PEDS Roberson building |  |  |  |  | 099-07985 | 099-07985 | TMC | Memorial Hermann Texas Medical Center | TMC - OR - PEDS Roberson building | OR 58
YES | YES |  |  |  | 099-06776 | 099-06776 | Draeger Inc | JM-103 |  | B2202566 | MEMORIAL CITY - POSTPARTUM - NURSERY |  |  |  |  | 099-06776 | 099-06776 | West | Women?s Memorial Hermann Memorial City Hospital | MEMORIAL CITY - POSTPARTUM - NURSERY |  |  |  | 4/1/20
NO | YES |  |  |  | 099-06775 | 099-06775 | Draeger Inc | JM-103 |  | B2204398 | Memorial City-Postpartum-Nursery |  |  |  |  | 099-06775 | 099-06775 | West | MHHS-Mem City | Memorial City-Postpartum-Nursery
YES | YES |  |  |  | 005-34546 | 005-34546 | Draeger Inc | M3001A |  | DE6520JCUU | SE - OR |  |  |  |  | 005-34546 | 005-34546 | Southeast | Memorial Hermann South East | SE - OR | OR corridor | 11/1/19 | [5 empty] | MODULEMULTIPARAMETER-Philips-M3001A
NO | YES |  |  |  | 099-07780 | 099-07780 | Draeger Inc | M35054 |  | ASJD-0479 | PEDI OR storage |  |  |  |  | 099-07780 | 099-07780 | TMC | Memorial Hermann-Texas Medical Center | PEDI OR storage | Equipment room | [5 empty] | Vaporizer, Anesthesia | VAPORIZERANESTHESIA-DraegerMed-M35054 | [12 empty] | VA-SA | [9 empty] | Vaporizer, Anesthesia | VAPORIZERANESTHESIA | Vaporizer, Anesthesia | Draeger Inc
YES | YES |  |  |  | 099-07132 | 099-07132 | Draeger Inc | M35054-25 |  | ASGD-0975 | Surgery |  |  |  |  | 099-07132 | 099-07132 | TMC | Memorial Hermann-Texas Medical Center | Surgery | OR2 05
NO | YES |  |  |  | 099-07603 | 099-07603 | Draeger Inc | M35054-27 |  | ASFL-0860 | Childrens or robertson building |  |  |  |  | 099-07603 | 099-07603 | TMC | Memorial Hermann-Texas Medical Center | Childrens or robertson building | Or 59
NO | YES |  |  |  | 099-09286 | 099-09286 | Draeger Inc | M35170 |  | ARSH-0397 | Childrens or robertson building |  |  |  |  | 099-09286 | 099-09286 | TMC | Memorial Hermann-Texas Medical Center | Childrens or robertson building | Or 59 | [5 empty] | Vaporizer, Anesthesia | VAPORIZERANESTHESIA-DraegerMed-M35170 | [12 empty] | VA-SA | [9 empty] | Vaporizer, Anesthesia | VAPORIZERANESTHESIA | Vaporizer, Anesthesia | Draeger Inc
NO | YES |  |  |  | 099-07779 | 099-07779 | Draeger Inc | M35170 |  | ARXD-1383 | PEDI OR storage |  |  |  |  | 099-07779 | 099-07779 | TMC | Memorial Hermann-Texas Medical Center | PEDI OR storage | Equipment room | [5 empty] | Vaporizer, Anesthesia | VAPORIZERANESTHESIA-DraegerMed-M35170 | [12 empty] | VA-SA | [9 empty] | Vaporizer, Anesthesia | VAPORIZERANESTHESIA | Vaporizer, Anesthesia | Draeger Inc
NO | YES |  |  |  | 099-07781 | 099-07781 | Draeger Inc | M35500-14 |  | ARYA-0562 | PEDI OR storage |  |  |  |  | 099-07781 | 099-07781 | TMC | Memorial Hermann-Texas Medical Center | PEDI OR storage | Equipment room
YES | YES |  |  |  | 099-09056 | 099-09056 | Draeger Inc | Mk03140 |  | MK03140_10 ASDC-0145 | TMC - SAROFIM 3 - OR |  |  |  |  | 099-09056 | 099-09056 | TMC | Memorial Hermann-Texas Medical Center | TMC - SAROFIM 3 - OR | SAROFIM 3 - OR
YES | YES |  |  |  | 099-07614 | 099-07614 | Draeger Inc | MP00686 |  | ASLF-0040 | TMC - OR - PEDI OR (2R) |  |  |  |  | 099-07614 | 099-07614 | TMC | Memorial Hermann Texas Medical Center | TMC - OR - PEDI OR (2R) | OR 7
YES | YES |  |  |  | 099-07992 | 099-07992 | Draeger Inc | Ms20783 |  |  | Peds OR |  |  |  |  | 099-07992 | 099-07992 | TMC | Memorial Hermann Texas Medical Center | Peds OR | OR 68
YES | YES |  |  |  | 069-38482 | 069-38482 | Draeger Inc | Ms25520-27 |  |  | TMC - OR - PEDI OR (2R) |  |  |  |  | 069-38482 | 069-38482 | TMC | Memorial Hermann-Texas Medical Center | TMC - OR - PEDI OR (2R) | OR - PEDI OR (2R)
YES | YES |  |  |  | 099-09057 | 099-09057 | Draeger Inc | MS28964 |  |  | TMC - SAROFIM 3 - OR |  |  |  |  | 099-09057 | 099-09057 | TMC | Memorial Hermann-Texas Medical Center | TMC - SAROFIM 3 - OR | SAROFIM 3 - OR | 4/1/20
YES | YES |  |  |  | 099-07083 | 099-07083 | Draeger Inc | MS28964 |  | 583-379-1953 | Memorial Hermann- Texas Medical Center-OR-PACU nurse station |  |  |  |  | 099-07083 | 099-07083 | TMC | Memorial Hermann-Texas Medical Center | Memorial Hermann- Texas Medical Center-OR-PACU nurse station | OR 02 |  |  |  | No PM Sticker
YES | YES |  |  |  | 099-07128 | 099-07128 | Draeger Inc | Ms28964 |  |  | TMC - SAROFIM 3 - OR |  |  |  |  | 099-07128 | 099-07128 | TMC | Memorial Hermann-Texas Medical Center | TMC - SAROFIM 3 - OR | S3404
YES | YES |  |  |  | 069-06911 | 069-06911 | Draeger Inc | Narkomed 6400 |  | Nsn | TMC - CHILDRENS - L |  |  |  |  | 069-06911 | 069-06911 |  | Memorial Hermann-tmc | TMC - CHILDRENS - L | Csr hallway | [5 empty] | Anesthesia Machine | ANESTHESIAMACHINE-DraegerMed-Narkomed 6400 | [12 empty] | AM-SA | [9 empty] | Anesthesia Machine | ANESTHESIAMACHINE | Anesthesia Machine | Draeger Inc
YES | YES |  |  |  | 069-19512 | 069-19512 | Draeger Inc | Narkomed 6400 |  | Nsn | TMC - CHILDRENS - L |  |  |  |  | 069-19512 | 069-19512 |  | Memorial Hermann-tmc | TMC - CHILDRENS - L | Csr hallway | [5 empty] | Anesthesia Machine | ANESTHESIAMACHINE-DraegerMed-Narkomed 6400 | [12 empty] | AM-SA | [9 empty] | Anesthesia Machine | ANESTHESIAMACHINE | Anesthesia Machine | Draeger Inc
YES | YES |  |  |  | 069-21847 | 069-21847 | Draeger Inc | Narkomed 6400 |  | Nsn | TMC - CHILDRENS - L |  |  |  |  | 069-21847 | 069-21847 |  | Memorial Hermann-tmc | TMC - CHILDRENS - L | Csr hallway | [5 empty] | Anesthesia Machine | ANESTHESIAMACHINE-DraegerMed-Narkomed 6400 | [12 empty] | AM-SA | [9 empty] | Anesthesia Machine | ANESTHESIAMACHINE | Anesthesia Machine | Draeger Inc
YES | YES |  |  |  | 069-37141 | 069-37141 | Draeger Inc | P2500 |  | MS22277-17USFF-0315 | Memorial Hermann- Texas Medical Center- OR |  |  |  |  | 069-37141 | 069-37141 |  | TMC | Memorial Hermann- Texas Medical Center- OR | Serafine 3floor OR storage room | 4/1/20 |  |  | No PM Sticker
YES | YES |  |  |  | 069-37143 | 069-37143 | Draeger Inc | P2500 |  | MS22277-17USFF-0322 | Memorial Hermann- Texas Medical Center- OR |  |  |  |  | 069-37143 | 069-37143 |  | TMC | Memorial Hermann- Texas Medical Center- OR | Serafine 3floor OR storage room | 11/1/18 |  | 11/1/19
YES | YES |  |  |  | 069-37139 | 069-37139 | Draeger Inc | P2500 |  | MS22277-17USFF-0311 | Memorial Hermann- Texas Medical Center- OR |  |  |  |  | 069-37139 | 069-37139 |  | TMC | Memorial Hermann- Texas Medical Center- OR | Serafine 3floor OR storage room | 11/1/18 |  | 11/1/19
NO | YES |  |  |  | 069-45572 | 069-45572 | Draeger Inc | Perseus A500 |  | ASLD-0015 | TMC-OR-CVOR (7Hvi) |  |  |  |  | 069-45572 | 069-45572 | TMC | MHHS-TMC | TMC-OR-CVOR (7Hvi) | TMC - OR - CVOR (7HVI) | [5 empty] | Anesthesia Machine | ANESTHESIAMACHINE-DraegerMed-Perseus A500 | [12 empty] | AM-SA | [9 empty] | Anesthesia Machine | ANESTHESIAMACHINE | Anesthesia Machine | Draeger Inc
YES | YES |  |  |  | 099-07225 | 099-07225 | Draeger Inc | Perseus A500 |  | ASNB-0098 | Sarofim 3 |  |  |  |  | 099-07225 | 099-07225 | TMC | Memorial Hermann-Texas Medical Center | Sarofim 3 | Storage | [5 empty] | Anesthesia Machine | ANESTHESIAMACHINE-DraegerMed-Perseus A500 | [12 empty] | AM-SA | [9 empty] | Anesthesia Machine | ANESTHESIAMACHINE | Anesthesia Machine | Draeger Inc
YES | YES |  |  |  | 099-07253 | 099-07253 | Draeger Inc | Perseus A500 |  | ASNB-0097 | Sarofim 3 |  |  |  |  | 099-07253 | 099-07253 | TMC | Memorial Hermann-Texas Medical Center | Sarofim 3 | Storage | [5 empty] | Anesthesia Machine | ANESTHESIAMACHINE-DraegerMed-Perseus A500 | [12 empty] | AM-SA | [9 empty] | Anesthesia Machine | ANESTHESIAMACHINE | Anesthesia Machine | Draeger Inc
YES | YES |  |  |  | 099-07249 | 099-07249 | Draeger Inc | Perseus A500 |  | ASNA-0195 | Sarofim 3 |  |  |  |  | 099-07249 | 099-07249 | TMC | Memorial Hermann-Texas Medical Center | Sarofim 3 | Storage | [5 empty] | Anesthesia Machine | ANESTHESIAMACHINE-DraegerMed-Perseus A500 | [12 empty] | AM-SA | [9 empty] | Anesthesia Machine | ANESTHESIAMACHINE | Anesthesia Machine | Draeger Inc
YES | YES |  |  |  | 099-14511 | 099-14511 | Draeger Inc | Photo therapy 4000 |  | ARRH0024 | TMC - HERMANN - ADULT ER (1HP) |  |  |  |  | 099-14511 | 099-14511 | TMC | Memorial Hermann-Texas Medical Center | TMC - HERMANN - ADULT ER (1HP) | Med room | 1/1/20 |  | 6/1/20
YES | YES |  |  |  | 005-13181 | 005-13181 | Draeger Inc | R50 Uni |  |  | MEMORIAL CITY - CATH LAB |  |  |  |  | 005-13181 | 005-13181 | West | Memorial Hermann - Memorial City | MEMORIAL CITY - CATH LAB | Interventional Radiology Room 1
YES | YES |  |  |  | 069-39706 | 069-39706 | Draeger Inc | R50-N |  |  | TMC - OR - ANESTHESIA (CONTRACT EQUIP) |  |  |  |  | 069-39706 | 069-39706 | TMC | Memorial Hermann-Texas Medical Center | TMC - OR - ANESTHESIA (CONTRACT EQUIP) | OR 9 | [5 empty] | Printer | PRINTER-DraegerMed-R50-N | [22 empty] | Printer | PRINTER | Printer | Draeger Inc
YES | YES |  |  |  | 099-07610 | 099-07610 | Draeger Inc | R50-N |  |  | TMC - OR - PEDI OR (2R) |  |  |  |  | 099-07610 | 099-07610 | TMC | Memorial Hermann Texas Medical Center | TMC - OR - PEDI OR (2R) | OR 7 | [5 empty] | Printer | PRINTER-DraegerMed-R50-N | [22 empty] | Printer | PRINTER | Printer | Draeger Inc
YES | YES |  |  |  | 099-07155 | 099-07155 | Draeger Inc | Sevoflurane |  | Nsn | TMC - OR - HERMANN (2HP) |  |  |  |  | 099-07155 | 099-07155 |  | Memorial Hermann-tmc | TMC - OR - HERMANN (2HP) | Or 35 |  |  |  | No PM Sticker
YES | YES |  |  |  | 099-07960 | 099-07960 | Draeger Inc | Spo2 |  | Nsn | TMC - OR - ROBERTSON (2R) |  |  |  |  | 099-07960 | 099-07960 |  | Memorial Hermann-tmc | TMC - OR - ROBERTSON (2R) | Or62
YES | YES |  |  |  | 069-39861 | 069-39861 | Draeger Inc | Vamos plus |  | 6871990ASFD-0154 | Memorial Hermann- Texas Medical Center- Radiology- PEDI OR |  |  |  |  | 069-39861 | 069-39861 |  | TMC | Memorial Hermann- Texas Medical Center- Radiology- PEDI OR | PEDI OR Storage room | 4/1/20 |  |  | No PM Sticker |  | Monitor, Respiratory Gas | MONITORRESPIRATORYGAS-DraegerMed-Vamos Plus | [12 empty] | MRG-A | [9 empty] | Monitor, Respiratory Gas | MONITORRESPIRATORYGAS | Monitor, Respiratory Gas | Draeger Inc
YES | YES |  |  |  | 069-49133 | 069-49133 | Draeger Inc | Vamos Plus |  | ASMJ-0006 | TMC - SAROFIM 3 - OR |  |  |  |  | 069-49133 | 069-49133 | TMC | Memorial Hermann-Texas Medical Center | TMC - SAROFIM 3 - OR | S3404 | 1/1/20 |  | 1/1/21 |  |  | Monitor, Respiratory Gas | MONITORRESPIRATORYGAS-DraegerMed-Vamos Plus | [12 empty] | MRG-A | [9 empty] | Monitor, Respiratory Gas | MONITORRESPIRATORYGAS | Monitor, Respiratory Gas | Draeger Inc
NO | YES |  |  |  | 151-04754 | 151-04754 | Draeger Inc | Vapor 2000 |  | Aska-0010 | Anesthesia |  |  |  |  | 151-04754 | 151-04754 | Northwest | Memorial Hermann Cypress Hospital | Anesthesia | Anesthesia workroom | 4/1/19 | 4/1/20 |  |  |  | Vaporizer, Anesthesia | VAPORIZERANESTHESIA-DraegerMed-Vapor 2000 | [12 empty] | VA-SA | [9 empty] | Vaporizer, Anesthesia | VAPORIZERANESTHESIA | Vaporizer, Anesthesia | Draeger Inc
NO | YES |  |  |  | 099-14680 | 099-14680 | Draeger Inc | Vapor 2000 |  | ASDM-0027 | TMC-Cath Lab-Adult (2Hvi) |  |  |  |  | 099-14680 | 099-14680 | TMC | MHHS-TMC | TMC-Cath Lab-Adult (2Hvi) | OR6 | [5 empty] | Vaporizer, Anesthesia | VAPORIZERANESTHESIA-DraegerMed-Vapor 2000 | [12 empty] | VA-SA | [9 empty] | Vaporizer, Anesthesia | VAPORIZERANESTHESIA | Vaporizer, Anesthesia | Draeger Inc
YES | YES |  |  |  | 099-14679 | 099-14679 | Draeger Inc | Vapor 2000 |  | M35170ARTE-0126 | TMC - CATH LAB - ADULT (2HVI) |  |  |  |  | 099-14679 | 099-14679 | TMC | Memorial Hermann-Texas Medical Center | TMC - CATH LAB - ADULT (2HVI) | OR6 | [5 empty] | Vaporizer, Anesthesia | VAPORIZERANESTHESIA-DraegerMed-Vapor 2000 | [12 empty] | VA-SA | [9 empty] | Vaporizer, Anesthesia | VAPORIZERANESTHESIA | Vaporizer, Anesthesia | Draeger Inc
YES | YES |  |  |  | 099-12445 | 099-12445 | Draeger Inc | Vapor 2000 |  |  | TMC - OR - CVOR (7HVI) |  |  |  |  | 099-12445 | 099-12445 | TMC | Memorial Hermann-Texas Medical Center | TMC - OR - CVOR (7HVI) | CVOR (7HVI) | [5 empty] | Vaporizer, Anesthesia | VAPORIZERANESTHESIA-DraegerMed-Vapor 2000 | [12 empty] | VA-SA | [9 empty] | Vaporizer, Anesthesia | VAPORIZERANESTHESIA | Vaporizer, Anesthesia | Draeger Inc
YES | YES |  |  |  | 099-12464 | 099-12464 | Draeger Inc | Vapor 2000 |  |  | TMC - OR - CVOR (7HVI) |  |  |  |  | 099-12464 | 099-12464 | TMC | Memorial Hermann-Texas Medical Center | TMC - OR - CVOR (7HVI) | CVOR (7HVI | [5 empty] | Vaporizer, Anesthesia | VAPORIZERANESTHESIA-DraegerMed-Vapor 2000 | [12 empty] | VA-SA | [9 empty] | Vaporizer, Anesthesia | VAPORIZERANESTHESIA | Vaporizer, Anesthesia | Draeger Inc
YES | YES | [5 empty] | Draeger Inc | Vapor 2000 |  | M35054-13 ASBB-0552 | GI Clinic | [6 empty] | TMC | Memorial Hermann-Texas Medical Center | GI Clinic | Fluroscope 482 | [5 empty] | Vaporizer, Anesthesia | VAPORIZERANESTHESIA-DraegerMed-Vapor 2000 | [12 empty] | VA-SA | [9 empty] | Vaporizer, Anesthesia | VAPORIZERANESTHESIA | Vaporizer, Anesthesia | Draeger Inc
YES | YES |  |  |  | 099-09175 | 099-09175 | Draeger Inc | Vapor 2000 |  | M35170ARXE-1421 | GI Clinic |  |  |  |  | 099-09175 | 099-09175 | TMC | Memorial Hermann-Texas Medical Center | GI Clinic | Fluroscope 482 | [5 empty] | Vaporizer, Anesthesia | VAPORIZERANESTHESIA-DraegerMed-Vapor 2000 | [12 empty] | VA-SA | [9 empty] | Vaporizer, Anesthesia | VAPORIZERANESTHESIA | Vaporizer, Anesthesia | Draeger Inc
YES | YES |  |  |  | 099-07173 | 099-07173 | Draeger Inc | Vapor 2000 |  | M35170ARPA-0761 | TMC - OR - HERMANN (2HP) |  |  |  |  | 099-07173 | 099-07173 | TMC | Memorial Hermann-Texas Medical Center | TMC - OR - HERMANN (2HP) | OR 36 | [5 empty] | Vaporizer, Anesthesia | VAPORIZERANESTHESIA-DraegerMed-Vapor 2000 | [12 empty] | VA-SA | [9 empty] | Vaporizer, Anesthesia | VAPORIZERANESTHESIA | Vaporizer, Anesthesia | Draeger Inc
YES | YES |  |  |  | 099-09658 | 099-09658 | Draeger Inc | Vapor 2000 |  | Arpd-0748 | TMC - OR - ROBERTSON (2R) |  |  |  |  | 099-09658 | 099-09658 | TMC | Memorial Hermann-Texas Medical Center | TMC - OR - ROBERTSON (2R) | Room 39 |  |  |  | No pm |  | Vaporizer, Anesthesia | VAPORIZERANESTHESIA-DraegerMed-Vapor 2000 | [12 empty] | VA-SA | [9 empty] | Vaporizer, Anesthesia | VAPORIZERANESTHESIA | Vaporizer, Anesthesia | Draeger Inc
YES | YES |  |  |  | 099-07148 | 099-07148 | Draeger Inc | Vapor 2000 |  | Nsn | TMC - OR - HERMANN (2HP) |  |  |  |  | 099-07148 | 099-07148 |  | Memorial Hermann-tmc | TMC - OR - HERMANN (2HP) | Or 34 |  |  |  | No PM Sticker |  | Vaporizer, Anesthesia | VAPORIZERANESTHESIA-DraegerMed-Vapor 2000 | [12 empty] | VA-SA | [9 empty] | Vaporizer, Anesthesia | VAPORIZERANESTHESIA | Vaporizer, Anesthesia | Draeger Inc
YES | YES |  |  |  | 099-07024 | 099-07024 | Draeger Inc | Vapor 2000 |  | Nsn | TMC - OR - HERMANN (2HP) |  |  |  |  | 099-07024 | 099-07024 |  | Memorial Hermann-tmc | TMC - OR - HERMANN (2HP) | Or 34 |  |  |  | No PM Sticker |  | Vaporizer, Anesthesia | VAPORIZERANESTHESIA-DraegerMed-Vapor 2000 | [12 empty] | VA-SA | [9 empty] | Vaporizer, Anesthesia | VAPORIZERANESTHESIA | Vaporizer, Anesthesia | Draeger Inc
NO | YES |  |  |  | 069-45017 | 069-45017 | Draeger Inc | Vapor 2000 |  | ARUB-0336 | TMC-OR-Anesthesia (2Hp) |  |  |  |  | 069-45017 | 069-45017 | TMC | MHHS-TMC | TMC-OR-Anesthesia (2Hp) | OR 40 |  |  |  | No pm found |  | Vaporizer, Anesthesia | VAPORIZERANESTHESIA-DraegerMed-Vapor 2000 | [12 empty] | VA-SA | [9 empty] | Vaporizer, Anesthesia | VAPORIZERANESTHESIA | Vaporizer, Anesthesia | Draeger Inc
NO | YES |  |  |  | 069-45029 | 069-45029 | Draeger Inc | Vapor 2000 |  | ARXD-1394 | TMC-OR-Anesthesia (Contract Equip) |  |  |  |  | 069-45029 | 069-45029 | TMC | MHHS-TMC | TMC-OR-Anesthesia (Contract Equip) | S2 OR 4 |  |  |  | No pm found |  | Vaporizer, Anesthesia | VAPORIZERANESTHESIA-DraegerMed-Vapor 2000 | [12 empty] | VA-SA | [9 empty] | Vaporizer, Anesthesia | VAPORIZERANESTHESIA | Vaporizer, Anesthesia | Draeger Inc
YES | YES |  |  |  | 099-07185 | 099-07185 | Draeger Inc | Vapor 2000 |  | ARUM-005 | TMC - OR - ANESTHESIA (CONTRACT EQUIP) |  |  |  |  | 099-07185 | 099-07185 | TMC | Memorial Hermann-Texas Medical Center | TMC - OR - ANESTHESIA (CONTRACT EQUIP) | OR 9 | [5 empty] | Vaporizer, Anesthesia | VAPORIZERANESTHESIA-DraegerMed-Vapor 2000 | [12 empty] | VA-SA | [9 empty] | Vaporizer, Anesthesia | VAPORIZERANESTHESIA | Vaporizer, Anesthesia | Draeger Inc
YES | YES |  |  |  | 069-45030 | 069-45030 | Draeger Inc | Vapor 2000 |  | ASFD-09790 | TMC - OR - ANESTHESIA (CONTRACT EQUIP) |  |  |  |  | 069-45030 | 069-45030 | TMC | Memorial Hermann-Texas Medical Center | TMC - OR - ANESTHESIA (CONTRACT EQUIP) | S2 OR 4 |  |  |  | No pm found |  | Vaporizer, Anesthesia | VAPORIZERANESTHESIA-DraegerMed-Vapor 2000 | [12 empty] | VA-SA | [9 empty] | Vaporizer, Anesthesia | VAPORIZERANESTHESIA | Vaporizer, Anesthesia | Draeger Inc
YES | YES |  |  |  | 099-09962 | 099-09962 | Draeger Inc | Vapor 2000 |  | 02050303US0002 | TMC - SAROFIM 2 - OR |  |  |  |  | 099-09962 | 099-09962 | TMC | Memorial Hermann-Texas Medical Center | TMC - SAROFIM 2 - OR | Or 10 |  |  |  | No pm |  | Vaporizer, Anesthesia | VAPORIZERANESTHESIA-DraegerMed-Vapor 2000 | [12 empty] | VA-SA | [9 empty] | Vaporizer, Anesthesia | VAPORIZERANESTHESIA | Vaporizer, Anesthesia | Draeger Inc
NO | YES |  |  |  |  | 099-09897 | Draeger Inc | Vapor 2000 |  | ARWN-0338 | TMC-Sarofim 3-OR | [5 empty] | 099-09897 | TMC | MHHS-TMC | TMC-Sarofim 3-OR | TMC -SAROFIM 3 - OR | [5 empty] | Vaporizer, Anesthesia | VAPORIZERANESTHESIA-DraegerMed-Vapor 2000 | [12 empty] | VA-SA | [9 empty] | Vaporizer, Anesthesia | VAPORIZERANESTHESIA | Vaporizer, Anesthesia | Draeger Inc
NO | YES |  |  |  | 069-41851 | 069-41851 | Draeger Inc | Vapor 2000 |  | ASHM-0836 | TMC-Sarofim 3-OR |  |  |  |  | 069-41851 | 069-41851 | TMC | MHHS-TMC | TMC-Sarofim 3-OR | TMC -SAROFIM 3 - OR | [5 empty] | Vaporizer, Anesthesia | VAPORIZERANESTHESIA-DraegerMed-Vapor 2000 | [12 empty] | VA-SA | [9 empty] | Vaporizer, Anesthesia | VAPORIZERANESTHESIA | Vaporizer, Anesthesia | Draeger Inc
NO | YES |  |  |  | 099-07612 | 099-07612 | Draeger Inc | Vapor 2000 |  | ARXH-0192 | TMC-OR-Pedi OR (2R) |  |  |  |  | 099-07612 | 099-07612 | TMC | MHHS-TMC | TMC-OR-Pedi OR (2R) | OR 7 | [5 empty] | Vaporizer, Anesthesia | VAPORIZERANESTHESIA-DraegerMed-Vapor 2000 | [12 empty] | VA-SA | [9 empty] | Vaporizer, Anesthesia | VAPORIZERANESTHESIA | Vaporizer, Anesthesia | Draeger Inc
NO | YES |  |  |  | 099-09651 | 099-09651 | Draeger Inc | Vapor 2000 |  | ARXD-1414 | TMC-Sarofim 2-OR |  |  |  |  | 099-09651 | 099-09651 | TMC | MHHS-TMC | TMC-Sarofim 2-OR | S2 OR 1 |  |  |  | No pm found |  | Vaporizer, Anesthesia | VAPORIZERANESTHESIA-DraegerMed-Vapor 2000 | [12 empty] | VA-SA | [9 empty] | Vaporizer, Anesthesia | VAPORIZERANESTHESIA | Vaporizer, Anesthesia | Draeger Inc
NO | YES |  |  |  | 099-09652 | 099-09652 | Draeger Inc | Vapor 2000 |  | ASFL-0852 | TMC-Sarofim 2-OR |  |  |  |  | 099-09652 | 099-09652 | TMC | MHHS-TMC | TMC-Sarofim 2-OR | S2 OR 1 |  |  |  | No pm found |  | Vaporizer, Anesthesia | VAPORIZERANESTHESIA-DraegerMed-Vapor 2000 | [12 empty] | VA-SA | [9 empty] | Vaporizer, Anesthesia | VAPORIZERANESTHESIA | Vaporizer, Anesthesia | Draeger Inc
YES | YES |  |  |  | 069-44389 | 069-44389 | Draeger Inc | Vapor 2000 |  | M35170ARRS0255 | Memorial Hermann- Texas Medical Center-OR-PACU nurse station |  |  |  |  | 069-44389 | 069-44389 |  | TMC | Memorial Hermann- Texas Medical Center-OR-PACU nurse station | OR 03 | 4/1/20 |  |  | No PM Sticker |  | Vaporizer, Anesthesia | VAPORIZERANESTHESIA-DraegerMed-Vapor 2000 | [12 empty] | VA-SA | [9 empty] | Vaporizer, Anesthesia | VAPORIZERANESTHESIA | Vaporizer, Anesthesia | Draeger Inc
YES | YES |  |  |  | 099-09976 | 099-09976 | Draeger Inc | Vapor 2000 |  | M35054-27ASFL-0858 | TMC - OR - HERMANN (2HP) |  |  |  |  | 099-09976 | 099-09976 | TMC | Memorial Hermann-Texas Medical Center | TMC - OR - HERMANN (2HP) | OR 60 |  |  |  | No pm |  | Vaporizer, Anesthesia | VAPORIZERANESTHESIA-DraegerMed-Vapor 2000 | [12 empty] | VA-SA | [9 empty] | Vaporizer, Anesthesia | VAPORIZERANESTHESIA | Vaporizer, Anesthesia | Draeger Inc
YES | YES |  |  |  | 099-09977 | 099-09977 | Draeger Inc | Vapor 2000 |  | M35170ARUA-0521 | TMC - OR - HERMANN (2HP) |  |  |  |  | 099-09977 | 099-09977 | TMC | Memorial Hermann-Texas Medical Center | TMC - OR - HERMANN (2HP) | OR 60 |  |  |  | No pm |  | Vaporizer, Anesthesia | VAPORIZERANESTHESIA-DraegerMed-Vapor 2000 | [12 empty] | VA-SA | [9 empty] | Vaporizer, Anesthesia | VAPORIZERANESTHESIA | Vaporizer, Anesthesia | Draeger Inc
YES | YES |  |  |  | 099-10031 | 099-10031 | Draeger Inc | Vapor 2000 |  | ARWF-1455 | TMC - OR - PEDS Roberson building |  |  |  |  | 099-10031 | 099-10031 | TMC | Memorial Hermann Texas Medical Center | TMC - OR - PEDS Roberson building | OR 58 | [5 empty] | Vaporizer, Anesthesia | VAPORIZERANESTHESIA-DraegerMed-Vapor 2000 | [12 empty] | VA-SA | [9 empty] | Vaporizer, Anesthesia | VAPORIZERANESTHESIA | Vaporizer, Anesthesia | Draeger Inc
NO | YES |  |  |  | 099-10025 | 099-10025 | Draeger Inc | Vapor 2000 |  | ASBJ-0538 | TMC-OR-Robertson (2R) |  |  |  |  | 099-10025 | 099-10025 | TMC | MHHS-TMC | TMC-OR-Robertson (2R) | OR 58 | [5 empty] | Vaporizer, Anesthesia | VAPORIZERANESTHESIA-DraegerMed-Vapor 2000 | [12 empty] | VA-SA | [9 empty] | Vaporizer, Anesthesia | VAPORIZERANESTHESIA | Vaporizer, Anesthesia | Draeger Inc
NO | YES |  |  |  | 099-09879 | 099-09879 | Draeger Inc | Vapor 2000 |  | ARXD-1351 | TMC-OR-Hermann (2Hp) |  |  |  |  | 099-09879 | 099-09879 | TMC | MHHS-TMC | TMC-OR-Hermann (2Hp) | OR 54 | [5 empty] | Vaporizer, Anesthesia | VAPORIZERANESTHESIA-DraegerMed-Vapor 2000 | [12 empty] | VA-SA | [9 empty] | Vaporizer, Anesthesia | VAPORIZERANESTHESIA | Vaporizer, Anesthesia | Draeger Inc
YES | YES |  |  |  | 099-07945 | 099-07945 | Draeger Inc | Vapor 2000 |  | M35170ARXF-2099 | Memorial Hermann- Texas Medical Center ChildrensOR |  |  |  |  | 099-07945 | 099-07945 |  | TPC | Memorial Hermann- Texas Medical Center ChildrensOR | OR 53 |  |  |  | No PM Sticker |  | Vaporizer, Anesthesia | VAPORIZERANESTHESIA-DraegerMed-Vapor 2000 | [12 empty] | VA-SA | [9 empty] | Vaporizer, Anesthesia | VAPORIZERANESTHESIA | Vaporizer, Anesthesia | Draeger Inc
NO | YES |  |  |  | 099-09878 | 099-09878 | Draeger Inc | Vapor 2000 |  | ASEF-0062 | TMC-OR-Hermann (2Hp) |  |  |  |  | 099-09878 | 099-09878 | TMC | MHHS-TMC | TMC-OR-Hermann (2Hp) | OR 54 | [5 empty] | Vaporizer, Anesthesia | VAPORIZERANESTHESIA-DraegerMed-Vapor 2000 | [12 empty] | VA-SA | [9 empty] | Vaporizer, Anesthesia | VAPORIZERANESTHESIA | Vaporizer, Anesthesia | Draeger Inc
NO | YES |  |  |  | 099-09627 | 099-09627 | Draeger Inc | Vapor 2000 |  | ARSD-0351 | TMC-OR-Pedi OR (2R) |  |  |  |  | 099-09627 | 099-09627 | TMC | MHHS-TMC | TMC-OR-Pedi OR (2R) | S2 OR 55 |  |  |  | No pm found |  | Vaporizer, Anesthesia | VAPORIZERANESTHESIA-DraegerMed-Vapor 2000 | [12 empty] | VA-SA | [9 empty] | Vaporizer, Anesthesia | VAPORIZERANESTHESIA | Vaporizer, Anesthesia | Draeger Inc
NO | YES |  |  |  | 099-09628 | 099-09628 | Draeger Inc | Vapor 2000 |  | ASEF-0061 | TMC-OR-Pedi OR (2R) |  |  |  |  | 099-09628 | 099-09628 | TMC | MHHS-TMC | TMC-OR-Pedi OR (2R) | S2 OR 55 |  |  |  | No pm found |  | Vaporizer, Anesthesia | VAPORIZERANESTHESIA-DraegerMed-Vapor 2000 | [12 empty] | VA-SA | [9 empty] | Vaporizer, Anesthesia | VAPORIZERANESTHESIA | Vaporizer, Anesthesia | Draeger Inc
NO | YES |  |  |  | 099-07136 | 099-07136 | Draeger Inc | Vapor 2000 |  | ARZJ-1165 | TMC-OR-Pedi OR (2R) |  |  |  |  | 099-07136 | 099-07136 | TMC | MHHS-TMC | TMC-OR-Pedi OR (2R) |  |  |  |  | No pm label |  | Vaporizer, Anesthesia | VAPORIZERANESTHESIA-DraegerMed-Vapor 2000 | [12 empty] | VA-SA | [9 empty] | Vaporizer, Anesthesia | VAPORIZERANESTHESIA | Vaporizer, Anesthesia | Draeger Inc
NO | YES |  |  |  | 099-07137 | 099-07137 | Draeger Inc | Vapor 2000 |  | ARXD-1366 | TMC-OR-Pedi OR (2R) |  |  |  |  | 099-07137 | 099-07137 | TMC | MHHS-TMC | TMC-OR-Pedi OR (2R) |  |  |  |  | No pm label |  | Vaporizer, Anesthesia | VAPORIZERANESTHESIA-DraegerMed-Vapor 2000 | [12 empty] | VA-SA | [9 empty] | Vaporizer, Anesthesia | VAPORIZERANESTHESIA | Vaporizer, Anesthesia | Draeger Inc
YES | YES |  |  |  | 099-09722 | 099-09722 | Draeger Inc | Vapor 2000 |  | M35170ARPC-0544 | TMC - OR - HERMANN (2HP) |  |  |  |  | 099-09722 | 099-09722 | TMC | Memorial Hermann-Texas Medical Center | TMC - OR - HERMANN (2HP) | OR 69 |  |  |  | No pm |  | Vaporizer, Anesthesia | VAPORIZERANESTHESIA-DraegerMed-Vapor 2000 | [12 empty] | VA-SA | [9 empty] | Vaporizer, Anesthesia | VAPORIZERANESTHESIA | Vaporizer, Anesthesia | Draeger Inc
YES | YES |  |  |  | 099-09723 | 099-09723 | Draeger Inc | Vapor 2000 |  | M35054-21 ASDD-0679 | TMC - OR - HERMANN (2HP) |  |  |  |  | 099-09723 | 099-09723 | TMC | Memorial Hermann-Texas Medical Center | TMC - OR - HERMANN (2HP) | OR 69 |  |  |  | No pm |  | Vaporizer, Anesthesia | VAPORIZERANESTHESIA-DraegerMed-Vapor 2000 | [12 empty] | VA-SA | [9 empty] | Vaporizer, Anesthesia | VAPORIZERANESTHESIA | Vaporizer, Anesthesia | Draeger Inc
NO | YES |  |  |  | 099-07989 | 099-07989 | Draeger Inc | Vapor 2000 |  | ARYN-1280 | Peds OR |  |  |  |  | 099-07989 | 099-07989 | TMC | Memorial Hermann Texas Medical Center | Peds OR | OR 68 | [5 empty] | Vaporizer, Anesthesia | VAPORIZERANESTHESIA-DraegerMed-Vapor 2000 | [12 empty] | VA-SA | [9 empty] | Vaporizer, Anesthesia | VAPORIZERANESTHESIA | Vaporizer, Anesthesia | Draeger Inc
NO | YES |  |  |  | 099-09862 | 099-09862 | Draeger Inc | Vapor 2000 |  | ARXF-0412 | TMC-OR-Hermann (2Hp) |  |  |  |  | 099-09862 | 099-09862 | TMC | MHHS-TMC | TMC-OR-Hermann (2Hp) | OR 51 | [5 empty] | Vaporizer, Anesthesia | VAPORIZERANESTHESIA-DraegerMed-Vapor 2000 | [12 empty] | VA-SA | [9 empty] | Vaporizer, Anesthesia | VAPORIZERANESTHESIA | Vaporizer, Anesthesia | Draeger Inc
NO | YES |  |  |  | 099-07990 | 099-07990 | Draeger Inc | Vapor 2000 |  | ARXE-0402 | Peds OR |  |  |  |  | 099-07990 | 099-07990 | TMC | Memorial Hermann Texas Medical Center | Peds OR | OR 68 | [5 empty] | Vaporizer, Anesthesia | VAPORIZERANESTHESIA-DraegerMed-Vapor 2000 | [12 empty] | VA-SA | [9 empty] | Vaporizer, Anesthesia | VAPORIZERANESTHESIA | Vaporizer, Anesthesia | Draeger Inc
YES | YES |  |  |  | 099-09913 | 099-09913 | Draeger Inc | Vapor 2000 |  | M35170ARTD-0645 | TMC - OR - HERMANN (2HP) |  |  |  |  | 099-09913 | 099-09913 | TMC | Memorial Hermann-Texas Medical Center | TMC - OR - HERMANN (2HP) | TMC OR HERMANN (2HP) | [5 empty] | Vaporizer, Anesthesia | VAPORIZERANESTHESIA-DraegerMed-Vapor 2000 | [12 empty] | VA-SA | [9 empty] | Vaporizer, Anesthesia | VAPORIZERANESTHESIA | Vaporizer, Anesthesia | Draeger Inc
YES | YES |  |  |  | 099-09914 | 099-09914 | Draeger Inc | Vapor 2000 |  | M35054-27ASFL-0854 | TMC - OR - HERMANN (2HP) |  |  |  |  | 099-09914 | 099-09914 | TMC | Memorial Hermann-Texas Medical Center | TMC - OR - HERMANN (2HP) | TMC OR HERMANN (2HP) | [5 empty] | Vaporizer, Anesthesia | VAPORIZERANESTHESIA-DraegerMed-Vapor 2000 | [12 empty] | VA-SA | [9 empty] | Vaporizer, Anesthesia | VAPORIZERANESTHESIA | Vaporizer, Anesthesia | Draeger Inc
NO | YES |  |  |  | 099-09635 | 099-09635 | Draeger Inc | Vapor 2000 |  | ARYJ-0848 | TMC-Sarofim 2-OR |  |  |  |  | 099-09635 | 099-09635 | TMC | MHHS-TMC | TMC-Sarofim 2-OR | S2 OR 67 |  |  |  | No pm found |  | Vaporizer, Anesthesia | VAPORIZERANESTHESIA-DraegerMed-Vapor 2000 | [12 empty] | VA-SA | [9 empty] | Vaporizer, Anesthesia | VAPORIZERANESTHESIA | Vaporizer, Anesthesia | Draeger Inc
NO | YES |  |  |  | 099-09636 | 099-09636 | Draeger Inc | Vapor 2000 |  | ASFL-0466 | TMC-Sarofim 2-OR |  |  |  |  | 099-09636 | 099-09636 | TMC | MHHS-TMC | TMC-Sarofim 2-OR | S2 OR 67 |  |  |  | No pm found |  | Vaporizer, Anesthesia | VAPORIZERANESTHESIA-DraegerMed-Vapor 2000 | [12 empty] | VA-SA | [9 empty] | Vaporizer, Anesthesia | VAPORIZERANESTHESIA | Vaporizer, Anesthesia | Draeger Inc
NO | YES |  |  |  | 099-07997 | 099-07997 | Draeger Inc | Vapor 2000 |  | ASEA-1286 | TMC-OR-Anesthesia (Old) |  |  |  |  | 099-07997 | 099-07997 | TMC | MHHS-TMC | TMC-OR-Anesthesia (Old) | J2 313 | [5 empty] | Vaporizer, Anesthesia | VAPORIZERANESTHESIA-DraegerMed-Vapor 2000 | [12 empty] | VA-SA | [9 empty] | Vaporizer, Anesthesia | VAPORIZERANESTHESIA | Vaporizer, Anesthesia | Draeger Inc
NO | YES |  |  |  | 099-07998 | 099-07998 | Draeger Inc | Vapor 2000 |  | ARSD-0250 | TMC-OR-Anesthesia (Old) |  |  |  |  | 099-07998 | 099-07998 | TMC | MHHS-TMC | TMC-OR-Anesthesia (Old) | J2 313 | [5 empty] | Vaporizer, Anesthesia | VAPORIZERANESTHESIA-DraegerMed-Vapor 2000 | [12 empty] | VA-SA | [9 empty] | Vaporizer, Anesthesia | VAPORIZERANESTHESIA | Vaporizer, Anesthesia | Draeger Inc
NO | YES |  |  |  | 099-08001 | 099-08001 | Draeger Inc | Vapor 2000 |  | ARXD-1298 | J2 405 angio 3 |  |  |  |  | 099-08001 | 099-08001 | TMC | Memorial Hermann Texas Medical Center | J2 405 angio 3 | J2 rm 405 | [5 empty] | Vaporizer, Anesthesia | VAPORIZERANESTHESIA-DraegerMed-Vapor 2000 | [12 empty] | VA-SA | [9 empty] | Vaporizer, Anesthesia | VAPORIZERANESTHESIA | Vaporizer, Anesthesia | Draeger Inc
NO | YES |  |  |  | 099-08002 | 099-08002 | Draeger Inc | Vapor 2000 |  | ASAC-0565 | J2 405 angio 3 |  |  |  |  | 099-08002 | 099-08002 | TMC | Memorial Hermann Texas Medical Center | J2 405 angio 3 | J2 rm 405 | [5 empty] | Vaporizer, Anesthesia | VAPORIZERANESTHESIA-DraegerMed-Vapor 2000 | [12 empty] | VA-SA | [9 empty] | Vaporizer, Anesthesia | VAPORIZERANESTHESIA | Vaporizer, Anesthesia | Draeger Inc
YES | YES |  |  |  | 099-09727 | 099-09727 | Draeger Inc | Vapor 2000 |  | M35170ARXF-1856 | TMC - MHTMC - CENTRAL SUPPLY |  |  |  |  | 099-09727 | 099-09727 | TMC | Memorial Hermann-Texas Medical Center | TMC - MHTMC - CENTRAL SUPPLY | Angio 5 |  |  |  | No pm |  | Vaporizer, Anesthesia | VAPORIZERANESTHESIA-DraegerMed-Vapor 2000 | [12 empty] | VA-SA | [9 empty] | Vaporizer, Anesthesia | VAPORIZERANESTHESIA | Vaporizer, Anesthesia | Draeger Inc
YES | YES |  |  |  | 099-09726 | 099-09726 | Draeger Inc | Vapor 2000 |  | Ashby?Aos-1177 | TMC - MHTMC - CENTRAL SUPPLY |  |  |  |  | 099-09726 | 099-09726 | TMC | Memorial Hermann-Texas Medical Center | TMC - MHTMC - CENTRAL SUPPLY | Angio 5 |  |  |  | No pm |  | Vaporizer, Anesthesia | VAPORIZERANESTHESIA-DraegerMed-Vapor 2000 | [12 empty] | VA-SA | [9 empty] | Vaporizer, Anesthesia | VAPORIZERANESTHESIA | Vaporizer, Anesthesia | Draeger Inc
NO | YES |  |  |  | 099-07145 | 099-07145 | Draeger Inc | Vapor 2000 |  | ASEJ-1247 | Radiology |  |  |  |  | 099-07145 | 099-07145 | TMC | Memorial Hermann-Texas Medical Center | Radiology | Angio 2 | [5 empty] | Vaporizer, Anesthesia | VAPORIZERANESTHESIA-DraegerMed-Vapor 2000 | [12 empty] | VA-SA | [9 empty] | Vaporizer, Anesthesia | VAPORIZERANESTHESIA | Vaporizer, Anesthesia | Draeger Inc
YES | YES |  |  |  | 099-07934 | 099-07934 | Draeger Inc | Vapor 2000 |  | M35170ARSJ-0292 | Memorial Hermann- Texas Medical Center Radiology |  |  |  |  | 099-07934 | 099-07934 |  | TMC | Memorial Hermann- Texas Medical Center Radiology | Angio 2 | 4/1/20 |  |  | No PM Sticker |  | Vaporizer, Anesthesia | VAPORIZERANESTHESIA-DraegerMed-Vapor 2000 | [12 empty] | VA-SA | [9 empty] | Vaporizer, Anesthesia | VAPORIZERANESTHESIA | Vaporizer, Anesthesia | Draeger Inc
YES | YES |  |  |  | 099-07895 | 099-07895 | Draeger Inc | Vapor 2000 |  | M35170ARPC-0535 | TMC - OR - ROBERTSON (2R) |  |  |  |  | 099-07895 | 099-07895 | TMC | Memorial Hermann-Texas Medical Center | TMC - OR - ROBERTSON (2R) | Pedi or storage |  |  |  | No pm |  | Vaporizer, Anesthesia | VAPORIZERANESTHESIA-DraegerMed-Vapor 2000 | [12 empty] | VA-SA | [9 empty] | Vaporizer, Anesthesia | VAPORIZERANESTHESIA | Vaporizer, Anesthesia | Draeger Inc
NO | YES | [5 empty] | Draeger Inc | Vapor 2000 |  | ARZC-0375 | Memorial Hermann- Texas Medical Center- OR | [7 empty] | TMC | Memorial Hermann- Texas Medical Center- OR | Serafine 3floor OR storage room | 4/1/20 |  |  | No PM Sticker |  | Vaporizer, Anesthesia | VAPORIZERANESTHESIA-DraegerMed-Vapor 2000 | [12 empty] | VA-SA | [9 empty] | Vaporizer, Anesthesia | VAPORIZERANESTHESIA | Vaporizer, Anesthesia | Draeger Inc
NO | YES |  |  |  | 099-07863 | 099-07863 | Draeger Inc | Vapor 2000 |  | Asdd-0678 | TMC- OR- (3HP) |  |  |  |  | 099-07863 | 099-07863 | TMC | Memorial Hermann-Texas Medical Center | TMC- OR- (3HP) | Storage | [5 empty] | Vaporizer, Anesthesia | VAPORIZERANESTHESIA-DraegerMed-Vapor 2000 | [12 empty] | VA-SA | [9 empty] | Vaporizer, Anesthesia | VAPORIZERANESTHESIA | Vaporizer, Anesthesia | Draeger Inc
YES | YES |  |  |  | 099-09955 | 099-09955 | Draeger Inc | Vapor 2000 |  | AS EJ1246 | Memorial Hermann- Texas Medical Center- OR |  |  |  |  | 099-09955 | 099-09955 |  | TMC | Memorial Hermann- Texas Medical Center- OR | Serafine 3floor OR storage room | 4/1/20 |  |  | No PM Sticker |  | Vaporizer, Anesthesia | VAPORIZERANESTHESIA-DraegerMed-Vapor 2000 | [12 empty] | VA-SA | [9 empty] | Vaporizer, Anesthesia | VAPORIZERANESTHESIA | Vaporizer, Anesthesia | Draeger Inc
NO | YES |  |  |  | 099-07832 | 099-07832 | Draeger Inc | Vapor 2000 |  | Asbb-0527 | TMC- OR- (3HP) |  |  |  |  | 099-07832 | 099-07832 | TMC | Memorial Hermann-Texas Medical Center | TMC- OR- (3HP) | Storage | [5 empty] | Vaporizer, Anesthesia | VAPORIZERANESTHESIA-DraegerMed-Vapor 2000 | [12 empty] | VA-SA | [9 empty] | Vaporizer, Anesthesia | VAPORIZERANESTHESIA | Vaporizer, Anesthesia | Draeger Inc
YES | YES |  |  |  | 099-07972 | 099-07972 | Draeger Inc | Vapor 2000 |  | ASFL0851 | Memorial Hermann- Texas Medical Center- OR |  |  |  |  | 099-07972 | 099-07972 |  | TMC | Memorial Hermann- Texas Medical Center- OR | Serafine 3floor OR storage room | 4/1/20 |  |  | No PM Sticker |  | Vaporizer, Anesthesia | VAPORIZERANESTHESIA-DraegerMed-Vapor 2000 | [12 empty] | VA-SA | [9 empty] | Vaporizer, Anesthesia | VAPORIZERANESTHESIA | Vaporizer, Anesthesia | Draeger Inc
YES | YES |  |  |  |  | 099-07971 | Draeger Inc | Vapor 2000 |  | M35054-13 ASBB-1558 | Memorial Hermann- Texas Medical Center- OR | [5 empty] | 099-07971 |  | TMC | Memorial Hermann- Texas Medical Center- OR | Serafine 3floor OR storage room | 4/1/20 |  |  | No PM Sticker |  | Vaporizer, Anesthesia | VAPORIZERANESTHESIA-DraegerMed-Vapor 2000 | [12 empty] | VA-SA | [9 empty] | Vaporizer, Anesthesia | VAPORIZERANESTHESIA | Vaporizer, Anesthesia | Draeger Inc
YES | YES |  |  |  | 099-12444 | 099-12444 | Draeger Inc | Vapor 3000 |  |  | TMC - OR - CVOR (7HVI) |  |  |  |  | 099-12444 | 099-12444 | TMC | Memorial Hermann-Texas Medical Center | TMC - OR - CVOR (7HVI) | CVOR (7HVI) | [5 empty] | Vaporizer, Anesthesia | VAPORIZERANESTHESIA-DRAGER-Vapor 3000 | [12 empty] | VA-SA | [9 empty] | Vaporizer, Anesthesia | VAPORIZERANESTHESIA | Vaporizer, Anesthesia | Draeger Inc
YES | YES |  |  |  | 099-07174 | 099-07174 | Draeger Inc | Vapor 3000 |  | ASMH-0712 | TMC - OR - HERMANN (2HP) |  |  |  |  | 099-07174 | 099-07174 | TMC | Memorial Hermann-Texas Medical Center | TMC - OR - HERMANN (2HP) | OR 36 | [5 empty] | Vaporizer, Anesthesia | VAPORIZERANESTHESIA-DRAGER-Vapor 3000 | [12 empty] | VA-SA | [9 empty] | Vaporizer, Anesthesia | VAPORIZERANESTHESIA | Vaporizer, Anesthesia | Draeger Inc
YES | YES |  |  |  | 099-07154 | 099-07154 | Draeger Inc | Vapor 3000 |  | Asmh-0711 | TMC - OR - HERMANN (2HP) |  |  |  |  | 099-07154 | 099-07154 |  | Memorial Hermann-tmc | TMC - OR - HERMANN (2HP) | Or 35 |  |  |  | No PM Sticker |  | Vaporizer, Anesthesia | VAPORIZERANESTHESIA-DRAGER-Vapor 3000 | [12 empty] | VA-SA | [9 empty] | Vaporizer, Anesthesia | VAPORIZERANESTHESIA | Vaporizer, Anesthesia | Draeger Inc
YES | YES |  |  |  | 069-44628 | 069-44628 | Draeger Inc | Vapor 3000 |  | ASMH-0719 | TMC - OR - ANESTHESIA (2HP) |  |  |  |  | 069-44628 | 069-44628 | TMC | Memorial Hermann-Texas Medical Center | TMC - OR - ANESTHESIA (2HP) | OR 40 |  |  |  | No pm found |  | Vaporizer, Anesthesia | VAPORIZERANESTHESIA-DRAGER-Vapor 3000 | [12 empty] | VA-SA | [9 empty] | Vaporizer, Anesthesia | VAPORIZERANESTHESIA | Vaporizer, Anesthesia | Draeger Inc
YES | YES |  |  |  | 099-09659 | 099-09659 | Draeger Inc | Vapor 3000 |  | Asmh-0713 | TMC - OR - ROBERTSON (2R) |  |  |  |  | 099-09659 | 099-09659 | TMC | Memorial Hermann-Texas Medical Center | TMC - OR - ROBERTSON (2R) | Room 39 |  |  |  | No pm |  | Vaporizer, Anesthesia | VAPORIZERANESTHESIA-DRAGER-Vapor 3000 | [12 empty] | VA-SA | [9 empty] | Vaporizer, Anesthesia | VAPORIZERANESTHESIA | Vaporizer, Anesthesia | Draeger Inc
NO | YES | Serial Number 01100301US0001 |  |  | 01100301US0001 | 099-09842 | Draeger Inc | Vapor 3000 |  | 01100301US0001 | TMC-Sarofim 3-OR |  |  |  |  | 01100301US0001 | 099-09842 | TMC | MHHS-TMC | TMC-Sarofim 3-OR | TMC - SAROFIM 3 - OR | [5 empty] | Vaporizer, Anesthesia | VAPORIZERANESTHESIA-DRAGER-Vapor 3000 | [12 empty] | VA-SA | [9 empty] | Vaporizer, Anesthesia | VAPORIZERANESTHESIA | Vaporizer, Anesthesia | Draeger Inc
YES | YES |  |  |  | 099-09961 | 099-09961 | Draeger Inc | Vapor 3000 |  | Ashby?Aos-1510 | TMC - SAROFIM 2 - OR |  |  |  |  | 099-09961 | 099-09961 | TMC | Memorial Hermann-Texas Medical Center | TMC - SAROFIM 2 - OR | Or 10 |  |  |  | No pm |  | Vaporizer, Anesthesia | VAPORIZERANESTHESIA-DRAGER-Vapor 3000 | [12 empty] | VA-SA | [9 empty] | Vaporizer, Anesthesia | VAPORIZERANESTHESIA | Vaporizer, Anesthesia | Draeger Inc
NO | YES |  |  |  | 099-07611 | 099-07611 | Draeger Inc | Vapor 3000 |  | ASLK-0502 | TMC-OR-Pedi OR (2R) |  |  |  |  | 099-07611 | 099-07611 | TMC | MHHS-TMC | TMC-OR-Pedi OR (2R) | OR 7 | [5 empty] | Vaporizer, Anesthesia | VAPORIZERANESTHESIA-DRAGER-Vapor 3000 | [12 empty] | VA-SA | [9 empty] | Vaporizer, Anesthesia | VAPORIZERANESTHESIA | Vaporizer, Anesthesia | Draeger Inc
NO | YES | Asset Tag 099-07085 |  |  | 099-07085 | 099-07085 | Draeger Inc | Vapor 3000 |  | ASLK-0505 | Memorial Hermann- Texas Medical Center-OR-PACU nurse station |  |  |  |  | 099-07085 | 099-07085 |  | TMC | Memorial Hermann- Texas Medical Center-OR-PACU nurse station | OR 03 | 4/1/20 |  |  | No PM Sticker |  | Vaporizer, Anesthesia | VAPORIZERANESTHESIA-DRAGER-Vapor 3000 | [12 empty] | VA-SA | [9 empty] | Vaporizer, Anesthesia | VAPORIZERANESTHESIA | Vaporizer, Anesthesia | Draeger Inc
YES | YES |  |  |  | 099-09863 | 099-09863 | Draeger Inc | Vapor 3000 |  | Asmh-0717 | TMC - OR - HERMANN (2HP) |  |  |  |  | 099-09863 | 099-09863 | TMC | Memorial Hermann-Texas Medical Center | TMC - OR - HERMANN (2HP) | OR 51 | [5 empty] | Vaporizer, Anesthesia | VAPORIZERANESTHESIA-DRAGER-Vapor 3000 | [12 empty] | VA-SA | [9 empty] | Vaporizer, Anesthesia | VAPORIZERANESTHESIA | Vaporizer, Anesthesia | Draeger Inc
YES | YES |  |  |  | 099-07258 | 099-07258 | Draeger Inc | Vapor 3000 |  | ASNA-1251 | Sarofim 3 |  |  |  |  | 099-07258 | 099-07258 | TMC | Memorial Hermann-Texas Medical Center | Sarofim 3 | Storage |  |  | 4/1/20 |  |  | Vaporizer, Anesthesia | VAPORIZERANESTHESIA-DRAGER-Vapor 3000 | [12 empty] | VA-SA | [9 empty] | Vaporizer, Anesthesia | VAPORIZERANESTHESIA | Vaporizer, Anesthesia | Draeger Inc
YES | YES |  |  |  | 099-07254 | 099-07254 | Draeger Inc | Vapor 3000 |  | ASNA-1214 | Sarofim 3 |  |  |  |  | 099-07254 | 099-07254 | TMC | Memorial Hermann-Texas Medical Center | Sarofim 3 | Storage | [5 empty] | Vaporizer, Anesthesia | VAPORIZERANESTHESIA-DRAGER-Vapor 3000 | [12 empty] | VA-SA | [9 empty] | Vaporizer, Anesthesia | VAPORIZERANESTHESIA | Vaporizer, Anesthesia | Draeger Inc
YES | YES |  |  |  | 099-07247 | 099-07247 | Draeger Inc | Vapor 3000 |  | ASMN-1083 | Sarofim 3 |  |  |  |  | 099-07247 | 099-07247 | TMC | Memorial Hermann-Texas Medical Center | Sarofim 3 | Storage | [5 empty] | Vaporizer, Anesthesia | VAPORIZERANESTHESIA-DRAGER-Vapor 3000 | [12 empty] | VA-SA | [9 empty] | Vaporizer, Anesthesia | VAPORIZERANESTHESIA | Vaporizer, Anesthesia | Draeger Inc
NO | YES | Asset Tag 029-09368 |  |  | 029-09368 | 029-09368 | Draeger Inc | WBR82-1 |  | GM05780 | Woodlands-Birth Center |  |  |  |  | 029-09368 | 029-09368 | Woodlands | MHHS-Woodlands | Woodlands-Birth Center | Equipment Room - Pod 4 | 10/1/19 |  | 4/1/19 | New Add - likely error on PM sticker? |  | Warmer, Radiant, Infant | WARMERRADINFANT-DraegerMed-WBR82-1 | [12 empty] | WRI-SA | [9 empty] | Warmer, Radiant, Infant | WARMERRADINFANT | Warmer, Radiant, Infant | Draeger Inc
NO | YES |  |  |  | 029-12663 | 029-12663 | Draeger Medical Inc. | 2M60000 |  | ASMF-0066 | Woodlands-NICU | MHHS-Woodlands |  |  |  | 029-12663 | 029-12663 | Woodlands | MHHS-Woodlands | Woodlands-NICU | Storage room |  |  | 8/1/20 |  | WARMING UNITS, PATIENT, RADIANT, INFANT |  | .needs class |  |  |  |  | .needs class | [5 empty] | 8/28/18 |  |  | Covered PM Repair - Biomedical | MHHS-Woodlands
NO | YES |  |  |  | 029-12664 | 029-12664 | Draeger Medical Inc. | 2M60000 |  | ASMF-0067 | Woodlands-NICU (New) | MHHS-Woodlands |  |  |  | 029-12664 | 029-12664 | Woodlands | MHHS-Woodlands | Woodlands-NICU (New) | Level 2 Nursery | 8/1/19 |  | 8/1/20 |  | WARMING UNITS, PATIENT, RADIANT, INFANT |  | .needs class |  |  |  |  | .needs class | [8 empty] | Covered PM Repair - Biomedical | MHHS-Woodlands
NO | YES |  |  |  | 029-12665 | 029-12665 | Draeger Medical Inc. | 2M60000 |  | ASMF-0065 | Woodlands-NICU | MHHS-Woodlands |  |  |  | 029-12665 | 029-12665 | Woodlands | MHHS-Woodlands | Woodlands-NICU | NICU 26 | 8/1/19 |  | 8/1/20 |  | WARMING UNITS, PATIENT, RADIANT, INFANT |  | .needs class |  |  |  |  | .needs class | [8 empty] | Covered PM Repair - Biomedical | MHHS-Woodlands
NO | NO | [5 empty] | Draeger Medical Inc. | 59 53 539 E530U |  |  | SW - BIOMEDICAL SERVICES | MHHS-Southwest | [5 empty] | Southwest |  | SW - BIOMEDICAL SERVICES | [5 empty] | POWER SUPPLIES |  | .needs class |  |  |  |  | .needs class | [8 empty] | Covered PM Repair - Biomedical | MHHS-Southwest
NO | YES |  |  |  |  | 069-09026 | Draeger Medical Inc. | AIR-SHIELDS RESUSCITAIRE |  | TS01997 | TMC-Children's-L&D (5Hp) | MHHS-TMC |  |  |  |  | 069-09026 | TMC | MHHS-TMC | TMC-Children's-L&D (5Hp) |  | 12/1/19 |  | 6/1/20 |  | WARMING UNITS, PATIENT, RADIANT, INFANT |  | WARMERRADINFANT-DraegerMed-Resuscitaire |  |  |  |  | WARMERRADINFANT-DraegerMed-Resuscitaire | [8 empty] | Covered PM Repair - Biomedical | MHHS-TMC
NO | YES |  |  |  | 069-29820 | 069-29820 | Draeger Medical Inc. | APOLLO |  | ASBC-0028 | TMC-OR-Anesthesia (Contract Equip) | MHHS-TMC |  | Limb or Body Positioner |  | 069-29820 | 069-29820 | TMC | MHHS-TMC | TMC-OR-Anesthesia (Contract Equip) | S2 OR 4 | 3/1/18 |  | 3/1/19 |  | ANESTHESIA UNITS |  | POSITION-LAP of America-APOLLO | POSITION | APOLLO |  |  |  | LAP of America | Limb or Body Positioner |  |  | POSITION-LAP of America-APOLLO | 5/1/21 |  |  | Covered PM Repair - Respiratory/Steriliz | MHHS-TMC
NO | YES |  |  |  | 069-29821 | 069-29821 | Draeger Medical Inc. | APOLLO |  | ASBC-0029 | TMC- OR- (3HP) | MHHS-TMC |  | Limb or Body Positioner |  | 069-29821 | 069-29821 | TMC | Memorial Hermann-Texas Medical Center | TMC- OR- (3HP) | Storage | 10/1/17 |  | 4/1/18 |  | ANESTHESIA UNITS |  | POSITION-LAP of America-APOLLO | POSITION | APOLLO |  |  |  | LAP of America | Limb or Body Positioner |  |  | POSITION-LAP of America-APOLLO | 5/1/21 |  |  | Covered PM Repair - Biomedical | MHHS-TMC
NO | YES |  |  |  | 069-39873 | 069-39873 | Draeger Medical Inc. | APOLLO |  | ASFK-0027 | TMC-OR-Anesthesia (2Hp) | MHHS-TMC |  | Limb or Body Positioner |  | 069-39873 | 069-39873 | TMC | MHHS-TMC | TMC-OR-Anesthesia (2Hp) | OR-66 | 10/1/19 |  | 10/1/20 |  | ANESTHESIA UNITS |  | POSITION-LAP of America-APOLLO | POSITION | APOLLO |  |  |  | LAP of America | Limb or Body Positioner |  |  | POSITION-LAP of America-APOLLO | 5/1/21 |  |  | Covered PM Repair - Respiratory/Steriliz | MHHS-TMC
YES | YES |  |  |  | 069-38739 | 069-38739 | Draeger Medical Inc. | Apollo |  |  | TMC - RADIOLOGY - IR/ANGIO |  |  |  |  | 069-38739 | 069-38739 | TMC | Memorial Hermann-Texas Medical Center | TMC - RADIOLOGY - IR/ANGIO | OR-08 | [6 empty] | ANESTHESIAMACHINE-DraegerMed-Apollo
NO | NO |  |  |  | 069-39868 |  | Draeger Medical Inc. | APOLLO |  | ASFK-0026 | TMC - OR - ANESTHESIA (CONTRACT EQUIP) | MHHS-TMC |  | Limb or Body Positioner |  | 069-39868 |  | TMC |  | TMC - OR - ANESTHESIA (CONTRACT EQUIP) | [5 empty] | ANESTHESIA UNITS |  | POSITION-LAP of America-APOLLO | POSITION | APOLLO |  |  |  | LAP of America | Limb or Body Positioner |  |  | POSITION-LAP of America-APOLLO |  |  |  | Covered PM Repair - Respiratory/Steriliz | MHHS-TMC
NO | NO |  |  |  | ARYD-0069 |  | Draeger Medical Inc. | APOLLO |  | ARYD-0069 | TMC - OR - ANESTHESIA (CONTRACT EQUIP) | MHHS-TMC |  | Limb or Body Positioner |  | ARYD-0069 |  | TMC |  | TMC - OR - ANESTHESIA (CONTRACT EQUIP) | [5 empty] | ANESTHESIA UNITS |  | POSITION-LAP of America-APOLLO | POSITION | APOLLO |  |  |  | LAP of America | Limb or Body Positioner |  |  | POSITION-LAP of America-APOLLO |  |  |  | Covered PM Repair - Respiratory/Steriliz | MHHS-TMC
NO | NO |  |  |  | ARZD-0082 |  | Draeger Medical Inc. | APOLLO |  | ARZD-0082 | TMC - OR - ANESTHESIA (CONTRACT EQUIP) | MHHS-TMC |  | Limb or Body Positioner |  | ARZD-0082 |  | TMC |  | TMC - OR - ANESTHESIA (CONTRACT EQUIP) | [5 empty] | ANESTHESIA UNITS |  | POSITION-LAP of America-APOLLO | POSITION | APOLLO |  |  |  | LAP of America | Limb or Body Positioner |  |  | POSITION-LAP of America-APOLLO |  |  |  | Covered PM Repair - Respiratory/Steriliz | MHHS-TMC
NO | NO |  |  |  | ARZD-0122 |  | Draeger Medical Inc. | APOLLO |  | ARZD-0122 | TMC - OR - ANESTHESIA (CONTRACT EQUIP) | MHHS-TMC |  | Limb or Body Positioner |  | ARZD-0122 |  | TMC |  | TMC - OR - ANESTHESIA (CONTRACT EQUIP) | [5 empty] | ANESTHESIA UNITS |  | POSITION-LAP of America-APOLLO | POSITION | APOLLO |  |  |  | LAP of America | Limb or Body Positioner |  |  | POSITION-LAP of America-APOLLO |  |  |  | Covered PM Repair - Respiratory/Steriliz | MHHS-TMC
NO | NO |  |  |  | ARZD-0268 |  | Draeger Medical Inc. | APOLLO |  | ARZD-0268 | TMC - OR - ANESTHESIA (CONTRACT EQUIP) | MHHS-TMC |  | Limb or Body Positioner |  | ARZD-0268 |  | TMC |  | TMC - OR - ANESTHESIA (CONTRACT EQUIP) | [5 empty] | ANESTHESIA UNITS |  | POSITION-LAP of America-APOLLO | POSITION | APOLLO |  |  |  | LAP of America | Limb or Body Positioner |  |  | POSITION-LAP of America-APOLLO |  |  |  | Covered PM Repair - Respiratory/Steriliz | MHHS-TMC
NO | NO |  |  |  | ASBJ-0106 |  | Draeger Medical Inc. | APOLLO |  | ASBJ-0106 | TMC - OR - ANESTHESIA (CONTRACT EQUIP) | MHHS-TMC |  | Limb or Body Positioner |  | ASBJ-0106 |  | TMC |  | TMC - OR - ANESTHESIA (CONTRACT EQUIP) | [5 empty] | ANESTHESIA UNITS |  | POSITION-LAP of America-APOLLO | POSITION | APOLLO |  |  |  | LAP of America | Limb or Body Positioner |  |  | POSITION-LAP of America-APOLLO |  |  |  | Covered PM Repair - Respiratory/Steriliz | MHHS-TMC
NO | NO |  |  |  | ASCF-0121 |  | Draeger Medical Inc. | APOLLO |  | ASCF-0121 | TMC - OR - ANESTHESIA (CONTRACT EQUIP) | MHHS-TMC |  | Limb or Body Positioner |  | ASCF-0121 |  | TMC |  | TMC - OR - ANESTHESIA (CONTRACT EQUIP) | [5 empty] | ANESTHESIA UNITS |  | POSITION-LAP of America-APOLLO | POSITION | APOLLO |  |  |  | LAP of America | Limb or Body Positioner |  |  | POSITION-LAP of America-APOLLO |  |  |  | Covered PM Repair - Respiratory/Steriliz | MHHS-TMC
NO | NO |  |  |  | ASDD-0113 |  | Draeger Medical Inc. | APOLLO |  | ASDD-0113 | TMC - OR - ANESTHESIA (CONTRACT EQUIP) | MHHS-TMC |  | Limb or Body Positioner |  | ASDD-0113 |  | TMC |  | TMC - OR - ANESTHESIA (CONTRACT EQUIP) | [5 empty] | ANESTHESIA UNITS |  | POSITION-LAP of America-APOLLO | POSITION | APOLLO |  |  |  | LAP of America | Limb or Body Positioner |  |  | POSITION-LAP of America-APOLLO |  |  |  | Covered PM Repair - Respiratory/Steriliz | MHHS-TMC
NO | NO |  |  |  | ASDD-0114 |  | Draeger Medical Inc. | APOLLO |  | ASDD-0114 | TMC - OR - ANESTHESIA (CONTRACT EQUIP) | MHHS-TMC |  | Limb or Body Positioner |  | ASDD-0114 |  | TMC |  | TMC - OR - ANESTHESIA (CONTRACT EQUIP) | [5 empty] | ANESTHESIA UNITS |  | POSITION-LAP of America-APOLLO | POSITION | APOLLO |  |  |  | LAP of America | Limb or Body Positioner |  |  | POSITION-LAP of America-APOLLO |  |  |  | Covered PM Repair - Respiratory/Steriliz | MHHS-TMC
NO | NO |  |  |  | ASDD-0117 |  | Draeger Medical Inc. | APOLLO |  | ASDD-0117 | TMC - OR - ANESTHESIA (CONTRACT EQUIP) | MHHS-TMC |  | Limb or Body Positioner |  | ASDD-0117 |  | TMC |  | TMC - OR - ANESTHESIA (CONTRACT EQUIP) | [5 empty] | ANESTHESIA UNITS |  | POSITION-LAP of America-APOLLO | POSITION | APOLLO |  |  |  | LAP of America | Limb or Body Positioner |  |  | POSITION-LAP of America-APOLLO |  |  |  | Covered PM Repair - Respiratory/Steriliz | MHHS-TMC
NO | NO |  |  |  | ASDD-0118 |  | Draeger Medical Inc. | APOLLO |  | ASDD-0118 | TMC - OR - ANESTHESIA (CONTRACT EQUIP) | MHHS-TMC |  | Limb or Body Positioner |  | ASDD-0118 |  | TMC |  | TMC - OR - ANESTHESIA (CONTRACT EQUIP) | [5 empty] | ANESTHESIA UNITS |  | POSITION-LAP of America-APOLLO | POSITION | APOLLO |  |  |  | LAP of America | Limb or Body Positioner |  |  | POSITION-LAP of America-APOLLO |  |  |  | Covered PM Repair - Respiratory/Steriliz | MHHS-TMC
NO | NO |  |  |  | ASEF-0111 |  | Draeger Medical Inc. | APOLLO |  | ASEF-0111 | TMC - OR - ANESTHESIA (CONTRACT EQUIP) | MHHS-TMC |  | Limb or Body Positioner |  | ASEF-0111 |  | TMC |  | TMC - OR - ANESTHESIA (CONTRACT EQUIP) | [5 empty] | ANESTHESIA UNITS |  | POSITION-LAP of America-APOLLO | POSITION | APOLLO |  |  |  | LAP of America | Limb or Body Positioner |  |  | POSITION-LAP of America-APOLLO |  |  |  | Covered PM Repair - Respiratory/Steriliz | MHHS-TMC
NO | NO |  |  |  | ASEJ-0117 |  | Draeger Medical Inc. | APOLLO |  | ASEJ-0117 | TMC - OR - ANESTHESIA (CONTRACT EQUIP) | MHHS-TMC |  | Limb or Body Positioner |  | ASEJ-0117 |  | TMC |  | TMC - OR - ANESTHESIA (CONTRACT EQUIP) | [5 empty] | ANESTHESIA UNITS |  | POSITION-LAP of America-APOLLO | POSITION | APOLLO |  |  |  | LAP of America | Limb or Body Positioner |  |  | POSITION-LAP of America-APOLLO |  |  |  | Covered PM Repair - Respiratory/Steriliz | MHHS-TMC
NO | NO |  |  |  | ASFD-0176 |  | Draeger Medical Inc. | APOLLO |  | ASFD-0176 | TMC - OR - ANESTHESIA (CONTRACT EQUIP) | MHHS-TMC |  | Limb or Body Positioner |  | ASFD-0176 |  | TMC |  | TMC - OR - ANESTHESIA (CONTRACT EQUIP) | [5 empty] | ANESTHESIA UNITS |  | POSITION-LAP of America-APOLLO | POSITION | APOLLO |  |  |  | LAP of America | Limb or Body Positioner |  |  | POSITION-LAP of America-APOLLO |  |  |  | Covered PM Repair - Respiratory/Steriliz | MHHS-TMC
NO | NO |  |  |  | ASFD-0177 |  | Draeger Medical Inc. | APOLLO |  | ASFD-0177 | TMC - OR - ANESTHESIA (CONTRACT EQUIP) | MHHS-TMC |  | Limb or Body Positioner |  | ASFD-0177 |  | TMC |  | TMC - OR - ANESTHESIA (CONTRACT EQUIP) | [5 empty] | ANESTHESIA UNITS |  | POSITION-LAP of America-APOLLO | POSITION | APOLLO |  |  |  | LAP of America | Limb or Body Positioner |  |  | POSITION-LAP of America-APOLLO |  |  |  | Covered PM Repair - Biomedical | MHHS-TMC
NO | NO |  |  |  | ASFD-0182 |  | Draeger Medical Inc. | APOLLO |  | ASFD-0182 | TMC - OR - ANESTHESIA (CONTRACT EQUIP) | MHHS-TMC |  | Limb or Body Positioner |  | ASFD-0182 |  | TMC |  | TMC - OR - ANESTHESIA (CONTRACT EQUIP) | [5 empty] | ANESTHESIA UNITS |  | POSITION-LAP of America-APOLLO | POSITION | APOLLO |  |  |  | LAP of America | Limb or Body Positioner |  |  | POSITION-LAP of America-APOLLO |  |  |  | Covered PM Repair - Respiratory/Steriliz | MHHS-TMC
NO | NO |  |  |  | ASFD-0183 |  | Draeger Medical Inc. | APOLLO |  | ASFD-0183 | TMC - OR - ANESTHESIA (CONTRACT EQUIP) | MHHS-TMC |  | Limb or Body Positioner |  | ASFD-0183 |  | TMC |  | TMC - OR - ANESTHESIA (CONTRACT EQUIP) | [5 empty] | ANESTHESIA UNITS |  | POSITION-LAP of America-APOLLO | POSITION | APOLLO |  |  |  | LAP of America | Limb or Body Positioner |  |  | POSITION-LAP of America-APOLLO |  |  |  | Covered PM Repair - Respiratory/Steriliz | MHHS-TMC
NO | NO |  |  |  | ASFD-0186 |  | Draeger Medical Inc. | APOLLO |  | ASFD-0186 | TMC - OR - ANESTHESIA (CONTRACT EQUIP) | MHHS-TMC |  | Limb or Body Positioner |  | ASFD-0186 |  | TMC |  | TMC - OR - ANESTHESIA (CONTRACT EQUIP) | [5 empty] | ANESTHESIA UNITS |  | POSITION-LAP of America-APOLLO | POSITION | APOLLO |  |  |  | LAP of America | Limb or Body Positioner |  |  | POSITION-LAP of America-APOLLO |  |  |  | Covered PM Repair - Respiratory/Steriliz | MHHS-TMC
NO | NO |  |  |  | ASFD-0187 |  | Draeger Medical Inc. | APOLLO |  | ASFD-0187 | TMC - OR - ANESTHESIA (CONTRACT EQUIP) | MHHS-TMC |  | Limb or Body Positioner |  | ASFD-0187 |  | TMC |  | TMC - OR - ANESTHESIA (CONTRACT EQUIP) | [5 empty] | ANESTHESIA UNITS |  | POSITION-LAP of America-APOLLO | POSITION | APOLLO |  |  |  | LAP of America | Limb or Body Positioner |  |  | POSITION-LAP of America-APOLLO |  |  |  | Covered PM Repair - Respiratory/Steriliz | MHHS-TMC
NO | NO |  |  |  | ASFL-0161 |  | Draeger Medical Inc. | APOLLO |  | ASFL-0161 | TMC - OR - ANESTHESIA (CONTRACT EQUIP) | MHHS-TMC |  | Limb or Body Positioner |  | ASFL-0161 |  | TMC |  | TMC - OR - ANESTHESIA (CONTRACT EQUIP) | [5 empty] | ANESTHESIA UNITS |  | POSITION-LAP of America-APOLLO | POSITION | APOLLO |  |  |  | LAP of America | Limb or Body Positioner |  |  | POSITION-LAP of America-APOLLO |  |  |  | Covered PM Repair - Respiratory/Steriliz | MHHS-TMC
NO | NO |  |  |  | ASFL-0165 |  | Draeger Medical Inc. | APOLLO |  | ASFL-0165 | TMC - OR - ANESTHESIA (CONTRACT EQUIP) | MHHS-TMC |  | Limb or Body Positioner |  | ASFL-0165 |  | TMC |  | TMC - OR - ANESTHESIA (CONTRACT EQUIP) | [5 empty] | ANESTHESIA UNITS |  | POSITION-LAP of America-APOLLO | POSITION | APOLLO |  |  |  | LAP of America | Limb or Body Positioner |  |  | POSITION-LAP of America-APOLLO |  |  |  | Covered PM Repair - Biomedical | MHHS-TMC
NO | NO |  |  |  | ASFL-0175 |  | Draeger Medical Inc. | APOLLO |  | ASFL-0175 | TMC - OR - ANESTHESIA (CONTRACT EQUIP) | MHHS-TMC |  | Limb or Body Positioner |  | ASFL-0175 |  | TMC |  | TMC - OR - ANESTHESIA (CONTRACT EQUIP) | [5 empty] | ANESTHESIA UNITS |  | POSITION-LAP of America-APOLLO | POSITION | APOLLO |  |  |  | LAP of America | Limb or Body Positioner |  |  | POSITION-LAP of America-APOLLO |  |  |  | Covered PM Repair - Respiratory/Steriliz | MHHS-TMC
NO | NO |  |  |  | ASFL-0178 |  | Draeger Medical Inc. | APOLLO |  | ASFL-0178 | TMC - OR - ANESTHESIA (CONTRACT EQUIP) | MHHS-TMC |  | Limb or Body Positioner |  | ASFL-0178 |  | TMC |  | TMC - OR - ANESTHESIA (CONTRACT EQUIP) | [5 empty] | ANESTHESIA UNITS |  | POSITION-LAP of America-APOLLO | POSITION | APOLLO |  |  |  | LAP of America | Limb or Body Positioner |  |  | POSITION-LAP of America-APOLLO |  |  |  | Covered PM Repair - Respiratory/Steriliz | MHHS-TMC
NO | NO |  |  |  | ASFL-0179 |  | Draeger Medical Inc. | APOLLO |  | ASFL-0179 | TMC - OR - ANESTHESIA (CONTRACT EQUIP) | MHHS-TMC |  | Limb or Body Positioner |  | ASFL-0179 |  | TMC |  | TMC - OR - ANESTHESIA (CONTRACT EQUIP) | [5 empty] | ANESTHESIA UNITS |  | POSITION-LAP of America-APOLLO | POSITION | APOLLO |  |  |  | LAP of America | Limb or Body Positioner |  |  | POSITION-LAP of America-APOLLO |  |  |  | Covered PM Repair - Respiratory/Steriliz | MHHS-TMC
NO | NO |  |  |  | ASFL-0185 |  | Draeger Medical Inc. | APOLLO |  | ASFL-0185 | TMC - OR - ANESTHESIA (CONTRACT EQUIP) | MHHS-TMC |  | Limb or Body Positioner |  | ASFL-0185 |  | TMC |  | TMC - OR - ANESTHESIA (CONTRACT EQUIP) | [5 empty] | ANESTHESIA UNITS |  | POSITION-LAP of America-APOLLO | POSITION | APOLLO |  |  |  | LAP of America | Limb or Body Positioner |  |  | POSITION-LAP of America-APOLLO |  |  |  | Covered PM Repair - Respiratory/Steriliz | MHHS-TMC
NO | NO |  |  |  | ASFL-0186 |  | Draeger Medical Inc. | APOLLO |  | ASFL-0186 | TMC - OR - ANESTHESIA (CONTRACT EQUIP) | MHHS-TMC |  | Limb or Body Positioner |  | ASFL-0186 |  | TMC |  | TMC - OR - ANESTHESIA (CONTRACT EQUIP) | [5 empty] | ANESTHESIA UNITS |  | POSITION-LAP of America-APOLLO | POSITION | APOLLO |  |  |  | LAP of America | Limb or Body Positioner |  |  | POSITION-LAP of America-APOLLO |  |  |  | Covered PM Repair - Respiratory/Steriliz | MHHS-TMC
NO | NO |  |  |  | ASFL-0197 |  | Draeger Medical Inc. | APOLLO |  | ASFL-0197 | TMC - OR - ANESTHESIA (CONTRACT EQUIP) | MHHS-TMC |  | Limb or Body Positioner |  | ASFL-0197 |  | TMC |  | TMC - OR - ANESTHESIA (CONTRACT EQUIP) | [5 empty] | ANESTHESIA UNITS |  | POSITION-LAP of America-APOLLO | POSITION | APOLLO |  |  |  | LAP of America | Limb or Body Positioner |  |  | POSITION-LAP of America-APOLLO |  |  |  | Covered PM Repair - Respiratory/Steriliz | MHHS-TMC
NO | NO |  |  |  | ASFL-0203 |  | Draeger Medical Inc. | APOLLO |  | ASFL-0203 | TMC - OR - ANESTHESIA (CONTRACT EQUIP) | MHHS-TMC |  | Limb or Body Positioner |  | ASFL-0203 |  | TMC |  | TMC - OR - ANESTHESIA (CONTRACT EQUIP) | [5 empty] | ANESTHESIA UNITS |  | POSITION-LAP of America-APOLLO | POSITION | APOLLO |  |  |  | LAP of America | Limb or Body Positioner |  |  | POSITION-LAP of America-APOLLO |  |  |  | Covered PM Repair - Respiratory/Steriliz | MHHS-TMC
NO | NO |  |  |  | ASFL-0204 |  | Draeger Medical Inc. | APOLLO |  | ASFL-0204 | TMC - OR - ANESTHESIA (CONTRACT EQUIP) | MHHS-TMC |  | Limb or Body Positioner |  | ASFL-0204 |  | TMC |  | TMC - OR - ANESTHESIA (CONTRACT EQUIP) | [5 empty] | ANESTHESIA UNITS |  | POSITION-LAP of America-APOLLO | POSITION | APOLLO |  |  |  | LAP of America | Limb or Body Positioner |  |  | POSITION-LAP of America-APOLLO |  |  |  | Covered PM Repair - Respiratory/Steriliz | MHHS-TMC
NO | NO |  |  |  | ASFL-0205 |  | Draeger Medical Inc. | APOLLO |  | ASFL-0205 | TMC - OR - ANESTHESIA (CONTRACT EQUIP) | MHHS-TMC |  | Limb or Body Positioner |  | ASFL-0205 |  | TMC |  | TMC - OR - ANESTHESIA (CONTRACT EQUIP) | [5 empty] | ANESTHESIA UNITS |  | POSITION-LAP of America-APOLLO | POSITION | APOLLO |  |  |  | LAP of America | Limb or Body Positioner |  |  | POSITION-LAP of America-APOLLO |  |  |  | Covered PM Repair - Respiratory/Steriliz | MHHS-TMC
NO | NO |  |  |  | ASFN-0007 |  | Draeger Medical Inc. | APOLLO |  | ASFN-0007 | TMC - OR - ANESTHESIA (CONTRACT EQUIP) | MHHS-TMC |  | Limb or Body Positioner |  | ASFN-0007 |  | TMC |  | TMC - OR - ANESTHESIA (CONTRACT EQUIP) | [5 empty] | ANESTHESIA UNITS |  | POSITION-LAP of America-APOLLO | POSITION | APOLLO |  |  |  | LAP of America | Limb or Body Positioner |  |  | POSITION-LAP of America-APOLLO |  |  |  | Covered PM Repair - Respiratory/Steriliz | MHHS-TMC
NO | NO |  |  |  | ASHF-0268 |  | Draeger Medical Inc. | APOLLO |  | ASHF-0268 | TMC - OR - ANESTHESIA (CONTRACT EQUIP) | MHHS-TMC |  | Limb or Body Positioner |  | ASHF-0268 |  | TMC |  | TMC - OR - ANESTHESIA (CONTRACT EQUIP) | [5 empty] | ANESTHESIA UNITS |  | POSITION-LAP of America-APOLLO | POSITION | APOLLO |  |  |  | LAP of America | Limb or Body Positioner |  |  | POSITION-LAP of America-APOLLO |  |  |  | Covered PM Repair - Respiratory/Steriliz | MHHS-TMC
NO | NO |  |  |  | ASJA-0022 |  | Draeger Medical Inc. | APOLLO |  | ASJA-0022 | TMC - OR - ANESTHESIA (CONTRACT EQUIP) | MHHS-TMC |  | Limb or Body Positioner |  | ASJA-0022 |  | TMC |  | TMC - OR - ANESTHESIA (CONTRACT EQUIP) | [5 empty] | ANESTHESIA UNITS |  | POSITION-LAP of America-APOLLO | POSITION | APOLLO |  |  |  | LAP of America | Limb or Body Positioner |  |  | POSITION-LAP of America-APOLLO |  |  |  | Covered PM Repair - Respiratory/Steriliz | MHHS-TMC
NO | NO |  |  |  | ASJA-0130 |  | Draeger Medical Inc. | APOLLO |  | ASJA-0130 | TMC - OR - ANESTHESIA (CONTRACT EQUIP) | MHHS-TMC |  | Limb or Body Positioner |  | ASJA-0130 |  | TMC |  | TMC - OR - ANESTHESIA (CONTRACT EQUIP) | [5 empty] | ANESTHESIA UNITS |  | POSITION-LAP of America-APOLLO | POSITION | APOLLO |  |  |  | LAP of America | Limb or Body Positioner |  |  | POSITION-LAP of America-APOLLO |  |  |  | Covered PM Repair - Respiratory/Steriliz | MHHS-TMC
NO | NO |  |  |  | ASJA-0131 |  | Draeger Medical Inc. | APOLLO |  | ASJA-0131 | TMC - OR - ANESTHESIA (CONTRACT EQUIP) | MHHS-TMC |  | Limb or Body Positioner |  | ASJA-0131 |  | TMC |  | TMC - OR - ANESTHESIA (CONTRACT EQUIP) | [5 empty] | ANESTHESIA UNITS |  | POSITION-LAP of America-APOLLO | POSITION | APOLLO |  |  |  | LAP of America | Limb or Body Positioner |  |  | POSITION-LAP of America-APOLLO |  |  |  | Covered PM Repair - Biomedical | MHHS-TMC
NO | YES |  |  |  | 029-12676 | 029-12676 | Draeger Medical Inc. | BABYLOG VN500 |  | 8415000-24ASMD-0070 | Woodlands-NICU (New) | MHHS-Woodlands |  | Ventilator, Infant |  | 029-12676 | 029-12676 | Woodlands | MHHS-Woodlands | Woodlands-NICU (New) | NICU | 8/1/19 |  | 8/1/20 |  | VENTILATORS | Ventilator, Infant | VENTILATORINFANT-DraegerMed-Babylog VN500 | VENTILATORINFANT | Babylog VN500 |  |  |  | Draeger Inc | Ventilator, Infant |  |  | VENTILATORINFANT-DraegerMed-Babylog VN500 | 10/1/20 |  | VIN-SA | Not Covered Vendor Only - Rad, Low End | MHHS-Woodlands | [8 empty] | VENTILATORINFANT | Ventilator, Infant | Draeger Inc
NO | YES |  |  |  | 029-12677 | 029-12677 | Draeger Medical Inc. | BABYLOG VN500 |  | 8415000-24ASMD-0067 | Woodlands-NICU | MHHS-Woodlands |  | Ventilator, Infant |  | 029-12677 | 029-12677 | Woodlands | MHHS-Woodlands | Woodlands-NICU | NICU 27 | 8/1/19 |  |  |  | VENTILATORS | Ventilator, Infant | VENTILATORINFANT-DraegerMed-Babylog VN500 | VENTILATORINFANT | Babylog VN500 |  |  |  | Draeger Inc | Ventilator, Infant |  |  | VENTILATORINFANT-DraegerMed-Babylog VN500 | 12/1/20 |  | VIN-SA | Not Covered Vendor Only - Biomedical | MHHS-Woodlands | [8 empty] | VENTILATORINFANT | Ventilator, Infant | Draeger Inc
NO | NO |  |  |  | 029-12679 |  | Draeger Medical Inc. | BABYLOG VN500 |  | 8415000-24ASMD-0066 | WOODLANDS - NICU (NEW) | MHHS-Woodlands |  | Ventilator, Infant |  | 029-12679 |  | Woodlands |  | WOODLANDS - NICU (NEW) | [5 empty] | VENTILATORS |  | VENTILATORINFANT-DraegerMed-Babylog VN500 | VENTILATORINFANT | Babylog VN500 |  |  |  | Draeger Inc | Ventilator, Infant |  |  | VENTILATORINFANT-DraegerMed-Babylog VN500 |  |  |  | Not Covered Vendor Only - Biomedical | MHHS-Woodlands
NO | NO |  |  |  | 029-12681 |  | Draeger Medical Inc. | BABYLOG VN500 |  | 8415000-24ASMD-0071 | WOODLANDS - NICU (NEW) | MHHS-Woodlands |  | Ventilator, Infant |  | 029-12681 |  | Woodlands |  | WOODLANDS - NICU (NEW) | [5 empty] | VENTILATORS |  | VENTILATORINFANT-DraegerMed-Babylog VN500 | VENTILATORINFANT | Babylog VN500 |  |  |  | Draeger Inc | Ventilator, Infant |  |  | VENTILATORINFANT-DraegerMed-Babylog VN500 |  |  |  | Not Covered Vendor Only - Biomedical | MHHS-Woodlands
NO | NO |  |  |  | 029-12684 |  | Draeger Medical Inc. | BABYLOG VN500 |  | 8415000-24ASMD-0068 | WOODLANDS - NICU (NEW) | MHHS-Woodlands |  | Ventilator, Infant |  | 029-12684 |  | Woodlands |  | WOODLANDS - NICU (NEW) | [5 empty] | VENTILATORS |  | VENTILATORINFANT-DraegerMed-Babylog VN500 | VENTILATORINFANT | Babylog VN500 |  |  |  | Draeger Inc | Ventilator, Infant |  |  | VENTILATORINFANT-DraegerMed-Babylog VN500 |  |  |  | Not Covered Vendor Only - Biomedical | MHHS-Woodlands
NO | NO |  |  |  | 029-12687 |  | Draeger Medical Inc. | BABYLOG VN500 |  | 8415000-24ASMD-0069 | WOODLANDS - NICU (NEW) | MHHS-Woodlands |  | Ventilator, Infant |  | 029-12687 |  | Woodlands |  | WOODLANDS - NICU (NEW) | [5 empty] | VENTILATORS |  | VENTILATORINFANT-DraegerMed-Babylog VN500 | VENTILATORINFANT | Babylog VN500 |  |  |  | Draeger Inc | Ventilator, Infant |  |  | VENTILATORINFANT-DraegerMed-Babylog VN500 |  |  |  | Not Covered Vendor Only - Biomedical | MHHS-Woodlands
NO | YES |  |  |  | 009-34738 | 009-34738 | Draeger Medical Inc. | BILILUX |  | 1100891 018 | GH - NICU | MHHS-Greater Heights |  | Lamp, Phototherapy |  | 009-34738 | 009-34738 | Central | Memorial Hermann Greater Heights Hospital | GH - NICU | GH - NICU - Level 2 Nursey 1 |  |  |  |  | PHOTOTHERAPY UNITS |  | LAMPPHOTOTHERAPY-Draeger Inc-BiliLux | LAMPPHOTOTHERAPY | BiliLux |  |  |  | Draeger Inc | Lamp, Phototherapy |  |  | LAMPPHOTOTHERAPY-Draeger Inc-BiliLux |  |  |  | Not Covered Vendor Only - Biomedical | MHHS-Greater Heights
NO | YES |  |  |  | 029-12668 | 029-12668 | Draeger Medical Inc. | BILILUX |  | 1100890 003 | Woodlands-NICU (New) | MHHS-Woodlands |  | Lamp, Phototherapy |  | 029-12668 | 029-12668 | Woodlands | MHHS-Woodlands | Woodlands-NICU (New) | Storage |  |  | 8/1/20 |  | PHOTOTHERAPY UNITS | Lamp, Phototherapy | LAMPPHOTOTHERAPY-Draeger Inc-BiliLux | LAMPPHOTOTHERAPY | BiliLux |  |  |  | Draeger Inc | Lamp, Phototherapy |  |  | LAMPPHOTOTHERAPY-Draeger Inc-BiliLux | 12/1/20 |  | LP-A | Not Covered Vendor Only - Biomedical | MHHS-Woodlands | [8 empty] | LAMPPHOTOTHERAPY | Lamp, Phototherapy | Draeger Inc
NO | YES |  |  |  | 029-12671 | 029-12671 | Draeger Medical Inc. | BILILUX |  |  | Woodlands-NICU (New) | MHHS-Woodlands |  | Lamp, Phototherapy |  | 029-12671 | 029-12671 | Woodlands | MHHS-Woodlands | Woodlands-NICU (New) | Stirage room |  |  | 8/1/20 |  | PHOTOTHERAPY UNITS | Lamp, Phototherapy | LAMPPHOTOTHERAPY-Draeger Inc-BiliLux | LAMPPHOTOTHERAPY | BiliLux |  |  |  | Draeger Inc | Lamp, Phototherapy |  |  | LAMPPHOTOTHERAPY-Draeger Inc-BiliLux | 12/1/20 |  | LP-A | Not Covered Vendor Only - Biomedical | MHHS-Woodlands | [8 empty] | LAMPPHOTOTHERAPY | Lamp, Phototherapy | Draeger Inc
NO | YES |  |  |  | 029-12672 | 029-12672 | Draeger Medical Inc. | BILILUX |  |  | Woodlands-NICU (New) | MHHS-Woodlands |  | Lamp, Phototherapy |  | 029-12672 | 029-12672 | Woodlands | MHHS-Woodlands | Woodlands-NICU (New) | [5 empty] | PHOTOTHERAPY UNITS | Lamp, Phototherapy | LAMPPHOTOTHERAPY-Draeger Inc-BiliLux | LAMPPHOTOTHERAPY | BiliLux |  |  |  | Draeger Inc | Lamp, Phototherapy |  |  | LAMPPHOTOTHERAPY-Draeger Inc-BiliLux | 12/1/20 |  | LP-A | Not Covered Vendor Only - Biomedical | MHHS-Woodlands | [8 empty] | LAMPPHOTOTHERAPY | Lamp, Phototherapy | Draeger Inc
NO | NO |  |  |  | 009-34384 |  | Draeger Medical Inc. | BILILUX |  | 1100536 027 | GH - NICU | MHHS-Greater Heights |  | Lamp, Phototherapy |  | 009-34384 |  | Central & Greater Heights |  | GH - NICU | [5 empty] | PHOTOTHERAPY UNITS |  | LAMPPHOTOTHERAPY-Draeger Inc-BiliLux | LAMPPHOTOTHERAPY | BiliLux |  |  |  | Draeger Inc | Lamp, Phototherapy |  |  | LAMPPHOTOTHERAPY-Draeger Inc-BiliLux |  |  |  | Not Covered Vendor Only - Biomedical | MHHS-Greater Heights
NO | NO |  |  |  | 009-34385 |  | Draeger Medical Inc. | BILILUX RADIOMETER |  | 01542 / 585306029-0669008 | GH - NICU | MHHS-Greater Heights |  | Meter, Phototherapy |  | 009-34385 |  | Central & Greater Heights |  | GH - NICU | [5 empty] | TEST EQUIPMENT |  | METERPHOTOTHERAPY-Draeger Inc-BiliLux Radiometer | METERPHOTOTHERAPY | BiliLux Radiometer |  |  |  | Draeger Inc | Meter, Phototherapy |  |  | METERPHOTOTHERAPY-Draeger Inc-BiliLux Radiometer |  |  |  | Not Covered Vendor Only - Biomedical | MHHS-Greater Heights
YES | YES |  |  |  | 099-07092 | 099-07092 | Draeger Medical Inc. | D-VAPOR |  |  | TMC - MHTMC - CENTRAL SUPPLY (OLD) |  |  |  |  | 099-07092 | 099-07092 | TMC | Memorial Hermann-Texas Medical Center | TMC - MHTMC - CENTRAL SUPPLY (OLD) | OR-62 | [6 empty] | VAPORIZERANESTHESIA-DraegerMed-D-Vapor
NO | NO |  |  |  | AEZD-0679 |  | Draeger Medical Inc. | D-VAPOR |  | AEZD-0679 | TMC - OR - ANESTHESIA (CONTRACT EQUIP) | MHHS-TMC |  | Vaporizer, Anesthesia |  | AEZD-0679 |  | TMC |  | TMC - OR - ANESTHESIA (CONTRACT EQUIP) | [5 empty] | ANESTHESIA UNIT VAPORIZERS |  | VAPORIZERANESTHESIA-DraegerMed-D-Vapor | VAPORIZERANESTHESIA | D-Vapor |  |  |  | Draeger Inc | Vaporizer, Anesthesia |  |  | VAPORIZERANESTHESIA-DraegerMed-D-Vapor |  |  |  | Covered PM Repair - Biomedical | MHHS-TMC
NO | NO |  |  |  | ARWN-0237 |  | Draeger Medical Inc. | D-VAPOR |  | ARWN-0237 | TMC - OR - ANESTHESIA (CONTRACT EQUIP) | MHHS-TMC |  | Vaporizer, Anesthesia |  | ARWN-0237 |  | TMC |  | TMC - OR - ANESTHESIA (CONTRACT EQUIP) | [5 empty] | ANESTHESIA UNIT VAPORIZERS |  | VAPORIZERANESTHESIA-DraegerMed-D-Vapor | VAPORIZERANESTHESIA | D-Vapor |  |  |  | Draeger Inc | Vaporizer, Anesthesia |  |  | VAPORIZERANESTHESIA-DraegerMed-D-Vapor |  |  |  | Covered PM Repair - Biomedical | MHHS-TMC
NO | NO |  |  |  | ARXE-0186 |  | Draeger Medical Inc. | D-VAPOR |  | ARXE-0186 | TMC - OR - ANESTHESIA (CONTRACT EQUIP) | MHHS-TMC |  | Vaporizer, Anesthesia |  | ARXE-0186 |  | TMC |  | TMC - OR - ANESTHESIA (CONTRACT EQUIP) | [5 empty] | ANESTHESIA UNIT VAPORIZERS |  | VAPORIZERANESTHESIA-DraegerMed-D-Vapor | VAPORIZERANESTHESIA | D-Vapor |  |  |  | Draeger Inc | Vaporizer, Anesthesia |  |  | VAPORIZERANESTHESIA-DraegerMed-D-Vapor |  |  |  | Covered PM Repair - Biomedical | MHHS-TMC
NO | NO |  |  |  | ARYK-0030 |  | Draeger Medical Inc. | D-VAPOR |  | ARYK-0030 | TMC - OR - ANESTHESIA (CONTRACT EQUIP) | MHHS-TMC |  | Vaporizer, Anesthesia |  | ARYK-0030 |  | TMC |  | TMC - OR - ANESTHESIA (CONTRACT EQUIP) | [5 empty] | ANESTHESIA UNIT VAPORIZERS |  | VAPORIZERANESTHESIA-DraegerMed-D-Vapor | VAPORIZERANESTHESIA | D-Vapor |  |  |  | Draeger Inc | Vaporizer, Anesthesia |  |  | VAPORIZERANESTHESIA-DraegerMed-D-Vapor |  |  |  | Covered PM Repair - Biomedical | MHHS-TMC
NO | NO |  |  |  | ARYL-0058 |  | Draeger Medical Inc. | D-VAPOR |  | ARYL-0058 | TMC - OR - ANESTHESIA (CONTRACT EQUIP) | MHHS-TMC |  | Vaporizer, Anesthesia |  | ARYL-0058 |  | TMC |  | TMC - OR - ANESTHESIA (CONTRACT EQUIP) | [5 empty] | ANESTHESIA UNIT VAPORIZERS |  | VAPORIZERANESTHESIA-DraegerMed-D-Vapor | VAPORIZERANESTHESIA | D-Vapor |  |  |  | Draeger Inc | Vaporizer, Anesthesia |  |  | VAPORIZERANESTHESIA-DraegerMed-D-Vapor |  |  |  | Covered PM Repair - Biomedical | MHHS-TMC
NO | NO |  |  |  | ARZA-0249 |  | Draeger Medical Inc. | D-VAPOR |  | ARZA-0249 | TMC - OR - ANESTHESIA (CONTRACT EQUIP) | MHHS-TMC |  | Vaporizer, Anesthesia |  | ARZA-0249 |  | TMC |  | TMC - OR - ANESTHESIA (CONTRACT EQUIP) | [5 empty] | ANESTHESIA UNIT VAPORIZERS |  | VAPORIZERANESTHESIA-DraegerMed-D-Vapor | VAPORIZERANESTHESIA | D-Vapor |  |  |  | Draeger Inc | Vaporizer, Anesthesia |  |  | VAPORIZERANESTHESIA-DraegerMed-D-Vapor |  |  |  | Covered PM Repair - Biomedical | MHHS-TMC
NO | NO |  |  |  | ARZD-0679 |  | Draeger Medical Inc. | D-VAPOR |  | ARZD-0679 | TMC - OR - ANESTHESIA (CONTRACT EQUIP) | MHHS-TMC |  | Vaporizer, Anesthesia |  | ARZD-0679 |  | TMC |  | TMC - OR - ANESTHESIA (CONTRACT EQUIP) | [5 empty] | ANESTHESIA UNIT VAPORIZERS |  | VAPORIZERANESTHESIA-DraegerMed-D-Vapor | VAPORIZERANESTHESIA | D-Vapor |  |  |  | Draeger Inc | Vaporizer, Anesthesia |  |  | VAPORIZERANESTHESIA-DraegerMed-D-Vapor |  |  |  | Covered PM Repair - Biomedical | MHHS-TMC
NO | NO |  |  |  | ASAA-0433 |  | Draeger Medical Inc. | D-VAPOR |  | ASAA-0433 | TMC - OR - ANESTHESIA (CONTRACT EQUIP) | MHHS-TMC |  | Vaporizer, Anesthesia |  | ASAA-0433 |  | TMC |  | TMC - OR - ANESTHESIA (CONTRACT EQUIP) | [5 empty] | ANESTHESIA UNIT VAPORIZERS |  | VAPORIZERANESTHESIA-DraegerMed-D-Vapor | VAPORIZERANESTHESIA | D-Vapor |  |  |  | Draeger Inc | Vaporizer, Anesthesia |  |  | VAPORIZERANESTHESIA-DraegerMed-D-Vapor |  |  |  | Covered PM Repair - Biomedical | MHHS-TMC
NO | NO |  |  |  | ASAF-0086 |  | Draeger Medical Inc. | D-VAPOR |  | ASAF-0086 | TMC - OR - ANESTHESIA (CONTRACT EQUIP) | MHHS-TMC |  | Vaporizer, Anesthesia |  | ASAF-0086 |  | TMC |  | TMC - OR - ANESTHESIA (CONTRACT EQUIP) | [5 empty] | ANESTHESIA UNIT VAPORIZERS |  | VAPORIZERANESTHESIA-DraegerMed-D-Vapor | VAPORIZERANESTHESIA | D-Vapor |  |  |  | Draeger Inc | Vaporizer, Anesthesia |  |  | VAPORIZERANESTHESIA-DraegerMed-D-Vapor |  |  |  | Covered PM Repair - Biomedical | MHHS-TMC
NO | NO |  |  |  | ASAF-0092 |  | Draeger Medical Inc. | D-VAPOR |  | ASAF-0092 | TMC - OR - ANESTHESIA (CONTRACT EQUIP) | MHHS-TMC |  | Vaporizer, Anesthesia |  | ASAF-0092 |  | TMC |  | TMC - OR - ANESTHESIA (CONTRACT EQUIP) | [5 empty] | ANESTHESIA UNIT VAPORIZERS |  | VAPORIZERANESTHESIA-DraegerMed-D-Vapor | VAPORIZERANESTHESIA | D-Vapor |  |  |  | Draeger Inc | Vaporizer, Anesthesia |  |  | VAPORIZERANESTHESIA-DraegerMed-D-Vapor |  |  |  | Covered PM Repair - Biomedical | MHHS-TMC
NO | NO |  |  |  | ASCD-0342 |  | Draeger Medical Inc. | D-VAPOR |  | ASCD-0342 | TMC - OR - ANESTHESIA (CONTRACT EQUIP) | MHHS-TMC |  | Vaporizer, Anesthesia |  | ASCD-0342 |  | TMC |  | TMC - OR - ANESTHESIA (CONTRACT EQUIP) | [5 empty] | ANESTHESIA UNIT VAPORIZERS |  | VAPORIZERANESTHESIA-DraegerMed-D-Vapor | VAPORIZERANESTHESIA | D-Vapor |  |  |  | Draeger Inc | Vaporizer, Anesthesia |  |  | VAPORIZERANESTHESIA-DraegerMed-D-Vapor |  |  |  | Covered PM Repair - Biomedical | MHHS-TMC
NO | NO |  |  |  | ASCH-0281 |  | Draeger Medical Inc. | D-VAPOR |  | ASCH-0281 | TMC - OR - ANESTHESIA (CONTRACT EQUIP) | MHHS-TMC |  | Vaporizer, Anesthesia |  | ASCH-0281 |  | TMC |  | TMC - OR - ANESTHESIA (CONTRACT EQUIP) | [5 empty] | ANESTHESIA UNIT VAPORIZERS |  | VAPORIZERANESTHESIA-DraegerMed-D-Vapor | VAPORIZERANESTHESIA | D-Vapor |  |  |  | Draeger Inc | Vaporizer, Anesthesia |  |  | VAPORIZERANESTHESIA-DraegerMed-D-Vapor |  |  |  | Covered PM Repair - Biomedical | MHHS-TMC
NO | NO |  |  |  | ASCL-0057 |  | Draeger Medical Inc. | D-VAPOR |  | ASCL-0057 | TMC - OR - ANESTHESIA (CONTRACT EQUIP) | MHHS-TMC |  | Vaporizer, Anesthesia |  | ASCL-0057 |  | TMC |  | TMC - OR - ANESTHESIA (CONTRACT EQUIP) | [5 empty] | ANESTHESIA UNIT VAPORIZERS |  | VAPORIZERANESTHESIA-DraegerMed-D-Vapor | VAPORIZERANESTHESIA | D-Vapor |  |  |  | Draeger Inc | Vaporizer, Anesthesia |  |  | VAPORIZERANESTHESIA-DraegerMed-D-Vapor |  |  |  | Covered PM Repair - Biomedical | MHHS-TMC
NO | NO |  |  |  | ASCL-0069 |  | Draeger Medical Inc. | D-VAPOR |  | ASCL-0069 | TMC - OR - ANESTHESIA (CONTRACT EQUIP) | MHHS-TMC |  | Vaporizer, Anesthesia |  | ASCL-0069 |  | TMC |  | TMC - OR - ANESTHESIA (CONTRACT EQUIP) | [5 empty] | ANESTHESIA UNIT VAPORIZERS |  | VAPORIZERANESTHESIA-DraegerMed-D-Vapor | VAPORIZERANESTHESIA | D-Vapor |  |  |  | Draeger Inc | Vaporizer, Anesthesia |  |  | VAPORIZERANESTHESIA-DraegerMed-D-Vapor |  |  |  | Covered PM Repair - Biomedical | MHHS-TMC
NO | NO |  |  |  | ARWE-0293 |  | Draeger Medical Inc. | D-VAPOR |  | ARWE-0293 | TMC - OR - ANESTHESIA (OLD) | MHHS-TMC |  | Vaporizer, Anesthesia |  | ARWE-0293 |  | TMC |  | TMC - OR - ANESTHESIA (OLD) | [5 empty] | ANESTHESIA UNIT VAPORIZERS |  | VAPORIZERANESTHESIA-DraegerMed-D-Vapor | VAPORIZERANESTHESIA | D-Vapor |  |  |  | Draeger Inc | Vaporizer, Anesthesia |  |  | VAPORIZERANESTHESIA-DraegerMed-D-Vapor |  |  |  | Covered PM Repair - Biomedical | MHHS-TMC
NO | NO |  |  |  | ARWE-0477 |  | Draeger Medical Inc. | D-VAPOR |  | ARWE-0477 | TMC - OR - ANESTHESIA (OLD) | MHHS-TMC |  | Vaporizer, Anesthesia |  | ARWE-0477 |  | TMC |  | TMC - OR - ANESTHESIA (OLD) | [5 empty] | ANESTHESIA UNIT VAPORIZERS |  | VAPORIZERANESTHESIA-DraegerMed-D-Vapor | VAPORIZERANESTHESIA | D-Vapor |  |  |  | Draeger Inc | Vaporizer, Anesthesia |  |  | VAPORIZERANESTHESIA-DraegerMed-D-Vapor |  |  |  | Covered PM Repair - Biomedical | MHHS-TMC
NO | NO |  |  |  | ARXE-0182 |  | Draeger Medical Inc. | D-VAPOR |  | ARXE-0182 | TMC - OR - ANESTHESIA (OLD) | MHHS-TMC |  | Vaporizer, Anesthesia |  | ARXE-0182 |  | TMC |  | TMC - OR - ANESTHESIA (OLD) | [5 empty] | ANESTHESIA UNIT VAPORIZERS |  | VAPORIZERANESTHESIA-DraegerMed-D-Vapor | VAPORIZERANESTHESIA | D-Vapor |  |  |  | Draeger Inc | Vaporizer, Anesthesia |  |  | VAPORIZERANESTHESIA-DraegerMed-D-Vapor |  |  |  | Covered PM Repair - Biomedical | MHHS-TMC
NO | NO |  |  |  | ARXF-0214 |  | Draeger Medical Inc. | D-VAPOR |  | ARXF-0214 | TMC - OR - ANESTHESIA (OLD) | MHHS-TMC |  | Vaporizer, Anesthesia |  | ARXF-0214 |  | TMC |  | TMC - OR - ANESTHESIA (OLD) | [5 empty] | ANESTHESIA UNIT VAPORIZERS |  | VAPORIZERANESTHESIA-DraegerMed-D-Vapor | VAPORIZERANESTHESIA | D-Vapor |  |  |  | Draeger Inc | Vaporizer, Anesthesia |  |  | VAPORIZERANESTHESIA-DraegerMed-D-Vapor |  |  |  | Covered PM Repair - Biomedical | MHHS-TMC
NO | NO |  |  |  | ARZD-0680 |  | Draeger Medical Inc. | D-VAPOR |  | ARZD-0680 | TMC - OR - ANESTHESIA (OLD) | MHHS-TMC |  | Vaporizer, Anesthesia |  | ARZD-0680 |  | TMC |  | TMC - OR - ANESTHESIA (OLD) | [5 empty] | ANESTHESIA UNIT VAPORIZERS |  | VAPORIZERANESTHESIA-DraegerMed-D-Vapor | VAPORIZERANESTHESIA | D-Vapor |  |  |  | Draeger Inc | Vaporizer, Anesthesia |  |  | VAPORIZERANESTHESIA-DraegerMed-D-Vapor |  |  |  | Covered PM Repair - Biomedical | MHHS-TMC
NO | NO |  |  |  | ARZD-0681 |  | Draeger Medical Inc. | D-VAPOR |  | ARZD-0681 | TMC - OR - ANESTHESIA (OLD) | MHHS-TMC |  | Vaporizer, Anesthesia |  | ARZD-0681 |  | TMC |  | TMC - OR - ANESTHESIA (OLD) | [5 empty] | ANESTHESIA UNIT VAPORIZERS |  | VAPORIZERANESTHESIA-DraegerMed-D-Vapor | VAPORIZERANESTHESIA | D-Vapor |  |  |  | Draeger Inc | Vaporizer, Anesthesia |  |  | VAPORIZERANESTHESIA-DraegerMed-D-Vapor |  |  |  | Covered PM Repair - Biomedical | MHHS-TMC
NO | NO |  |  |  | ASAC-0078 |  | Draeger Medical Inc. | D-VAPOR |  | ASAC-0078 | TMC - OR - ANESTHESIA (OLD) | MHHS-TMC |  | Vaporizer, Anesthesia |  | ASAC-0078 |  | TMC |  | TMC - OR - ANESTHESIA (OLD) | [5 empty] | ANESTHESIA UNIT VAPORIZERS |  | VAPORIZERANESTHESIA-DraegerMed-D-Vapor | VAPORIZERANESTHESIA | D-Vapor |  |  |  | Draeger Inc | Vaporizer, Anesthesia |  |  | VAPORIZERANESTHESIA-DraegerMed-D-Vapor |  |  |  | Covered PM Repair - Biomedical | MHHS-TMC
NO | NO |  |  |  | ASAF-0288 |  | Draeger Medical Inc. | D-VAPOR |  | ASAF-0288 | TMC - OR - ANESTHESIA (OLD) | MHHS-TMC |  | Vaporizer, Anesthesia |  | ASAF-0288 |  | TMC |  | TMC - OR - ANESTHESIA (OLD) | [5 empty] | ANESTHESIA UNIT VAPORIZERS |  | VAPORIZERANESTHESIA-DraegerMed-D-Vapor | VAPORIZERANESTHESIA | D-Vapor |  |  |  | Draeger Inc | Vaporizer, Anesthesia |  |  | VAPORIZERANESTHESIA-DraegerMed-D-Vapor |  |  |  | Covered PM Repair - Biomedical | MHHS-TMC
NO | NO |  |  |  | ASAF-0297 |  | Draeger Medical Inc. | D-VAPOR |  | ASAF-0297 | TMC - OR - ANESTHESIA (OLD) | MHHS-TMC |  | Vaporizer, Anesthesia |  | ASAF-0297 |  | TMC |  | TMC - OR - ANESTHESIA (OLD) | [5 empty] | ANESTHESIA UNIT VAPORIZERS |  | VAPORIZERANESTHESIA-DraegerMed-D-Vapor | VAPORIZERANESTHESIA | D-Vapor |  |  |  | Draeger Inc | Vaporizer, Anesthesia |  |  | VAPORIZERANESTHESIA-DraegerMed-D-Vapor |  |  |  | Covered PM Repair - Biomedical | MHHS-TMC
NO | NO |  |  |  | ASAF-0299 |  | Draeger Medical Inc. | D-VAPOR |  | ASAF-0299 | TMC - OR - ANESTHESIA (OLD) | MHHS-TMC |  | Vaporizer, Anesthesia |  | ASAF-0299 |  | TMC |  | TMC - OR - ANESTHESIA (OLD) | [5 empty] | ANESTHESIA UNIT VAPORIZERS |  | VAPORIZERANESTHESIA-DraegerMed-D-Vapor | VAPORIZERANESTHESIA | D-Vapor |  |  |  | Draeger Inc | Vaporizer, Anesthesia |  |  | VAPORIZERANESTHESIA-DraegerMed-D-Vapor |  |  |  | Covered PM Repair - Biomedical | MHHS-TMC
NO | NO |  |  |  | ASCH-0002 |  | Draeger Medical Inc. | D-VAPOR |  | ASCH-0002 | TMC - OR - ANESTHESIA (OLD) | MHHS-TMC |  | Vaporizer, Anesthesia |  | ASCH-0002 |  | TMC |  | TMC - OR - ANESTHESIA (OLD) | [5 empty] | ANESTHESIA UNIT VAPORIZERS |  | VAPORIZERANESTHESIA-DraegerMed-D-Vapor | VAPORIZERANESTHESIA | D-Vapor |  |  |  | Draeger Inc | Vaporizer, Anesthesia |  |  | VAPORIZERANESTHESIA-DraegerMed-D-Vapor |  |  |  | Covered PM Repair - Biomedical | MHHS-TMC
NO | NO |  |  |  | ASCJ-0068 |  | Draeger Medical Inc. | D-VAPOR |  | ASCJ-0068 | TMC - OR - ANESTHESIA (OLD) | MHHS-TMC |  | Vaporizer, Anesthesia |  | ASCJ-0068 |  | TMC |  | TMC - OR - ANESTHESIA (OLD) | [5 empty] | ANESTHESIA UNIT VAPORIZERS |  | VAPORIZERANESTHESIA-DraegerMed-D-Vapor | VAPORIZERANESTHESIA | D-Vapor |  |  |  | Draeger Inc | Vaporizer, Anesthesia |  |  | VAPORIZERANESTHESIA-DraegerMed-D-Vapor |  |  |  | Covered PM Repair - Biomedical | MHHS-TMC
NO | YES |  |  |  | 133-31110 | 133-31110 | Draeger Medical Inc. | EVITA INFINITY V500 |  | ASMJ-0069 | Katy-Respiratory | MHHS-Katy |  | Ventilator |  | 133-31110 | 133-31110 | Katy | MHHS-Katy | Katy-Respiratory | NICU 305B | 9/1/19 | 9/1/20 |  |  | VENTILATORS | Ventilator | VENTILATOR-DraegerMed-Evita Infinity V500 | VENTILATOR | Evita Infinity V500 |  |  |  | Draeger Inc | Ventilator |  |  | VENTILATOR-DraegerMed-Evita Infinity V500 |  |  | VENT-SA | Covered PM Repair - Biomedical | MHHS-Katy | [8 empty] | VENTILATOR | Ventilator | Draeger Inc
NO | YES |  |  |  | 133-31111 | 133-31111 | Draeger Medical Inc. | EVITA INFINITY V500 |  | ASMJ-0071 | Katy-Nursery | MHHS-Katy |  | Ventilator |  | 133-31111 | 133-31111 | Katy | MHHS-Katy | Katy-Nursery | NICU |  |  |  | No pm | VENTILATORS | Ventilator | VENTILATOR-DraegerMed-Evita Infinity V500 | VENTILATOR | Evita Infinity V500 |  |  |  | Draeger Inc | Ventilator |  |  | VENTILATOR-DraegerMed-Evita Infinity V500 |  |  | VENT-SA | Covered PM Repair - Biomedical | MHHS-Katy | [8 empty] | VENTILATOR | Ventilator | Draeger Inc
NO | YES |  |  |  | 133-31112 | 133-31112 | Draeger Medical Inc. | EVITA INFINITY V500 |  | ASMJ-0070 | Katy-Respiratory | MHHS-Katy |  | Ventilator |  | 133-31112 | 133-31112 | Katy | MHHS-Katy | Katy-Respiratory |  | 9/1/20 | 2/1/20 |  |  | VENTILATORS | Ventilator | VENTILATOR-DraegerMed-Evita Infinity V500 | VENTILATOR | Evita Infinity V500 |  |  |  | Draeger Inc | Ventilator |  |  | VENTILATOR-DraegerMed-Evita Infinity V500 |  |  | VENT-SA | Covered PM Repair - Biomedical | MHHS-Katy | [8 empty] | VENTILATOR | Ventilator | Draeger Inc
NO | YES |  |  |  | 041-18649 | 041-18649 | Draeger Medical Inc. | EVITA INFINITY V500 |  | ASFN-0018 | Biomed | MHHS-Mem City |  | Ventilator |  | 041-18649 | 041-18649 | Mem city | Memorial city - Memorial herman hospital | Biomed | Biomed shop |  |  |  |  | VENTILATORS |  | VENTILATOR-DraegerMed-Evita Infinity V500 | VENTILATOR | Evita Infinity V500 |  |  |  | Draeger Inc | Ventilator |  |  | VENTILATOR-DraegerMed-Evita Infinity V500 |  |  |  | Covered PM Repair - Biomedical | MHHS-Mem City
NO | YES |  |  |  | 041-18650 |  | Draeger Medical Inc. | EVITA INFINITY V500 |  | ASFN-0017 | Memorial City - Neonatal | MHHS-Mem City |  | Ventilator |  | 041-18650 |  | West | Memorial Hermann - Memorial City | Memorial City - Neonatal | MH4 116 Room 4M21 |  |  |  | Equioment in Use. Bsby in room. | VENTILATORS |  | VENTILATOR-DraegerMed-Evita Infinity V500 | VENTILATOR | Evita Infinity V500 |  |  |  | Draeger Inc | Ventilator |  |  | VENTILATOR-DraegerMed-Evita Infinity V500 |  |  |  | Covered PM Repair - Biomedical | MHHS-Mem City
NO | YES |  |  |  | 041-18651 | 041-18651 | Draeger Medical Inc. | EVITA INFINITY V500 |  | ASFN-0016 | Resperatory | MHHS-Mem City |  | Ventilator |  | 041-18651 | 041-18651 | Mem city | Memorial city - Memorial herman hospital | Resperatory | Resperatory |  |  |  |  | VENTILATORS |  | VENTILATOR-DraegerMed-Evita Infinity V500 | VENTILATOR | Evita Infinity V500 |  |  |  | Draeger Inc | Ventilator |  |  | VENTILATOR-DraegerMed-Evita Infinity V500 |  |  |  | Covered PM Repair - Biomedical | MHHS-Mem City
NO | YES |  |  |  | 041-19755 | 041-19755 | Draeger Medical Inc. | EVITA INFINITY V500 |  | ASHF-0020 | Resperatory | MHHS-Mem City |  | Ventilator |  | 041-19755 | 041-19755 | Mem city | Memorial city - Memorial herman hospital | Resperatory | Resperatory |  |  |  |  | VENTILATORS |  | VENTILATOR-DraegerMed-Evita Infinity V500 | VENTILATOR | Evita Infinity V500 |  |  |  | Draeger Inc | Ventilator |  |  | VENTILATOR-DraegerMed-Evita Infinity V500 |  |  |  | Covered PM Repair - Biomedical | MHHS-Mem City
NO | YES |  |  |  | 041-19781 | 041-19781 | Draeger Medical Inc. | EVITA INFINITY V500 |  | ASHE0197 | MEMORIAL CITY - MHT - NICU | MHHS-Mem City |  | Ventilator |  | 041-19781 | 041-19781 | West | Memorial Hermann Memorial City Medical Center | MEMORIAL CITY - MHT - NICU | Memorial City - MH4 113 |  |  |  |  | VENTILATORS |  | VENTILATOR-DraegerMed-Evita Infinity V500 | VENTILATOR | Evita Infinity V500 |  |  |  | Draeger Inc | Ventilator |  |  | VENTILATOR-DraegerMed-Evita Infinity V500 |  |  |  | Covered PM Repair - Biomedical | MHHS-Mem City
NO | YES |  |  |  | 041-19783 | 041-19783 | Draeger Medical Inc. | EVITA INFINITY V500 |  | ASHE-0194 | Resperatory | MHHS-Mem City |  | Ventilator |  | 041-19783 | 041-19783 | Mem city | Memorial city - Memorial herman hospital | Resperatory | Resperatory |  |  |  |  | VENTILATORS |  | VENTILATOR-DraegerMed-Evita Infinity V500 | VENTILATOR | Evita Infinity V500 |  |  |  | Draeger Inc | Ventilator |  |  | VENTILATOR-DraegerMed-Evita Infinity V500 |  |  |  | Covered PM Repair - Biomedical | MHHS-Mem City
NO | YES |  |  |  | 041-19784 | 041-19784 | Draeger Medical Inc. | EVITA INFINITY V500 |  | ASHF0029 | Memorial City - Pediatrics Respiratory | MHHS-Mem City |  | Ventilator |  | 041-19784 | 041-19784 | West | Memorial City - Memorial Hermann Hospital | Memorial City - Pediatrics Respiratory | MH4:408 Respiratory Therapy/Storage |  |  |  |  | VENTILATORS |  | VENTILATOR-DraegerMed-Evita Infinity V500 | VENTILATOR | Evita Infinity V500 |  |  |  | Draeger Inc | Ventilator |  |  | VENTILATOR-DraegerMed-Evita Infinity V500 |  |  |  | Covered PM Repair - Biomedical | MHHS-Mem City
NO | YES |  |  |  | 041-19785 | 041-19785 | Draeger Medical Inc. | EVITA INFINITY V500 |  | ASHF0011 | Resperatory | MHHS-Mem City |  | Ventilator |  | 041-19785 | 041-19785 | Mem city | Memorial city - Memorial herman hospital | Resperatory | Resperatory |  |  |  |  | VENTILATORS |  | VENTILATOR-DraegerMed-Evita Infinity V500 | VENTILATOR | Evita Infinity V500 |  |  |  | Draeger Inc | Ventilator |  |  | VENTILATOR-DraegerMed-Evita Infinity V500 |  |  |  | Covered PM Repair - Biomedical | MHHS-Mem City
NO | YES |  |  |  | 041-34339 | 041-34339 | Draeger Medical Inc. | EVITA INFINITY V500 |  | ASMJ-0082 | Resperatory | MHHS-Mem City |  | Ventilator |  | 041-34339 | 041-34339 | Mem city | Memorial city - Memorial herman hospital | Resperatory | Resperatory |  |  |  |  | VENTILATORS |  | VENTILATOR-DraegerMed-Evita Infinity V500 | VENTILATOR | Evita Infinity V500 |  |  |  | Draeger Inc | Ventilator |  |  | VENTILATOR-DraegerMed-Evita Infinity V500 |  |  |  | Covered PM Repair - Biomedical | MHHS-Mem City
NO | YES |  |  |  | 041-34340 | 041-34340 | Draeger Medical Inc. | EVITA INFINITY V500 |  | ASMJ-0079 | MEMORIAL CITY - RESPIRATORY | MHHS-Mem City |  | Ventilator |  | 041-34340 | 041-34340 | West | Memorial City- Memorial Hermann Hospital | MEMORIAL CITY - RESPIRATORY | Respiratory |  |  |  |  | VENTILATORS |  | VENTILATOR-DraegerMed-Evita Infinity V500 | VENTILATOR | Evita Infinity V500 |  |  |  | Draeger Inc | Ventilator |  |  | VENTILATOR-DraegerMed-Evita Infinity V500 |  |  |  | Covered PM Repair - Biomedical | MHHS-Mem City
NO | YES |  |  |  | 041-34341 | 041-34341 | Draeger Medical Inc. | EVITA INFINITY V500 |  | ASMJ-0081 | Resperatory | MHHS-Mem City |  | Ventilator |  | 041-34341 | 041-34341 | Mem city | Memorial city - Memorial herman hospital | Resperatory | Resperatory |  |  |  |  | VENTILATORS |  | VENTILATOR-DraegerMed-Evita Infinity V500 | VENTILATOR | Evita Infinity V500 |  |  |  | Draeger Inc | Ventilator |  |  | VENTILATOR-DraegerMed-Evita Infinity V500 |  |  |  | Covered PM Repair - Biomedical | MHHS-Mem City
NO | YES |  |  |  | 041-34342 | 041-34342 | Draeger Medical Inc. | EVITA INFINITY V500 |  | ASMJ-0080 | Resperatory | MHHS-Mem City |  | Ventilator |  | 041-34342 | 041-34342 | Mem city | Memorial city - Memorial herman hospital | Resperatory | Resperatory |  |  |  |  | VENTILATORS |  | VENTILATOR-DraegerMed-Evita Infinity V500 | VENTILATOR | Evita Infinity V500 |  |  |  | Draeger Inc | Ventilator |  |  | VENTILATOR-DraegerMed-Evita Infinity V500 |  |  |  | Covered PM Repair - Biomedical | MHHS-Mem City
NO | YES |  |  |  | 142-07320 | 142-07320 | Draeger Medical Inc. | EVITA INFINITY V500 |  | ASLE-0193 | NE - RESPIRATORY | MHHS-Northeast |  | Ventilator |  | 142-07320 | 142-07320 | Katy | Memorial Hermann North East | NE - RESPIRATORY | Cardio Pulminary |  |  |  |  | VENTILATORS |  | VENTILATOR-DraegerMed-Evita Infinity V500 | VENTILATOR | Evita Infinity V500 |  |  |  | Draeger Inc | Ventilator |  |  | VENTILATOR-DraegerMed-Evita Infinity V500 |  |  |  | Covered PM Repair - Biomedical | MHHS-Northeast
NO | YES |  |  |  | 142-07321 | 142-07321 | Draeger Medical Inc. | EVITA INFINITY V500 |  | ASLE-0192 | NE-NICU | MHHS-Northeast |  | Ventilator |  | 142-07321 | 142-07321 | Katy | MHHS-Northeast | NE-NICU | Clean room | 7/1/19 |  |  |  | VENTILATORS | Ventilator | VENTILATOR-DraegerMed-Evita Infinity V500 | VENTILATOR | Evita Infinity V500 |  |  |  | Draeger Inc | Ventilator |  |  | VENTILATOR-DraegerMed-Evita Infinity V500 |  |  | VENT-SA | Covered PM Repair - Biomedical | MHHS-Northeast | [8 empty] | VENTILATOR | Ventilator | Draeger Inc
NO | YES |  |  |  | 142-08403 | 142-08403 | Draeger Medical Inc. | EVITA INFINITY V500 |  | ASMJ-0072 | NE-Respiratory | MHHS-Northeast |  | Ventilator |  | 142-08403 | 142-08403 | Katy | MHHS-Northeast | NE-Respiratory |  | 10/1/19 | 10/1/20 |  |  | VENTILATORS | Ventilator | VENTILATOR-DraegerMed-Evita Infinity V500 | VENTILATOR | Evita Infinity V500 |  |  |  | Draeger Inc | Ventilator |  |  | VENTILATOR-DraegerMed-Evita Infinity V500 |  |  | VENT-SA | Covered PM Repair - Biomedical | MHHS-Northeast | [8 empty] | VENTILATOR | Ventilator | Draeger Inc
NO | YES |  |  |  | 142-08404 | 142-08404 | Draeger Medical Inc. | EVITA INFINITY V500 |  | ASMJ-0073 | NE-Respiratory | MHHS-Northeast |  | Ventilator |  | 142-08404 | 142-08404 | Katy | MHHS-Northeast | NE-Respiratory | Respiratory | 10/1/19 | 4/1/20 |  |  | VENTILATORS | Ventilator | VENTILATOR-DraegerMed-Evita Infinity V500 | VENTILATOR | Evita Infinity V500 |  |  |  | Draeger Inc | Ventilator |  |  | VENTILATOR-DraegerMed-Evita Infinity V500 |  |  | VENT-SA | Covered PM Repair - Biomedical | MHHS-Northeast | [8 empty] | VENTILATOR | Ventilator | Draeger Inc
NO | YES |  |  |  | 077-08953 | 077-08953 | Draeger Medical Inc. | EVITA INFINITY V500 |  | ASHF-0018 | TMC-Respiratory-Adult | MHHS-TMC |  | Ventilator |  | 077-08953 | 077-08953 | TMC | MHHS-TMC | TMC-Respiratory-Adult | Biomed | 11/1/18 |  |  |  | VENTILATORS | Ventilator | VENTILATOR-DraegerMed-Evita Infinity V500 | VENTILATOR | Evita Infinity V500 |  |  |  | Draeger Inc | Ventilator |  |  | VENTILATOR-DraegerMed-Evita Infinity V500 | 7/25/13 |  | VENT-SA | Covered PM Repair - Biomedical | MHHS-TMC | [8 empty] | VENTILATOR | Ventilator | Draeger Inc
NO | YES |  |  |  | 077-09097 | 077-09097 | Draeger Medical Inc. | EVITA INFINITY V500 |  | ASHE-0107 | TMC-Respiratory-Adult | MHHS-TMC |  | Ventilator |  | 077-09097 | 077-09097 | TMC | MHHS-TMC | TMC-Respiratory-Adult |  | 9/27/19 |  |  |  | VENTILATORS |  | VENTILATOR-DraegerMed-Evita Infinity V500 | VENTILATOR | Evita Infinity V500 |  |  |  | Draeger Inc | Ventilator |  |  | VENTILATOR-DraegerMed-Evita Infinity V500 | 7/25/13 | Verified 3/30/2020 4:07pm (Central) |  | Covered PM Repair - Biomedical | MHHS-TMC
NO | YES |  |  |  | 077-09098 | 077-09098 | Draeger Medical Inc. | EVITA INFINITY V500 |  | ASHE-0205 | TMC-Respiratory-Adult | MHHS-TMC |  | Ventilator |  | 077-09098 | 077-09098 | TMC | MHHS-TMC | TMC-Respiratory-Adult | CS |  |  |  |  | VENTILATORS |  | VENTILATOR-DraegerMed-Evita Infinity V500 | VENTILATOR | Evita Infinity V500 |  |  |  | Draeger Inc | Ventilator |  |  | VENTILATOR-DraegerMed-Evita Infinity V500 | 7/25/13 |  |  | Covered PM Repair - Biomedical | MHHS-TMC
NO | YES |  |  |  | 077-09099 | 077-09099 | Draeger Medical Inc. | EVITA INFINITY V500 |  | ASHE-0191 | TMC-Respiratory-Adult | MHHS-TMC |  | Ventilator |  | 077-09099 | 077-09099 | TMC | MHHS-TMC | TMC-Respiratory-Adult | Pedi 17 | 2/1/20 |  | 2/1/21 |  | VENTILATORS | Ventilator | VENTILATOR-DraegerMed-Evita Infinity V500 | VENTILATOR | Evita Infinity V500 |  |  |  | Draeger Inc | Ventilator |  |  | VENTILATOR-DraegerMed-Evita Infinity V500 |  |  | VENT-SA | Covered PM Repair - Biomedical | MHHS-TMC | [8 empty] | VENTILATOR | Ventilator | Draeger Inc
NO | YES |  |  |  | 077-09100 | 077-09100 | Draeger Medical Inc. | EVITA INFINITY V500 |  | ASHE-0109 | TMC-Respiratory-Adult | MHHS-TMC |  | Ventilator |  | 077-09100 | 077-09100 | TMC | MHHS-TMC | TMC-Respiratory-Adult |  | 6/28/19 |  |  |  | VENTILATORS |  | VENTILATOR-DraegerMed-Evita Infinity V500 | VENTILATOR | Evita Infinity V500 |  |  |  | Draeger Inc | Ventilator |  |  | VENTILATOR-DraegerMed-Evita Infinity V500 |  | Verified 3/30/2020 4:07pm (Central) |  | Covered PM Repair - Biomedical | MHHS-TMC
NO | YES |  |  |  | 077-08961 | 077-08961 | Draeger Medical Inc. | EVITA INFINITY V500 |  | ASHF-0015 | TMC-Respiratory-Pedi | MHHS-TMC |  | Ventilator |  | 077-08961 | 077-08961 | TMC | MHHS-TMC | TMC-Respiratory-Pedi |  | 4/2/19 |  |  |  | VENTILATORS |  | VENTILATOR-DraegerMed-Evita Infinity V500 | VENTILATOR | Evita Infinity V500 |  |  |  | Draeger Inc | Ventilator |  |  | VENTILATOR-DraegerMed-Evita Infinity V500 | 7/25/13 |  |  | Covered PM Repair - Biomedical | MHHS-TMC
NO | YES |  |  |  | 077-08962 | 077-08962 | Draeger Medical Inc. | EVITA INFINITY V500 |  | ASHE-0115 | TMC-Respiratory-Adult | MHHS-TMC |  | Ventilator |  | 077-08962 | 077-08962 | TMC | MHHS-TMC | TMC-Respiratory-Adult | CS |  |  |  |  | VENTILATORS |  | VENTILATOR-DraegerMed-Evita Infinity V500 | VENTILATOR | Evita Infinity V500 |  |  |  | Draeger Inc | Ventilator |  |  | VENTILATOR-DraegerMed-Evita Infinity V500 |  |  |  | Covered PM Repair - Biomedical | MHHS-TMC
NO | YES |  |  |  | 077-08963 | 077-08963 | Draeger Medical Inc. | EVITA INFINITY V500 |  | ASHF-0013 | TMC-Respiratory-Pedi | MHHS-TMC |  | Ventilator |  | 077-08963 | 077-08963 | TMC | MHHS-TMC | TMC-Respiratory-Pedi |  | 2/21/19 |  |  |  | VENTILATORS |  | VENTILATOR-DraegerMed-Evita Infinity V500 | VENTILATOR | Evita Infinity V500 |  |  |  | Draeger Inc | Ventilator |  |  | VENTILATOR-DraegerMed-Evita Infinity V500 | 7/25/13 | Verified 3/30/2020 4:07pm (Central) |  | Covered PM Repair - Biomedical | MHHS-TMC
NO | YES |  |  |  | 077-08966 | 077-08966 | Draeger Medical Inc. | EVITA INFINITY V500 |  | ASHE-0189 | TMC-Respiratory-Pedi | MHHS-TMC |  | Ventilator |  | 077-08966 | 077-08966 | TMC | MHHS-TMC | TMC-Respiratory-Pedi |  | 7/12/19 |  |  |  | VENTILATORS |  | VENTILATOR-DraegerMed-Evita Infinity V500 | VENTILATOR | Evita Infinity V500 |  |  |  | Draeger Inc | Ventilator |  |  | VENTILATOR-DraegerMed-Evita Infinity V500 |  | Verified 3/30/2020 4:07pm (Central) |  | Covered PM Repair - Biomedical | MHHS-TMC
NO | YES |  |  |  | 077-08967 | 077-08967 | Draeger Medical Inc. | EVITA INFINITY V500 |  | ASHE-0203 | TMC-Respiratory-Pedi | MHHS-TMC |  | Ventilator |  | 077-08967 | 077-08967 | TMC | MHHS-TMC | TMC-Respiratory-Pedi |  | 4/19/19 |  |  |  | VENTILATORS |  | VENTILATOR-DraegerMed-Evita Infinity V500 | VENTILATOR | Evita Infinity V500 |  |  |  | Draeger Inc | Ventilator |  |  | VENTILATOR-DraegerMed-Evita Infinity V500 |  | Verified 3/30/2020 4:07pm (Central) |  | Covered PM Repair - Biomedical | MHHS-TMC
NO | YES |  |  |  | 077-08968 | 077-08968 | Draeger Medical Inc. | EVITA INFINITY V500 |  | ASHE-0204 | TMC-Respiratory-Pedi | MHHS-TMC |  | Ventilator |  | 077-08968 | 077-08968 | TMC | MHHS-TMC | TMC-Respiratory-Pedi |  | 10/22/19 |  |  |  | VENTILATORS |  | VENTILATOR-DraegerMed-Evita Infinity V500 | VENTILATOR | Evita Infinity V500 |  |  |  | Draeger Inc | Ventilator |  |  | VENTILATOR-DraegerMed-Evita Infinity V500 |  | Verified 3/30/2020 4:07pm (Central) |  | Covered PM Repair - Biomedical | MHHS-TMC
NO | YES |  |  |  | 077-08969 | 077-08969 | Draeger Medical Inc. | EVITA INFINITY V500 |  | ASHE-0193 | TMC-Respiratory-Pedi | MHHS-TMC |  | Ventilator |  | 077-08969 | 077-08969 | TMC | MHHS-TMC | TMC-Respiratory-Pedi |  | 12/4/18 |  |  |  | VENTILATORS |  | VENTILATOR-DraegerMed-Evita Infinity V500 | VENTILATOR | Evita Infinity V500 |  |  |  | Draeger Inc | Ventilator |  |  | VENTILATOR-DraegerMed-Evita Infinity V500 |  | Verified 3/30/2020 4:07pm (Central) |  | Covered PM Repair - Biomedical | MHHS-TMC
NO | YES |  |  |  | 077-08970 | 077-08970 | Draeger Medical Inc. | EVITA INFINITY V500 |  | ASHE-0206 | TMC-Respiratory-Pedi | MHHS-TMC |  | Ventilator |  | 077-08970 | 077-08970 | TMC | MHHS-TMC | TMC-Respiratory-Pedi | [5 empty] | VENTILATORS |  | VENTILATOR-DraegerMed-Evita Infinity V500 | VENTILATOR | Evita Infinity V500 |  |  |  | Draeger Inc | Ventilator |  |  | VENTILATOR-DraegerMed-Evita Infinity V500 |  |  |  | Covered PM Repair - Biomedical | MHHS-TMC
NO | YES |  |  |  | 077-08972 | 077-08972 | Draeger Medical Inc. | EVITA INFINITY V500 |  | ASHF-0027 | TMC-Respiratory-Pedi | MHHS-TMC |  | Ventilator |  | 077-08972 | 077-08972 | TMC | MHHS-TMC | TMC-Respiratory-Pedi | H9/30.29 |  |  |  |  | VENTILATORS |  | VENTILATOR-DraegerMed-Evita Infinity V500 | VENTILATOR | Evita Infinity V500 |  |  |  | Draeger Inc | Ventilator |  |  | VENTILATOR-DraegerMed-Evita Infinity V500 |  |  |  | Covered PM Repair - Biomedical | MHHS-TMC
NO | YES |  |  |  | 077-08974 | 077-08974 | Draeger Medical Inc. | EVITA INFINITY V500 |  | ASHE-0200 | TMC-Sarofim 1-Pedi ER | MHHS-TMC |  | Ventilator |  | 077-08974 | 077-08974 | TMC | MHHS-TMC | TMC-Sarofim 1-Pedi ER | Pedi 21 | 1/1/20 |  | 1/1/21 |  | VENTILATORS | Ventilator | VENTILATOR-DraegerMed-Evita Infinity V500 | VENTILATOR | Evita Infinity V500 |  |  |  | Draeger Inc | Ventilator |  |  | VENTILATOR-DraegerMed-Evita Infinity V500 |  |  | VENT-SA | Covered PM Repair - Biomedical | MHHS-TMC | [8 empty] | VENTILATOR | Ventilator | Draeger Inc
NO | YES | Asset Tag 077-08975 |  |  | 077-08975 | 077-08975 | Draeger Medical Inc. | EVITA INFINITY V500 |  | ASHF-0026 | TMC-Respiratory-Pedi | MHHS-TMC |  | Ventilator |  | 077-08975 | 077-08975 | TMC | MHHS-TMC | TMC-Respiratory-Pedi |  | 4/1/19 |  |  |  | VENTILATORS |  | VENTILATOR-DraegerMed-Evita Infinity V500 | VENTILATOR | Evita Infinity V500 |  |  |  | Draeger Inc | Ventilator |  |  | VENTILATOR-DraegerMed-Evita Infinity V500 |  |  |  | Covered PM Repair - Biomedical | MHHS-TMC
NO | YES |  |  |  | 077-08977 | 077-08977 | Draeger Medical Inc. | EVITA INFINITY V500 |  | ASHF-0007 | TMC-Respiratory-Pedi | MHHS-TMC |  | Ventilator |  | 077-08977 | 077-08977 | TMC | MHHS-TMC | TMC-Respiratory-Pedi |  | 10/3/19 |  |  |  | VENTILATORS |  | VENTILATOR-DraegerMed-Evita Infinity V500 | VENTILATOR | Evita Infinity V500 |  |  |  | Draeger Inc | Ventilator |  |  | VENTILATOR-DraegerMed-Evita Infinity V500 |  | Verified 3/30/2020 4:07pm (Central) |  | Covered PM Repair - Biomedical | MHHS-TMC
NO | YES |  |  |  | 077-08978 | 077-08978 | Draeger Medical Inc. | EVITA INFINITY V500 |  | ASHE-0093 | TMC-Respiratory-Pedi | MHHS-TMC |  | Ventilator |  | 077-08978 | 077-08978 | TMC | MHHS-TMC | TMC-Respiratory-Pedi |  | 3/1/20 |  | 3/1/21 |  | VENTILATORS |  | VENTILATOR-DraegerMed-Evita Infinity V500 | VENTILATOR | Evita Infinity V500 |  |  |  | Draeger Inc | Ventilator |  |  | VENTILATOR-DraegerMed-Evita Infinity V500 |  |  |  | Covered PM Repair - Biomedical | MHHS-TMC
NO | YES |  |  |  | 077-08982 | 077-08982 | Draeger Medical Inc. | EVITA INFINITY V500 |  | ASHF-0025 | TMC-Respiratory-Pedi | MHHS-TMC |  | Ventilator |  | 077-08982 | 077-08982 | TMC | MHHS-TMC | TMC-Respiratory-Pedi |  | 2/21/19 |  |  |  | VENTILATORS |  | VENTILATOR-DraegerMed-Evita Infinity V500 | VENTILATOR | Evita Infinity V500 |  |  |  | Draeger Inc | Ventilator |  |  | VENTILATOR-DraegerMed-Evita Infinity V500 | 7/25/13 | Verified 3/30/2020 4:07pm (Central) |  | Covered PM Repair - Biomedical | MHHS-TMC
NO | YES |  |  |  | 077-08983 | 077-08983 | Draeger Medical Inc. | EVITA INFINITY V500 |  | ASHF-0017 | TMC-Respiratory-Pedi | MHHS-TMC |  | Ventilator |  | 077-08983 | 077-08983 | TMC | MHHS-TMC | TMC-Respiratory-Pedi |  | 3/22/19 |  |  |  | VENTILATORS |  | VENTILATOR-DraegerMed-Evita Infinity V500 | VENTILATOR | Evita Infinity V500 |  |  |  | Draeger Inc | Ventilator |  |  | VENTILATOR-DraegerMed-Evita Infinity V500 | 7/25/13 | Verified 3/30/2020 4:07pm (Central) |  | Covered PM Repair - Biomedical | MHHS-TMC
NO | YES |  |  |  | 077-08984 | 077-08984 | Draeger Medical Inc. | EVITA INFINITY V500 |  | ASHF-0016 | TMC-Respiratory-Pedi | MHHS-TMC |  | Ventilator |  | 077-08984 | 077-08984 | TMC | MHHS-TMC | TMC-Respiratory-Pedi |  | 1/11/19 |  |  |  | VENTILATORS |  | VENTILATOR-DraegerMed-Evita Infinity V500 | VENTILATOR | Evita Infinity V500 |  |  |  | Draeger Inc | Ventilator |  |  | VENTILATOR-DraegerMed-Evita Infinity V500 |  | Verified 3/30/2020 4:07pm (Central) |  | Covered PM Repair - Biomedical | MHHS-TMC
NO | YES |  |  |  | 077-08985 | 077-08985 | Draeger Medical Inc. | EVITA INFINITY V500 |  | ASHE-0208 | TMC-Respiratory-Pedi | MHHS-TMC |  | Ventilator |  | 077-08985 | 077-08985 | TMC | MHHS-TMC | TMC-Respiratory-Pedi | Biomed | 2/1/19 |  |  |  | VENTILATORS | Ventilator | VENTILATOR-DraegerMed-Evita Infinity V500 | VENTILATOR | Evita Infinity V500 |  |  |  | Draeger Inc | Ventilator |  |  | VENTILATOR-DraegerMed-Evita Infinity V500 |  |  | VENT-SA | Covered PM Repair - Biomedical | MHHS-TMC | [8 empty] | VENTILATOR | Ventilator | Draeger Inc
NO | YES |  |  |  | 077-08986 | 077-08986 | Draeger Medical Inc. | EVITA INFINITY V500 |  | ASHF-0035 | TMC-Respiratory-Pedi | MHHS-TMC |  | Ventilator |  | 077-08986 | 077-08986 | TMC | MHHS-TMC | TMC-Respiratory-Pedi |  | 5/14/19 |  |  |  | VENTILATORS |  | VENTILATOR-DraegerMed-Evita Infinity V500 | VENTILATOR | Evita Infinity V500 |  |  |  | Draeger Inc | Ventilator |  |  | VENTILATOR-DraegerMed-Evita Infinity V500 |  | Verified 3/30/2020 4:07pm (Central) |  | Covered PM Repair - Biomedical | MHHS-TMC
NO | YES |  |  |  | 077-08987 | 077-08987 | Draeger Medical Inc. | EVITA INFINITY V500 |  | ASHF-0006 | TMC-Respiratory-Pedi | MHHS-TMC |  | Ventilator |  | 077-08987 | 077-08987 | TMC | MHHS-TMC | TMC-Respiratory-Pedi |  | 12/18/19 |  |  |  | VENTILATORS |  | VENTILATOR-DraegerMed-Evita Infinity V500 | VENTILATOR | Evita Infinity V500 |  |  |  | Draeger Inc | Ventilator |  |  | VENTILATOR-DraegerMed-Evita Infinity V500 |  | Verified 3/30/2020 4:07pm (Central) |  | Covered PM Repair - Biomedical | MHHS-TMC
NO | YES |  |  |  | 077-08988 | 077-08988 | Draeger Medical Inc. | EVITA INFINITY V500 |  | ASHF-0019 | TMC-Respiratory-Pedi | MHHS-TMC |  | Ventilator |  | 077-08988 | 077-08988 | TMC | MHHS-TMC | TMC-Respiratory-Pedi |  | 12/3/19 |  |  |  | VENTILATORS |  | VENTILATOR-DraegerMed-Evita Infinity V500 | VENTILATOR | Evita Infinity V500 |  |  |  | Draeger Inc | Ventilator |  |  | VENTILATOR-DraegerMed-Evita Infinity V500 |  | Verified 3/30/2020 4:07pm (Central) |  | Covered PM Repair - Biomedical | MHHS-TMC
NO | YES |  |  |  | 077-08989 | 077-08989 | Draeger Medical Inc. | EVITA INFINITY V500 |  | ASHE-0192 | TMC-Respiratory-Adult | MHHS-TMC |  | Ventilator |  | 077-08989 | 077-08989 | TMC | MHHS-TMC | TMC-Respiratory-Adult | CS |  |  |  |  | VENTILATORS |  | VENTILATOR-DraegerMed-Evita Infinity V500 | VENTILATOR | Evita Infinity V500 |  |  |  | Draeger Inc | Ventilator |  |  | VENTILATOR-DraegerMed-Evita Infinity V500 |  |  |  | Covered PM Repair - Biomedical | MHHS-TMC
NO | YES |  |  |  | 077-08990 | 077-08990 | Draeger Medical Inc. | EVITA INFINITY V500 |  | ASHE-0196 | TMC-Respiratory-Pedi | MHHS-TMC |  | Ventilator |  | 077-08990 | 077-08990 | TMC | MHHS-TMC | TMC-Respiratory-Pedi |  | 11/6/19 |  |  |  | VENTILATORS |  | VENTILATOR-DraegerMed-Evita Infinity V500 | VENTILATOR | Evita Infinity V500 |  |  |  | Draeger Inc | Ventilator |  |  | VENTILATOR-DraegerMed-Evita Infinity V500 | 3/20/14 | Verified 3/30/2020 4:07pm (Central) |  | Covered PM Repair - Biomedical | MHHS-TMC
NO | YES |  |  |  | 077-08991 | 077-08991 | Draeger Medical Inc. | EVITA INFINITY V500 |  | ASHE-0201 | TMC-Respiratory-Pedi | MHHS-TMC |  | Ventilator |  | 077-08991 | 077-08991 | TMC | MHHS-TMC | TMC-Respiratory-Pedi |  | 6/20/19 |  |  |  | VENTILATORS |  | VENTILATOR-DraegerMed-Evita Infinity V500 | VENTILATOR | Evita Infinity V500 |  |  |  | Draeger Inc | Ventilator |  |  | VENTILATOR-DraegerMed-Evita Infinity V500 | 7/25/13 | Verified 3/30/2020 4:07pm (Central) |  | Covered PM Repair - Biomedical | MHHS-TMC
NO | YES |  |  |  | 077-08992 | 077-08992 | Draeger Medical Inc. | EVITA INFINITY V500 |  | ASHE-0188 | Tmc | MHHS-TMC |  | Ventilator |  | 077-08992 | 077-08992 | TMC | Memorial Hermann-Texas Medical Center | Tmc | Biomed Shop | 2/1/19 |  |  | No PM Sticker | VENTILATORS | Ventilator | VENTILATOR-DraegerMed-Evita Infinity V500 | VENTILATOR | Evita Infinity V500 |  |  |  | Draeger Inc | Ventilator |  |  | VENTILATOR-DraegerMed-Evita Infinity V500 |  |  | VENT-SA | Covered PM Repair - Biomedical | MHHS-TMC | [8 empty] | VENTILATOR | Ventilator | Draeger Inc
NO | YES |  |  |  | 077-08993 | 077-08993 | Draeger Medical Inc. | EVITA INFINITY V500 |  | ASHE-0198 | TMC-Respiratory-Pedi | MHHS-TMC |  | Ventilator |  | 077-08993 | 077-08993 | TMC | MHHS-TMC | TMC-Respiratory-Pedi |  | 3/8/19 |  |  |  | VENTILATORS |  | VENTILATOR-DraegerMed-Evita Infinity V500 | VENTILATOR | Evita Infinity V500 |  |  |  | Draeger Inc | Ventilator |  |  | VENTILATOR-DraegerMed-Evita Infinity V500 | 7/25/13 | Verified 3/30/2020 4:07pm (Central) |  | Covered PM Repair - Biomedical | MHHS-TMC
NO | YES |  |  |  | 077-08995 | 077-08995 | Draeger Medical Inc. | EVITA INFINITY V500 |  | ASHE-0209 | TMC-Respiratory-Pedi | MHHS-TMC |  | Ventilator |  | 077-08995 | 077-08995 | TMC | MHHS-TMC | TMC-Respiratory-Pedi |  | 3/4/19 |  |  |  | VENTILATORS |  | VENTILATOR-DraegerMed-Evita Infinity V500 | VENTILATOR | Evita Infinity V500 |  |  |  | Draeger Inc | Ventilator |  |  | VENTILATOR-DraegerMed-Evita Infinity V500 | 7/25/13 | Verified 3/30/2020 4:07pm (Central) |  | Covered PM Repair - Biomedical | MHHS-TMC
NO | YES | Serial Number ASHF-0002 |  |  | 077-08996 | 077-08996 | Draeger Medical Inc. | EVITA INFINITY V500 |  | ASHF-0002 | TMC-Respiratory-Pedi | MHHS-TMC |  | Ventilator |  | 077-08996 | 077-08996 | TMC | MHHS-TMC | TMC-Respiratory-Pedi |  | 9/23/19 |  |  |  | VENTILATORS |  | VENTILATOR-DraegerMed-Evita Infinity V500 | VENTILATOR | Evita Infinity V500 |  |  |  | Draeger Inc | Ventilator |  |  | VENTILATOR-DraegerMed-Evita Infinity V500 |  | Verified 3/30/2020 4:07pm (Central) |  | Covered PM Repair - Biomedical | MHHS-TMC
NO | YES |  |  |  | 099-11134 | 099-11134 | Draeger Medical Inc. | EVITA INFINITY V500 |  | ASHE-0113 | TMC-Respiratory-Pedi | MHHS-TMC |  | Ventilator |  | 099-11134 | 099-11134 | TMC | MHHS-TMC | TMC-Respiratory-Pedi |  | 2/4/19 |  |  |  | VENTILATORS |  | VENTILATOR-DraegerMed-Evita Infinity V500 | VENTILATOR | Evita Infinity V500 |  |  |  | Draeger Inc | Ventilator |  |  | VENTILATOR-DraegerMed-Evita Infinity V500 |  |  |  | Covered PM Repair - Biomedical | MHHS-TMC
NO | YES |  |  |  | 077-08998 | 077-08998 | Draeger Medical Inc. | EVITA INFINITY V500 |  | ASHF-0034 | TMC-Respiratory-Pedi | MHHS-TMC |  | Ventilator |  | 077-08998 | 077-08998 | TMC | MHHS-TMC | TMC-Respiratory-Pedi |  | 5/8/19 |  |  |  | VENTILATORS |  | VENTILATOR-DraegerMed-Evita Infinity V500 | VENTILATOR | Evita Infinity V500 |  |  |  | Draeger Inc | Ventilator |  |  | VENTILATOR-DraegerMed-Evita Infinity V500 | 7/25/13 | Verified 3/30/2020 4:07pm (Central) |  | Covered PM Repair - Biomedical | MHHS-TMC
NO | YES |  |  |  | 077-09094 | 077-09094 | Draeger Medical Inc. | EVITA INFINITY V500 |  | ASHF-0003 | TMC-Respiratory-Pedi | MHHS-TMC |  | Ventilator |  | 077-09094 | 077-09094 | TMC | MHHS-TMC | TMC-Respiratory-Pedi |  | 5/21/19 |  |  |  | VENTILATORS |  | VENTILATOR-DraegerMed-Evita Infinity V500 | VENTILATOR | Evita Infinity V500 |  |  |  | Draeger Inc | Ventilator |  |  | VENTILATOR-DraegerMed-Evita Infinity V500 | 7/25/13 | Verified 3/30/2020 4:07pm (Central) |  | Covered PM Repair - Biomedical | MHHS-TMC
NO | YES |  |  |  | 077-09096 | 077-09096 | Draeger Medical Inc. | EVITA INFINITY V500 |  | ASHF-0022 | TMC-Respiratory-Pedi | MHHS-TMC |  | Ventilator |  | 077-09096 | 077-09096 | TMC | MHHS-TMC | TMC-Respiratory-Pedi |  | 12/19/19 |  |  |  | VENTILATORS |  | VENTILATOR-DraegerMed-Evita Infinity V500 | VENTILATOR | Evita Infinity V500 |  |  |  | Draeger Inc | Ventilator |  |  | VENTILATOR-DraegerMed-Evita Infinity V500 | 7/25/13 | Verified 3/30/2020 4:07pm (Central) |  | Covered PM Repair - Biomedical | MHHS-TMC
NO | YES |  |  |  | 077-09101 | 077-09101 | Draeger Medical Inc. | EVITA INFINITY V500 |  | ASHE-0102 | TMC-Respiratory-Pedi | MHHS-TMC |  | Ventilator |  | 077-09101 | 077-09101 | TMC | MHHS-TMC | TMC-Respiratory-Pedi |  | 5/7/19 |  |  |  | VENTILATORS |  | VENTILATOR-DraegerMed-Evita Infinity V500 | VENTILATOR | Evita Infinity V500 |  |  |  | Draeger Inc | Ventilator |  |  | VENTILATOR-DraegerMed-Evita Infinity V500 | 7/25/13 | Verified 3/30/2020 4:07pm (Central) |  | Covered PM Repair - Biomedical | MHHS-TMC
NO | YES |  |  |  | 077-09103 | 077-09103 | Draeger Medical Inc. | EVITA INFINITY V500 |  | ASHF-0010 | TMC-Respiratory-Pedi | MHHS-TMC |  | Ventilator |  | 077-09103 | 077-09103 | TMC | MHHS-TMC | TMC-Respiratory-Pedi |  | 10/8/19 |  |  |  | VENTILATORS |  | VENTILATOR-DraegerMed-Evita Infinity V500 | VENTILATOR | Evita Infinity V500 |  |  |  | Draeger Inc | Ventilator |  |  | VENTILATOR-DraegerMed-Evita Infinity V500 |  | Verified 3/30/2020 4:07pm (Central) |  | Covered PM Repair - Biomedical | MHHS-TMC
NO | YES |  |  |  | 077-09104 | 077-09104 | Draeger Medical Inc. | EVITA INFINITY V500 |  | ASHE-0099 | TMC-Respiratory-Pedi | MHHS-TMC |  | Ventilator |  | 077-09104 | 077-09104 | TMC | MHHS-TMC | TMC-Respiratory-Pedi |  | 7/17/19 |  |  |  | VENTILATORS |  | VENTILATOR-DraegerMed-Evita Infinity V500 | VENTILATOR | Evita Infinity V500 |  |  |  | Draeger Inc | Ventilator |  |  | VENTILATOR-DraegerMed-Evita Infinity V500 |  | Verified 3/30/2020 4:07pm (Central) |  | Covered PM Repair - Biomedical | MHHS-TMC
NO | YES |  |  |  | 077-09105 | 077-09105 | Draeger Medical Inc. | EVITA INFINITY V500 |  | ASHE-0098 | TMC-Respiratory-Pedi | MHHS-TMC |  | Ventilator |  | 077-09105 | 077-09105 | TMC | MHHS-TMC | TMC-Respiratory-Pedi |  | 7/9/19 |  |  |  | VENTILATORS |  | VENTILATOR-DraegerMed-Evita Infinity V500 | VENTILATOR | Evita Infinity V500 |  |  |  | Draeger Inc | Ventilator |  |  | VENTILATOR-DraegerMed-Evita Infinity V500 |  | Verified 3/30/2020 4:07pm (Central) |  | Covered PM Repair - Biomedical | MHHS-TMC
NO | YES |  |  |  | 077-09106 | 077-09106 | Draeger Medical Inc. | EVITA INFINITY V500 |  | ASHF-0031 | TMC-Respiratory-Pedi | MHHS-TMC |  | Ventilator |  | 077-09106 | 077-09106 | TMC | MHHS-TMC | TMC-Respiratory-Pedi | Biomed | 1/1/20 |  | 1/1/21 |  | VENTILATORS | Ventilator | VENTILATOR-DraegerMed-Evita Infinity V500 | VENTILATOR | Evita Infinity V500 |  |  |  | Draeger Inc | Ventilator |  |  | VENTILATOR-DraegerMed-Evita Infinity V500 |  |  | VENT-SA | Covered PM Repair - Biomedical | MHHS-TMC | [8 empty] | VENTILATOR | Ventilator | Draeger Inc
NO | YES |  |  |  | 077-09107 | 077-09107 | Draeger Medical Inc. | EVITA INFINITY V500 |  | ASHE-0108 | TMC-Respiratory-Pedi | MHHS-TMC |  | Ventilator |  | 077-09107 | 077-09107 | TMC | MHHS-TMC | TMC-Respiratory-Pedi |  | 12/3/19 |  |  |  | VENTILATORS |  | VENTILATOR-DraegerMed-Evita Infinity V500 | VENTILATOR | Evita Infinity V500 |  |  |  | Draeger Inc | Ventilator |  |  | VENTILATOR-DraegerMed-Evita Infinity V500 |  | Verified 3/30/2020 4:07pm (Central) |  | Covered PM Repair - Biomedical | MHHS-TMC
NO | YES |  |  |  | 077-09108 | 077-09108 | Draeger Medical Inc. | EVITA INFINITY V500 |  | ASHF-0038 | TMC-Respiratory-Pedi | MHHS-TMC |  | Ventilator |  | 077-09108 | 077-09108 | TMC | MHHS-TMC | TMC-Respiratory-Pedi |  | 4/30/19 |  |  |  | VENTILATORS |  | VENTILATOR-DraegerMed-Evita Infinity V500 | VENTILATOR | Evita Infinity V500 |  |  |  | Draeger Inc | Ventilator |  |  | VENTILATOR-DraegerMed-Evita Infinity V500 | 7/15/13 | Verified 3/30/2020 4:07pm (Central) |  | Covered PM Repair - Biomedical | MHHS-TMC
NO | YES |  |  |  | 077-09109 | 077-09109 | Draeger Medical Inc. | EVITA INFINITY V500 |  | ASHE-0114 | TMC-Respiratory-Pedi | MHHS-TMC |  | Ventilator |  | 077-09109 | 077-09109 | TMC | MHHS-TMC | TMC-Respiratory-Pedi |  | 10/28/19 |  |  |  | VENTILATORS |  | VENTILATOR-DraegerMed-Evita Infinity V500 | VENTILATOR | Evita Infinity V500 |  |  |  | Draeger Inc | Ventilator |  |  | VENTILATOR-DraegerMed-Evita Infinity V500 |  | Verified 3/30/2020 4:07pm (Central) |  | Covered PM Repair - Biomedical | MHHS-TMC
NO | YES |  |  |  | 077-09110 | 077-09110 | Draeger Medical Inc. | EVITA INFINITY V500 |  | ASHF-0009 | TMC-Respiratory-Pedi | MHHS-TMC |  | Ventilator |  | 077-09110 | 077-09110 | TMC | MHHS-TMC | TMC-Respiratory-Pedi |  | 2/7/19 |  |  |  | VENTILATORS |  | VENTILATOR-DraegerMed-Evita Infinity V500 | VENTILATOR | Evita Infinity V500 |  |  |  | Draeger Inc | Ventilator |  |  | VENTILATOR-DraegerMed-Evita Infinity V500 |  | Verified 3/30/2020 4:07pm (Central) |  | Covered PM Repair - Biomedical | MHHS-TMC
NO | YES |  |  |  | 077-09111 | HOD0170 | Draeger Medical Inc. | EVITA INFINITY V500 |  | ASHE-0211 | TMC-Respiratory-Adult | MHHS-TMC |  | Ventilator |  | 077-09111 | HOD0170 | TMC | MHHS-TMC | TMC-Respiratory-Adult | Memorial Hermann- Texas Medical Center NICU | 2/1/19 |  | 2/1/20 |  | VENTILATORS |  | VENTILATOR-DraegerMed-Evita Infinity V500 | VENTILATOR | Evita Infinity V500 |  |  |  | Draeger Inc | Ventilator |  |  | VENTILATOR-DraegerMed-Evita Infinity V500 |  |  |  | Covered PM Repair - Biomedical | MHHS-TMC
NO | YES |  |  |  | 077-09112 | 077-09112 | Draeger Medical Inc. | EVITA INFINITY V500 |  | ASHF-0023 | PICU | MHHS-TMC |  | Ventilator |  | 077-09112 | 077-09112 | TMC | TMC | PICU | Memorial Hermann- texas medical center | 9/1/18 |  | 9/1/19 |  | VENTILATORS |  | VENTILATOR-DraegerMed-Evita Infinity V500 | VENTILATOR | Evita Infinity V500 |  |  |  | Draeger Inc | Ventilator |  |  | VENTILATOR-DraegerMed-Evita Infinity V500 |  |  |  | Covered PM Repair - Biomedical | MHHS-TMC
NO | YES |  |  |  | 077-09113 | HOD0122 | Draeger Medical Inc. | EVITA INFINITY V500 |  | ASHF-0032 | NICU bear A | MHHS-TMC |  | Ventilator |  | 077-09113 | HOD0122 | TMC | TMC | NICU bear A | Memorial Hermann-Texas Medical Center NICU | 5/1/19 |  | 11/1/19 |  | VENTILATORS |  | VENTILATOR-DraegerMed-Evita Infinity V500 | VENTILATOR | Evita Infinity V500 |  |  |  | Draeger Inc | Ventilator |  |  | VENTILATOR-DraegerMed-Evita Infinity V500 |  |  |  | Covered PM Repair - Biomedical | MHHS-TMC
NO | YES |  |  |  | 077-09114 | 077-09114 | Draeger Medical Inc. | EVITA INFINITY V500 |  | ASHF-0005 | TMC-Respiratory-Pedi | MHHS-TMC |  | Ventilator |  | 077-09114 | 077-09114 | TMC | MHHS-TMC | TMC-Respiratory-Pedi |  | 3/5/19 |  |  |  | VENTILATORS |  | VENTILATOR-DraegerMed-Evita Infinity V500 | VENTILATOR | Evita Infinity V500 |  |  |  | Draeger Inc | Ventilator |  |  | VENTILATOR-DraegerMed-Evita Infinity V500 |  | Verified 3/30/2020 4:07pm (Central) |  | Covered PM Repair - Biomedical | MHHS-TMC
NO | YES | Serial Number ASHF-0001 |  |  | 077-09115 | 077-09115 | Draeger Medical Inc. | EVITA INFINITY V500 |  | ASHF-0001 | TMC-Respiratory-Pedi | MHHS-TMC |  | Ventilator |  | 077-09115 | 077-09115 | TMC | MHHS-TMC | TMC-Respiratory-Pedi | Biomed | 11/1/18 |  |  |  | VENTILATORS | Ventilator | VENTILATOR-DraegerMed-Evita Infinity V500 | VENTILATOR | Evita Infinity V500 |  |  |  | Draeger Inc | Ventilator |  |  | VENTILATOR-DraegerMed-Evita Infinity V500 |  |  | VENT-SA | Covered PM Repair - Biomedical | MHHS-TMC | [8 empty] | VENTILATOR | Ventilator | Draeger Inc
NO | YES |  |  |  | 077-09116 | 077-09116 | Draeger Medical Inc. | EVITA INFINITY V500 |  | ASHF-0014 | TMC-Respiratory-Pedi | MHHS-TMC |  | Ventilator |  | 077-09116 | 077-09116 | TMC | MHHS-TMC | TMC-Respiratory-Pedi |  | 10/21/19 |  |  |  | VENTILATORS |  | VENTILATOR-DraegerMed-Evita Infinity V500 | VENTILATOR | Evita Infinity V500 |  |  |  | Draeger Inc | Ventilator |  |  | VENTILATOR-DraegerMed-Evita Infinity V500 |  | Verified 3/30/2020 4:07pm (Central) |  | Covered PM Repair - Biomedical | MHHS-TMC
NO | YES |  |  |  | 077-09118 | 077-09118 | Draeger Medical Inc. | EVITA INFINITY V500 |  | ASHF-0037 | TMC-Respiratory-Pedi | MHHS-TMC |  | Ventilator |  | 077-09118 | 077-09118 | TMC | MHHS-TMC | TMC-Respiratory-Pedi |  | 9/23/19 |  |  |  | VENTILATORS |  | VENTILATOR-DraegerMed-Evita Infinity V500 | VENTILATOR | Evita Infinity V500 |  |  |  | Draeger Inc | Ventilator |  |  | VENTILATOR-DraegerMed-Evita Infinity V500 |  |  |  | Covered PM Repair - Biomedical | MHHS-TMC
NO | YES |  |  |  | 077-09119 | 077-09119 | Draeger Medical Inc. | EVITA INFINITY V500 |  | ASHE-0199 | TMC-Respiratory-Pedi | MHHS-TMC |  | Ventilator |  | 077-09119 | 077-09119 | TMC | MHHS-TMC | TMC-Respiratory-Pedi |  | 5/2/19 |  |  |  | VENTILATORS |  | VENTILATOR-DraegerMed-Evita Infinity V500 | VENTILATOR | Evita Infinity V500 |  |  |  | Draeger Inc | Ventilator |  |  | VENTILATOR-DraegerMed-Evita Infinity V500 |  | Verified 3/30/2020 4:07pm (Central) |  | Covered PM Repair - Biomedical | MHHS-TMC
NO | YES |  |  |  | 077-09120 | 077-09120 | Draeger Medical Inc. | EVITA INFINITY V500 |  | ASHE-0202 | TMC-Respiratory-Pedi | MHHS-TMC |  | Ventilator |  | 077-09120 | 077-09120 | TMC | MHHS-TMC | TMC-Respiratory-Pedi | Biomed | 3/1/19 |  | 9/1/19 |  | VENTILATORS | Ventilator | VENTILATOR-DraegerMed-Evita Infinity V500 | VENTILATOR | Evita Infinity V500 |  |  |  | Draeger Inc | Ventilator |  |  | VENTILATOR-DraegerMed-Evita Infinity V500 |  |  | VENT-SA | Covered PM Repair - Biomedical | MHHS-TMC | [8 empty] | VENTILATOR | Ventilator | Draeger Inc
NO | YES |  |  |  | 077-09121 | 077-09121 | Draeger Medical Inc. | EVITA INFINITY V500 |  | ASHF-0033 | TMC-Respiratory-Pedi | MHHS-TMC |  | Ventilator |  | 077-09121 | 077-09121 | TMC | MHHS-TMC | TMC-Respiratory-Pedi | Biomed | 5/1/19 |  | 11/1/20 |  | VENTILATORS | Ventilator | VENTILATOR-DraegerMed-Evita Infinity V500 | VENTILATOR | Evita Infinity V500 |  |  |  | Draeger Inc | Ventilator |  |  | VENTILATOR-DraegerMed-Evita Infinity V500 |  |  | VENT-SA | Covered PM Repair - Biomedical | MHHS-TMC | [8 empty] | VENTILATOR | Ventilator | Draeger Inc
NO | YES |  |  |  | 077-09122 | 077-09122 | Draeger Medical Inc. | EVITA INFINITY V500 |  | ASHF-0021 | TMC-Hermann-Pedi ER (1Hp) | MHHS-TMC |  | Ventilator |  | 077-09122 | 077-09122 | TMC | MHHS-TMC | TMC-Hermann-Pedi ER (1Hp) | Nursing | 9/1/19 |  | 3/1/20 |  | VENTILATORS | Ventilator | VENTILATOR-DraegerMed-Evita Infinity V500 | VENTILATOR | Evita Infinity V500 |  |  |  | Draeger Inc | Ventilator |  |  | VENTILATOR-DraegerMed-Evita Infinity V500 |  |  | VENT-SA | Covered PM Repair - Biomedical | MHHS-TMC | [8 empty] | VENTILATOR | Ventilator | Draeger Inc
NO | YES |  |  |  | 077-09123 | 077-09123 | Draeger Medical Inc. | EVITA INFINITY V500 |  | ASHE-0103 | TMC-Respiratory-Pedi | MHHS-TMC |  | Ventilator |  | 077-09123 | 077-09123 | TMC | MHHS-TMC | TMC-Respiratory-Pedi |  | 12/3/19 |  |  |  | VENTILATORS |  | VENTILATOR-DraegerMed-Evita Infinity V500 | VENTILATOR | Evita Infinity V500 |  |  |  | Draeger Inc | Ventilator |  |  | VENTILATOR-DraegerMed-Evita Infinity V500 |  | Verified 3/30/2020 4:07pm (Central) |  | Covered PM Repair - Biomedical | MHHS-TMC
NO | YES |  |  |  | 077-09124 | 077-09124 | Draeger Medical Inc. | EVITA INFINITY V500 |  | ASHF-0036 | TMC-Respiratory-Pedi | MHHS-TMC |  | Ventilator |  | 077-09124 | 077-09124 | TMC | MHHS-TMC | TMC-Respiratory-Pedi | H9/30.29 | 5/1/19 |  |  |  | VENTILATORS |  | VENTILATOR-DraegerMed-Evita Infinity V500 | VENTILATOR | Evita Infinity V500 |  |  |  | Draeger Inc | Ventilator |  |  | VENTILATOR-DraegerMed-Evita Infinity V500 |  |  |  | Covered PM Repair - Biomedical | MHHS-TMC
NO | YES |  |  |  | 077-09361 | 077-09361 | Draeger Medical Inc. | EVITA INFINITY V500 |  | ASHF-0039 | TMC-Respiratory-Pedi | MHHS-TMC |  | Ventilator |  | 077-09361 | 077-09361 | TMC | MHHS-TMC | TMC-Respiratory-Pedi |  | 3/28/19 |  |  |  | VENTILATORS |  | VENTILATOR-DraegerMed-Evita Infinity V500 | VENTILATOR | Evita Infinity V500 |  |  |  | Draeger Inc | Ventilator |  |  | VENTILATOR-DraegerMed-Evita Infinity V500 | 5/15/14 | Verified 3/30/2020 4:07pm (Central) |  | Covered PM Repair - Biomedical | MHHS-TMC
NO | YES |  |  |  | 077-09364 | 077-09364 | Draeger Medical Inc. | EVITA INFINITY V500 |  | ASHE-0210 | Tmc | MHHS-TMC |  | Ventilator |  | 077-09364 | 077-09364 | TMC | Memorial Hermann-Texas Medical Center | Tmc | Biomed Shop | 7/1/19 |  |  | No PM Sticker | VENTILATORS | Ventilator | VENTILATOR-DraegerMed-Evita Infinity V500 | VENTILATOR | Evita Infinity V500 |  |  |  | Draeger Inc | Ventilator |  |  | VENTILATOR-DraegerMed-Evita Infinity V500 |  |  | VENT-SA | Covered PM Repair - Biomedical | MHHS-TMC | [8 empty] | VENTILATOR | Ventilator | Draeger Inc
NO | YES |  |  |  | 077-09365 | 077-09365 | Draeger Medical Inc. | EVITA INFINITY V500 |  | ASHE-0190 | TMC-Respiratory-Pedi | MHHS-TMC |  | Ventilator |  | 077-09365 | 077-09365 | TMC | MHHS-TMC | TMC-Respiratory-Pedi |  | 4/15/19 |  |  |  | VENTILATORS |  | VENTILATOR-DraegerMed-Evita Infinity V500 | VENTILATOR | Evita Infinity V500 |  |  |  | Draeger Inc | Ventilator |  |  | VENTILATOR-DraegerMed-Evita Infinity V500 |  | Verified 3/30/2020 4:07pm (Central) |  | Covered PM Repair - Biomedical | MHHS-TMC
NO | YES |  |  |  | 077-09366 | 077-09366 | Draeger Medical Inc. | EVITA INFINITY V500 |  | ASHE-0195 | TMC-Respiratory-Pedi | MHHS-TMC |  | Ventilator |  | 077-09366 | 077-09366 | TMC | MHHS-TMC | TMC-Respiratory-Pedi |  | 7/16/19 |  |  |  | VENTILATORS |  | VENTILATOR-DraegerMed-Evita Infinity V500 | VENTILATOR | Evita Infinity V500 |  |  |  | Draeger Inc | Ventilator |  |  | VENTILATOR-DraegerMed-Evita Infinity V500 |  | Verified 3/30/2020 4:07pm (Central) |  | Covered PM Repair - Biomedical | MHHS-TMC
NO | YES |  |  |  | 029-12835 | 029-12835 | Draeger Medical Inc. | EVITA INFINITY V500 |  | ASMJ-0083 | Woodlands-Respiratory | MHHS-Woodlands |  | Ventilator |  | 029-12835 | 029-12835 | Woodlands | MHHS-Woodlands | Woodlands-Respiratory | Nicu storage |  |  | 9/1/20 |  | VENTILATORS | Ventilator | VENTILATOR-DraegerMed-Evita Infinity V500 | VENTILATOR | Evita Infinity V500 |  |  |  | Draeger Inc | Ventilator |  |  | VENTILATOR-DraegerMed-Evita Infinity V500 | 5/17/19 |  | VENT-SA | Covered PM Repair - Biomedical | MHHS-Woodlands | [8 empty] | VENTILATOR | Ventilator | Draeger Inc
YES | YES |  |  |  | 099-13457 | 099-13457 | Draeger Medical Inc. | EVITA INFINITY V500 |  |  | TMC - RESPIRATORY - PEDI |  |  |  |  | 099-13457 | 099-13457 | TMC | Memorial Hermann-Texas Medical Center | TMC - RESPIRATORY - PEDI | Biomed | 5/1/19 |  | 5/1/20
NO | NO |  |  |  | ASHE-0112 |  | Draeger Medical Inc. | EVITA INFINITY V500 |  | ASHE-0112 | KATY - RESPIRATORY | MHHS-Katy |  | Ventilator |  | ASHE-0112 |  | Katy |  | KATY - RESPIRATORY | [5 empty] | VENTILATORS |  | VENTILATOR-DraegerMed-Evita Infinity V500 | VENTILATOR | Evita Infinity V500 |  |  |  | Draeger Inc | Ventilator |  |  | VENTILATOR-DraegerMed-Evita Infinity V500 |  |  |  | Covered PM Repair - Biomedical | MHHS-Katy
NO | NO |  |  |  | ASHF-0028 |  | Draeger Medical Inc. | EVITA INFINITY V500 |  | ASHF-0028 | KATY - RESPIRATORY | MHHS-Katy |  | Ventilator |  | ASHF-0028 |  | Katy |  | KATY - RESPIRATORY | [5 empty] | VENTILATORS |  | VENTILATOR-DraegerMed-Evita Infinity V500 | VENTILATOR | Evita Infinity V500 |  |  |  | Draeger Inc | Ventilator |  |  | VENTILATOR-DraegerMed-Evita Infinity V500 |  |  |  | Covered PM Repair - Biomedical | MHHS-Katy
NO | NO |  |  |  | 041-19782 |  | Draeger Medical Inc. | EVITA INFINITY V500 |  | ASHF0008 | MEMORIAL CITY - RESPIRATORY | MHHS-Mem City |  | Ventilator |  | 041-19782 |  | West & Memorial City |  | MEMORIAL CITY - RESPIRATORY | [5 empty] | VENTILATORS |  | VENTILATOR-DraegerMed-Evita Infinity V500 | VENTILATOR | Evita Infinity V500 |  |  |  | Draeger Inc | Ventilator |  |  | VENTILATOR-DraegerMed-Evita Infinity V500 |  |  |  | Covered PM Repair - Biomedical | MHHS-Mem City
NO | NO |  |  |  | ASLK-0139 |  | Draeger Medical Inc. | EVITA INFINITY V500 |  | ASLK-0139 | TMC - MHTMC - NON HOSPITAL-OWNED | MHHS-TMC |  | Ventilator |  | ASLK-0139 |  | TMC |  | TMC - MHTMC - NON HOSPITAL-OWNED | [5 empty] | VENTILATORS |  | VENTILATOR-DraegerMed-Evita Infinity V500 | VENTILATOR | Evita Infinity V500 |  |  |  | Draeger Inc | Ventilator |  |  | VENTILATOR-DraegerMed-Evita Infinity V500 |  |  |  | Covered PM Repair - Biomedical | MHHS-TMC
NO | NO |  |  |  | 077-08971 |  | Draeger Medical Inc. | EVITA INFINITY V500 |  | ASHE-0207 | TMC - RESPIRATORY - PEDI | MHHS-TMC |  | Ventilator |  | 077-08971 |  | TMC |  | TMC - RESPIRATORY - PEDI | [5 empty] | VENTILATORS |  | VENTILATOR-DraegerMed-Evita Infinity V500 | VENTILATOR | Evita Infinity V500 |  |  |  | Draeger Inc | Ventilator |  |  | VENTILATOR-DraegerMed-Evita Infinity V500 |  |  |  | Covered PM Repair - Biomedical | MHHS-TMC
NO | NO |  |  |  | 077-08973 |  | Draeger Medical Inc. | EVITA INFINITY V500 |  | ASHE-0212 | TMC - RESPIRATORY - PEDI | MHHS-TMC |  | Ventilator |  | 077-08973 |  | TMC |  | TMC - RESPIRATORY - PEDI | [5 empty] | VENTILATORS |  | VENTILATOR-DraegerMed-Evita Infinity V500 | VENTILATOR | Evita Infinity V500 |  |  |  | Draeger Inc | Ventilator |  |  | VENTILATOR-DraegerMed-Evita Infinity V500 |  |  |  | Covered PM Repair - Biomedical | MHHS-TMC
NO | NO |  |  |  | 077-08976 |  | Draeger Medical Inc. | EVITA INFINITY V500 |  | ASHF-0024 | TMC - RESPIRATORY - PEDI | MHHS-TMC |  | Ventilator |  | 077-08976 |  | TMC |  | TMC - RESPIRATORY - PEDI | [5 empty] | VENTILATORS |  | VENTILATOR-DraegerMed-Evita Infinity V500 | VENTILATOR | Evita Infinity V500 |  |  |  | Draeger Inc | Ventilator |  |  | VENTILATOR-DraegerMed-Evita Infinity V500 |  |  |  | Covered PM Repair - Biomedical | MHHS-TMC
NO | NO |  |  |  | 077-08979 |  | Draeger Medical Inc. | EVITA INFINITY V500 |  | ASHE-0097 | TMC - RESPIRATORY - PEDI | MHHS-TMC |  | Ventilator |  | 077-08979 |  | TMC |  | TMC - RESPIRATORY - PEDI | [5 empty] | VENTILATORS |  | VENTILATOR-DraegerMed-Evita Infinity V500 | VENTILATOR | Evita Infinity V500 |  |  |  | Draeger Inc | Ventilator |  |  | VENTILATOR-DraegerMed-Evita Infinity V500 |  |  |  | Covered PM Repair - Biomedical | MHHS-TMC
NO | NO |  |  |  | 077-08981 |  | Draeger Medical Inc. | EVITA INFINITY V500 |  | ASHE-0101 | TMC - RESPIRATORY - PEDI | MHHS-TMC |  | Ventilator |  | 077-08981 |  | TMC |  | TMC - RESPIRATORY - PEDI | [5 empty] | VENTILATORS |  | VENTILATOR-DraegerMed-Evita Infinity V500 | VENTILATOR | Evita Infinity V500 |  |  |  | Draeger Inc | Ventilator |  |  | VENTILATOR-DraegerMed-Evita Infinity V500 |  |  |  | Covered PM Repair - Biomedical | MHHS-TMC
NO | NO |  |  |  | 077-08994 |  | Draeger Medical Inc. | EVITA INFINITY V500 |  | ASHF-0030 | TMC - RESPIRATORY - PEDI | MHHS-TMC |  | Ventilator |  | 077-08994 |  | TMC |  | TMC - RESPIRATORY - PEDI | [5 empty] | VENTILATORS |  | VENTILATOR-DraegerMed-Evita Infinity V500 | VENTILATOR | Evita Infinity V500 |  |  |  | Draeger Inc | Ventilator |  |  | VENTILATOR-DraegerMed-Evita Infinity V500 |  |  |  | Covered PM Repair - Biomedical | MHHS-TMC
NO | NO |  |  |  | 077-09102 |  | Draeger Medical Inc. | EVITA INFINITY V500 |  | ASHF-0012 | TMC - RESPIRATORY - PEDI | MHHS-TMC |  | Ventilator |  | 077-09102 |  | TMC |  | TMC - RESPIRATORY - PEDI | [5 empty] | VENTILATORS |  | VENTILATOR-DraegerMed-Evita Infinity V500 | VENTILATOR | Evita Infinity V500 |  |  |  | Draeger Inc | Ventilator |  |  | VENTILATOR-DraegerMed-Evita Infinity V500 |  |  |  | Covered PM Repair - Biomedical | MHHS-TMC
NO | NO |  |  |  | 029-11761 |  | Draeger Medical Inc. | EVITA INFINITY V500 |  | ASKM-0333 | WOODLANDS - RESPIRATORY | MHHS-Woodlands |  | Ventilator |  | 029-11761 |  | Woodlands |  | WOODLANDS - RESPIRATORY | [5 empty] | VENTILATORS |  | VENTILATOR-DraegerMed-Evita Infinity V500 | VENTILATOR | Evita Infinity V500 |  |  |  | Draeger Inc | Ventilator |  |  | VENTILATOR-DraegerMed-Evita Infinity V500 |  |  |  | Covered PM Repair - Biomedical | MHHS-Woodlands
NO | NO |  |  |  | 029-12834 |  | Draeger Medical Inc. | EVITA INFINITY V500 |  | ASMJ-0084 | WOODLANDS - RESPIRATORY | MHHS-Woodlands |  | Ventilator |  | 029-12834 |  | Woodlands |  | WOODLANDS - RESPIRATORY | [5 empty] | VENTILATORS |  | VENTILATOR-DraegerMed-Evita Infinity V500 | VENTILATOR | Evita Infinity V500 |  |  |  | Draeger Inc | Ventilator |  |  | VENTILATOR-DraegerMed-Evita Infinity V500 |  |  |  | Covered PM Repair - Biomedical | MHHS-Woodlands
NO | NO |  |  |  | ASHE-0092 |  | Draeger Medical Inc. | EVITA INFINITY V500 |  | ASHE-0092 | WOODLANDS - RESPIRATORY | MHHS-Woodlands |  | Ventilator |  | ASHE-0092 |  | Woodlands |  | WOODLANDS - RESPIRATORY | [5 empty] | VENTILATORS |  | VENTILATOR-DraegerMed-Evita Infinity V500 | VENTILATOR | Evita Infinity V500 |  |  |  | Draeger Inc | Ventilator |  |  | VENTILATOR-DraegerMed-Evita Infinity V500 |  |  |  | Covered PM Repair - Biomedical | MHHS-Woodlands
NO | NO |  |  |  | ASHE-0094 |  | Draeger Medical Inc. | EVITA INFINITY V500 |  | ASHE-0094 | WOODLANDS - RESPIRATORY | MHHS-Woodlands |  | Ventilator |  | ASHE-0094 |  | Woodlands |  | WOODLANDS - RESPIRATORY | [5 empty] | VENTILATORS |  | VENTILATOR-DraegerMed-Evita Infinity V500 | VENTILATOR | Evita Infinity V500 |  |  |  | Draeger Inc | Ventilator |  |  | VENTILATOR-DraegerMed-Evita Infinity V500 |  |  |  | Covered PM Repair - Biomedical | MHHS-Woodlands
NO | NO |  |  |  | ASHE-0095 |  | Draeger Medical Inc. | EVITA INFINITY V500 |  | ASHE-0095 | WOODLANDS - RESPIRATORY | MHHS-Woodlands |  | Ventilator |  | ASHE-0095 |  | Woodlands |  | WOODLANDS - RESPIRATORY | [5 empty] | VENTILATORS |  | VENTILATOR-DraegerMed-Evita Infinity V500 | VENTILATOR | Evita Infinity V500 |  |  |  | Draeger Inc | Ventilator |  |  | VENTILATOR-DraegerMed-Evita Infinity V500 |  |  |  | Covered PM Repair - Biomedical | MHHS-Woodlands
NO | NO |  |  |  | ASHE-0096 |  | Draeger Medical Inc. | EVITA INFINITY V500 |  | ASHE-0096 | WOODLANDS - RESPIRATORY | MHHS-Woodlands |  | Ventilator |  | ASHE-0096 |  | Woodlands |  | WOODLANDS - RESPIRATORY | [5 empty] | VENTILATORS |  | VENTILATOR-DraegerMed-Evita Infinity V500 | VENTILATOR | Evita Infinity V500 |  |  |  | Draeger Inc | Ventilator |  |  | VENTILATOR-DraegerMed-Evita Infinity V500 |  |  |  | Covered PM Repair - Biomedical | MHHS-Woodlands
NO | NO |  |  |  | ASHE-0100 |  | Draeger Medical Inc. | EVITA INFINITY V500 |  | ASHE-0100 | WOODLANDS - RESPIRATORY | MHHS-Woodlands |  | Ventilator |  | ASHE-0100 |  | Woodlands |  | WOODLANDS - RESPIRATORY | [5 empty] | VENTILATORS |  | VENTILATOR-DraegerMed-Evita Infinity V500 | VENTILATOR | Evita Infinity V500 |  |  |  | Draeger Inc | Ventilator |  |  | VENTILATOR-DraegerMed-Evita Infinity V500 |  |  |  | Covered PM Repair - Biomedical | MHHS-Woodlands
NO | NO |  |  |  | ASHE-0104 |  | Draeger Medical Inc. | EVITA INFINITY V500 |  | ASHE-0104 | WOODLANDS - RESPIRATORY | MHHS-Woodlands |  | Ventilator |  | ASHE-0104 |  | Woodlands |  | WOODLANDS - RESPIRATORY | [5 empty] | VENTILATORS |  | VENTILATOR-DraegerMed-Evita Infinity V500 | VENTILATOR | Evita Infinity V500 |  |  |  | Draeger Inc | Ventilator |  |  | VENTILATOR-DraegerMed-Evita Infinity V500 |  |  |  | Covered PM Repair - Biomedical | MHHS-Woodlands
NO | NO |  |  |  | ASHE-0105 |  | Draeger Medical Inc. | EVITA INFINITY V500 |  | ASHE-0105 | WOODLANDS - RESPIRATORY | MHHS-Woodlands |  | Ventilator |  | ASHE-0105 |  | Woodlands |  | WOODLANDS - RESPIRATORY | [5 empty] | VENTILATORS |  | VENTILATOR-DraegerMed-Evita Infinity V500 | VENTILATOR | Evita Infinity V500 |  |  |  | Draeger Inc | Ventilator |  |  | VENTILATOR-DraegerMed-Evita Infinity V500 |  |  |  | Covered PM Repair - Biomedical | MHHS-Woodlands
NO | NO |  |  |  | ASHE-0110 |  | Draeger Medical Inc. | EVITA INFINITY V500 |  | ASHE-0110 | WOODLANDS - RESPIRATORY | MHHS-Woodlands |  | Ventilator |  | ASHE-0110 |  | Woodlands |  | WOODLANDS - RESPIRATORY | [5 empty] | VENTILATORS |  | VENTILATOR-DraegerMed-Evita Infinity V500 | VENTILATOR | Evita Infinity V500 |  |  |  | Draeger Inc | Ventilator |  |  | VENTILATOR-DraegerMed-Evita Infinity V500 |  |  |  | Covered PM Repair - Biomedical | MHHS-Woodlands
NO | NO |  |  |  | ASHE-0116 |  | Draeger Medical Inc. | EVITA INFINITY V500 |  | ASHE-0116 | WOODLANDS - RESPIRATORY | MHHS-Woodlands |  | Ventilator |  | ASHE-0116 |  | Woodlands |  | WOODLANDS - RESPIRATORY | [5 empty] | VENTILATORS |  | VENTILATOR-DraegerMed-Evita Infinity V500 | VENTILATOR | Evita Infinity V500 |  |  |  | Draeger Inc | Ventilator |  |  | VENTILATOR-DraegerMed-Evita Infinity V500 |  |  |  | Covered PM Repair - Biomedical | MHHS-Woodlands
NO | NO |  |  |  | ASAD-0004 |  | Draeger Medical Inc. | FABIUS GS PREMIUM |  | ASAD-0004 | TMC - OR - ANESTHESIA (CONTRACT EQUIP) | MHHS-TMC |  | Anesthesia Machine |  | ASAD-0004 |  | TMC |  | TMC - OR - ANESTHESIA (CONTRACT EQUIP) | [5 empty] | ANESTHESIA UNITS |  | ANESTHESIAMACHINE-DraegerMed-Fabius GS Premium | ANESTHESIAMACHINE | Fabius GS Premium |  |  |  | Draeger Inc | Anesthesia Machine |  |  | ANESTHESIAMACHINE-DraegerMed-Fabius GS Premium |  |  |  | Covered PM Repair - Biomedical | MHHS-TMC
NO | NO |  |  |  | ASAD-0005 |  | Draeger Medical Inc. | FABIUS GS PREMIUM |  | ASAD-0005 | TMC - OR - ANESTHESIA (CONTRACT EQUIP) | MHHS-TMC |  | Anesthesia Machine |  | ASAD-0005 |  | TMC |  | TMC - OR - ANESTHESIA (CONTRACT EQUIP) | [5 empty] | ANESTHESIA UNITS |  | ANESTHESIAMACHINE-DraegerMed-Fabius GS Premium | ANESTHESIAMACHINE | Fabius GS Premium |  |  |  | Draeger Inc | Anesthesia Machine |  |  | ANESTHESIAMACHINE-DraegerMed-Fabius GS Premium |  |  |  | Covered PM Repair - Biomedical | MHHS-TMC
NO | NO |  |  |  | ASAD-0006 |  | Draeger Medical Inc. | FABIUS GS PREMIUM |  | ASAD-0006 | TMC - OR - ANESTHESIA (CONTRACT EQUIP) | MHHS-TMC |  | Anesthesia Machine |  | ASAD-0006 |  | TMC |  | TMC - OR - ANESTHESIA (CONTRACT EQUIP) | [5 empty] | ANESTHESIA UNITS |  | ANESTHESIAMACHINE-DraegerMed-Fabius GS Premium | ANESTHESIAMACHINE | Fabius GS Premium |  |  |  | Draeger Inc | Anesthesia Machine |  |  | ANESTHESIAMACHINE-DraegerMed-Fabius GS Premium |  |  |  | Covered PM Repair - Biomedical | MHHS-TMC
NO | NO |  |  |  | ASAD-0007 |  | Draeger Medical Inc. | FABIUS GS PREMIUM |  | ASAD-0007 | TMC - OR - ANESTHESIA (CONTRACT EQUIP) | MHHS-TMC |  | Anesthesia Machine |  | ASAD-0007 |  | TMC |  | TMC - OR - ANESTHESIA (CONTRACT EQUIP) | [5 empty] | ANESTHESIA UNITS |  | ANESTHESIAMACHINE-DraegerMed-Fabius GS Premium | ANESTHESIAMACHINE | Fabius GS Premium |  |  |  | Draeger Inc | Anesthesia Machine |  |  | ANESTHESIAMACHINE-DraegerMed-Fabius GS Premium |  |  |  | Not Covered Vendor Only - Biomedical | MHHS-TMC
NO | NO |  |  |  | ASCL-0163 |  | Draeger Medical Inc. | FABIUS GS PREMIUM |  | ASCL-0163 | TMC - OR - ANESTHESIA (CONTRACT EQUIP) | MHHS-TMC |  | Anesthesia Machine |  | ASCL-0163 |  | TMC |  | TMC - OR - ANESTHESIA (CONTRACT EQUIP) | [5 empty] | ANESTHESIA UNITS |  | ANESTHESIAMACHINE-DraegerMed-Fabius GS Premium | ANESTHESIAMACHINE | Fabius GS Premium |  |  |  | Draeger Inc | Anesthesia Machine |  |  | ANESTHESIAMACHINE-DraegerMed-Fabius GS Premium |  |  |  | Not Covered Vendor Only - Biomedical | MHHS-TMC
NO | NO |  |  |  | ASEB-0077 |  | Draeger Medical Inc. | FABIUS GS PREMIUM |  | ASEB-0077 | TMC - OR - ANESTHESIA (CONTRACT EQUIP) | MHHS-TMC |  | Anesthesia Machine |  | ASEB-0077 |  | TMC |  | TMC - OR - ANESTHESIA (CONTRACT EQUIP) | [5 empty] | ANESTHESIA UNITS |  | ANESTHESIAMACHINE-DraegerMed-Fabius GS Premium | ANESTHESIAMACHINE | Fabius GS Premium |  |  |  | Draeger Inc | Anesthesia Machine |  |  | ANESTHESIAMACHINE-DraegerMed-Fabius GS Premium |  |  |  | Covered PM Repair - Biomedical | MHHS-TMC
NO | NO |  |  |  | ASCM-0074 |  | Draeger Medical Inc. | FABIUS MRI |  | ASCM-0074 | TMC - OR - ANESTHESIA (CONTRACT EQUIP) | MHHS-TMC |  | Anesthesia Machine |  | ASCM-0074 |  | TMC |  | TMC - OR - ANESTHESIA (CONTRACT EQUIP) | [5 empty] | ANESTHESIA UNITS |  | ANESTHESIAMACHINE-DraegerMed-FABIUS MRI | ANESTHESIAMACHINE | FABIUS MRI |  |  |  | Draeger Inc | Anesthesia Machine |  |  | ANESTHESIAMACHINE-DraegerMed-FABIUS MRI |  |  |  | Not Covered Vendor Only - Biomedical | MHHS-TMC
NO | NO |  |  |  | ASHF-0120 |  | Draeger Medical Inc. | FABIUS MRI |  | ASHF-0120 | TMC - OR - ANESTHESIA (CONTRACT EQUIP) | MHHS-TMC |  | Anesthesia Machine |  | ASHF-0120 |  | TMC |  | TMC - OR - ANESTHESIA (CONTRACT EQUIP) | [5 empty] | ANESTHESIA UNITS |  | ANESTHESIAMACHINE-DraegerMed-FABIUS MRI | ANESTHESIAMACHINE | FABIUS MRI |  |  |  | Draeger Inc | Anesthesia Machine |  |  | ANESTHESIAMACHINE-DraegerMed-FABIUS MRI |  |  |  | Not Covered Vendor Only - Biomedical | MHHS-TMC
NO | NO |  |  |  | ASJE-0033 |  | Draeger Medical Inc. | FABIUS MRI |  | ASJE-0033 | TMC - OR - ANESTHESIA (CONTRACT EQUIP) | MHHS-TMC |  | Anesthesia Machine |  | ASJE-0033 |  | TMC |  | TMC - OR - ANESTHESIA (CONTRACT EQUIP) | [5 empty] | ANESTHESIA UNITS |  | ANESTHESIAMACHINE-DraegerMed-FABIUS MRI | ANESTHESIAMACHINE | FABIUS MRI |  |  |  | Draeger Inc | Anesthesia Machine |  |  | ANESTHESIAMACHINE-DraegerMed-FABIUS MRI |  |  |  | Not Covered Vendor Only - Biomedical | MHHS-TMC
NO | NO |  |  |  | ASJE-0037 |  | Draeger Medical Inc. | FABIUS MRI |  | ASJE-0037 | TMC - OR - ANESTHESIA (CONTRACT EQUIP) | MHHS-TMC |  | Anesthesia Machine |  | ASJE-0037 |  | TMC |  | TMC - OR - ANESTHESIA (CONTRACT EQUIP) | [5 empty] | ANESTHESIA UNITS |  | ANESTHESIAMACHINE-DraegerMed-FABIUS MRI | ANESTHESIAMACHINE | FABIUS MRI |  |  |  | Draeger Inc | Anesthesia Machine |  |  | ANESTHESIAMACHINE-DraegerMed-FABIUS MRI |  |  |  | Not Covered Vendor Only - Biomedical | MHHS-TMC
NO | NO |  |  |  | 069-44388 |  | Draeger Medical Inc. | FABIUS TIRO |  | ASKJ-0049 | TMC - OR - ANESTHESIA (CONTRACT EQUIP) | MHHS-TMC |  | Anesthesia Machine |  | 069-44388 |  | TMC |  | TMC - OR - ANESTHESIA (CONTRACT EQUIP) | [5 empty] | ANESTHESIA UNITS |  | ANESTHESIAMACHINE-DraegerMed-Fabius Tiro | ANESTHESIAMACHINE | Fabius Tiro |  |  |  | Draeger Inc | Anesthesia Machine |  |  | ANESTHESIAMACHINE-DraegerMed-Fabius Tiro |  |  |  | Not Covered Vendor Only - Biomedical | MHHS-TMC
NO | NO |  |  |  | ASDB-0099 |  | Draeger Medical Inc. | FABIUS TIRO |  | ASDB-0099 | TMC - OR - ANESTHESIA (CONTRACT EQUIP) | MHHS-TMC |  | Anesthesia Machine |  | ASDB-0099 |  | TMC |  | TMC - OR - ANESTHESIA (CONTRACT EQUIP) | [5 empty] | ANESTHESIA UNITS |  | ANESTHESIAMACHINE-DraegerMed-Fabius Tiro | ANESTHESIAMACHINE | Fabius Tiro |  |  |  | Draeger Inc | Anesthesia Machine |  |  | ANESTHESIAMACHINE-DraegerMed-Fabius Tiro |  |  |  | Not Covered Vendor Only - Biomedical | MHHS-TMC
NO | NO |  |  |  | ASDB-0100 |  | Draeger Medical Inc. | FABIUS TIRO |  | ASDB-0100 | TMC - OR - ANESTHESIA (CONTRACT EQUIP) | MHHS-TMC |  | Anesthesia Machine |  | ASDB-0100 |  | TMC |  | TMC - OR - ANESTHESIA (CONTRACT EQUIP) | [5 empty] | ANESTHESIA UNITS |  | ANESTHESIAMACHINE-DraegerMed-Fabius Tiro | ANESTHESIAMACHINE | Fabius Tiro |  |  |  | Draeger Inc | Anesthesia Machine |  |  | ANESTHESIAMACHINE-DraegerMed-Fabius Tiro |  |  |  | Not Covered Vendor Only - Biomedical | MHHS-TMC
NO | NO |  |  |  | ASDB-0101 |  | Draeger Medical Inc. | FABIUS TIRO |  | ASDB-0101 | TMC - OR - ANESTHESIA (CONTRACT EQUIP) | MHHS-TMC |  | Anesthesia Machine |  | ASDB-0101 |  | TMC |  | TMC - OR - ANESTHESIA (CONTRACT EQUIP) | [5 empty] | ANESTHESIA UNITS |  | ANESTHESIAMACHINE-DraegerMed-Fabius Tiro | ANESTHESIAMACHINE | Fabius Tiro |  |  |  | Draeger Inc | Anesthesia Machine |  |  | ANESTHESIAMACHINE-DraegerMed-Fabius Tiro |  |  |  | Not Covered Vendor Only - Biomedical | MHHS-TMC
NO | NO |  |  |  | ASDH-0183 |  | Draeger Medical Inc. | FABIUS TIRO |  | ASDH-0183 | TMC - OR - ANESTHESIA (CONTRACT EQUIP) | MHHS-TMC |  | Anesthesia Machine |  | ASDH-0183 |  | TMC |  | TMC - OR - ANESTHESIA (CONTRACT EQUIP) | [5 empty] | ANESTHESIA UNITS |  | ANESTHESIAMACHINE-DraegerMed-Fabius Tiro | ANESTHESIAMACHINE | Fabius Tiro |  |  |  | Draeger Inc | Anesthesia Machine |  |  | ANESTHESIAMACHINE-DraegerMed-Fabius Tiro |  |  |  | Not Covered Vendor Only - Biomedical | MHHS-TMC
NO | NO |  |  |  | ASDJ-0147 |  | Draeger Medical Inc. | FABIUS TIRO |  | ASDJ-0147 | TMC - OR - ANESTHESIA (CONTRACT EQUIP) | MHHS-TMC |  | Anesthesia Machine |  | ASDJ-0147 |  | TMC |  | TMC - OR - ANESTHESIA (CONTRACT EQUIP) | [5 empty] | ANESTHESIA UNITS |  | ANESTHESIAMACHINE-DraegerMed-Fabius Tiro | ANESTHESIAMACHINE | Fabius Tiro |  |  |  | Draeger Inc | Anesthesia Machine |  |  | ANESTHESIAMACHINE-DraegerMed-Fabius Tiro |  |  |  | Covered PM Repair - Biomedical | MHHS-TMC
NO | YES |  |  |  | 009-03033 | 009-03033 | Draeger Medical Inc. | IICS-7810 |  | ZD31698 | GH-ER | MHHS-Greater Heights |  |  |  | 009-03033 | 009-03033 | Central | MHHS-Greater Heights | GH-ER | Rm 21 | 11/1/19 |  |  |  | WARMING UNITS, PATIENT, RADIANT, INFANT |  | .needs class | [13 empty] | Covered PM Repair - Biomedical | MHHS-Greater Heights
NO | YES | [5 empty] | Draeger Medical Inc. | IICS-7810 |  | YY23631 | TMC-Children's-L&D (5Hp) | MHHS-TMC | [5 empty] | TMC | MHHS-TMC | TMC-Children's-L&D (5Hp) |  | 12/10/19 |  |  |  | WARMING UNITS, PATIENT, RADIANT, INFANT |  | .needs class | [11 empty] | Verified 3/30/2020 4:07pm (Central) |  | Covered PM Repair - Biomedical | MHHS-TMC
NO | YES |  |  |  |  | 029-02614 | Draeger Medical Inc. | IICS-7810 |  | LJ31314 | Woodlands-NICU | MHHS-Woodlands |  |  |  |  | 029-02614 | Woodlands | MHHS-Woodlands | Woodlands-NICU | Storage room | 10/1/19 |  | 4/1/20 |  | WARMING UNITS, PATIENT, RADIANT, INFANT |  | .needs class | [13 empty] | Covered PM Repair - Biomedical | MHHS-Woodlands
NO | YES | [5 empty] | Draeger Medical Inc. | IICS-7810 |  | LJ31330 | Woodlands-NICU (New) | MHHS-Woodlands | [5 empty] | Woodlands | MHHS-Woodlands | Woodlands-NICU (New) | Level 2 Nursery | 10/1/19 |  | 3/1/20 |  | WARMING UNITS, PATIENT, RADIANT, INFANT |  | .needs class | [13 empty] | Covered PM Repair - Biomedical | MHHS-Woodlands
NO | YES |  |  |  | 029-00530 | 029-00530 | Draeger Medical Inc. | IICS-7810 |  | WN15638 | Woodlands-Terramont ER (Clinic) | MHHS-Woodlands |  |  |  | 029-00530 | 029-00530 | Woodlands | MHHS-Woodlands | Woodlands-Terramont ER (Clinic) | ER | 9/1/19 |  | 3/1/20 |  | WARMING UNITS, PATIENT, RADIANT, INFANT |  | .needs class | [13 empty] | Covered PM Repair - Biomedical | MHHS-Woodlands
NO | YES |  |  |  |  | 029-01043 | Draeger Medical Inc. | IICS-90 |  | XZ10771 | Woodlands-NICU (New) | MHHS-Woodlands |  | Warmer, Radiant, Infant |  |  | 029-01043 | Woodlands | MHHS-Woodlands | Woodlands-NICU (New) | Storage room | 10/1/19 |  | 4/1/20 |  | WARMING UNITS, PATIENT, RADIANT, INFANT | Warmer, Radiant, Infant | WARMERRADINFANT-Hill-Rom-IICS-90 | WARMERRADINFANT | IICS-90 |  |  |  | Hill-Rom | Warmer, Radiant, Infant |  |  | WARMERRADINFANT-Hill-Rom-IICS-90 | 10/1/17 |  | WRI-SA | Not Covered Vendor Only - Lab Ana/Anes | MHHS-Woodlands | [8 empty] | WARMERRADINFANT | Warmer, Radiant, Infant | Hill-Rom
NO | YES |  |  |  | 151-01454 | 151-01454 | Draeger Medical Inc. | INFINITY C500 |  | ASKA-0043 | CY-NICU | MHHS-Cypress |  | Monitor, Cardiac, Portable |  | 151-01454 | 151-01454 | Northwest | MHHS-Cypress | CY-NICU | RT Storage nicu | 3/1/19 | 9/1/19 |  |  | VENTILATORS, INTENSIVE CARE, NEONATAL/PEDIATRIC | Monitor, Cardiac, Portable | MONITORCARDIAPORTABLE-DraegerMed-Infinity C500 | MONITORCARDIAPORTABLE | Infinity C500 |  |  |  | Draeger Inc | Monitor, Cardiac, Portable |  |  | MONITORCARDIAPORTABLE-DraegerMed-Infinity C500 | 11/8/20 |  | MCP-A | Not Covered Vendor Only - Biomedical | MHHS-Cypress | [8 empty] | MONITORCARDIAPORTABLE | Monitor, Cardiac, Portable | Draeger Inc
NO | YES |  |  |  | 151-01455 | 151-01455 | Draeger Medical Inc. | INFINITY C500 |  | ASKA-0041 | CY - NICU | MHHS-Cypress |  | Monitor, Cardiac, Portable |  | 151-01455 | 151-01455 | Northwest | MHHS-Cypress | CY - NICU | NICU 2 | 9/1/19 | 11/1/19 |  |  | VENTILATORS, INTENSIVE CARE, NEONATAL/PEDIATRIC | Monitor, Cardiac, Portable | MONITORCARDIAPORTABLE-DraegerMed-Infinity C500 | MONITORCARDIAPORTABLE | Infinity C500 |  |  |  | Draeger Inc | Monitor, Cardiac, Portable |  |  | MONITORCARDIAPORTABLE-DraegerMed-Infinity C500 | 11/8/20 |  | MCP-A | Not Covered Vendor Only - Biomedical | MHHS-Cypress | [8 empty] | MONITORCARDIAPORTABLE | Monitor, Cardiac, Portable | Draeger Inc
NO | YES |  |  |  | 151-01456 | 151-01456 | Draeger Medical Inc. | INFINITY C500 |  | ASKA-0040 | CY-NICU | MHHS-Cypress |  | Monitor, Cardiac, Portable |  | 151-01456 | 151-01456 | Northwest | MHHS-Cypress | CY-NICU | RT storage | 9/1/19 | 9/1/19 |  |  | VENTILATORS, INTENSIVE CARE, NEONATAL/PEDIATRIC | Monitor, Cardiac, Portable | MONITORCARDIAPORTABLE-DraegerMed-Infinity C500 | MONITORCARDIAPORTABLE | Infinity C500 |  |  |  | Draeger Inc | Monitor, Cardiac, Portable |  |  | MONITORCARDIAPORTABLE-DraegerMed-Infinity C500 | 11/8/20 |  | MCP-A | Not Covered Vendor Only - Biomedical | MHHS-Cypress | [8 empty] | MONITORCARDIAPORTABLE | Monitor, Cardiac, Portable | Draeger Inc
NO | YES |  |  |  | 151-01457 | 151-01457 | Draeger Medical Inc. | INFINITY C500 |  | ASKA-0042 | CY-NICU | MHHS-Cypress |  | Monitor, Cardiac, Portable |  | 151-01457 | 151-01457 | Northwest | MHHS-Cypress | CY-NICU | NICU 1 | 9/1/19 | 3/1/20 |  |  | VENTILATORS, INTENSIVE CARE, NEONATAL/PEDIATRIC | Monitor, Cardiac, Portable | MONITORCARDIAPORTABLE-DraegerMed-Infinity C500 | MONITORCARDIAPORTABLE | Infinity C500 |  |  |  | Draeger Inc | Monitor, Cardiac, Portable |  |  | MONITORCARDIAPORTABLE-DraegerMed-Infinity C500 | 11/8/20 |  | MCP-A | Not Covered Vendor Only - Biomedical | MHHS-Cypress | [8 empty] | MONITORCARDIAPORTABLE | Monitor, Cardiac, Portable | Draeger Inc
NO | NO |  |  |  | 029-12673 |  | Draeger Medical Inc. | INFINITY C500 |  |  | WOODLANDS - NICU (NEW) | MHHS-Woodlands |  | Monitor, Cardiac, Portable |  | 029-12673 |  | Woodlands |  | WOODLANDS - NICU (NEW) | [5 empty] | VENTILATORS, INTENSIVE CARE, NEONATAL/PEDIATRIC |  | MONITORCARDIAPORTABLE-DraegerMed-Infinity C500 | MONITORCARDIAPORTABLE | Infinity C500 |  |  |  | Draeger Inc | Monitor, Cardiac, Portable |  |  | MONITORCARDIAPORTABLE-DraegerMed-Infinity C500 |  |  |  | Not Covered Vendor Only - Biomedical | MHHS-Woodlands
NO | NO |  |  |  | 029-12674 |  | Draeger Medical Inc. | INFINITY C500 |  |  | WOODLANDS - NICU (NEW) | MHHS-Woodlands |  | Monitor, Cardiac, Portable |  | 029-12674 |  | Woodlands |  | WOODLANDS - NICU (NEW) | [5 empty] | VENTILATORS, INTENSIVE CARE, NEONATAL/PEDIATRIC |  | MONITORCARDIAPORTABLE-DraegerMed-Infinity C500 | MONITORCARDIAPORTABLE | Infinity C500 |  |  |  | Draeger Inc | Monitor, Cardiac, Portable |  |  | MONITORCARDIAPORTABLE-DraegerMed-Infinity C500 |  |  |  | Not Covered Vendor Only - Biomedical | MHHS-Woodlands
NO | NO |  |  |  | 029-12678 |  | Draeger Medical Inc. | INFINITY C500 |  |  | WOODLANDS - NICU (NEW) | MHHS-Woodlands |  | Monitor, Cardiac, Portable |  | 029-12678 |  | Woodlands |  | WOODLANDS - NICU (NEW) | [5 empty] | VENTILATORS, INTENSIVE CARE, NEONATAL/PEDIATRIC |  | MONITORCARDIAPORTABLE-DraegerMed-Infinity C500 | MONITORCARDIAPORTABLE | Infinity C500 |  |  |  | Draeger Inc | Monitor, Cardiac, Portable |  |  | MONITORCARDIAPORTABLE-DraegerMed-Infinity C500 |  |  |  | Not Covered Vendor Only - Biomedical | MHHS-Woodlands
NO | NO |  |  |  | 029-12680 |  | Draeger Medical Inc. | INFINITY C500 |  |  | WOODLANDS - NICU (NEW) | MHHS-Woodlands |  | Monitor, Cardiac, Portable |  | 029-12680 |  | Woodlands |  | WOODLANDS - NICU (NEW) | [5 empty] | VENTILATORS, INTENSIVE CARE, NEONATAL/PEDIATRIC |  | MONITORCARDIAPORTABLE-DraegerMed-Infinity C500 | MONITORCARDIAPORTABLE | Infinity C500 |  |  |  | Draeger Inc | Monitor, Cardiac, Portable |  |  | MONITORCARDIAPORTABLE-DraegerMed-Infinity C500 |  |  |  | Not Covered Vendor Only - Biomedical | MHHS-Woodlands
NO | NO |  |  |  | 029-12683 |  | Draeger Medical Inc. | INFINITY C500 |  |  | WOODLANDS - NICU (NEW) | MHHS-Woodlands |  | Monitor, Cardiac, Portable |  | 029-12683 |  | Woodlands |  | WOODLANDS - NICU (NEW) | [5 empty] | VENTILATORS, INTENSIVE CARE, NEONATAL/PEDIATRIC |  | MONITORCARDIAPORTABLE-DraegerMed-Infinity C500 | MONITORCARDIAPORTABLE | Infinity C500 |  |  |  | Draeger Inc | Monitor, Cardiac, Portable |  |  | MONITORCARDIAPORTABLE-DraegerMed-Infinity C500 |  |  |  | Not Covered Vendor Only - Biomedical | MHHS-Woodlands
NO | NO |  |  |  | 029-12686 |  | Draeger Medical Inc. | INFINITY C500 |  |  | WOODLANDS - NICU (NEW) | MHHS-Woodlands |  | Monitor, Cardiac, Portable |  | 029-12686 |  | Woodlands |  | WOODLANDS - NICU (NEW) | [5 empty] | VENTILATORS, INTENSIVE CARE, NEONATAL/PEDIATRIC |  | MONITORCARDIAPORTABLE-DraegerMed-Infinity C500 | MONITORCARDIAPORTABLE | Infinity C500 |  |  |  | Draeger Inc | Monitor, Cardiac, Portable |  |  | MONITORCARDIAPORTABLE-DraegerMed-Infinity C500 |  |  |  | Not Covered Vendor Only - Biomedical | MHHS-Woodlands
NO | NO | [5 empty] | Draeger Medical Inc. | INFINITY C500 MEDICAL COCKPIT MS25510 |  |  | TMC - OR - ANESTHESIA (CONTRACT EQUIP) | MHHS-TMC | [5 empty] | TMC |  | TMC - OR - ANESTHESIA (CONTRACT EQUIP) | [5 empty] | MONITORS, VIDEO |  | .needs class | [13 empty] | Not Covered Vendor Only - Biomedical | MHHS-TMC
NO | NO | [5 empty] | Draeger Medical Inc. | INFINITY C500 MEDICAL COCKPIT MS25510 |  |  | TMC - OR - ANESTHESIA (CONTRACT EQUIP) | MHHS-TMC | [5 empty] | TMC |  | TMC - OR - ANESTHESIA (CONTRACT EQUIP) | [5 empty] | MONITORS, VIDEO |  | .needs class | [13 empty] | Not Covered Vendor Only - Biomedical | MHHS-TMC
NO | YES |  |  |  | 069-39291 | 069-39291 | Draeger Medical Inc. | INFINITY C700 |  |  | Memorial Hermann- Texas Medical Center-OR-PACU nurse station | MHHS-TMC |  | Monitor, Cardiac, Portable |  | 069-39291 | 069-39291 | TMC | TMC | Memorial Hermann- Texas Medical Center-OR-PACU nurse station | OR 03 | 12/1/18 |  | 12/1/20 |  | WORKSTATIONS |  | MONITORCARDIAPORTABLE-DraegerMed-Infinity C700 | MONITORCARDIAPORTABLE | Infinity C700 |  |  |  | Draeger Inc | Monitor, Cardiac, Portable |  |  | MONITORCARDIAPORTABLE-DraegerMed-Infinity C700 | 11/8/20 |  |  | Not Covered Vendor Only - Biomedical | MHHS-TMC
NO | YES |  |  |  | 069-48455 | 069-48455 | Draeger Medical Inc. | INFINITY C700 |  |  | TMC-Sarofim 2-OR | MHHS-TMC |  | Monitor, Cardiac, Portable |  | 069-48455 | 069-48455 | TMC | MHHS-TMC | TMC-Sarofim 2-OR | Or 10 |  |  | 12/1/20 |  | WORKSTATIONS |  | MONITORCARDIAPORTABLE-DraegerMed-Infinity C700 | MONITORCARDIAPORTABLE | Infinity C700 |  |  |  | Draeger Inc | Monitor, Cardiac, Portable |  |  | MONITORCARDIAPORTABLE-DraegerMed-Infinity C700 | 11/8/20 |  |  | Not Covered Vendor Only - Biomedical | MHHS-TMC
NO | YES |  |  |  | 069-48463 | 069-48463 | Draeger Medical Inc. | INFINITY C700 |  |  | TMC-OR-Robertson (2R) | MHHS-TMC |  | Monitor, Cardiac, Portable |  | 069-48463 | 069-48463 | TMC | MHHS-TMC | TMC-OR-Robertson (2R) | OR 38 |  |  |  |  | WORKSTATIONS |  | MONITORCARDIAPORTABLE-DraegerMed-Infinity C700 | MONITORCARDIAPORTABLE | Infinity C700 |  |  |  | Draeger Inc | Monitor, Cardiac, Portable |  |  | MONITORCARDIAPORTABLE-DraegerMed-Infinity C700 | 11/8/20 |  |  | Not Covered Vendor Only - Biomedical | MHHS-TMC
NO | YES | Serial Number 5613788856 |  |  | 069-48467 | 069-48467 | Draeger Medical Inc. | INFINITY C700 |  |  | TMC-OR-Hermann (2Hp) | MHHS-TMC |  | Monitor, Cardiac, Portable |  | 069-48467 | 069-48467 | TMC | MHHS-TMC | TMC-OR-Hermann (2Hp) | [5 empty] | WORKSTATIONS |  | MONITORCARDIAPORTABLE-DraegerMed-Infinity C700 | MONITORCARDIAPORTABLE | Infinity C700 |  |  |  | Draeger Inc | Monitor, Cardiac, Portable |  |  | MONITORCARDIAPORTABLE-DraegerMed-Infinity C700 | 11/8/20 |  |  | Not Covered Vendor Only - Biomedical | MHHS-TMC
NO | YES |  |  |  | 069-48471 | 069-48471 | Draeger Medical Inc. | INFINITY C700 |  |  | TMC-OR-Hermann (2Hp) | MHHS-TMC |  | Monitor, Cardiac, Portable |  | 069-48471 | 069-48471 | TMC | MHHS-TMC | TMC-OR-Hermann (2Hp) | Or 35 |  |  |  | No PM Sticker | WORKSTATIONS |  | MONITORCARDIAPORTABLE-DraegerMed-Infinity C700 | MONITORCARDIAPORTABLE | Infinity C700 |  |  |  | Draeger Inc | Monitor, Cardiac, Portable |  |  | MONITORCARDIAPORTABLE-DraegerMed-Infinity C700 | 11/8/20 |  |  | Not Covered Vendor Only - Biomedical | MHHS-TMC
NO | YES |  |  |  | 069-48475 | 069-48475 | Draeger Medical Inc. | INFINITY C700 |  |  | TMC-OR-Robertson (2R) | MHHS-TMC |  | Monitor, Cardiac, Portable |  | 069-48475 | 069-48475 | TMC | MHHS-TMC | TMC-OR-Robertson (2R) | Room 39 |  |  | 1/1/22 |  | WORKSTATIONS |  | MONITORCARDIAPORTABLE-DraegerMed-Infinity C700 | MONITORCARDIAPORTABLE | Infinity C700 |  |  |  | Draeger Inc | Monitor, Cardiac, Portable |  |  | MONITORCARDIAPORTABLE-DraegerMed-Infinity C700 | 11/8/20 |  |  | Not Covered Vendor Only - Biomedical | MHHS-TMC
NO | YES |  |  |  | 069-48479 | 069-48479 | Draeger Medical Inc. | INFINITY C700 |  |  | TMC-MHTMC-Central Supply | MHHS-TMC |  | Monitor, Cardiac, Portable |  | 069-48479 | 069-48479 | TMC | MHHS-TMC | TMC-MHTMC-Central Supply | Or 38 |  |  |  |  | WORKSTATIONS |  | MONITORCARDIAPORTABLE-DraegerMed-Infinity C700 | MONITORCARDIAPORTABLE | Infinity C700 |  |  |  | Draeger Inc | Monitor, Cardiac, Portable |  |  | MONITORCARDIAPORTABLE-DraegerMed-Infinity C700 | 11/8/20 |  |  | Not Covered Vendor Only - Biomedical | MHHS-TMC
NO | YES |  |  |  | 069-48483 | 069-48483 | Draeger Medical Inc. | INFINITY C700 |  |  | TMC-OR-Anesthesia (2Hp) | MHHS-TMC |  | Monitor, Cardiac, Portable |  | 069-48483 | 069-48483 | TMC | MHHS-TMC | TMC-OR-Anesthesia (2Hp) | OR 40 |  |  |  | No pm found | WORKSTATIONS |  | MONITORCARDIAPORTABLE-DraegerMed-Infinity C700 | MONITORCARDIAPORTABLE | Infinity C700 |  |  |  | Draeger Inc | Monitor, Cardiac, Portable |  |  | MONITORCARDIAPORTABLE-DraegerMed-Infinity C700 | 11/8/20 |  |  | Not Covered Vendor Only - Biomedical | MHHS-TMC
NO | YES |  |  |  | 069-39285 | 069-39285 | Draeger Medical Inc. | INFINITY C700 |  |  | TMC-OR-Hermann (2Hp) | MHHS-TMC |  | Monitor, Cardiac, Portable |  | 069-39285 | 069-39285 | TMC | MHHS-TMC | TMC-OR-Hermann (2Hp) | OR 51 | 10/1/18 |  | 10/1/19 |  | WORKSTATIONS |  | MONITORCARDIAPORTABLE-DraegerMed-Infinity C700 | MONITORCARDIAPORTABLE | Infinity C700 |  |  |  | Draeger Inc | Monitor, Cardiac, Portable |  |  | MONITORCARDIAPORTABLE-DraegerMed-Infinity C700 | 11/8/20 |  |  | Not Covered Vendor Only - Biomedical | MHHS-TMC
NO | YES | Serial Number 5613165771 |  |  | 069-39288 | 069-39288 | Draeger Medical Inc. | INFINITY C700 |  |  | TMC-OR-Pedi OR (2R) | MHHS-TMC |  | Monitor, Cardiac, Portable |  | 069-39288 | 069-39288 | TMC | MHHS-TMC | TMC-OR-Pedi OR (2R) | OR 7 |  |  |  |  | WORKSTATIONS |  | MONITORCARDIAPORTABLE-DraegerMed-Infinity C700 | MONITORCARDIAPORTABLE | Infinity C700 |  |  |  | Draeger Inc | Monitor, Cardiac, Portable |  |  | MONITORCARDIAPORTABLE-DraegerMed-Infinity C700 | 11/8/20 |  |  | Not Covered Vendor Only - Biomedical | MHHS-TMC
NO | YES |  |  |  | 069-39294 | 069-39294 | Draeger Medical Inc. | INFINITY C700 |  |  | TWC | MHHS-TMC |  | Monitor, Cardiac, Portable |  | 069-39294 | 069-39294 | TMC | Memorial Hermann Heart | TWC | Cath Lab 1 |  |  | 3/1/20 |  | WORKSTATIONS | Monitor, Cardiac, Portable | MONITORCARDIAPORTABLE-DraegerMed-Infinity C700 | MONITORCARDIAPORTABLE | Infinity C700 |  |  |  | Draeger Inc | Monitor, Cardiac, Portable |  |  | MONITORCARDIAPORTABLE-DraegerMed-Infinity C700 | 11/8/20 |  | MCP-A | Not Covered Vendor Only - Biomedical | MHHS-TMC | [8 empty] | MONITORCARDIAPORTABLE | Monitor, Cardiac, Portable | Draeger Inc
NO | YES |  |  |  | 069-39297 | 069-39297 | Draeger Medical Inc. | INFINITY C700 |  |  | TMC | MHHS-TMC |  | Monitor, Cardiac, Portable |  | 069-39297 | 069-39297 | TMC | Memorial Hermann Heart | TMC | Cath Lab 4 |  |  |  |  | WORKSTATIONS | Monitor, Cardiac, Portable | MONITORCARDIAPORTABLE-DraegerMed-Infinity C700 | MONITORCARDIAPORTABLE | Infinity C700 |  |  |  | Draeger Inc | Monitor, Cardiac, Portable |  |  | MONITORCARDIAPORTABLE-DraegerMed-Infinity C700 | 11/8/20 |  | MCP-A | Not Covered Vendor Only - Biomedical | MHHS-TMC | [8 empty] | MONITORCARDIAPORTABLE | Monitor, Cardiac, Portable | Draeger Inc
NO | YES |  |  |  | 069-45563 | 069-45563 | Draeger Medical Inc. | INFINITY C700 |  |  | TMC-OR-CVOR (7Hvi) | MHHS-TMC |  | Monitor, Cardiac, Portable |  | 069-45563 | 069-45563 | TMC | MHHS-TMC | TMC-OR-CVOR (7Hvi) | CVOR (7HVI) | 5/1/18 |  | 5/1/19 |  | WORKSTATIONS | Monitor, Cardiac, Portable | MONITORCARDIAPORTABLE-DraegerMed-Infinity C700 | MONITORCARDIAPORTABLE | Infinity C700 |  |  |  | Draeger Inc | Monitor, Cardiac, Portable |  |  | MONITORCARDIAPORTABLE-DraegerMed-Infinity C700 | 11/8/20 |  | MCP-A | Not Covered Vendor Only - Biomedical | MHHS-TMC | [8 empty] | MONITORCARDIAPORTABLE | Monitor, Cardiac, Portable | Draeger Inc
NO | YES |  |  |  | 069-45568 | 069-45568 | Draeger Medical Inc. | INFINITY C700 |  |  | TMC-OR-Anesthesia (Contract Equip) | MHHS-TMC |  | Monitor, Cardiac, Portable |  | 069-45568 | 069-45568 | TMC | MHHS-TMC | TMC-OR-Anesthesia (Contract Equip) | CVOR 4 | 5/1/18 |  |  |  | WORKSTATIONS | Monitor, Cardiac, Portable | MONITORCARDIAPORTABLE-DraegerMed-Infinity C700 | MONITORCARDIAPORTABLE | Infinity C700 |  |  |  | Draeger Inc | Monitor, Cardiac, Portable |  |  | MONITORCARDIAPORTABLE-DraegerMed-Infinity C700 | 11/8/20 |  | MCP-A | Not Covered Vendor Only - Biomedical | MHHS-TMC | [8 empty] | MONITORCARDIAPORTABLE | Monitor, Cardiac, Portable | Draeger Inc
NO | YES |  |  |  | 069-45573 | 069-45573 | Draeger Medical Inc. | INFINITY C700 |  |  | TMC-OR-Anesthesia (Contract Equip) | MHHS-TMC |  | Monitor, Cardiac, Portable |  | 069-45573 | 069-45573 | TMC | MHHS-TMC | TMC-OR-Anesthesia (Contract Equip) | TMC - OR - ANESTHESIA | 5/1/18 |  | 5/1/19 |  | WORKSTATIONS | Monitor, Cardiac, Portable | MONITORCARDIAPORTABLE-DraegerMed-Infinity C700 | MONITORCARDIAPORTABLE | Infinity C700 |  |  |  | Draeger Inc | Monitor, Cardiac, Portable |  |  | MONITORCARDIAPORTABLE-DraegerMed-Infinity C700 | 11/8/20 |  | MCP-A | Not Covered Vendor Only - Biomedical | MHHS-TMC | [8 empty] | MONITORCARDIAPORTABLE | Monitor, Cardiac, Portable | Draeger Inc
NO | YES |  |  |  | 069-39703 | 069-39703 | Draeger Medical Inc. | INFINITY C700 |  |  | Sarofim 3 | MHHS-TMC |  | Monitor, Cardiac, Portable |  | 069-39703 | 069-39703 | TMC | Memorial Hermann-Texas Medical Center | Sarofim 3 | Storage | 6/1/18 |  | 6/1/20 |  | WORKSTATIONS |  | MONITORCARDIAPORTABLE-DraegerMed-Infinity C700 | MONITORCARDIAPORTABLE | Infinity C700 |  |  |  | Draeger Inc | Monitor, Cardiac, Portable |  |  | MONITORCARDIAPORTABLE-DraegerMed-Infinity C700 | 11/8/20 |  |  | Not Covered Vendor Only - Biomedical | MHHS-TMC
NO | YES |  |  |  | 069-39856 | 069-39856 | Draeger Medical Inc. | INFINITY C700 |  |  | Memorial Hermann- Texas Medical Center-OR-PACU nurse station | MHHS-TMC |  | Monitor, Cardiac, Portable |  | 069-39856 | 069-39856 | TMC | TMC | Memorial Hermann- Texas Medical Center-OR-PACU nurse station | OR 02 | 6/1/18 |  |  | No PM Sticker | WORKSTATIONS |  | MONITORCARDIAPORTABLE-DraegerMed-Infinity C700 | MONITORCARDIAPORTABLE | Infinity C700 |  |  |  | Draeger Inc | Monitor, Cardiac, Portable |  |  | MONITORCARDIAPORTABLE-DraegerMed-Infinity C700 | 11/8/20 |  |  | Not Covered Vendor Only - Biomedical | MHHS-TMC
NO | YES |  |  |  | 069-41846 | 069-41846 | Draeger Medical Inc. | INFINITY C700 |  |  | TMC- OR- (3HP) | MHHS-TMC |  | Monitor, Cardiac, Portable |  | 069-41846 | 069-41846 | TMC | Memorial Hermann-Texas Medical Center | TMC- OR- (3HP) | Storage | 3/1/17 |  | 2/1/19 |  | WORKSTATIONS |  | MONITORCARDIAPORTABLE-DraegerMed-Infinity C700 | MONITORCARDIAPORTABLE | Infinity C700 |  |  |  | Draeger Inc | Monitor, Cardiac, Portable |  |  | MONITORCARDIAPORTABLE-DraegerMed-Infinity C700 | 11/8/20 |  |  | Not Covered Vendor Only - Biomedical | MHHS-TMC
NO | YES |  |  |  | 074-05522 | 074-05522 | Draeger Medical Inc. | INFINITY C700 |  |  | TMC-OR-Robertson (2R) | MHHS-TMC |  | Monitor, Cardiac, Portable |  | 074-05522 | 074-05522 | TMC | MHHS-TMC | TMC-OR-Robertson (2R) | OR 58 | 10/1/19 |  |  |  | WORKSTATIONS |  | MONITORCARDIAPORTABLE-DraegerMed-Infinity C700 | MONITORCARDIAPORTABLE | Infinity C700 |  |  |  | Draeger Inc | Monitor, Cardiac, Portable |  |  | MONITORCARDIAPORTABLE-DraegerMed-Infinity C700 | 11/8/20 |  |  | Not Covered Vendor Only - Biomedical | MHHS-TMC
YES | YES |  |  |  | 069-38743 | 069-38743 | Draeger Medical Inc. | INFINITY C700 |  |  | TMC - OR - CVOR (7HVI) |  |  |  |  | 069-38743 | 069-38743 | TMC | Memorial Hermann-Texas Medical Center | TMC - OR - CVOR (7HVI) | OR - CVOR (7HVI | 2/1/18 |  | 2/1/19
NO | YES |  |  |  | 069-39708 | 069-39708 | Draeger Medical Inc. | INFINITY C700 |  |  | TMC - OR - HERMANN (2HP) |  |  |  |  | 069-39708 | 069-39708 |  | Memorial Hermann-tmc | TMC - OR - HERMANN (2HP) | Or 34 | 1/1/19 |  | 1/1/21
NO | YES |  |  |  | 069-38740 | 069-38740 | Draeger Medical Inc. | INFINITY C700 |  |  | TMC-OR-Anesthesia (Contract Equip) |  |  |  |  | 069-38740 | 069-38740 | TMC | MHHS-TMC | TMC-OR-Anesthesia (Contract Equip) | S2 OR 4 | 1/1/19 |  | 1/1/20
YES | YES |  |  |  | 069-38742 | 069-38742 | Draeger Medical Inc. | INFINITY C700 |  |  | TMC - RADIOLOGY - IR/ANGIO |  |  |  |  | 069-38742 | 069-38742 | TMC | Memorial Hermann-Texas Medical Center | TMC - RADIOLOGY - IR/ANGIO | OR-08
YES | YES |  |  |  | 099-07100 | 099-07100 | Draeger Medical Inc. | INFINITY C700 |  |  | TMC - RADIOLOGY - IR/ANGIO |  |  |  |  | 099-07100 | 099-07100 | TMC | Memorial Hermann-Texas Medical Center | TMC - RADIOLOGY - IR/ANGIO | OR-15 | [6 empty] | MONITORCARDIAPORTABLE-DraegerMed-Infinity C700
NO | YES |  |  |  | 069-38741 | 069-38741 | Draeger Medical Inc. | INFINITY C700 |  |  | TMC-Sarofim 2-OR |  |  |  |  | 069-38741 | 069-38741 | TMC | MHHS-TMC | TMC-Sarofim 2-OR | S2 OR 1 |  |  |  | No pm found
NO | NO |  |  |  | 069-48459 |  | Draeger Medical Inc. | INFINITY C700 |  |  | TMC - OR - ANESTHESIA (2HP) | MHHS-TMC |  | Monitor, Cardiac, Portable |  | 069-48459 |  | TMC |  | TMC - OR - ANESTHESIA (2HP) | [5 empty] | WORKSTATIONS |  | MONITORCARDIAPORTABLE-DraegerMed-Infinity C700 | MONITORCARDIAPORTABLE | Infinity C700 |  |  |  | Draeger Inc | Monitor, Cardiac, Portable |  |  | MONITORCARDIAPORTABLE-DraegerMed-Infinity C700 |  |  |  | Not Covered Vendor Only - Biomedical | MHHS-TMC
NO | NO |  |  |  | 069-44394 |  | Draeger Medical Inc. | INFINITY C700 |  |  | TMC - OR - ANESTHESIA (CONTRACT EQUIP) | MHHS-TMC |  | Monitor, Cardiac, Portable |  | 069-44394 |  | TMC |  | TMC - OR - ANESTHESIA (CONTRACT EQUIP) | [5 empty] | WORKSTATIONS |  | MONITORCARDIAPORTABLE-DraegerMed-Infinity C700 | MONITORCARDIAPORTABLE | Infinity C700 |  |  |  | Draeger Inc | Monitor, Cardiac, Portable |  |  | MONITORCARDIAPORTABLE-DraegerMed-Infinity C700 |  |  |  | Not Covered Vendor Only - Biomedical | MHHS-TMC
NO | NO | [5 empty] | Draeger Medical Inc. | INFINITY C700 |  |  | TMC - OR - ANESTHESIA (CONTRACT EQUIP) | MHHS-TMC |  | Monitor, Cardiac, Portable |  |  |  | TMC |  | TMC - OR - ANESTHESIA (CONTRACT EQUIP) | [5 empty] | WORKSTATIONS |  | MONITORCARDIAPORTABLE-DraegerMed-Infinity C700 | MONITORCARDIAPORTABLE | Infinity C700 |  |  |  | Draeger Inc | Monitor, Cardiac, Portable |  |  | MONITORCARDIAPORTABLE-DraegerMed-Infinity C700 |  |  |  | Not Covered Vendor Only - Biomedical | MHHS-TMC
NO | NO | [5 empty] | Draeger Medical Inc. | INFINITY C700 |  |  | TMC - OR - ANESTHESIA (CONTRACT EQUIP) | MHHS-TMC |  | Monitor, Cardiac, Portable |  |  |  | TMC |  | TMC - OR - ANESTHESIA (CONTRACT EQUIP) | [5 empty] | WORKSTATIONS |  | MONITORCARDIAPORTABLE-DraegerMed-Infinity C700 | MONITORCARDIAPORTABLE | Infinity C700 |  |  |  | Draeger Inc | Monitor, Cardiac, Portable |  |  | MONITORCARDIAPORTABLE-DraegerMed-Infinity C700 |  |  |  | Not Covered Vendor Only - Biomedical | MHHS-TMC
NO | NO | [5 empty] | Draeger Medical Inc. | INFINITY C700 |  |  | TMC - OR - ANESTHESIA (CONTRACT EQUIP) | MHHS-TMC |  | Monitor, Cardiac, Portable |  |  |  | TMC |  | TMC - OR - ANESTHESIA (CONTRACT EQUIP) | [5 empty] | WORKSTATIONS |  | MONITORCARDIAPORTABLE-DraegerMed-Infinity C700 | MONITORCARDIAPORTABLE | Infinity C700 |  |  |  | Draeger Inc | Monitor, Cardiac, Portable |  |  | MONITORCARDIAPORTABLE-DraegerMed-Infinity C700 |  |  |  | Not Covered Vendor Only - Biomedical | MHHS-TMC
NO | NO | [5 empty] | Draeger Medical Inc. | INFINITY C700 |  |  | TMC - OR - ANESTHESIA (CONTRACT EQUIP) | MHHS-TMC |  | Monitor, Cardiac, Portable |  |  |  | TMC |  | TMC - OR - ANESTHESIA (CONTRACT EQUIP) | [5 empty] | WORKSTATIONS |  | MONITORCARDIAPORTABLE-DraegerMed-Infinity C700 | MONITORCARDIAPORTABLE | Infinity C700 |  |  |  | Draeger Inc | Monitor, Cardiac, Portable |  |  | MONITORCARDIAPORTABLE-DraegerMed-Infinity C700 |  |  |  | Not Covered Vendor Only - Biomedical | MHHS-TMC
NO | NO | [5 empty] | Draeger Medical Inc. | INFINITY C700 |  |  | TMC - OR - ANESTHESIA (CONTRACT EQUIP) | MHHS-TMC |  | Monitor, Cardiac, Portable |  |  |  | TMC |  | TMC - OR - ANESTHESIA (CONTRACT EQUIP) | [5 empty] | WORKSTATIONS |  | MONITORCARDIAPORTABLE-DraegerMed-Infinity C700 | MONITORCARDIAPORTABLE | Infinity C700 |  |  |  | Draeger Inc | Monitor, Cardiac, Portable |  |  | MONITORCARDIAPORTABLE-DraegerMed-Infinity C700 |  |  |  | Not Covered Vendor Only - Biomedical | MHHS-TMC
NO | NO | [5 empty] | Draeger Medical Inc. | INFINITY C700 |  |  | TMC - OR - ANESTHESIA (CONTRACT EQUIP) | MHHS-TMC |  | Monitor, Cardiac, Portable |  |  |  | TMC |  | TMC - OR - ANESTHESIA (CONTRACT EQUIP) | [5 empty] | WORKSTATIONS |  | MONITORCARDIAPORTABLE-DraegerMed-Infinity C700 | MONITORCARDIAPORTABLE | Infinity C700 |  |  |  | Draeger Inc | Monitor, Cardiac, Portable |  |  | MONITORCARDIAPORTABLE-DraegerMed-Infinity C700 |  |  |  | Not Covered Vendor Only - Biomedical | MHHS-TMC
NO | NO | [5 empty] | Draeger Medical Inc. | INFINITY C700 |  |  | TMC - OR - ANESTHESIA (CONTRACT EQUIP) | MHHS-TMC |  | Monitor, Cardiac, Portable |  |  |  | TMC |  | TMC - OR - ANESTHESIA (CONTRACT EQUIP) | [5 empty] | WORKSTATIONS |  | MONITORCARDIAPORTABLE-DraegerMed-Infinity C700 | MONITORCARDIAPORTABLE | Infinity C700 |  |  |  | Draeger Inc | Monitor, Cardiac, Portable |  |  | MONITORCARDIAPORTABLE-DraegerMed-Infinity C700 |  |  |  | Not Covered Vendor Only - Biomedical | MHHS-TMC
NO | NO | [5 empty] | Draeger Medical Inc. | INFINITY C700 |  |  | TMC - OR - ANESTHESIA (CONTRACT EQUIP) | MHHS-TMC |  | Monitor, Cardiac, Portable |  |  |  | TMC |  | TMC - OR - ANESTHESIA (CONTRACT EQUIP) | [5 empty] | WORKSTATIONS |  | MONITORCARDIAPORTABLE-DraegerMed-Infinity C700 | MONITORCARDIAPORTABLE | Infinity C700 |  |  |  | Draeger Inc | Monitor, Cardiac, Portable |  |  | MONITORCARDIAPORTABLE-DraegerMed-Infinity C700 |  |  |  | Not Covered Vendor Only - Biomedical | MHHS-TMC
NO | NO | [5 empty] | Draeger Medical Inc. | INFINITY C700 |  |  | TMC - OR - ANESTHESIA (CONTRACT EQUIP) | MHHS-TMC |  | Monitor, Cardiac, Portable |  |  |  | TMC |  | TMC - OR - ANESTHESIA (CONTRACT EQUIP) | [5 empty] | WORKSTATIONS |  | MONITORCARDIAPORTABLE-DraegerMed-Infinity C700 | MONITORCARDIAPORTABLE | Infinity C700 |  |  |  | Draeger Inc | Monitor, Cardiac, Portable |  |  | MONITORCARDIAPORTABLE-DraegerMed-Infinity C700 |  |  |  | Not Covered Vendor Only - Biomedical | MHHS-TMC
NO | NO | [5 empty] | Draeger Medical Inc. | INFINITY C700 |  |  | TMC - OR - ANESTHESIA (CONTRACT EQUIP) | MHHS-TMC |  | Monitor, Cardiac, Portable |  |  |  | TMC |  | TMC - OR - ANESTHESIA (CONTRACT EQUIP) | [5 empty] | WORKSTATIONS |  | MONITORCARDIAPORTABLE-DraegerMed-Infinity C700 | MONITORCARDIAPORTABLE | Infinity C700 |  |  |  | Draeger Inc | Monitor, Cardiac, Portable |  |  | MONITORCARDIAPORTABLE-DraegerMed-Infinity C700 |  |  |  | Not Covered Vendor Only - Biomedical | MHHS-TMC
NO | NO | [5 empty] | Draeger Medical Inc. | INFINITY C700 |  |  | TMC - OR - ANESTHESIA (CONTRACT EQUIP) | MHHS-TMC |  | Monitor, Cardiac, Portable |  |  |  | TMC |  | TMC - OR - ANESTHESIA (CONTRACT EQUIP) | [5 empty] | WORKSTATIONS |  | MONITORCARDIAPORTABLE-DraegerMed-Infinity C700 | MONITORCARDIAPORTABLE | Infinity C700 |  |  |  | Draeger Inc | Monitor, Cardiac, Portable |  |  | MONITORCARDIAPORTABLE-DraegerMed-Infinity C700 |  |  |  | Not Covered Vendor Only - Biomedical | MHHS-TMC
NO | NO | [5 empty] | Draeger Medical Inc. | INFINITY C700 |  |  | TMC - OR - ANESTHESIA (CONTRACT EQUIP) | MHHS-TMC |  | Monitor, Cardiac, Portable |  |  |  | TMC |  | TMC - OR - ANESTHESIA (CONTRACT EQUIP) | [5 empty] | WORKSTATIONS |  | MONITORCARDIAPORTABLE-DraegerMed-Infinity C700 | MONITORCARDIAPORTABLE | Infinity C700 |  |  |  | Draeger Inc | Monitor, Cardiac, Portable |  |  | MONITORCARDIAPORTABLE-DraegerMed-Infinity C700 |  |  |  | Not Covered Vendor Only - Biomedical | MHHS-TMC
NO | NO | [5 empty] | Draeger Medical Inc. | INFINITY C700 |  |  | TMC - OR - ANESTHESIA (CONTRACT EQUIP) | MHHS-TMC |  | Monitor, Cardiac, Portable |  |  |  | TMC |  | TMC - OR - ANESTHESIA (CONTRACT EQUIP) | [5 empty] | WORKSTATIONS |  | MONITORCARDIAPORTABLE-DraegerMed-Infinity C700 | MONITORCARDIAPORTABLE | Infinity C700 |  |  |  | Draeger Inc | Monitor, Cardiac, Portable |  |  | MONITORCARDIAPORTABLE-DraegerMed-Infinity C700 |  |  |  | Not Covered Vendor Only - Biomedical | MHHS-TMC
NO | NO | [5 empty] | Draeger Medical Inc. | INFINITY C700 |  |  | TMC - OR - ANESTHESIA (CONTRACT EQUIP) | MHHS-TMC |  | Monitor, Cardiac, Portable |  |  |  | TMC |  | TMC - OR - ANESTHESIA (CONTRACT EQUIP) | [5 empty] | WORKSTATIONS |  | MONITORCARDIAPORTABLE-DraegerMed-Infinity C700 | MONITORCARDIAPORTABLE | Infinity C700 |  |  |  | Draeger Inc | Monitor, Cardiac, Portable |  |  | MONITORCARDIAPORTABLE-DraegerMed-Infinity C700 |  |  |  | Not Covered Vendor Only - Biomedical | MHHS-TMC
NO | NO |  |  |  | TPAA578816 |  | Draeger Medical Inc. | INFINITY C700 |  | TPAA578816 | TMC - OR - ANESTHESIA (CONTRACT EQUIP) | MHHS-TMC |  | Monitor, Cardiac, Portable |  | TPAA578816 |  | TMC |  | TMC - OR - ANESTHESIA (CONTRACT EQUIP) | [5 empty] | WORKSTATIONS |  | MONITORCARDIAPORTABLE-DraegerMed-Infinity C700 | MONITORCARDIAPORTABLE | Infinity C700 |  |  |  | Draeger Inc | Monitor, Cardiac, Portable |  |  | MONITORCARDIAPORTABLE-DraegerMed-Infinity C700 |  |  |  | Not Covered Vendor Only - Biomedical | MHHS-TMC
NO | NO |  |  |  | TPAA606809 |  | Draeger Medical Inc. | INFINITY C700 |  | TPAA606809 | TMC - OR - ANESTHESIA (CONTRACT EQUIP) | MHHS-TMC |  | Monitor, Cardiac, Portable |  | TPAA606809 |  | TMC |  | TMC - OR - ANESTHESIA (CONTRACT EQUIP) | [5 empty] | WORKSTATIONS |  | MONITORCARDIAPORTABLE-DraegerMed-Infinity C700 | MONITORCARDIAPORTABLE | Infinity C700 |  |  |  | Draeger Inc | Monitor, Cardiac, Portable |  |  | MONITORCARDIAPORTABLE-DraegerMed-Infinity C700 |  |  |  | Not Covered Vendor Only - Biomedical | MHHS-TMC
NO | NO |  |  |  | TPAA684198 |  | Draeger Medical Inc. | INFINITY C700 |  | TPAA684198 | TMC - OR - ANESTHESIA (CONTRACT EQUIP) | MHHS-TMC |  | Monitor, Cardiac, Portable |  | TPAA684198 |  | TMC |  | TMC - OR - ANESTHESIA (CONTRACT EQUIP) | [5 empty] | WORKSTATIONS |  | MONITORCARDIAPORTABLE-DraegerMed-Infinity C700 | MONITORCARDIAPORTABLE | Infinity C700 |  |  |  | Draeger Inc | Monitor, Cardiac, Portable |  |  | MONITORCARDIAPORTABLE-DraegerMed-Infinity C700 |  |  |  | Not Covered Vendor Only - Biomedical | MHHS-TMC
NO | NO |  |  |  | TPAA684236 |  | Draeger Medical Inc. | INFINITY C700 |  | TPAA684236 | TMC - OR - ANESTHESIA (CONTRACT EQUIP) | MHHS-TMC |  | Monitor, Cardiac, Portable |  | TPAA684236 |  | TMC |  | TMC - OR - ANESTHESIA (CONTRACT EQUIP) | [5 empty] | WORKSTATIONS |  | MONITORCARDIAPORTABLE-DraegerMed-Infinity C700 | MONITORCARDIAPORTABLE | Infinity C700 |  |  |  | Draeger Inc | Monitor, Cardiac, Portable |  |  | MONITORCARDIAPORTABLE-DraegerMed-Infinity C700 |  |  |  | Not Covered Vendor Only - Biomedical | MHHS-TMC
NO | NO |  |  |  | 069-39860 |  | Draeger Medical Inc. | INFINITY C700 |  |  | TMC - OR - ANESTHESIA (OLD) | MHHS-TMC |  | Monitor, Cardiac, Portable |  | 069-39860 |  | TMC |  | TMC - OR - ANESTHESIA (OLD) | [5 empty] | WORKSTATIONS |  | MONITORCARDIAPORTABLE-DraegerMed-Infinity C700 | MONITORCARDIAPORTABLE | Infinity C700 |  |  |  | Draeger Inc | Monitor, Cardiac, Portable |  |  | MONITORCARDIAPORTABLE-DraegerMed-Infinity C700 |  |  |  | Not Covered Vendor Only - Biomedical | MHHS-TMC
NO | YES |  |  |  |  | 013-10719 | Draeger Medical Inc. | INFINITY GAMMA XL |  |  | SW-Respiratory | MHHS-Southwest |  | Monitor, Cardiac, Fixed |  |  | 013-10719 | Memorial Hermann Hospital - Southwest | MHHS-Southwest | SW-Respiratory | Endoscopy | 9/1/19 |  |  |  | MONITORS, PHYSIOLOGIC, VITAL SIGNS | Monitor, Cardiac, Fixed | MONITORCARDIACFIXED-DraegerMed-Infinity Gamma XL | MONITORCARDIACFIXED | Infinity Gamma XL |  |  |  | Draeger Inc | Monitor, Cardiac, Fixed |  |  | MONITORCARDIACFIXED-DraegerMed-Infinity Gamma XL | 11/8/20 |  | MCH-A | Not Covered Vendor Only - Biomedical | MHHS-Southwest | [8 empty] | MONITORCARDIACFIXED | Monitor, Cardiac, Fixed | Draeger Inc
YES | YES | [5 empty] | Draeger Medical Inc. | INFINITY GAMMA XL |  |  | SW - RESPIRATORY | [6 empty] | Memorial Hermann Hospital - Southwest | Memorial Hermann Hospital - Southwest | SW - RESPIRATORY | Endoscopy
NO | NO | [5 empty] | Draeger Medical Inc. | INFINITY GAMMA XL |  |  | SW - ENDOSCOPY | MHHS-Southwest |  | Monitor, Cardiac, Fixed |  |  |  | Southwest |  | SW - ENDOSCOPY | [5 empty] | MONITORS, PHYSIOLOGIC, VITAL SIGNS |  | MONITORCARDIACFIXED-DraegerMed-Infinity Gamma XL | MONITORCARDIACFIXED | Infinity Gamma XL |  |  |  | Draeger Inc | Monitor, Cardiac, Fixed |  |  | MONITORCARDIACFIXED-DraegerMed-Infinity Gamma XL |  |  |  | Not Covered Vendor Only - Biomedical | MHHS-Southwest
NO | YES |  |  |  | 069-41776 | 069-41776 | Draeger Medical Inc. | INFINITY M540 |  |  | TMC-OR-Anesthesia (2Hp) | MHHS-TMC |  | Monitor, Vital Signs |  | 069-41776 | 069-41776 | TMC | MHHS-TMC | TMC-OR-Anesthesia (2Hp) |  | 11/1/19 |  | 11/1/20 | In biomed | PHYSIOLOGIC MONITOR MODULES, MULTIPARAMETER | Monitor, Vital Signs | MONITORVITALSIGNS-DraegerMed-Infinity M540 | MONITORVITALSIGNS | Infinity M540 |  |  |  | Draeger Inc | Monitor, Vital Signs |  |  | MONITORVITALSIGNS-DraegerMed-Infinity M540 | 11/8/20 |  | MVS-A | Not Covered Vendor Only - Biomedical | MHHS-TMC | [8 empty] | MONITORVITALSIGNS | Monitor, Vital Signs | Draeger Inc
NO | YES |  |  |  | 069-41780 | 069-41780 | Draeger Medical Inc. | INFINITY M540 |  |  | TMC-OR-Hermann (2Hp) | MHHS-TMC |  | Monitor, Vital Signs |  | 069-41780 | 069-41780 | TMC | MHHS-TMC | TMC-OR-Hermann (2Hp) | OR 36 | 11/1/19 |  | 11/1/20 |  | PHYSIOLOGIC MONITOR MODULES, MULTIPARAMETER |  | MONITORVITALSIGNS-DraegerMed-Infinity M540 | MONITORVITALSIGNS | Infinity M540 |  |  |  | Draeger Inc | Monitor, Vital Signs |  |  | MONITORVITALSIGNS-DraegerMed-Infinity M540 | 11/8/20 |  |  | Not Covered Vendor Only - Biomedical | MHHS-TMC
NO | YES |  |  |  | 069-48456 | 069-48456 | Draeger Medical Inc. | INFINITY M540 |  |  | TMC-Sarofim 2-OR | MHHS-TMC |  | Monitor, Vital Signs |  | 069-48456 | 069-48456 | TMC | MHHS-TMC | TMC-Sarofim 2-OR | Or 10 |  |  |  | No pm | PHYSIOLOGIC MONITOR MODULES, MULTIPARAMETER |  | MONITORVITALSIGNS-DraegerMed-Infinity M540 | MONITORVITALSIGNS | Infinity M540 |  |  |  | Draeger Inc | Monitor, Vital Signs |  |  | MONITORVITALSIGNS-DraegerMed-Infinity M540 | 11/8/20 |  |  | Not Covered Vendor Only - Biomedical | MHHS-TMC
NO | YES |  |  |  | 069-48464 | 069-48464 | Draeger Medical Inc. | INFINITY M540 |  |  | TMC-OR-Anesthesia (2Hp) | MHHS-TMC |  | Monitor, Vital Signs |  | 069-48464 | 069-48464 | TMC | MHHS-TMC | TMC-OR-Anesthesia (2Hp) | OR 48 |  |  |  |  | PHYSIOLOGIC MONITOR MODULES, MULTIPARAMETER |  | MONITORVITALSIGNS-DraegerMed-Infinity M540 | MONITORVITALSIGNS | Infinity M540 |  |  |  | Draeger Inc | Monitor, Vital Signs |  |  | MONITORVITALSIGNS-DraegerMed-Infinity M540 | 11/8/20 |  |  | Not Covered Vendor Only - Biomedical | MHHS-TMC
NO | YES | Asset Tag 069-42304 |  |  | 069-42304 | 069-42304 | Draeger Medical Inc. | INFINITY M540 |  |  | (null) | MHHS-TMC |  | Monitor, Vital Signs |  | 069-42304 | 069-42304 | (null) | MHHS-TMC | (null) | (null) |  |  |  | (null) | PHYSIOLOGIC MONITOR MODULES, MULTIPARAMETER |  | MONITORVITALSIGNS-DraegerMed-Infinity M540 | MONITORVITALSIGNS | Infinity M540 |  |  |  | Draeger Inc | Monitor, Vital Signs |  |  | MONITORVITALSIGNS-DraegerMed-Infinity M540 | 11/8/20 |  |  | Not Covered Vendor Only - Biomedical | MHHS-TMC
NO | YES |  |  |  | 069-48472 | 069-48472 | Draeger Medical Inc. | INFINITY M540 |  |  | TMC-OR-Hermann (2Hp) | MHHS-TMC |  | Monitor, Vital Signs |  | 069-48472 | 069-48472 | TMC | MHHS-TMC | TMC-OR-Hermann (2Hp) | Or 35 |  |  |  | No PM Sticker | PHYSIOLOGIC MONITOR MODULES, MULTIPARAMETER |  | MONITORVITALSIGNS-DraegerMed-Infinity M540 | MONITORVITALSIGNS | Infinity M540 |  |  |  | Draeger Inc | Monitor, Vital Signs |  |  | MONITORVITALSIGNS-DraegerMed-Infinity M540 | 11/8/20 |  |  | Not Covered Vendor Only - Biomedical | MHHS-TMC
NO | YES |  |  |  | 069-48476 | 069-48476 | Draeger Medical Inc. | INFINITY M540 |  |  | TMC-OR-Robertson (2R) | MHHS-TMC |  | Monitor, Vital Signs |  | 069-48476 | 069-48476 | TMC | MHHS-TMC | TMC-OR-Robertson (2R) | Room 39 |  |  |  | No pm | PHYSIOLOGIC MONITOR MODULES, MULTIPARAMETER |  | MONITORVITALSIGNS-DraegerMed-Infinity M540 | MONITORVITALSIGNS | Infinity M540 |  |  |  | Draeger Inc | Monitor, Vital Signs |  |  | MONITORVITALSIGNS-DraegerMed-Infinity M540 | 11/8/20 |  |  | Not Covered Vendor Only - Biomedical | MHHS-TMC
NO | YES |  |  |  | 069-48480 | 069-48480 | Draeger Medical Inc. | INFINITY M540 |  |  | TMC-MHTMC-Central Supply | MHHS-TMC |  | Monitor, Vital Signs |  | 069-48480 | 069-48480 | TMC | MHHS-TMC | TMC-MHTMC-Central Supply | Or 38 |  |  |  |  | PHYSIOLOGIC MONITOR MODULES, MULTIPARAMETER |  | MONITORVITALSIGNS-DraegerMed-Infinity M540 | MONITORVITALSIGNS | Infinity M540 |  |  |  | Draeger Inc | Monitor, Vital Signs |  |  | MONITORVITALSIGNS-DraegerMed-Infinity M540 | 11/8/20 |  |  | Not Covered Vendor Only - Biomedical | MHHS-TMC
NO | YES |  |  |  | 069-48484 | 069-48484 | Draeger Medical Inc. | INFINITY M540 |  |  | TMC-OR-Anesthesia (2Hp) | MHHS-TMC |  | Monitor, Vital Signs |  | 069-48484 | 069-48484 | TMC | MHHS-TMC | TMC-OR-Anesthesia (2Hp) | OR 40 | 4/1/20 |  |  | No pm found | PHYSIOLOGIC MONITOR MODULES, MULTIPARAMETER |  | MONITORVITALSIGNS-DraegerMed-Infinity M540 | MONITORVITALSIGNS | Infinity M540 |  |  |  | Draeger Inc | Monitor, Vital Signs |  |  | MONITORVITALSIGNS-DraegerMed-Infinity M540 | 11/8/20 |  |  | Not Covered Vendor Only - Biomedical | MHHS-TMC
NO | YES |  |  |  | 069-39284 | 069-39284 | Draeger Medical Inc. | INFINITY M540 |  |  | TMC-OR-Anesthesia (Contract Equip) | MHHS-TMC |  | Monitor, Vital Signs |  | 069-39284 | 069-39284 | TMC | MHHS-TMC | TMC-OR-Anesthesia (Contract Equip) | OR 9 | 10/1/18 |  | 10/1/19 |  | PHYSIOLOGIC MONITOR MODULES, MULTIPARAMETER |  | MONITORVITALSIGNS-DraegerMed-Infinity M540 | MONITORVITALSIGNS | Infinity M540 |  |  |  | Draeger Inc | Monitor, Vital Signs |  |  | MONITORVITALSIGNS-DraegerMed-Infinity M540 | 11/30/18 |  |  | Covered PM Repair - Biomedical | MHHS-TMC
NO | YES | Serial Number 5613165771 |  |  | 069-39287 | 069-39287 | Draeger Medical Inc. | INFINITY M540 |  |  | TMC-OR-Pedi OR (2R) | MHHS-TMC |  | Monitor, Vital Signs |  | 069-39287 | 069-39287 | TMC | MHHS-TMC | TMC-OR-Pedi OR (2R) | OR 7 | 10/1/18 |  |  |  | PHYSIOLOGIC MONITOR MODULES, MULTIPARAMETER |  | MONITORVITALSIGNS-DraegerMed-Infinity M540 | MONITORVITALSIGNS | Infinity M540 |  |  |  | Draeger Inc | Monitor, Vital Signs |  |  | MONITORVITALSIGNS-DraegerMed-Infinity M540 | 11/30/18 |  |  | Covered PM Repair - Biomedical | MHHS-TMC
NO | YES |  |  |  | 069-39293 | 069-39293 | Draeger Medical Inc. | INFINITY M540 |  |  | TMC-OR-Anesthesia (Contract Equip) | MHHS-TMC |  | Monitor, Vital Signs |  | 069-39293 | 069-39293 | TMC | MHHS-TMC | TMC-OR-Anesthesia (Contract Equip) | CVOR 4 | 12/1/18 |  |  |  | PHYSIOLOGIC MONITOR MODULES, MULTIPARAMETER | Monitor, Vital Signs | MONITORVITALSIGNS-DraegerMed-Infinity M540 | MONITORVITALSIGNS | Infinity M540 |  |  |  | Draeger Inc | Monitor, Vital Signs |  |  | MONITORVITALSIGNS-DraegerMed-Infinity M540 | 11/30/18 |  | MVS-A | Covered PM Repair - Biomedical | MHHS-TMC | [8 empty] | MONITORVITALSIGNS | Monitor, Vital Signs | Draeger Inc
NO | YES | Asset Tag 069-45560 |  |  | 069-45560 | 069-45560 | Draeger Medical Inc. | INFINITY M540 |  |  | TMC-OR-Anesthesia (Contract Equip) | MHHS-TMC |  | Monitor, Vital Signs |  | 069-45560 | 069-45560 | TMC | MHHS-TMC | TMC-OR-Anesthesia (Contract Equip) |  | 5/17/18 |  |  |  | PHYSIOLOGIC MONITOR MODULES, MULTIPARAMETER | Monitor, Vital Signs | MONITORVITALSIGNS-DraegerMed-Infinity M540 | MONITORVITALSIGNS | Infinity M540 |  |  |  | Draeger Inc | Monitor, Vital Signs |  |  | MONITORVITALSIGNS-DraegerMed-Infinity M540 | 11/30/18 | Finished from Script 3/27/2020 12:11:52pm (Central) | MVS-A | Covered PM Repair - Biomedical | MHHS-TMC | [8 empty] | MONITORVITALSIGNS | Monitor, Vital Signs | Draeger Inc
NO | YES |  |  |  | 069-45570 | 069-45570 | Draeger Medical Inc. | INFINITY M540 |  |  | TMC-OR-Hermann (2Hp) | MHHS-TMC |  | Monitor, Vital Signs |  | 069-45570 | 069-45570 | TMC | MHHS-TMC | TMC-OR-Hermann (2Hp) | Or 6 or206 | 5/1/18 |  | 5/1/19 |  | PHYSIOLOGIC MONITOR MODULES, MULTIPARAMETER |  | MONITORVITALSIGNS-DraegerMed-Infinity M540 | MONITORVITALSIGNS | Infinity M540 |  |  |  | Draeger Inc | Monitor, Vital Signs |  |  | MONITORVITALSIGNS-DraegerMed-Infinity M540 | 11/30/18 |  |  | Covered PM Repair - Biomedical | MHHS-TMC
NO | YES |  |  |  | 074-05141 | 074-05141 | Draeger Medical Inc. | INFINITY M540 |  |  | TMC-Cath Lab-Adult (2Hvi) | MHHS-TMC |  | Monitor, Vital Signs |  | 074-05141 | 074-05141 | TMC | MHHS-TMC | TMC-Cath Lab-Adult (2Hvi) | OR6 |  |  |  |  | PHYSIOLOGIC MONITOR MODULES, MULTIPARAMETER | Monitor, Vital Signs | MONITORVITALSIGNS-DraegerMed-Infinity M540 | MONITORVITALSIGNS | Infinity M540 |  |  |  | Draeger Inc | Monitor, Vital Signs |  |  | MONITORVITALSIGNS-DraegerMed-Infinity M540 | 11/30/18 |  | MVS-A | Covered PM Repair - Biomedical | MHHS-TMC | [8 empty] | MONITORVITALSIGNS | Monitor, Vital Signs | Draeger Inc
NO | YES |  |  |  |  | 069-38619 | Draeger Medical Inc. | INFINITY M540 |  |  | TMC-OR-Anesthesia (Contract Equip) | MHHS-TMC |  | Monitor, Vital Signs |  |  | 069-38619 | TMC | MHHS-TMC | TMC-OR-Anesthesia (Contract Equip) | TMC - OR - ANESTHESIA | 8/1/19 |  |  |  | PHYSIOLOGIC MONITOR MODULES, MULTIPARAMETER | Monitor, Vital Signs | MONITORVITALSIGNS-DraegerMed-Infinity M540 | MONITORVITALSIGNS | Infinity M540 |  |  |  | Draeger Inc | Monitor, Vital Signs |  |  | MONITORVITALSIGNS-DraegerMed-Infinity M540 | 11/30/18 |  | MVS-A | Covered PM Repair - Biomedical | MHHS-TMC | [8 empty] | MONITORVITALSIGNS | Monitor, Vital Signs | Draeger Inc
NO | YES |  |  |  | 069-39877 | 069-39877 | Draeger Medical Inc. | INFINITY M540 |  |  | Cath lab | MHHS-TMC |  | Monitor, Vital Signs |  | 069-39877 | 069-39877 | TMC | Memorial Hermann-Texas Medical Center | Cath lab | Cath lab 1 | 1/1/19 |  |  | No PM Sticker | PHYSIOLOGIC MONITOR MODULES, MULTIPARAMETER | Monitor, Vital Signs | MONITORVITALSIGNS-DraegerMed-Infinity M540 | MONITORVITALSIGNS | Infinity M540 |  |  |  | Draeger Inc | Monitor, Vital Signs |  |  | MONITORVITALSIGNS-DraegerMed-Infinity M540 | 12/1/25 |  | MVS-A | Not Covered Vendor Only - Biomedical | MHHS-TMC | [8 empty] | MONITORVITALSIGNS | Monitor, Vital Signs | Draeger Inc
NO | YES |  |  |  | 069-39704 | 069-39704 | Draeger Medical Inc. | INFINITY M540 |  |  | TMC-OR-Robertson (2R) | MHHS-TMC |  | Monitor, Vital Signs |  | 069-39704 | 069-39704 | TMC | MHHS-TMC | TMC-OR-Robertson (2R) | OR 58 | 8/1/18 |  |  |  | PHYSIOLOGIC MONITOR MODULES, MULTIPARAMETER |  | MONITORVITALSIGNS-DraegerMed-Infinity M540 | MONITORVITALSIGNS | Infinity M540 |  |  |  | Draeger Inc | Monitor, Vital Signs |  |  | MONITORVITALSIGNS-DraegerMed-Infinity M540 | 12/1/25 |  |  | Not Covered Vendor Only - Biomedical | MHHS-TMC
NO | YES |  |  |  | 099-12519 | 099-12519 | Draeger Medical Inc. | INFINITY M540 |  |  | TMC-OR-CVOR (7Hvi) |  |  |  |  | 099-12519 | 099-12519 | TMC | MHHS-TMC | TMC-OR-CVOR (7Hvi) | Cv OR 1 | 5/1/18 |  | 5/1/19 | PM Past Due
NO | YES |  |  |  | 099-07025 | 099-07025 | Draeger Medical Inc. | INFINITY M540 |  |  | TMC - OR - HERMANN (2HP) |  |  |  |  | 099-07025 | 099-07025 |  | Memorial Hermann-tmc | TMC - OR - HERMANN (2HP) | Or 34 |  |  |  | No PM Sticker
NO | YES |  |  |  | 069-39867 | 069-39867 | Draeger Medical Inc. | INFINITY M540 |  |  | TMC-OR-Anesthesia (Contract Equip) |  |  |  |  | 069-39867 | 069-39867 | TMC | MHHS-TMC | TMC-OR-Anesthesia (Contract Equip) | S2 OR 4 |  |  |  | No pm found
YES | YES |  |  |  | 099-07043 | 099-07043 | Draeger Medical Inc. | INFINITY M540 |  |  | TMC - RADIOLOGY - IR/ANGIO |  |  |  |  | 099-07043 | 099-07043 | TMC | Memorial Hermann-Texas Medical Center | TMC - RADIOLOGY - IR/ANGIO | OR-08 | [6 empty] | MONITORVITALSIGNS-DraegerMed-Infinity M540
NO | YES |  |  |  | 099-09653 | 099-09653 | Draeger Medical Inc. | INFINITY M540 |  |  | TMC-Sarofim 2-OR |  |  |  |  | 099-09653 | 099-09653 | TMC | MHHS-TMC | TMC-Sarofim 2-OR | S2 OR 1 |  |  |  | No pm found
NO | YES |  |  |  | 069-39853 | 069-39853 | Draeger Medical Inc. | INFINITY M540 |  |  | TMC-OR-Hermann (2Hp) |  |  |  |  | 069-39853 | 069-39853 | TMC | MHHS-TMC | TMC-OR-Hermann (2Hp) | OR 51
NO | YES |  |  |  | 099-09980 | 099-09980 | Draeger Medical Inc. | INFINITY M540 |  |  | TMC-Sarofim 2-OR |  |  |  |  | 099-09980 | 099-09980 | TMC | MHHS-TMC | TMC-Sarofim 2-OR | S2 OR 67 |  |  |  | No pm found
NO | NO |  |  |  | 069-39290 |  | Draeger Medical Inc. | INFINITY M540 |  |  | TMC - OR - ANESTHESIA (2HP) | MHHS-TMC |  | Monitor, Vital Signs |  | 069-39290 |  | TMC |  | TMC - OR - ANESTHESIA (2HP) | [5 empty] | PHYSIOLOGIC MONITOR MODULES, MULTIPARAMETER |  | MONITORVITALSIGNS-DraegerMed-Infinity M540 | MONITORVITALSIGNS | Infinity M540 |  |  |  | Draeger Inc | Monitor, Vital Signs |  |  | MONITORVITALSIGNS-DraegerMed-Infinity M540 |  |  |  | Not Covered Vendor Only - Biomedical | MHHS-TMC
NO | NO |  |  |  | 069-48460 |  | Draeger Medical Inc. | INFINITY M540 |  |  | TMC - OR - ANESTHESIA (2HP) | MHHS-TMC |  | Monitor, Vital Signs |  | 069-48460 |  | TMC |  | TMC - OR - ANESTHESIA (2HP) | [5 empty] | PHYSIOLOGIC MONITOR MODULES, MULTIPARAMETER |  | MONITORVITALSIGNS-DraegerMed-Infinity M540 | MONITORVITALSIGNS | Infinity M540 |  |  |  | Draeger Inc | Monitor, Vital Signs |  |  | MONITORVITALSIGNS-DraegerMed-Infinity M540 |  |  |  | Not Covered Vendor Only - Biomedical | MHHS-TMC
NO | NO |  |  |  | 069-39296 |  | Draeger Medical Inc. | INFINITY M540 |  |  | TMC - OR - ANESTHESIA (CONTRACT EQUIP) | MHHS-TMC |  | Monitor, Vital Signs |  | 069-39296 |  | TMC |  | TMC - OR - ANESTHESIA (CONTRACT EQUIP) | [5 empty] | PHYSIOLOGIC MONITOR MODULES, MULTIPARAMETER |  | MONITORVITALSIGNS-DraegerMed-Infinity M540 | MONITORVITALSIGNS | Infinity M540 |  |  |  | Draeger Inc | Monitor, Vital Signs |  |  | MONITORVITALSIGNS-DraegerMed-Infinity M540 |  |  |  | Covered PM Repair - Biomedical | MHHS-TMC
NO | NO | [5 empty] | Draeger Medical Inc. | INFINITY M540 |  |  | TMC - OR - ANESTHESIA (CONTRACT EQUIP) | MHHS-TMC |  | Monitor, Vital Signs |  |  |  | TMC |  | TMC - OR - ANESTHESIA (CONTRACT EQUIP) | [5 empty] | PHYSIOLOGIC MONITOR MODULES, MULTIPARAMETER |  | MONITORVITALSIGNS-DraegerMed-Infinity M540 | MONITORVITALSIGNS | Infinity M540 |  |  |  | Draeger Inc | Monitor, Vital Signs |  |  | MONITORVITALSIGNS-DraegerMed-Infinity M540 |  |  |  | Covered PM Repair - Biomedical | MHHS-TMC
NO | NO | [5 empty] | Draeger Medical Inc. | INFINITY M540 |  |  | TMC - OR - ANESTHESIA (CONTRACT EQUIP) | MHHS-TMC |  | Monitor, Vital Signs |  |  |  | TMC |  | TMC - OR - ANESTHESIA (CONTRACT EQUIP) | [5 empty] | PHYSIOLOGIC MONITOR MODULES, MULTIPARAMETER |  | MONITORVITALSIGNS-DraegerMed-Infinity M540 | MONITORVITALSIGNS | Infinity M540 |  |  |  | Draeger Inc | Monitor, Vital Signs |  |  | MONITORVITALSIGNS-DraegerMed-Infinity M540 |  |  |  | Covered PM Repair - Biomedical | MHHS-TMC
NO | NO | [5 empty] | Draeger Medical Inc. | INFINITY M540 |  |  | TMC - OR - ANESTHESIA (CONTRACT EQUIP) | MHHS-TMC |  | Monitor, Vital Signs |  |  |  | TMC |  | TMC - OR - ANESTHESIA (CONTRACT EQUIP) | [5 empty] | PHYSIOLOGIC MONITOR MODULES, MULTIPARAMETER |  | MONITORVITALSIGNS-DraegerMed-Infinity M540 | MONITORVITALSIGNS | Infinity M540 |  |  |  | Draeger Inc | Monitor, Vital Signs |  |  | MONITORVITALSIGNS-DraegerMed-Infinity M540 |  |  |  | Covered PM Repair - Biomedical | MHHS-TMC
NO | NO | [5 empty] | Draeger Medical Inc. | INFINITY M540 |  |  | TMC - OR - ANESTHESIA (CONTRACT EQUIP) | MHHS-TMC |  | Monitor, Vital Signs |  |  |  | TMC |  | TMC - OR - ANESTHESIA (CONTRACT EQUIP) | [5 empty] | PHYSIOLOGIC MONITOR MODULES, MULTIPARAMETER |  | MONITORVITALSIGNS-DraegerMed-Infinity M540 | MONITORVITALSIGNS | Infinity M540 |  |  |  | Draeger Inc | Monitor, Vital Signs |  |  | MONITORVITALSIGNS-DraegerMed-Infinity M540 |  |  |  | Covered PM Repair - Biomedical | MHHS-TMC
NO | NO | [5 empty] | Draeger Medical Inc. | INFINITY M540 |  |  | TMC - OR - ANESTHESIA (CONTRACT EQUIP) | MHHS-TMC |  | Monitor, Vital Signs |  |  |  | TMC |  | TMC - OR - ANESTHESIA (CONTRACT EQUIP) | [5 empty] | PHYSIOLOGIC MONITOR MODULES, MULTIPARAMETER |  | MONITORVITALSIGNS-DraegerMed-Infinity M540 | MONITORVITALSIGNS | Infinity M540 |  |  |  | Draeger Inc | Monitor, Vital Signs |  |  | MONITORVITALSIGNS-DraegerMed-Infinity M540 |  |  |  | Covered PM Repair - Biomedical | MHHS-TMC
NO | NO | [5 empty] | Draeger Medical Inc. | INFINITY M540 |  |  | TMC - OR - ANESTHESIA (CONTRACT EQUIP) | MHHS-TMC |  | Monitor, Vital Signs |  |  |  | TMC |  | TMC - OR - ANESTHESIA (CONTRACT EQUIP) | [5 empty] | PHYSIOLOGIC MONITOR MODULES, MULTIPARAMETER |  | MONITORVITALSIGNS-DraegerMed-Infinity M540 | MONITORVITALSIGNS | Infinity M540 |  |  |  | Draeger Inc | Monitor, Vital Signs |  |  | MONITORVITALSIGNS-DraegerMed-Infinity M540 |  |  |  | Covered PM Repair - Biomedical | MHHS-TMC
NO | NO | [5 empty] | Draeger Medical Inc. | INFINITY M540 |  |  | TMC - OR - ANESTHESIA (CONTRACT EQUIP) | MHHS-TMC |  | Monitor, Vital Signs |  |  |  | TMC |  | TMC - OR - ANESTHESIA (CONTRACT EQUIP) | [5 empty] | PHYSIOLOGIC MONITOR MODULES, MULTIPARAMETER |  | MONITORVITALSIGNS-DraegerMed-Infinity M540 | MONITORVITALSIGNS | Infinity M540 |  |  |  | Draeger Inc | Monitor, Vital Signs |  |  | MONITORVITALSIGNS-DraegerMed-Infinity M540 |  |  |  | Covered PM Repair - Biomedical | MHHS-TMC
NO | NO | [5 empty] | Draeger Medical Inc. | INFINITY M540 |  |  | TMC - OR - ANESTHESIA (CONTRACT EQUIP) | MHHS-TMC |  | Monitor, Vital Signs |  |  |  | TMC |  | TMC - OR - ANESTHESIA (CONTRACT EQUIP) | [5 empty] | PHYSIOLOGIC MONITOR MODULES, MULTIPARAMETER |  | MONITORVITALSIGNS-DraegerMed-Infinity M540 | MONITORVITALSIGNS | Infinity M540 |  |  |  | Draeger Inc | Monitor, Vital Signs |  |  | MONITORVITALSIGNS-DraegerMed-Infinity M540 |  |  |  | Covered PM Repair - Biomedical | MHHS-TMC
NO | NO | [5 empty] | Draeger Medical Inc. | INFINITY M540 |  |  | TMC - OR - ANESTHESIA (CONTRACT EQUIP) | MHHS-TMC |  | Monitor, Vital Signs |  |  |  | TMC |  | TMC - OR - ANESTHESIA (CONTRACT EQUIP) | [5 empty] | PHYSIOLOGIC MONITOR MODULES, MULTIPARAMETER |  | MONITORVITALSIGNS-DraegerMed-Infinity M540 | MONITORVITALSIGNS | Infinity M540 |  |  |  | Draeger Inc | Monitor, Vital Signs |  |  | MONITORVITALSIGNS-DraegerMed-Infinity M540 |  |  |  | Covered PM Repair - Biomedical | MHHS-TMC
NO | NO | [5 empty] | Draeger Medical Inc. | INFINITY M540 |  |  | TMC - OR - ANESTHESIA (CONTRACT EQUIP) | MHHS-TMC |  | Monitor, Vital Signs |  |  |  | TMC |  | TMC - OR - ANESTHESIA (CONTRACT EQUIP) | [5 empty] | PHYSIOLOGIC MONITOR MODULES, MULTIPARAMETER |  | MONITORVITALSIGNS-DraegerMed-Infinity M540 | MONITORVITALSIGNS | Infinity M540 |  |  |  | Draeger Inc | Monitor, Vital Signs |  |  | MONITORVITALSIGNS-DraegerMed-Infinity M540 |  |  |  | Covered PM Repair - Biomedical | MHHS-TMC
NO | NO | [5 empty] | Draeger Medical Inc. | INFINITY M540 |  |  | TMC - OR - ANESTHESIA (CONTRACT EQUIP) | MHHS-TMC |  | Monitor, Vital Signs |  |  |  | TMC |  | TMC - OR - ANESTHESIA (CONTRACT EQUIP) | [5 empty] | PHYSIOLOGIC MONITOR MODULES, MULTIPARAMETER |  | MONITORVITALSIGNS-DraegerMed-Infinity M540 | MONITORVITALSIGNS | Infinity M540 |  |  |  | Draeger Inc | Monitor, Vital Signs |  |  | MONITORVITALSIGNS-DraegerMed-Infinity M540 |  |  |  | Covered PM Repair - Biomedical | MHHS-TMC
NO | NO | [5 empty] | Draeger Medical Inc. | INFINITY M540 |  |  | TMC - OR - ANESTHESIA (CONTRACT EQUIP) | MHHS-TMC |  | Monitor, Vital Signs |  |  |  | TMC |  | TMC - OR - ANESTHESIA (CONTRACT EQUIP) | [5 empty] | PHYSIOLOGIC MONITOR MODULES, MULTIPARAMETER |  | MONITORVITALSIGNS-DraegerMed-Infinity M540 | MONITORVITALSIGNS | Infinity M540 |  |  |  | Draeger Inc | Monitor, Vital Signs |  |  | MONITORVITALSIGNS-DraegerMed-Infinity M540 |  |  |  | Covered PM Repair - Biomedical | MHHS-TMC
NO | NO | [5 empty] | Draeger Medical Inc. | INFINITY M540 |  |  | TMC - OR - ANESTHESIA (CONTRACT EQUIP) | MHHS-TMC |  | Monitor, Vital Signs |  |  |  | TMC |  | TMC - OR - ANESTHESIA (CONTRACT EQUIP) | [5 empty] | PHYSIOLOGIC MONITOR MODULES, MULTIPARAMETER |  | MONITORVITALSIGNS-DraegerMed-Infinity M540 | MONITORVITALSIGNS | Infinity M540 |  |  |  | Draeger Inc | Monitor, Vital Signs |  |  | MONITORVITALSIGNS-DraegerMed-Infinity M540 |  |  |  | Covered PM Repair - Biomedical | MHHS-TMC
NO | NO | [5 empty] | Draeger Medical Inc. | INFINITY M540 |  |  | TMC - OR - ANESTHESIA (CONTRACT EQUIP) | MHHS-TMC |  | Monitor, Vital Signs |  |  |  | TMC |  | TMC - OR - ANESTHESIA (CONTRACT EQUIP) | [5 empty] | PHYSIOLOGIC MONITOR MODULES, MULTIPARAMETER |  | MONITORVITALSIGNS-DraegerMed-Infinity M540 | MONITORVITALSIGNS | Infinity M540 |  |  |  | Draeger Inc | Monitor, Vital Signs |  |  | MONITORVITALSIGNS-DraegerMed-Infinity M540 |  |  |  | Covered PM Repair - Biomedical | MHHS-TMC
NO | NO | [5 empty] | Draeger Medical Inc. | INFINITY M540 |  |  | TMC - OR - ANESTHESIA (CONTRACT EQUIP) | MHHS-TMC |  | Monitor, Vital Signs |  |  |  | TMC |  | TMC - OR - ANESTHESIA (CONTRACT EQUIP) | [5 empty] | PHYSIOLOGIC MONITOR MODULES, MULTIPARAMETER |  | MONITORVITALSIGNS-DraegerMed-Infinity M540 | MONITORVITALSIGNS | Infinity M540 |  |  |  | Draeger Inc | Monitor, Vital Signs |  |  | MONITORVITALSIGNS-DraegerMed-Infinity M540 |  |  |  | Covered PM Repair - Biomedical | MHHS-TMC
NO | NO | [5 empty] | Draeger Medical Inc. | INFINITY M540 |  |  | TMC - OR - ANESTHESIA (CONTRACT EQUIP) | MHHS-TMC |  | Monitor, Vital Signs |  |  |  | TMC |  | TMC - OR - ANESTHESIA (CONTRACT EQUIP) | [5 empty] | PHYSIOLOGIC MONITOR MODULES, MULTIPARAMETER |  | MONITORVITALSIGNS-DraegerMed-Infinity M540 | MONITORVITALSIGNS | Infinity M540 |  |  |  | Draeger Inc | Monitor, Vital Signs |  |  | MONITORVITALSIGNS-DraegerMed-Infinity M540 |  |  |  | Covered PM Repair - Biomedical | MHHS-TMC
NO | NO | [5 empty] | Draeger Medical Inc. | INFINITY M540 |  |  | TMC - OR - ANESTHESIA (CONTRACT EQUIP) | MHHS-TMC |  | Monitor, Vital Signs |  |  |  | TMC |  | TMC - OR - ANESTHESIA (CONTRACT EQUIP) | [5 empty] | PHYSIOLOGIC MONITOR MODULES, MULTIPARAMETER |  | MONITORVITALSIGNS-DraegerMed-Infinity M540 | MONITORVITALSIGNS | Infinity M540 |  |  |  | Draeger Inc | Monitor, Vital Signs |  |  | MONITORVITALSIGNS-DraegerMed-Infinity M540 |  |  |  | Covered PM Repair - Biomedical | MHHS-TMC
NO | NO | [5 empty] | Draeger Medical Inc. | INFINITY M540 |  |  | TMC - OR - ANESTHESIA (CONTRACT EQUIP) | MHHS-TMC |  | Monitor, Vital Signs |  |  |  | TMC |  | TMC - OR - ANESTHESIA (CONTRACT EQUIP) | [5 empty] | PHYSIOLOGIC MONITOR MODULES, MULTIPARAMETER |  | MONITORVITALSIGNS-DraegerMed-Infinity M540 | MONITORVITALSIGNS | Infinity M540 |  |  |  | Draeger Inc | Monitor, Vital Signs |  |  | MONITORVITALSIGNS-DraegerMed-Infinity M540 |  |  |  | Covered PM Repair - Biomedical | MHHS-TMC
NO | NO | [5 empty] | Draeger Medical Inc. | INFINITY M540 |  |  | TMC - OR - ANESTHESIA (CONTRACT EQUIP) | MHHS-TMC |  | Monitor, Vital Signs |  |  |  | TMC |  | TMC - OR - ANESTHESIA (CONTRACT EQUIP) | [5 empty] | PHYSIOLOGIC MONITOR MODULES, MULTIPARAMETER |  | MONITORVITALSIGNS-DraegerMed-Infinity M540 | MONITORVITALSIGNS | Infinity M540 |  |  |  | Draeger Inc | Monitor, Vital Signs |  |  | MONITORVITALSIGNS-DraegerMed-Infinity M540 |  |  |  | Covered PM Repair - Biomedical | MHHS-TMC
NO | NO | [5 empty] | Draeger Medical Inc. | INFINITY M540 |  |  | TMC - OR - ANESTHESIA (CONTRACT EQUIP) | MHHS-TMC |  | Monitor, Vital Signs |  |  |  | TMC |  | TMC - OR - ANESTHESIA (CONTRACT EQUIP) | [5 empty] | PHYSIOLOGIC MONITOR MODULES, MULTIPARAMETER |  | MONITORVITALSIGNS-DraegerMed-Infinity M540 | MONITORVITALSIGNS | Infinity M540 |  |  |  | Draeger Inc | Monitor, Vital Signs |  |  | MONITORVITALSIGNS-DraegerMed-Infinity M540 |  |  |  | Covered PM Repair - Biomedical | MHHS-TMC
NO | NO |  |  |  | 069-39854 |  | Draeger Medical Inc. | INFINITY M540 |  |  | TMC - OR - ANESTHESIA (OLD) | MHHS-TMC |  | Monitor, Vital Signs |  | 069-39854 |  | TMC |  | TMC - OR - ANESTHESIA (OLD) | [5 empty] | PHYSIOLOGIC MONITOR MODULES, MULTIPARAMETER |  | MONITORVITALSIGNS-DraegerMed-Infinity M540 | MONITORVITALSIGNS | Infinity M540 |  |  |  | Draeger Inc | Monitor, Vital Signs |  |  | MONITORVITALSIGNS-DraegerMed-Infinity M540 |  |  |  | Covered PM Repair - Biomedical | MHHS-TMC
NO | NO |  |  |  | 069-39859 |  | Draeger Medical Inc. | INFINITY M540 |  |  | TMC - OR - ANESTHESIA (OLD) | MHHS-TMC |  | Monitor, Vital Signs |  | 069-39859 |  | TMC |  | TMC - OR - ANESTHESIA (OLD) | [5 empty] | PHYSIOLOGIC MONITOR MODULES, MULTIPARAMETER |  | MONITORVITALSIGNS-DraegerMed-Infinity M540 | MONITORVITALSIGNS | Infinity M540 |  |  |  | Draeger Inc | Monitor, Vital Signs |  |  | MONITORVITALSIGNS-DraegerMed-Infinity M540 |  |  |  | Covered PM Repair - Biomedical | MHHS-TMC
NO | NO | [5 empty] | Draeger Medical Inc. | INFINITY M540 |  |  | TMC - OR - ANESTHESIA (OLD) | MHHS-TMC |  | Monitor, Vital Signs |  |  |  | TMC |  | TMC - OR - ANESTHESIA (OLD) | [5 empty] | PHYSIOLOGIC MONITOR MODULES, MULTIPARAMETER |  | MONITORVITALSIGNS-DraegerMed-Infinity M540 | MONITORVITALSIGNS | Infinity M540 |  |  |  | Draeger Inc | Monitor, Vital Signs |  |  | MONITORVITALSIGNS-DraegerMed-Infinity M540 |  |  |  | Covered PM Repair - Biomedical | MHHS-TMC
NO | NO | [5 empty] | Draeger Medical Inc. | INFINITY M540 |  |  | TMC - OR - ANESTHESIA (OLD) | MHHS-TMC |  | Monitor, Vital Signs |  |  |  | TMC |  | TMC - OR - ANESTHESIA (OLD) | [5 empty] | PHYSIOLOGIC MONITOR MODULES, MULTIPARAMETER |  | MONITORVITALSIGNS-DraegerMed-Infinity M540 | MONITORVITALSIGNS | Infinity M540 |  |  |  | Draeger Inc | Monitor, Vital Signs |  |  | MONITORVITALSIGNS-DraegerMed-Infinity M540 |  |  |  | Not Covered Vendor Only - Biomedical | MHHS-TMC
YES | YES |  |  |  | 069-45324 | 069-45324 | Draeger Medical Inc. | INFINITY Masimo set mount kit |  |  | Peds OR |  |  |  |  | 069-45324 | 069-45324 | TMC | Memorial Hermann Texas Medical Center | Peds OR | OR 68 | 12/1/17
YES | YES |  |  |  | 099-07045 | 099-07045 | Draeger Medical Inc. | Isoflurane Vapor 2000 (SEV) |  |  | TMC - RADIOLOGY - IR/ANGIO |  |  |  |  | 099-07045 | 099-07045 | TMC | Memorial Hermann-Texas Medical Center | TMC - RADIOLOGY - IR/ANGIO | OR-08
YES | YES |  |  |  | 069-41847 | 069-41847 | Draeger Medical Inc. | Isoflurane Vapor 2000 (SEV) |  |  | TMC - RADIOLOGY - IR/ANGIO |  |  |  |  | 069-41847 | 069-41847 | TMC | Memorial Hermann-Texas Medical Center | TMC - RADIOLOGY - IR/ANGIO | OR-15
YES | YES |  |  |  | 069-39875 | 069-39875 | Draeger Medical Inc. | Isoflurane Vapor 2000 (SEV) |  |  | TMC - MHTMC - CENTRAL SUPPLY (OLD) |  |  |  |  | 069-39875 | 069-39875 | TMC | Memorial Hermann-Texas Medical Center | TMC - MHTMC - CENTRAL SUPPLY (OLD) | OR-62
NO | YES |  |  |  | 142-05769 | 142-05769 | Draeger Medical Inc. | JM-103 |  | B2001252 | NE-Mother & Baby | MHHS-Northeast |  | Bilirubinometer |  | 142-05769 | 142-05769 | Katy | MHHS-Northeast | NE-Mother & Baby |  | 8/1/19 | 8/1/20 |  |  | BILIRUBINOMETERS | Bilirubinometer | BILIRUBINOMETER-DraegerMed-JM-103 | BILIRUBINOMETER | JM-103 |  |  |  | Draeger Inc | Bilirubinometer |  |  | BILIRUBINOMETER-DraegerMed-JM-103 | 8/24/18 |  |  | Covered PM Repair - Biomedical | MHHS-Northeast | [8 empty] | BILIRUBINOMETER | Bilirubinometer | Draeger Inc
NO | YES | [5 empty] | Draeger Medical Inc. | JM-103 |  |  | SW-Labor & Delivery | MHHS-Southwest |  | Bilirubinometer |  |  |  | Southwest | MHHS-Southwest | SW-Labor & Delivery | Equipment room | 11/1/19 |  | 11/1/20 |  | BILIRUBINOMETERS | Bilirubinometer | BILIRUBINOMETER-DraegerMed-JM-103 | BILIRUBINOMETER | JM-103 |  |  |  | Draeger Inc | Bilirubinometer |  |  | BILIRUBINOMETER-DraegerMed-JM-103 | 8/24/18 |  |  | Covered PM Repair - Biomedical | MHHS-Southwest | [8 empty] | BILIRUBINOMETER | Bilirubinometer | Draeger Inc
NO | YES |  |  |  | 069-40281 | 069-40281 | Draeger Medical Inc. | JM-103 |  | B2201364 | TMC-Children's-L&D (5Hp) | MHHS-TMC |  | Bilirubinometer |  | 069-40281 | 069-40281 | TMC | MHHS-TMC | TMC-Children's-L&D (5Hp) |  | 10/25/16 |  |  |  | BILIRUBINOMETERS |  | BILIRUBINOMETER-DraegerMed-JM-103 | BILIRUBINOMETER | JM-103 |  |  |  | Draeger Inc | Bilirubinometer |  |  | BILIRUBINOMETER-DraegerMed-JM-103 |  |  |  | Covered PM Repair - Biomedical | MHHS-TMC
NO | YES |  |  |  | 069-40385 | 069-40385 | Draeger Medical Inc. | JM-103 |  | B2203736 | TMC-Cullen-Sig Suites (5C) | MHHS-TMC |  | Bilirubinometer |  | 069-40385 | 069-40385 | TMC | MHHS-TMC | TMC-Cullen-Sig Suites (5C) |  | 1/2/19 |  |  |  | BILIRUBINOMETERS |  | BILIRUBINOMETER-DraegerMed-JM-103 | BILIRUBINOMETER | JM-103 |  |  |  | Draeger Inc | Bilirubinometer |  |  | BILIRUBINOMETER-DraegerMed-JM-103 |  | Verified 3/29/2020 11:26:am (Central) |  | Covered PM Repair - Biomedical | MHHS-TMC
NO | NO |  |  |  | 041-18798 |  | Draeger Medical Inc. | JM-103 |  | B2204399 | MEMORIAL CITY - POSTPARTUM - NURSERY | MHHS-Mem City |  | Bilirubinometer |  | 041-18798 |  | West & Memorial City |  | MEMORIAL CITY - POSTPARTUM - NURSERY | [5 empty] | BILIRUBINOMETERS |  | BILIRUBINOMETER-DraegerMed-JM-103 | BILIRUBINOMETER | JM-103 |  |  |  | Draeger Inc | Bilirubinometer |  |  | BILIRUBINOMETER-DraegerMed-JM-103 |  |  |  | Covered PM Repair - Biomedical | MHHS-Mem City
NO | NO |  |  |  | 005-06730 |  | Draeger Medical Inc. | JM-103 |  | B22001229 | SE - NEONATAL ICU | MHHS-Southeast |  | Bilirubinometer |  | 005-06730 |  | Southeast & Bay Area |  | SE - NEONATAL ICU | [5 empty] | BILIRUBINOMETERS |  | BILIRUBINOMETER-DraegerMed-JM-103 | BILIRUBINOMETER | JM-103 |  |  |  | Draeger Inc | Bilirubinometer |  |  | BILIRUBINOMETER-DraegerMed-JM-103 |  |  |  | Covered PM Repair - Biomedical | MHHS-Southeast
NO | NO |  |  |  | 069-40282 |  | Draeger Medical Inc. | JM-103 |  | B2201370 | TMC - CHILDRENS - L&D (6HP) | MHHS-TMC |  | Bilirubinometer |  | 069-40282 |  | TMC |  | TMC - CHILDRENS - L&D (6HP) | [5 empty] | BILIRUBINOMETERS |  | BILIRUBINOMETER-DraegerMed-JM-103 | BILIRUBINOMETER | JM-103 |  |  |  | Draeger Inc | Bilirubinometer |  |  | BILIRUBINOMETER-DraegerMed-JM-103 |  |  |  | Not Covered Vendor Only - Biomedical | MHHS-TMC
NO | YES |  |  |  | 151-02020 | 151-02020 | Draeger Medical Inc. | JM-105 JAUNDICE METER |  | B2502405 | CY-NICU | MHHS-Cypress |  |  |  | 151-02020 | 151-02020 | Northwest | MHHS-Cypress | CY-NICU | NICU nurses station | 12/1/19 | 12/1/20 |  |  | BILIRUBINOMETERS | Bilirubinometer | BILIRUBINOMETER-DraegerMed-JM-105 |  |  |  |  | BILIRUBINOMETER-DraegerMed-JM-105 | [5 empty] | 7/1/21 |  |  | Not Covered Vendor Only - Biomedical | MHHS-Cypress | [8 empty] | BILIRUBINOMETER | Bilirubinometer | Draeger Inc
NO | YES |  |  |  | 151-02178 | 151-02178 | Draeger Medical Inc. | JM-105 JAUNDICE METER |  | B2501724 | CY-Post Partum | MHHS-Cypress |  |  |  | 151-02178 | 151-02178 | Northwest | MHHS-Cypress | CY-Post Partum | Nurses station | 12/1/19 | 12/1/20 |  |  | BILIRUBINOMETERS | Bilirubinometer | BILIRUBINOMETER-DraegerMed-JM-105 |  |  |  |  | BILIRUBINOMETER-DraegerMed-JM-105 | [5 empty] | 7/1/21 |  |  | Not Covered Vendor Only - Biomedical | MHHS-Cypress | [8 empty] | BILIRUBINOMETER | Bilirubinometer | Draeger Inc
NO | YES |  |  |  | 041-32591 | 041-32591 | Draeger Medical Inc. | JM-105 JAUNDICE METER |  | B2502429 | Memorial City-Postpartum | MHHS-Mem City |  |  |  | 041-32591 | 041-32591 | West | MHHS-Mem City | Memorial City-Postpartum | Hallway |  |  |  | No pm | BILIRUBINOMETERS |  | BILIRUBINOMETER-DraegerMed-JM-105 |  |  |  |  | BILIRUBINOMETER-DraegerMed-JM-105 | [8 empty] | Covered PM Repair - Biomedical | MHHS-Mem City
NO | YES | Asset Tag 041-32784 |  |  | 041-32784 | 041-32784 | Draeger Medical Inc. | JM-105 JAUNDICE METER |  | B2502428 | Memorial City-Postpartum | MHHS-Mem City |  |  |  | 041-32784 | 041-32784 | (null) | MHHS-Mem City | Memorial City-Postpartum | (null) |  |  |  | (null) | BILIRUBINOMETERS |  | BILIRUBINOMETER-DraegerMed-JM-105 |  |  |  |  | BILIRUBINOMETER-DraegerMed-JM-105 | [8 empty] | Covered PM Repair - Biomedical | MHHS-Mem City
NO | YES |  |  |  | 142-07411 | 142-07411 | Draeger Medical Inc. | JM-105 JAUNDICE METER |  | B2502383 | NE-NICU | MHHS-Northeast |  |  |  | 142-07411 | 142-07411 | Katy | MHHS-Northeast | NE-NICU | Biomed Shop | 6/1/18 | 6/1/19 |  |  | BILIRUBINOMETERS | Bilirubinometer | BILIRUBINOMETER-DraegerMed-JM-105 |  |  |  |  | BILIRUBINOMETER-DraegerMed-JM-105 | [5 empty] | 7/1/21 |  |  | Not Covered Vendor Only - Biomedical | MHHS-Northeast | [8 empty] | BILIRUBINOMETER | Bilirubinometer | Draeger Inc
NO | YES |  |  |  | 142-06758 | 142-06758 | Draeger Medical Inc. | JM-105 JAUNDICE METER |  | B2001811 | NE-Nursery | MHHS-Northeast |  |  |  | 142-06758 | 142-06758 | Katy | MHHS-Northeast | NE-Nursery |  | 8/1/19 | 8/1/20 |  |  | BILIRUBINOMETERS | Bilirubinometer | BILIRUBINOMETER-DraegerMed-JM-105 |  |  |  |  | BILIRUBINOMETER-DraegerMed-JM-105 | [5 empty] | 7/1/21 |  |  | Not Covered Vendor Only - Biomedical | MHHS-Northeast | [8 empty] | BILIRUBINOMETER | Bilirubinometer | Draeger Inc
NO | YES |  |  |  | 005-12976 | 005-12976 | Draeger Medical Inc. | JM-105 JAUNDICE METER |  | H2500077 | SE-Unit 4B (Women'S Services) | MHHS-Southeast |  |  |  | 005-12976 | 005-12976 | Southeast | MHHS-Southeast | SE-Unit 4B (Women'S Services) | Nurse station | 3/1/19 |  |  |  | BILIRUBINOMETERS |  | BILIRUBINOMETER-DraegerMed-JM-105 |  |  |  |  | BILIRUBINOMETER-DraegerMed-JM-105 | [5 empty] | 7/1/21 |  |  | Not Covered Vendor Only - Biomedical | MHHS-Southeast
NO | YES |  |  |  | 005-33963 | 005-33963 | Draeger Medical Inc. | JM-105 JAUNDICE METER |  | H2500078 | SE-Unit 4B (Women'S Services) | MHHS-Southeast |  |  |  | 005-33963 | 005-33963 | Southeast | MHHS-Southeast | SE-Unit 4B (Women'S Services) | Nurse station | 3/1/19 |  |  |  | BILIRUBINOMETERS |  | BILIRUBINOMETER-DraegerMed-JM-105 |  |  |  |  | BILIRUBINOMETER-DraegerMed-JM-105 | [5 empty] | 7/1/21 |  |  | Not Covered Vendor Only - Biomedical | MHHS-Southeast
NO | YES |  |  |  | 013-37856 | 013-37856 | Draeger Medical Inc. | JM-105 JAUNDICE METER |  | B2002119 | SW-Nursery | MHHS-Southwest |  |  |  | 013-37856 | 013-37856 | Southwest | MHHS-Southwest | SW-Nursery | Nursery | 1/1/20 |  |  |  | BILIRUBINOMETERS | Bilirubinometer | BILIRUBINOMETER-DraegerMed-JM-105 |  |  |  |  | BILIRUBINOMETER-DraegerMed-JM-105 | [5 empty] | 7/1/21 |  |  | Not Covered Vendor Only - Biomedical | MHHS-Southwest | [8 empty] | BILIRUBINOMETER | Bilirubinometer | Draeger Inc
NO | YES |  |  |  | 013-37857 | 013-37857 | Draeger Medical Inc. | JM-105 JAUNDICE METER |  | B2002121 | SW-Nursery | MHHS-Southwest |  |  |  | 013-37857 | 013-37857 | Southwest | MHHS-Southwest | SW-Nursery | 5th Floor - C Wing | 7/1/19 |  |  |  | BILIRUBINOMETERS | Bilirubinometer | BILIRUBINOMETER-DraegerMed-JM-105 |  |  |  |  | BILIRUBINOMETER-DraegerMed-JM-105 | [5 empty] | 7/1/21 |  |  | Not Covered Vendor Only - Biomedical | MHHS-Southwest | [8 empty] | BILIRUBINOMETER | Bilirubinometer | Draeger Inc
NO | YES |  |  |  | 069-40302 | 069-40302 | Draeger Medical Inc. | JM-105 JAUNDICE METER |  | B2001222 | TMC-Children's-L&D (5Hp) | MHHS-TMC |  |  |  | 069-40302 | 069-40302 | TMC | MHHS-TMC | TMC-Children's-L&D (5Hp) |  | 12/28/18 |  |  |  | BILIRUBINOMETERS |  | BILIRUBINOMETER-DraegerMed-JM-105 |  |  |  |  | BILIRUBINOMETER-DraegerMed-JM-105 | [6 empty] | Verified 3/30/2020 4:07pm (Central) |  | Covered PM Repair - Biomedical | MHHS-TMC
NO | NO |  |  |  | 041-32133 |  | Draeger Medical Inc. | JM-105 JAUNDICE METER |  | B2502772 | MEMORIAL CITY - MHT - NICU | MHHS-Mem City |  |  |  | 041-32133 |  | West & Memorial City |  | MEMORIAL CITY - MHT - NICU | [5 empty] | BILIRUBINOMETERS |  | BILIRUBINOMETER-DraegerMed-JM-105 |  |  |  |  | BILIRUBINOMETER-DraegerMed-JM-105 | [8 empty] | Covered PM Repair - Biomedical | MHHS-Mem City
NO | NO |  |  |  | 013-37858 |  | Draeger Medical Inc. | JM-105 JAUNDICE METER |  | B2002117 | SW - NURSERY | MHHS-Southwest |  |  |  | 013-37858 |  | Southwest |  | SW - NURSERY | [5 empty] | BILIRUBINOMETERS |  | BILIRUBINOMETER-DraegerMed-JM-105 |  |  |  |  | BILIRUBINOMETER-DraegerMed-JM-105 | [8 empty] | Not Covered Vendor Only - Biomedical | MHHS-Southwest
NO | NO |  |  |  | 013-37859 |  | Draeger Medical Inc. | JM-105 JAUNDICE METER |  | B2002118 | SW - NURSERY | MHHS-Southwest |  |  |  | 013-37859 |  | Southwest |  | SW - NURSERY | [5 empty] | BILIRUBINOMETERS |  | BILIRUBINOMETER-DraegerMed-JM-105 |  |  |  |  | BILIRUBINOMETER-DraegerMed-JM-105 | [8 empty] | Not Covered Vendor Only - Biomedical | MHHS-Southwest
NO | NO |  |  |  | 069-40301 |  | Draeger Medical Inc. | JM-105 JAUNDICE METER |  | B2001219 | TMC - CHILDRENS - L&D (5HP) | MHHS-TMC |  |  |  | 069-40301 |  | TMC |  | TMC - CHILDRENS - L&D (5HP) | [5 empty] | BILIRUBINOMETERS |  | BILIRUBINOMETER-DraegerMed-JM-105 |  |  |  |  | BILIRUBINOMETER-DraegerMed-JM-105 | [8 empty] | Covered PM Repair - Biomedical | MHHS-TMC
NO | NO |  |  |  | 069-40303 |  | Draeger Medical Inc. | JM-105 JAUNDICE METER |  | B2001223 | TMC - CHILDRENS - L&D (5HP) | MHHS-TMC |  |  |  | 069-40303 |  | TMC |  | TMC - CHILDRENS - L&D (5HP) | [5 empty] | BILIRUBINOMETERS |  | BILIRUBINOMETER-DraegerMed-JM-105 |  |  |  |  | BILIRUBINOMETER-DraegerMed-JM-105 | [8 empty] | Covered PM Repair - Biomedical | MHHS-TMC
NO | NO |  |  |  | 069-40304 |  | Draeger Medical Inc. | JM-105 JAUNDICE METER |  | B2001224 | TMC - CHILDRENS - L&D (5HP) | MHHS-TMC |  |  |  | 069-40304 |  | TMC |  | TMC - CHILDRENS - L&D (5HP) | [5 empty] | BILIRUBINOMETERS |  | BILIRUBINOMETER-DraegerMed-JM-105 |  |  |  |  | BILIRUBINOMETER-DraegerMed-JM-105 | [8 empty] | Covered PM Repair - Biomedical | MHHS-TMC
NO | NO | [5 empty] | Draeger Medical Inc. | M35170 |  | ARTF-0620 | TMC - OR - ANESTHESIA (OLD) | MHHS-TMC |  | Vaporizer, Anesthesia |  |  |  | TMC |  | TMC - OR - ANESTHESIA (OLD) | [5 empty] | ANESTHESIA UNIT VAPORIZERS |  | VAPORIZERANESTHESIA-DraegerMed-M35170 | VAPORIZERANESTHESIA | M35170 |  |  |  | Draeger Inc | Vaporizer, Anesthesia |  |  | VAPORIZERANESTHESIA-DraegerMed-M35170 |  |  |  | Covered PM Repair - Biomedical | MHHS-TMC
NO | NO | [5 empty] | Draeger Medical Inc. | M35170 |  | ARSD0244 | TMC - OR - ANESTHESIA (OLD) | MHHS-TMC |  | Vaporizer, Anesthesia |  |  |  | TMC |  | TMC - OR - ANESTHESIA (OLD) | [5 empty] | ANESTHESIA UNIT VAPORIZERS |  | VAPORIZERANESTHESIA-DraegerMed-M35170 | VAPORIZERANESTHESIA | M35170 |  |  |  | Draeger Inc | Vaporizer, Anesthesia |  |  | VAPORIZERANESTHESIA-DraegerMed-M35170 |  |  |  | Covered PM Repair - Biomedical | MHHS-TMC
NO | NO | [5 empty] | Draeger Medical Inc. | M35170 |  | ARPD0688 | TMC - OR - ANESTHESIA (OLD) | MHHS-TMC |  | Vaporizer, Anesthesia |  |  |  | TMC |  | TMC - OR - ANESTHESIA (OLD) | [5 empty] | ANESTHESIA UNIT VAPORIZERS |  | VAPORIZERANESTHESIA-DraegerMed-M35170 | VAPORIZERANESTHESIA | M35170 |  |  |  | Draeger Inc | Vaporizer, Anesthesia |  |  | VAPORIZERANESTHESIA-DraegerMed-M35170 |  |  |  | Covered PM Repair - Biomedical | MHHS-TMC
NO | YES |  |  |  | 069-45562 | 069-45562 | Draeger Medical Inc. | MK06440-11 |  | ASLB-0071 | TMC-OR-CVOR (7Hvi) | MHHS-TMC |  |  |  | 069-45562 | 069-45562 | TMC | MHHS-TMC | TMC-OR-CVOR (7Hvi) | OR - CVOR (7HVI |  |  |  |  | MONITORS, VIDEO |  | .needs class | [10 empty] | 3/1/19 |  |  | Covered PM Repair - Biomedical | MHHS-TMC
NO | NO |  |  |  | 005-11183 |  | Draeger Medical Inc. | N10 |  | LG39550 | SE - NEONATAL ICU | MHHS-Southeast |  | Oximeter, Pulse |  | 005-11183 |  | Southeast & Bay Area |  | SE - NEONATAL ICU | [5 empty] | SCALES, PATIENT |  | OXIMETERPULSE-NELLCOR-N-10 | OXIMETERPULSE | N-10 |  |  |  | NELLCOR | Oximeter, Pulse |  |  | OXIMETERPULSE-NELLCOR-N-10 |  |  |  | Covered PM Repair - Biomedical | MHHS-Southeast
NO | YES |  |  |  | 005-07402 | 005-07402 | Draeger Medical Inc. | N15 |  | XJ97352 | SE-Unit 4B (Women'S Services) | MHHS-Southeast |  |  |  | 005-07402 | 005-07402 | Southeast | MHHS-Southeast | SE-Unit 4B (Women'S Services) | Storage 409A | 2/1/20 |  | 2/1/21 |  | SCALES, PATIENT |  | .needs class | [10 empty] | 2/15/13 |  |  | Covered PM Repair - Biomedical | MHHS-Southeast
NO | YES |  |  |  | 013-12745 |  | Draeger Medical Inc. | NARKOMED MRI-2 |  |  | SW - RADIOLOGY | MHHS-Southwest |  | Anesthesia Machine |  | 013-12745 |  | Southwest |  | SW - RADIOLOGY |  | 10/30/19 |  |  |  | ANESTHESIA UNITS |  | ANESTHESIAMACHINE-DraegerMed-Narkomed MRI-2 | ANESTHESIAMACHINE | Narkomed MRI-2 |  |  |  | Draeger Inc | Anesthesia Machine |  |  | ANESTHESIAMACHINE-DraegerMed-Narkomed MRI-2 | 3/1/13 |  |  | Covered PM Repair - Biomedical | MHHS-Southwest
NO | YES |  |  |  | 069-41777 | 069-41777 | Draeger Medical Inc. | P2500 |  | USME-0246 | TMC-OR-Hermann (2Hp) | MHHS-TMC |  |  |  | 069-41777 | 069-41777 | TMC | MHHS-TMC | TMC-OR-Hermann (2Hp) | OR 51 | 11/1/19 |  | 11/1/20 |  | POWER SYSTEMS, UNINTERRUPTIBLE |  | HUBCOMPUTERNETWORK-DraegerMed-Infinity P2500 |  |  |  |  | HUBCOMPUTERNETWORK-DraegerMed-Infinity P2500 | [5 empty] | 2/13/18 |  |  | Covered PM Repair - Biomedical | MHHS-TMC
NO | YES |  |  |  | 069-41781 | 069-41781 | Draeger Medical Inc. | P2500 |  | USME-0249 | TMC-OR-Hermann (2Hp) | MHHS-TMC |  |  |  | 069-41781 | 069-41781 | TMC | MHHS-TMC | TMC-OR-Hermann (2Hp) | OR 36 | 11/1/19 |  | 11/1/20 |  | POWER SYSTEMS, UNINTERRUPTIBLE |  | HUBCOMPUTERNETWORK-DraegerMed-Infinity P2500 |  |  |  |  | HUBCOMPUTERNETWORK-DraegerMed-Infinity P2500 | [5 empty] | 2/13/18 |  |  | Covered PM Repair - Biomedical | MHHS-TMC
NO | YES |  |  |  | 069-48457 | 069-48457 | Draeger Medical Inc. | P2500 |  | USME-0294 | TMC-Sarofim 2-OR | MHHS-TMC |  |  |  | 069-48457 | 069-48457 | TMC | MHHS-TMC | TMC-Sarofim 2-OR | Or 10 |  |  |  | No pm | POWER SYSTEMS, UNINTERRUPTIBLE |  | HUBCOMPUTERNETWORK-DraegerMed-Infinity P2500 |  |  |  |  | HUBCOMPUTERNETWORK-DraegerMed-Infinity P2500 | [5 empty] | 2/13/18 |  |  | Covered PM Repair - Biomedical | MHHS-TMC
NO | YES |  |  |  | 069-48465 | 069-48465 | Draeger Medical Inc. | P2500 |  | USME-0290 | TMC-OR-Anesthesia (2Hp) | MHHS-TMC |  |  |  | 069-48465 | 069-48465 | TMC | MHHS-TMC | TMC-OR-Anesthesia (2Hp) | OR 48 |  |  |  |  | POWER SYSTEMS, UNINTERRUPTIBLE |  | HUBCOMPUTERNETWORK-DraegerMed-Infinity P2500 |  |  |  |  | HUBCOMPUTERNETWORK-DraegerMed-Infinity P2500 | [5 empty] | 2/13/18 |  |  | Covered PM Repair - Biomedical | MHHS-TMC
NO | YES | Asset Tag 069-41809 |  |  | 069-41809 | 069-41809 | Draeger Medical Inc. | P2500 |  | USME-0248 | (null) | MHHS-TMC |  |  |  | 069-41809 | 069-41809 | (null) | MHHS-TMC | (null) | (null) |  |  |  | (null) | POWER SYSTEMS, UNINTERRUPTIBLE |  | HUBCOMPUTERNETWORK-DraegerMed-Infinity P2500 |  |  |  |  | HUBCOMPUTERNETWORK-DraegerMed-Infinity P2500 | [5 empty] | 2/13/18 |  |  | Covered PM Repair - Biomedical | MHHS-TMC
NO | YES |  |  |  | 069-48473 | 069-48473 | Draeger Medical Inc. | P2500 |  | USME-0292 | TMC-OR-Hermann (2Hp) | MHHS-TMC |  |  |  | 069-48473 | 069-48473 | TMC | MHHS-TMC | TMC-OR-Hermann (2Hp) | Or 35 |  |  |  | No PM Sticker | POWER SYSTEMS, UNINTERRUPTIBLE |  | HUBCOMPUTERNETWORK-DraegerMed-Infinity P2500 |  |  |  |  | HUBCOMPUTERNETWORK-DraegerMed-Infinity P2500 | [5 empty] | 2/13/18 |  |  | Covered PM Repair - Biomedical | MHHS-TMC
NO | YES |  |  |  | 069-48477 | 069-48477 | Draeger Medical Inc. | P2500 |  | USME-0293 | TMC-OR-Robertson (2R) | MHHS-TMC |  |  |  | 069-48477 | 069-48477 | TMC | MHHS-TMC | TMC-OR-Robertson (2R) | Room 39 |  |  | 1/1/22 |  | POWER SYSTEMS, UNINTERRUPTIBLE |  | HUBCOMPUTERNETWORK-DraegerMed-Infinity P2500 |  |  |  |  | HUBCOMPUTERNETWORK-DraegerMed-Infinity P2500 | [5 empty] | 8/24/17 |  |  | Covered PM Repair - Biomedical | MHHS-TMC
NO | YES |  |  |  | 069-48481 | 069-48481 | Draeger Medical Inc. | P2500 |  | USME-0299 | TMC-MHTMC-Central Supply | MHHS-TMC |  |  |  | 069-48481 | 069-48481 | TMC | MHHS-TMC | TMC-MHTMC-Central Supply | Or 38 |  |  |  |  | POWER SYSTEMS, UNINTERRUPTIBLE |  | HUBCOMPUTERNETWORK-DraegerMed-Infinity P2500 |  |  |  |  | HUBCOMPUTERNETWORK-DraegerMed-Infinity P2500 | [5 empty] | 8/24/17 |  |  | Covered PM Repair - Biomedical | MHHS-TMC
NO | YES |  |  |  | 069-48485 | 069-48485 | Draeger Medical Inc. | P2500 |  | USME-0289 | TMC-OR-Anesthesia (2Hp) | MHHS-TMC |  |  |  | 069-48485 | 069-48485 | TMC | MHHS-TMC | TMC-OR-Anesthesia (2Hp) | OR 40 |  |  |  | No pm found | POWER SYSTEMS, UNINTERRUPTIBLE |  | HUBCOMPUTERNETWORK-DraegerMed-Infinity P2500 |  |  |  |  | HUBCOMPUTERNETWORK-DraegerMed-Infinity P2500 | [5 empty] | 8/26/17 |  |  | Covered PM Repair - Biomedical | MHHS-TMC
NO | YES |  |  |  | 069-39874 | 069-39874 | Draeger Medical Inc. | P2500 |  | USFD-0104 | TMC-OR-Anesthesia (2Hp) | MHHS-TMC |  |  |  | 069-39874 | 069-39874 | TMC | MHHS-TMC | TMC-OR-Anesthesia (2Hp) | OR-66 | 10/1/18 |  |  |  | POWER SYSTEMS, UNINTERRUPTIBLE |  | HUBCOMPUTERNETWORK-DraegerMed-Infinity P2500 |  |  |  |  | HUBCOMPUTERNETWORK-DraegerMed-Infinity P2500 | [5 empty] | 8/26/17 |  |  | Covered PM Repair - Biomedical | MHHS-TMC
NO | YES |  |  |  | 069-45325 | 069-45325 | Draeger Medical Inc. | P2500 |  | USKK-0014 | TWC | MHHS-TMC |  |  |  | 069-45325 | 069-45325 | TMC | Memorial Hermann Heart | TWC | CVOR 2 | 12/1/17 |  | 12/1/18 | Past due | POWER SYSTEMS, UNINTERRUPTIBLE | Hub, Computer Network | HUBCOMPUTERNETWORK-DraegerMed-Infinity P2500 |  |  |  |  | HUBCOMPUTERNETWORK-DraegerMed-Infinity P2500 | [5 empty] | 2/1/17 |  |  | Covered PM Repair - Biomedical | MHHS-TMC | [8 empty] | HUBCOMPUTERNETWORK | Hub, Computer Network | Draeger Inc
NO | YES |  |  |  | 069-45329 | 069-45329 | Draeger Medical Inc. | P2500 |  | USKK-0012 | TMC-OR-Anesthesia (Contract Equip) | MHHS-TMC |  |  |  | 069-45329 | 069-45329 | TMC | MHHS-TMC | TMC-OR-Anesthesia (Contract Equip) |  | 12/17/17 |  |  |  | POWER SYSTEMS, UNINTERRUPTIBLE | Hub, Computer Network | HUBCOMPUTERNETWORK-DraegerMed-Infinity P2500 |  |  |  |  | HUBCOMPUTERNETWORK-DraegerMed-Infinity P2500 | [5 empty] | 2/1/17 | Finished from Script 3/27/2020 12:11:52pm (Central) |  | Covered PM Repair - Biomedical | MHHS-TMC | [8 empty] | HUBCOMPUTERNETWORK | Hub, Computer Network | Draeger Inc
NO | YES |  |  |  | 069-45566 | 069-45566 | Draeger Medical Inc. | P2500 |  | USKM-0382 | TMC-OR-Anesthesia (Contract Equip) | MHHS-TMC |  |  |  | 069-45566 | 069-45566 | TMC | MHHS-TMC | TMC-OR-Anesthesia (Contract Equip) | CVOR 4 | 5/1/18 |  | 5/1/20 |  | POWER SYSTEMS, UNINTERRUPTIBLE | Hub, Computer Network | HUBCOMPUTERNETWORK-DraegerMed-Infinity P2500 |  |  |  |  | HUBCOMPUTERNETWORK-DraegerMed-Infinity P2500 | [5 empty] | 8/24/17 |  |  | Covered PM Repair - Biomedical | MHHS-TMC | [8 empty] | HUBCOMPUTERNETWORK | Hub, Computer Network | Draeger Inc
NO | YES |  |  |  | 069-40198 | 069-40198 | Draeger Medical Inc. | P2500 |  | USFA-0222 | TMC-MHTMC-Central Supply | MHHS-TMC |  |  |  | 069-40198 | 069-40198 | TMC | MHHS-TMC | TMC-MHTMC-Central Supply | Angio 5 | 11/1/15 |  | 11/1/16 |  | POWER SYSTEMS, UNINTERRUPTIBLE |  | HUBCOMPUTERNETWORK-DraegerMed-Infinity P2500 |  |  |  |  | HUBCOMPUTERNETWORK-DraegerMed-Infinity P2500 | [5 empty] | 2/13/18 |  |  | Covered PM Repair - Biomedical | MHHS-TMC
NO | YES |  |  |  | 069-40202 | 069-40202 | Draeger Medical Inc. | P2500 |  | USFA-0226 | Memorial Hermann- Texas Medical Center-OR-PACU nurse station | MHHS-TMC |  |  |  | 069-40202 | 069-40202 | TMC | TMC | Memorial Hermann- Texas Medical Center-OR-PACU nurse station | OR 02 | 6/1/18 |  | 6/1/20 |  | POWER SYSTEMS, UNINTERRUPTIBLE |  | HUBCOMPUTERNETWORK-DraegerMed-Infinity P2500 |  |  |  |  | HUBCOMPUTERNETWORK-DraegerMed-Infinity P2500 | [5 empty] | 2/13/18 |  |  | Covered PM Repair - Biomedical | MHHS-TMC
NO | YES |  |  |  | 069-45561 | 069-45561 | Draeger Medical Inc. | P2500 | [7 empty] | 069-45561 | 069-45561 | TMC | Memorial Hermann Heart |  | Cath Lab 6
NO | YES |  |  |  | 069-37135 | 069-37135 | Draeger Medical Inc. | P2500 |  | Usff-0298 | TMC - OR - HERMANN (2HP) |  |  |  |  | 069-37135 | 069-37135 |  | Memorial Hermann-tmc | TMC - OR - HERMANN (2HP) | Or 34 | 11/1/15 |  | 11/1/16 | PM Past Due
YES | YES |  |  |  | 069-37154 | 069-37154 | Draeger Medical Inc. | P2500 |  |  | TMC - RADIOLOGY - IR/ANGIO |  |  |  |  | 069-37154 | 069-37154 | TMC | Memorial Hermann-Texas Medical Center | TMC - RADIOLOGY - IR/ANGIO | OR-08
NO | NO |  |  |  | 069-44397 |  | Draeger Medical Inc. | P2500 |  | USKD-0059 | TMC - OR - ANESTHESIA (2HP) | MHHS-TMC |  |  |  | 069-44397 |  | TMC |  | TMC - OR - ANESTHESIA (2HP) | [5 empty] | POWER SYSTEMS, UNINTERRUPTIBLE |  | HUBCOMPUTERNETWORK-DraegerMed-Infinity P2500 |  |  |  |  | HUBCOMPUTERNETWORK-DraegerMed-Infinity P2500 | [8 empty] | Covered PM Repair - Biomedical | MHHS-TMC
NO | NO |  |  |  | 069-44487 |  | Draeger Medical Inc. | P2500 |  | USKD-0060 | TMC - OR - ANESTHESIA (2HP) | MHHS-TMC |  |  |  | 069-44487 |  | TMC |  | TMC - OR - ANESTHESIA (2HP) | [5 empty] | POWER SYSTEMS, UNINTERRUPTIBLE |  | HUBCOMPUTERNETWORK-DraegerMed-Infinity P2500 |  |  |  |  | HUBCOMPUTERNETWORK-DraegerMed-Infinity P2500 | [8 empty] | Covered PM Repair - Biomedical | MHHS-TMC
NO | NO |  |  |  | 069-48461 |  | Draeger Medical Inc. | P2500 |  | USME-0300 | TMC - OR - ANESTHESIA (2HP) | MHHS-TMC |  |  |  | 069-48461 |  | TMC |  | TMC - OR - ANESTHESIA (2HP) | [5 empty] | POWER SYSTEMS, UNINTERRUPTIBLE |  | HUBCOMPUTERNETWORK-DraegerMed-Infinity P2500 |  |  |  |  | HUBCOMPUTERNETWORK-DraegerMed-Infinity P2500 | [8 empty] | Covered PM Repair - Biomedical | MHHS-TMC
NO | NO |  |  |  | 069-39869 |  | Draeger Medical Inc. | P2500 |  | USFD-0097 | TMC - OR - ANESTHESIA (CONTRACT EQUIP) | MHHS-TMC |  |  |  | 069-39869 |  | TMC |  | TMC - OR - ANESTHESIA (CONTRACT EQUIP) | [5 empty] | POWER SYSTEMS, UNINTERRUPTIBLE |  | HUBCOMPUTERNETWORK-DraegerMed-Infinity P2500 |  |  |  |  | HUBCOMPUTERNETWORK-DraegerMed-Infinity P2500 | [8 empty] | Covered PM Repair - Biomedical | MHHS-TMC
NO | NO |  |  |  | 069-44486 |  | Draeger Medical Inc. | P2500 |  | USHK-0076 | TMC - OR - ANESTHESIA (CONTRACT EQUIP) | MHHS-TMC |  |  |  | 069-44486 |  | TMC |  | TMC - OR - ANESTHESIA (CONTRACT EQUIP) | [5 empty] | POWER SYSTEMS, UNINTERRUPTIBLE |  | HUBCOMPUTERNETWORK-DraegerMed-Infinity P2500 |  |  |  |  | HUBCOMPUTERNETWORK-DraegerMed-Infinity P2500 | [8 empty] | Covered PM Repair - Biomedical | MHHS-TMC
NO | NO |  |  |  | 069-45320 |  | Draeger Medical Inc. | P2500 |  | USKK-0024 | TMC - OR - ANESTHESIA (CONTRACT EQUIP) | MHHS-TMC |  |  |  | 069-45320 |  | TMC |  | TMC - OR - ANESTHESIA (CONTRACT EQUIP) | [5 empty] | POWER SYSTEMS, UNINTERRUPTIBLE |  | HUBCOMPUTERNETWORK-DraegerMed-Infinity P2500 |  |  |  |  | HUBCOMPUTERNETWORK-DraegerMed-Infinity P2500 | [8 empty] | Covered PM Repair - Biomedical | MHHS-TMC
NO | NO |  |  |  | 069-45571 |  | Draeger Medical Inc. | P2500 |  | USKM-0387 | TMC - OR - ANESTHESIA (CONTRACT EQUIP) | MHHS-TMC |  |  |  | 069-45571 |  | TMC |  | TMC - OR - ANESTHESIA (CONTRACT EQUIP) | [5 empty] | POWER SYSTEMS, UNINTERRUPTIBLE |  | HUBCOMPUTERNETWORK-DraegerMed-Infinity P2500 |  |  |  |  | HUBCOMPUTERNETWORK-DraegerMed-Infinity P2500 | [8 empty] | Covered PM Repair - Biomedical | MHHS-TMC
NO | NO |  |  |  | USEC-0255 |  | Draeger Medical Inc. | P2500 |  | USEC-0255 | TMC - OR - ANESTHESIA (CONTRACT EQUIP) | MHHS-TMC |  |  |  | USEC-0255 |  | TMC |  | TMC - OR - ANESTHESIA (CONTRACT EQUIP) | [5 empty] | POWER SYSTEMS, UNINTERRUPTIBLE |  | HUBCOMPUTERNETWORK-DraegerMed-Infinity P2500 |  |  |  |  | HUBCOMPUTERNETWORK-DraegerMed-Infinity P2500 | [8 empty] | Covered PM Repair - Biomedical | MHHS-TMC
NO | NO |  |  |  | USEC-0323 |  | Draeger Medical Inc. | P2500 |  | USEC-0323 | TMC - OR - ANESTHESIA (CONTRACT EQUIP) | MHHS-TMC |  |  |  | USEC-0323 |  | TMC |  | TMC - OR - ANESTHESIA (CONTRACT EQUIP) | [5 empty] | POWER SYSTEMS, UNINTERRUPTIBLE |  | HUBCOMPUTERNETWORK-DraegerMed-Infinity P2500 |  |  |  |  | HUBCOMPUTERNETWORK-DraegerMed-Infinity P2500 | [8 empty] | Covered PM Repair - Biomedical | MHHS-TMC
NO | NO |  |  |  | USED-0068 |  | Draeger Medical Inc. | P2500 |  | USED-0068 | TMC - OR - ANESTHESIA (CONTRACT EQUIP) | MHHS-TMC |  |  |  | USED-0068 |  | TMC |  | TMC - OR - ANESTHESIA (CONTRACT EQUIP) | [5 empty] | POWER SYSTEMS, UNINTERRUPTIBLE |  | HUBCOMPUTERNETWORK-DraegerMed-Infinity P2500 |  |  |  |  | HUBCOMPUTERNETWORK-DraegerMed-Infinity P2500 | [8 empty] | Covered PM Repair - Biomedical | MHHS-TMC
NO | NO |  |  |  | USED-0191 |  | Draeger Medical Inc. | P2500 |  | USED-0191 | TMC - OR - ANESTHESIA (CONTRACT EQUIP) | MHHS-TMC |  |  |  | USED-0191 |  | TMC |  | TMC - OR - ANESTHESIA (CONTRACT EQUIP) | [5 empty] | POWER SYSTEMS, UNINTERRUPTIBLE |  | HUBCOMPUTERNETWORK-DraegerMed-Infinity P2500 |  |  |  |  | HUBCOMPUTERNETWORK-DraegerMed-Infinity P2500 | [8 empty] | Covered PM Repair - Biomedical | MHHS-TMC
NO | NO |  |  |  | USFF-0042 |  | Draeger Medical Inc. | P2500 |  | USFF-0042 | TMC - OR - ANESTHESIA (CONTRACT EQUIP) | MHHS-TMC |  |  |  | USFF-0042 |  | TMC |  | TMC - OR - ANESTHESIA (CONTRACT EQUIP) | [5 empty] | POWER SYSTEMS, UNINTERRUPTIBLE |  | HUBCOMPUTERNETWORK-DraegerMed-Infinity P2500 |  |  |  |  | HUBCOMPUTERNETWORK-DraegerMed-Infinity P2500 | [8 empty] | Covered PM Repair - Biomedical | MHHS-TMC
NO | NO |  |  |  | USFF-0073 |  | Draeger Medical Inc. | P2500 |  | USFF-0073 | TMC - OR - ANESTHESIA (CONTRACT EQUIP) | MHHS-TMC |  |  |  | USFF-0073 |  | TMC |  | TMC - OR - ANESTHESIA (CONTRACT EQUIP) | [5 empty] | POWER SYSTEMS, UNINTERRUPTIBLE |  | HUBCOMPUTERNETWORK-DraegerMed-Infinity P2500 |  |  |  |  | HUBCOMPUTERNETWORK-DraegerMed-Infinity P2500 | [8 empty] | Covered PM Repair - Biomedical | MHHS-TMC
NO | NO |  |  |  | USFF-0119 |  | Draeger Medical Inc. | P2500 |  | USFF-0119 | TMC - OR - ANESTHESIA (CONTRACT EQUIP) | MHHS-TMC |  |  |  | USFF-0119 |  | TMC |  | TMC - OR - ANESTHESIA (CONTRACT EQUIP) | [5 empty] | POWER SYSTEMS, UNINTERRUPTIBLE |  | HUBCOMPUTERNETWORK-DraegerMed-Infinity P2500 |  |  |  |  | HUBCOMPUTERNETWORK-DraegerMed-Infinity P2500 | [8 empty] | Covered PM Repair - Biomedical | MHHS-TMC
NO | NO |  |  |  | USFF-0137 |  | Draeger Medical Inc. | P2500 |  | USFF-0137 | TMC - OR - ANESTHESIA (CONTRACT EQUIP) | MHHS-TMC |  |  |  | USFF-0137 |  | TMC |  | TMC - OR - ANESTHESIA (CONTRACT EQUIP) | [5 empty] | POWER SYSTEMS, UNINTERRUPTIBLE |  | HUBCOMPUTERNETWORK-DraegerMed-Infinity P2500 |  |  |  |  | HUBCOMPUTERNETWORK-DraegerMed-Infinity P2500 | [8 empty] | Covered PM Repair - Biomedical | MHHS-TMC
NO | NO |  |  |  | USFF-0231 |  | Draeger Medical Inc. | P2500 |  | USFF-0231 | TMC - OR - ANESTHESIA (CONTRACT EQUIP) | MHHS-TMC |  |  |  | USFF-0231 |  | TMC |  | TMC - OR - ANESTHESIA (CONTRACT EQUIP) | [5 empty] | POWER SYSTEMS, UNINTERRUPTIBLE |  | HUBCOMPUTERNETWORK-DraegerMed-Infinity P2500 |  |  |  |  | HUBCOMPUTERNETWORK-DraegerMed-Infinity P2500 | [8 empty] | Covered PM Repair - Biomedical | MHHS-TMC
NO | NO |  |  |  | USFF-0233 |  | Draeger Medical Inc. | P2500 |  | USFF-0233 | TMC - OR - ANESTHESIA (CONTRACT EQUIP) | MHHS-TMC |  |  |  | USFF-0233 |  | TMC |  | TMC - OR - ANESTHESIA (CONTRACT EQUIP) | [5 empty] | POWER SYSTEMS, UNINTERRUPTIBLE |  | HUBCOMPUTERNETWORK-DraegerMed-Infinity P2500 |  |  |  |  | HUBCOMPUTERNETWORK-DraegerMed-Infinity P2500 | [8 empty] | Covered PM Repair - Biomedical | MHHS-TMC
NO | NO |  |  |  | USFF-0300 |  | Draeger Medical Inc. | P2500 |  | USFF-0300 | TMC - OR - ANESTHESIA (CONTRACT EQUIP) | MHHS-TMC |  |  |  | USFF-0300 |  | TMC |  | TMC - OR - ANESTHESIA (CONTRACT EQUIP) | [5 empty] | POWER SYSTEMS, UNINTERRUPTIBLE |  | HUBCOMPUTERNETWORK-DraegerMed-Infinity P2500 |  |  |  |  | HUBCOMPUTERNETWORK-DraegerMed-Infinity P2500 | [8 empty] | Covered PM Repair - Biomedical | MHHS-TMC
NO | NO |  |  |  | USFF-0311 |  | Draeger Medical Inc. | P2500 |  | USFF-0311 | TMC - OR - ANESTHESIA (CONTRACT EQUIP) | MHHS-TMC |  |  |  | USFF-0311 |  | TMC |  | TMC - OR - ANESTHESIA (CONTRACT EQUIP) | [5 empty] | POWER SYSTEMS, UNINTERRUPTIBLE |  | HUBCOMPUTERNETWORK-DraegerMed-Infinity P2500 |  |  |  |  | HUBCOMPUTERNETWORK-DraegerMed-Infinity P2500 | [8 empty] | Covered PM Repair - Biomedical | MHHS-TMC
NO | NO |  |  |  | USFF-0315 |  | Draeger Medical Inc. | P2500 |  | USFF-0315 | TMC - OR - ANESTHESIA (CONTRACT EQUIP) | MHHS-TMC |  |  |  | USFF-0315 |  | TMC |  | TMC - OR - ANESTHESIA (CONTRACT EQUIP) | [5 empty] | POWER SYSTEMS, UNINTERRUPTIBLE |  | HUBCOMPUTERNETWORK-DraegerMed-Infinity P2500 |  |  |  |  | HUBCOMPUTERNETWORK-DraegerMed-Infinity P2500 | [8 empty] | Covered PM Repair - Biomedical | MHHS-TMC
NO | NO |  |  |  | USFF-0322 |  | Draeger Medical Inc. | P2500 |  | USFF-0322 | TMC - OR - ANESTHESIA (CONTRACT EQUIP) | MHHS-TMC |  |  |  | USFF-0322 |  | TMC |  | TMC - OR - ANESTHESIA (CONTRACT EQUIP) | [5 empty] | POWER SYSTEMS, UNINTERRUPTIBLE |  | HUBCOMPUTERNETWORK-DraegerMed-Infinity P2500 |  |  |  |  | HUBCOMPUTERNETWORK-DraegerMed-Infinity P2500 | [8 empty] | Covered PM Repair - Biomedical | MHHS-TMC
NO | NO |  |  |  | USHC-0210 |  | Draeger Medical Inc. | P2500 |  | USHC-0210 | TMC - OR - ANESTHESIA (CONTRACT EQUIP) | MHHS-TMC |  |  |  | USHC-0210 |  | TMC |  | TMC - OR - ANESTHESIA (CONTRACT EQUIP) | [5 empty] | POWER SYSTEMS, UNINTERRUPTIBLE |  | HUBCOMPUTERNETWORK-DraegerMed-Infinity P2500 |  |  |  |  | HUBCOMPUTERNETWORK-DraegerMed-Infinity P2500 | [8 empty] | Covered PM Repair - Biomedical | MHHS-TMC
NO | NO |  |  |  | USHK-0073 |  | Draeger Medical Inc. | P2500 |  | USHK-0073 | TMC - OR - ANESTHESIA (CONTRACT EQUIP) | MHHS-TMC |  |  |  | USHK-0073 |  | TMC |  | TMC - OR - ANESTHESIA (CONTRACT EQUIP) | [5 empty] | POWER SYSTEMS, UNINTERRUPTIBLE |  | HUBCOMPUTERNETWORK-DraegerMed-Infinity P2500 |  |  |  |  | HUBCOMPUTERNETWORK-DraegerMed-Infinity P2500 | [8 empty] | Covered PM Repair - Biomedical | MHHS-TMC
NO | NO |  |  |  | USHL-0241 |  | Draeger Medical Inc. | P2500 |  | USHL-0241 | TMC - OR - ANESTHESIA (CONTRACT EQUIP) | MHHS-TMC |  |  |  | USHL-0241 |  | TMC |  | TMC - OR - ANESTHESIA (CONTRACT EQUIP) | [5 empty] | POWER SYSTEMS, UNINTERRUPTIBLE |  | HUBCOMPUTERNETWORK-DraegerMed-Infinity P2500 |  |  |  |  | HUBCOMPUTERNETWORK-DraegerMed-Infinity P2500 | [8 empty] | Covered PM Repair - Biomedical | MHHS-TMC
NO | NO |  |  |  | USHL-0282 |  | Draeger Medical Inc. | P2500 |  | USHL-0282 | TMC - OR - ANESTHESIA (CONTRACT EQUIP) | MHHS-TMC |  |  |  | USHL-0282 |  | TMC |  | TMC - OR - ANESTHESIA (CONTRACT EQUIP) | [5 empty] | POWER SYSTEMS, UNINTERRUPTIBLE |  | HUBCOMPUTERNETWORK-DraegerMed-Infinity P2500 |  |  |  |  | HUBCOMPUTERNETWORK-DraegerMed-Infinity P2500 | [8 empty] | Covered PM Repair - Biomedical | MHHS-TMC
NO | NO |  |  |  | 069-39705 |  | Draeger Medical Inc. | P2500 |  | USFA-0224 | TMC - OR - ANESTHESIA (OLD) | MHHS-TMC |  |  |  | 069-39705 |  | TMC |  | TMC - OR - ANESTHESIA (OLD) | [5 empty] | POWER SYSTEMS, UNINTERRUPTIBLE |  | HUBCOMPUTERNETWORK-DraegerMed-Infinity P2500 |  |  |  |  | HUBCOMPUTERNETWORK-DraegerMed-Infinity P2500 | [8 empty] | Covered PM Repair - Biomedical | MHHS-TMC
NO | NO |  |  |  | 069-40196 |  | Draeger Medical Inc. | P2500 |  | USFA-0176 | TMC - OR - ANESTHESIA (OLD) | MHHS-TMC |  |  |  | 069-40196 |  | TMC |  | TMC - OR - ANESTHESIA (OLD) | [5 empty] | POWER SYSTEMS, UNINTERRUPTIBLE |  | HUBCOMPUTERNETWORK-DraegerMed-Infinity P2500 |  |  |  |  | HUBCOMPUTERNETWORK-DraegerMed-Infinity P2500 | [8 empty] | Covered PM Repair - Biomedical | MHHS-TMC
NO | NO |  |  |  | 074-05523 |  | Draeger Medical Inc. | P2500 |  | USJC-0154 | TMC - OR - ANESTHESIA (OLD) | MHHS-TMC |  |  |  | 074-05523 |  | TMC |  | TMC - OR - ANESTHESIA (OLD) | [5 empty] | POWER SYSTEMS, UNINTERRUPTIBLE |  | HUBCOMPUTERNETWORK-DraegerMed-Infinity P2500 |  |  |  |  | HUBCOMPUTERNETWORK-DraegerMed-Infinity P2500 | [8 empty] | Covered PM Repair - Biomedical | MHHS-TMC
NO | NO |  |  |  | USFA-0177 |  | Draeger Medical Inc. | P2500 |  | USFA-0177 | TMC - OR - ANESTHESIA (OLD) | MHHS-TMC |  |  |  | USFA-0177 |  | TMC |  | TMC - OR - ANESTHESIA (OLD) | [5 empty] | POWER SYSTEMS, UNINTERRUPTIBLE |  | HUBCOMPUTERNETWORK-DraegerMed-Infinity P2500 |  |  |  |  | HUBCOMPUTERNETWORK-DraegerMed-Infinity P2500 | [8 empty] | Covered PM Repair - Biomedical | MHHS-TMC
NO | NO |  |  |  | USFA-0238 |  | Draeger Medical Inc. | P2500 |  | USFA-0238 | TMC - OR - ANESTHESIA (OLD) | MHHS-TMC |  |  |  | USFA-0238 |  | TMC |  | TMC - OR - ANESTHESIA (OLD) | [5 empty] | POWER SYSTEMS, UNINTERRUPTIBLE |  | HUBCOMPUTERNETWORK-DraegerMed-Infinity P2500 |  |  |  |  | HUBCOMPUTERNETWORK-DraegerMed-Infinity P2500 | [8 empty] | Covered PM Repair - Biomedical | MHHS-TMC
NO | YES |  |  |  | 069-45567 | 069-45567 | Draeger Medical Inc. | Perseus A500 |  | ASLA-0094 | TMC-OR-Anesthesia (Contract Equip) | MHHS-TMC |  |  |  | 069-45567 | 069-45567 | TMC | MHHS-TMC | TMC-OR-Anesthesia (Contract Equip) | CVOR 4 | 5/1/18 |  |  |  | MONITORS, VIDEO |  | .needs class | [10 empty] | 3/1/19 |  |  | Covered PM Repair - Biomedical | MHHS-TMC
NO | YES |  |  |  | 069-39289 | 069-39289 | Draeger Medical Inc. | PERSEUS A500 |  | ASLK-0012 | Memorial Hermann- Texas Medical Center-OR-PACU nurse station | MHHS-TMC |  | Anesthesia Machine |  | 069-39289 | 069-39289 | TMC | TMC | Memorial Hermann- Texas Medical Center-OR-PACU nurse station | OR 03 | 12/1/18 |  | 4/1/20 | No PM Sticker | ANESTHESIA UNITS |  | ANESTHESIAMACHINE-DraegerMed-Perseus A500 | ANESTHESIAMACHINE | Perseus A500 |  |  |  | Draeger Inc | Anesthesia Machine |  |  | ANESTHESIAMACHINE-DraegerMed-Perseus A500 |  |  |  | Covered PM Repair - Biomedical | MHHS-TMC
NO | YES |  |  |  | 069-41774 | 069-41774 | Draeger Medical Inc. | PERSEUS A500 |  | ASMJ-0093 | TMC-OR-Hermann (2Hp) | MHHS-TMC |  | Anesthesia Machine |  | 069-41774 | 069-41774 | TMC | MHHS-TMC | TMC-OR-Hermann (2Hp) | OR 51 | 11/1/19 |  | 11/1/20 |  | ANESTHESIA UNITS |  | ANESTHESIAMACHINE-DraegerMed-Perseus A500 | ANESTHESIAMACHINE | Perseus A500 |  |  |  | Draeger Inc | Anesthesia Machine |  |  | ANESTHESIAMACHINE-DraegerMed-Perseus A500 |  |  |  | Covered PM Repair - Biomedical | MHHS-TMC
NO | YES |  |  |  | 069-41778 | 069-41778 | Draeger Medical Inc. | PERSEUS A500 |  | ASMJ-0091 | TMC-OR-Hermann (2Hp) | MHHS-TMC |  | Anesthesia Machine |  | 069-41778 | 069-41778 | TMC | MHHS-TMC | TMC-OR-Hermann (2Hp) | OR 36 | 11/1/19 |  | 11/1/20 |  | ANESTHESIA UNITS |  | ANESTHESIAMACHINE-DraegerMed-Perseus A500 | ANESTHESIAMACHINE | Perseus A500 |  |  |  | Draeger Inc | Anesthesia Machine |  |  | ANESTHESIAMACHINE-DraegerMed-Perseus A500 |  |  |  | Covered PM Repair - Biomedical | MHHS-TMC
NO | YES |  |  |  | 069-48454 | 069-48454 | Draeger Medical Inc. | PERSEUS A500 |  | ASMJ-0122 | TMC-Sarofim 2-OR | MHHS-TMC |  | Anesthesia Machine |  | 069-48454 | 069-48454 | TMC | MHHS-TMC | TMC-Sarofim 2-OR | Or 10 |  |  | 12/1/21 |  | ANESTHESIA UNITS |  | ANESTHESIAMACHINE-DraegerMed-Perseus A500 | ANESTHESIAMACHINE | Perseus A500 |  |  |  | Draeger Inc | Anesthesia Machine |  |  | ANESTHESIAMACHINE-DraegerMed-Perseus A500 | 2/24/15 |  |  | Covered PM Repair - Biomedical | MHHS-TMC
NO | YES |  |  |  | 069-48462 | 069-48462 | Draeger Medical Inc. | PERSEUS A500 |  | ASMJ-0087 | TMC-OR-Robertson (2R) | MHHS-TMC |  | Anesthesia Machine |  | 069-48462 | 069-48462 | TMC | MHHS-TMC | TMC-OR-Robertson (2R) | OR 38 |  |  |  |  | ANESTHESIA UNITS |  | ANESTHESIAMACHINE-DraegerMed-Perseus A500 | ANESTHESIAMACHINE | Perseus A500 |  |  |  | Draeger Inc | Anesthesia Machine |  |  | ANESTHESIAMACHINE-DraegerMed-Perseus A500 |  |  |  | Covered PM Repair - Biomedical | MHHS-TMC
NO | YES |  |  |  | 069-48466 | 069-48466 | Draeger Medical Inc. | PERSEUS A500 |  | ASMJ-0092 | TMC-OR-Hermann (2Hp) | MHHS-TMC |  | Anesthesia Machine |  | 069-48466 | 069-48466 | TMC | MHHS-TMC | TMC-OR-Hermann (2Hp) | [5 empty] | ANESTHESIA UNITS |  | ANESTHESIAMACHINE-DraegerMed-Perseus A500 | ANESTHESIAMACHINE | Perseus A500 |  |  |  | Draeger Inc | Anesthesia Machine |  |  | ANESTHESIAMACHINE-DraegerMed-Perseus A500 |  |  |  | Covered PM Repair - Biomedical | MHHS-TMC
NO | YES |  |  |  | 069-48470 | 069-48470 | Draeger Medical Inc. | PERSEUS A500 |  | ASJM-0090 | TMC-OR-Hermann (2Hp) | MHHS-TMC |  | Anesthesia Machine |  | 069-48470 | 069-48470 | TMC | MHHS-TMC | TMC-OR-Hermann (2Hp) | Or 35 |  |  |  |  | ANESTHESIA UNITS |  | ANESTHESIAMACHINE-DraegerMed-Perseus A500 | ANESTHESIAMACHINE | Perseus A500 |  |  |  | Draeger Inc | Anesthesia Machine |  |  | ANESTHESIAMACHINE-DraegerMed-Perseus A500 |  |  |  | Covered PM Repair - Biomedical | MHHS-TMC
NO | YES |  |  |  | 069-48474 | 069-48474 | Draeger Medical Inc. | PERSEUS A500 |  | ASMJ-0089 | TMC-OR-Robertson (2R) | MHHS-TMC |  | Anesthesia Machine |  | 069-48474 | 069-48474 | TMC | MHHS-TMC | TMC-OR-Robertson (2R) | Room 39 |  |  | 1/1/21 |  | ANESTHESIA UNITS |  | ANESTHESIAMACHINE-DraegerMed-Perseus A500 | ANESTHESIAMACHINE | Perseus A500 |  |  |  | Draeger Inc | Anesthesia Machine |  |  | ANESTHESIAMACHINE-DraegerMed-Perseus A500 | 3/1/14 |  |  | Covered PM Repair - Biomedical | MHHS-TMC
NO | YES |  |  |  | 069-48478 | 069-48478 | Draeger Medical Inc. | PERSEUS A500 |  | ASMJ-0086 | TMC-MHTMC-Central Supply | MHHS-TMC |  | Anesthesia Machine |  | 069-48478 | 069-48478 | TMC | MHHS-TMC | TMC-MHTMC-Central Supply | Or 38 |  |  |  | No PMs sticker | ANESTHESIA UNITS |  | ANESTHESIAMACHINE-DraegerMed-Perseus A500 | ANESTHESIAMACHINE | Perseus A500 |  |  |  | Draeger Inc | Anesthesia Machine |  |  | ANESTHESIAMACHINE-DraegerMed-Perseus A500 | 3/1/14 |  |  | Covered PM Repair - Biomedical | MHHS-TMC
NO | YES |  |  |  | 069-48482 | 069-48482 | Draeger Medical Inc. | PERSEUS A500 |  | ASMJ-0085 | TMC-OR-Anesthesia (2Hp) | MHHS-TMC |  | Anesthesia Machine |  | 069-48482 | 069-48482 | TMC | MHHS-TMC | TMC-OR-Anesthesia (2Hp) | OR 40 | 4/1/20 |  |  | No pm found | ANESTHESIA UNITS |  | ANESTHESIAMACHINE-DraegerMed-Perseus A500 | ANESTHESIAMACHINE | Perseus A500 |  |  |  | Draeger Inc | Anesthesia Machine |  |  | ANESTHESIAMACHINE-DraegerMed-Perseus A500 | 3/1/14 |  |  | Covered PM Repair - Biomedical | MHHS-TMC
NO | YES |  |  |  | 069-39283 | 069-39283 | Draeger Medical Inc. | PERSEUS A500 |  | ASLK-0024 | TMC-OR-Anesthesia (Contract Equip) | MHHS-TMC |  | Anesthesia Machine |  | 069-39283 | 069-39283 | TMC | MHHS-TMC | TMC-OR-Anesthesia (Contract Equip) | OR 9 | 10/1/18 |  | 10/1/19 |  | ANESTHESIA UNITS |  | ANESTHESIAMACHINE-DraegerMed-Perseus A500 | ANESTHESIAMACHINE | Perseus A500 |  |  |  | Draeger Inc | Anesthesia Machine |  |  | ANESTHESIAMACHINE-DraegerMed-Perseus A500 | 3/1/14 |  |  | Covered PM Repair - Biomedical | MHHS-TMC
NO | YES |  |  |  | 069-39286 | 069-39286 | Draeger Medical Inc. | PERSEUS A500 |  | ASLK-0023 | TMC-OR-Pedi OR (2R) | MHHS-TMC |  | Anesthesia Machine |  | 069-39286 | 069-39286 | TMC | MHHS-TMC | TMC-OR-Pedi OR (2R) | OR 7 | 10/1/18 |  |  |  | ANESTHESIA UNITS |  | ANESTHESIAMACHINE-DraegerMed-Perseus A500 | ANESTHESIAMACHINE | Perseus A500 |  |  |  | Draeger Inc | Anesthesia Machine |  |  | ANESTHESIAMACHINE-DraegerMed-Perseus A500 | 11/9/18 |  |  | Covered PM Repair - Biomedical | MHHS-TMC
NO | YES |  |  |  | 069-39292 | 069-39292 | Draeger Medical Inc. | PERSEUS A500 |  | ASLK-0015 | TWC | MHHS-TMC |  | Anesthesia Machine |  | 069-39292 | 069-39292 | TMC | Memorial Hermann Heart | TWC | Cath Lab 1 |  |  | 3/1/20 | No PM sticker | ANESTHESIA UNITS | Anesthesia Machine | ANESTHESIAMACHINE-DraegerMed-Perseus A500 | ANESTHESIAMACHINE | Perseus A500 |  |  |  | Draeger Inc | Anesthesia Machine |  |  | ANESTHESIAMACHINE-DraegerMed-Perseus A500 | 11/9/18 |  | AM-SA | Covered PM Repair - Biomedical | MHHS-TMC | [8 empty] | ANESTHESIAMACHINE | Anesthesia Machine | Draeger Inc
NO | YES |  |  |  | 069-39295 | 069-39295 | Draeger Medical Inc. | PERSEUS A500 |  | ASLK-0016 | TMC | MHHS-TMC |  | Anesthesia Machine |  | 069-39295 | 069-39295 | TMC | Memorial Hermann Heart | TMC | Cath Lab 4 |  |  |  |  | ANESTHESIA UNITS | Anesthesia Machine | ANESTHESIAMACHINE-DraegerMed-Perseus A500 | ANESTHESIAMACHINE | Perseus A500 |  |  |  | Draeger Inc | Anesthesia Machine |  |  | ANESTHESIAMACHINE-DraegerMed-Perseus A500 |  |  | AM-SA | Covered PM Repair - Biomedical | MHHS-TMC | [8 empty] | ANESTHESIAMACHINE | Anesthesia Machine | Draeger Inc
NO | YES |  |  |  | 069-45319 | 069-45319 | Draeger Medical Inc. | PERSEUS A500 |  | ASKM-0122 | TMC-OR-CVOR (7Hvi) | MHHS-TMC |  | Anesthesia Machine |  | 069-45319 | 069-45319 | TMC | MHHS-TMC | TMC-OR-CVOR (7Hvi) | Cv OR 1 | 7/1/19 |  |  |  | ANESTHESIA UNITS | Anesthesia Machine | ANESTHESIAMACHINE-DraegerMed-Perseus A500 | ANESTHESIAMACHINE | Perseus A500 |  |  |  | Draeger Inc | Anesthesia Machine |  |  | ANESTHESIAMACHINE-DraegerMed-Perseus A500 |  |  | AM-SA | Covered PM Repair - Biomedical | MHHS-TMC | [8 empty] | ANESTHESIAMACHINE | Anesthesia Machine | Draeger Inc
NO | YES |  |  |  | 069-45321 | 069-45321 | Draeger Medical Inc. | PERSEUS A500 |  | ASKM-0123 | TMC-OR-CVOR (7Hvi) | MHHS-TMC |  | Anesthesia Machine |  | 069-45321 | 069-45321 | TMC | MHHS-TMC | TMC-OR-CVOR (7Hvi) | CVOR (7HVI) | 7/1/19 |  |  |  | ANESTHESIA UNITS | Anesthesia Machine | ANESTHESIAMACHINE-DraegerMed-Perseus A500 | ANESTHESIAMACHINE | Perseus A500 |  |  |  | Draeger Inc | Anesthesia Machine |  |  | ANESTHESIAMACHINE-DraegerMed-Perseus A500 |  |  | AM-SA | Covered PM Repair - Biomedical | MHHS-TMC | [8 empty] | ANESTHESIAMACHINE | Anesthesia Machine | Draeger Inc
NO | YES |  |  |  | 069-45326 | 069-45326 | Draeger Medical Inc. | PERSEUS A500 |  | ASKM-0121 | TMC-OR-Anesthesia (Contract Equip) | MHHS-TMC |  | Anesthesia Machine |  | 069-45326 | 069-45326 | TMC | MHHS-TMC | TMC-OR-Anesthesia (Contract Equip) |  | 7/18/19 |  |  |  | ANESTHESIA UNITS | Anesthesia Machine | ANESTHESIAMACHINE-DraegerMed-Perseus A500 | ANESTHESIAMACHINE | Perseus A500 |  |  |  | Draeger Inc | Anesthesia Machine |  |  | ANESTHESIAMACHINE-DraegerMed-Perseus A500 |  | Finished from Script 3/27/2020 12:11:52pm (Central) | AM-SA | Covered PM Repair - Biomedical | MHHS-TMC | [8 empty] | ANESTHESIAMACHINE | Anesthesia Machine | Draeger Inc
NO | NO |  |  |  | 069-48458 |  | Draeger Medical Inc. | PERSEUS A500 |  | ASMJ-0088 | TMC - OR - ANESTHESIA (2HP) | MHHS-TMC |  | Anesthesia Machine |  | 069-48458 |  | TMC |  | TMC - OR - ANESTHESIA (2HP) | [5 empty] | ANESTHESIA UNITS |  | ANESTHESIAMACHINE-DraegerMed-Perseus A500 | ANESTHESIAMACHINE | Perseus A500 |  |  |  | Draeger Inc | Anesthesia Machine |  |  | ANESTHESIAMACHINE-DraegerMed-Perseus A500 |  |  |  | Covered PM Repair - Biomedical | MHHS-TMC
NO | NO |  |  |  | 069-45569 |  | Draeger Medical Inc. | PERSEUS A500 |  | ASLD-0014 | TMC - OR - ANESTHESIA (CONTRACT EQUIP) | MHHS-TMC |  | Anesthesia Machine |  | 069-45569 |  | TMC |  | TMC - OR - ANESTHESIA (CONTRACT EQUIP) | [5 empty] | ANESTHESIA UNITS |  | ANESTHESIAMACHINE-DraegerMed-Perseus A500 | ANESTHESIAMACHINE | Perseus A500 |  |  |  | Draeger Inc | Anesthesia Machine |  |  | ANESTHESIAMACHINE-DraegerMed-Perseus A500 |  |  |  | Covered PM Repair - Biomedical | MHHS-TMC
NO | NO |  |  |  | ASLD-0016 |  | Draeger Medical Inc. | PERSEUS A500 |  | ASLD-0016 | TMC - OR - ANESTHESIA (CONTRACT EQUIP) | MHHS-TMC |  | Anesthesia Machine |  | ASLD-0016 |  | TMC |  | TMC - OR - ANESTHESIA (CONTRACT EQUIP) | [5 empty] | ANESTHESIA UNITS |  | ANESTHESIAMACHINE-DraegerMed-Perseus A500 | ANESTHESIAMACHINE | Perseus A500 |  |  |  | Draeger Inc | Anesthesia Machine |  |  | ANESTHESIAMACHINE-DraegerMed-Perseus A500 |  |  |  | Covered PM Repair - Biomedical | MHHS-TMC
NO | NO |  |  |  | ASJH-0072 |  | Draeger Medical Inc. | PERSEUS A500 |  | ASJH-0072 | TMC - OR - ANESTHESIA (OLD) | MHHS-TMC |  | Anesthesia Machine |  | ASJH-0072 |  | TMC |  | TMC - OR - ANESTHESIA (OLD) | [5 empty] | ANESTHESIA UNITS |  | ANESTHESIAMACHINE-DraegerMed-Perseus A500 | ANESTHESIAMACHINE | Perseus A500 |  |  |  | Draeger Inc | Anesthesia Machine |  |  | ANESTHESIAMACHINE-DraegerMed-Perseus A500 |  |  |  | Covered PM Repair - Biomedical | MHHS-TMC
NO | YES |  |  |  | 151-02292 | 151-02292 | Draeger Medical Inc. | PHOTOTHERAPY 4000 |  | ASKA-0051 | CY-NICU | MHHS-Cypress |  | Lamp, Phototherapy |  | 151-02292 | 151-02292 | Northwest | MHHS-Cypress | CY-NICU | Nicu storage | 6/1/19 | 7/1/20 |  |  | PHOTOTHERAPY UNITS | Lamp, Phototherapy | LAMPPHOTOTHERAPY-DraegerMed-4000 | LAMPPHOTOTHERAPY |  |  |  |  | Draeger Inc | Lamp, Phototherapy |  | LAMPPHOTOTHERAPY-DraegerMed-4000 |  | 1/1/17 |  | LP-A | Covered PM Repair - Biomedical | MHHS-Cypress | [8 empty] | LAMPPHOTOTHERAPY | Lamp, Phototherapy | Draeger Inc
NO | YES |  |  |  | 151-02926 | 151-02926 | Draeger Medical Inc. | PHOTOTHERAPY 4000 |  | 1098807 009 | CY-NICU | MHHS-Cypress |  | Lamp, Phototherapy |  | 151-02926 | 151-02926 | Northwest | MHHS-Cypress | CY-NICU | Storage nicu | 5/1/19 | 5/1/20 |  |  | PHOTOTHERAPY UNITS | Lamp, Phototherapy | LAMPPHOTOTHERAPY-DraegerMed-4000 | LAMPPHOTOTHERAPY |  |  |  |  | Draeger Inc | Lamp, Phototherapy |  | LAMPPHOTOTHERAPY-DraegerMed-4000 |  | 2/15/19 |  | LP-A | Covered PM Repair - Biomedical | MHHS-Cypress | [8 empty] | LAMPPHOTOTHERAPY | Lamp, Phototherapy | Draeger Inc
NO | YES | [5 empty] | Draeger Medical Inc. | PHOTOTHERAPY 4000 |  | ARRH0009 | GH-Nursery | MHHS-Greater Heights |  | Lamp, Phototherapy |  |  |  | Central | MHHS-Greater Heights | GH-Nursery | Nursery | 5/1/19 |  | 5/1/20 |  | PHOTOTHERAPY UNITS | Lamp, Phototherapy | LAMPPHOTOTHERAPY-DraegerMed-4000 | LAMPPHOTOTHERAPY |  |  |  |  | Draeger Inc | Lamp, Phototherapy |  | LAMPPHOTOTHERAPY-DraegerMed-4000 |  | 3/1/13 |  | LP-A | Covered PM Repair - Biomedical | MHHS-Greater Heights | [8 empty] | LAMPPHOTOTHERAPY | Lamp, Phototherapy | Draeger Inc
NO | YES |  |  |  | 009-00336 | 009-00336 | Draeger Medical Inc. | PHOTOTHERAPY 4000 |  | arml 0004 | GH-Labor & Delivery | MHHS-Greater Heights |  | Lamp, Phototherapy |  | 009-00336 | 009-00336 | Central | MHHS-Greater Heights | GH-Labor & Delivery | Nursery | 5/1/19 |  | 5/1/20 |  | PHOTOTHERAPY UNITS | Lamp, Phototherapy | LAMPPHOTOTHERAPY-DraegerMed-4000 | LAMPPHOTOTHERAPY |  |  |  |  | Draeger Inc | Lamp, Phototherapy |  | LAMPPHOTOTHERAPY-DraegerMed-4000 |  | 3/1/13 |  | LP-A | Covered PM Repair - Biomedical | MHHS-Greater Heights | [8 empty] | LAMPPHOTOTHERAPY | Lamp, Phototherapy | Draeger Inc
NO | YES | [5 empty] | Draeger Medical Inc. | PHOTOTHERAPY 4000 |  | arpc0001 | GH-Nursery | MHHS-Greater Heights |  | Lamp, Phototherapy |  |  |  | Central | MHHS-Greater Heights | GH-Nursery | Nursery | 5/1/19 |  | 5/1/20 |  | PHOTOTHERAPY UNITS | Lamp, Phototherapy | LAMPPHOTOTHERAPY-DraegerMed-4000 | LAMPPHOTOTHERAPY |  |  |  |  | Draeger Inc | Lamp, Phototherapy |  | LAMPPHOTOTHERAPY-DraegerMed-4000 |  | 3/1/13 |  | LP-A | Covered PM Repair - Biomedical | MHHS-Greater Heights | [8 empty] | LAMPPHOTOTHERAPY | Lamp, Phototherapy | Draeger Inc
NO | YES | [5 empty] | Draeger Medical Inc. | PHOTOTHERAPY 4000 |  | ARYB0040 | GH-Nursery | MHHS-Greater Heights |  | Lamp, Phototherapy |  |  |  | Central | MHHS-Greater Heights | GH-Nursery | Nursery | 5/1/19 |  | 5/1/20 |  | PHOTOTHERAPY UNITS | Lamp, Phototherapy | LAMPPHOTOTHERAPY-DraegerMed-4000 | LAMPPHOTOTHERAPY |  |  |  |  | Draeger Inc | Lamp, Phototherapy |  | LAMPPHOTOTHERAPY-DraegerMed-4000 |  | 3/1/13 |  | LP-A | Covered PM Repair - Biomedical | MHHS-Greater Heights | [8 empty] | LAMPPHOTOTHERAPY | Lamp, Phototherapy | Draeger Inc
NO | YES |  |  |  | 133-00683 | 133-00683 | Draeger Medical Inc. | PHOTOTHERAPY 4000 |  | ARNK 0029 | Katy-NICU | MHHS-Katy |  | Lamp, Phototherapy |  | 133-00683 | 133-00683 | Katy | MHHS-Katy | Katy-NICU | Post partum equipment room | 10/1/19 | 10/1/20 |  |  | PHOTOTHERAPY UNITS | Lamp, Phototherapy | LAMPPHOTOTHERAPY-DraegerMed-4000 | LAMPPHOTOTHERAPY |  |  |  |  | Draeger Inc | Lamp, Phototherapy |  | LAMPPHOTOTHERAPY-DraegerMed-4000 |  | 12/7/14 |  | LP-A | Covered PM Repair - Biomedical | MHHS-Katy | [8 empty] | LAMPPHOTOTHERAPY | Lamp, Phototherapy | Draeger Inc
NO | YES |  |  |  | 133-01404 | 133-01404 | Draeger Medical Inc. | PHOTOTHERAPY 4000 |  | arnk0027 | Katy-NICU | MHHS-Katy |  | Lamp, Phototherapy |  | 133-01404 | 133-01404 | Katy | MHHS-Katy | Katy-NICU | NICU STORAGE | 8/1/19 | 8/1/20 |  |  | PHOTOTHERAPY UNITS | Lamp, Phototherapy | LAMPPHOTOTHERAPY-DraegerMed-4000 | LAMPPHOTOTHERAPY |  |  |  |  | Draeger Inc | Lamp, Phototherapy |  | LAMPPHOTOTHERAPY-DraegerMed-4000 |  | 11/25/14 |  | LP-A | Covered PM Repair - Biomedical | MHHS-Katy | [8 empty] | LAMPPHOTOTHERAPY | Lamp, Phototherapy | Draeger Inc
NO | YES |  |  |  | 133-01471 | 133-01471 | Draeger Medical Inc. | PHOTOTHERAPY 4000 |  | ARPF 0005 | Katy-Nursery | MHHS-Katy |  | Lamp, Phototherapy |  | 133-01471 | 133-01471 | Katy | MHHS-Katy | Katy-Nursery | NICU | 11/1/19 | 11/1/20 |  |  | PHOTOTHERAPY UNITS | Lamp, Phototherapy | LAMPPHOTOTHERAPY-DraegerMed-4000 | LAMPPHOTOTHERAPY |  |  |  |  | Draeger Inc | Lamp, Phototherapy |  | LAMPPHOTOTHERAPY-DraegerMed-4000 |  |  |  | LP-A | Covered PM Repair - Biomedical | MHHS-Katy | [8 empty] | LAMPPHOTOTHERAPY | Lamp, Phototherapy | Draeger Inc
NO | YES |  |  |  | 133-01472 | 133-01472 | Draeger Medical Inc. | PHOTOTHERAPY 4000 |  | ARPF 0008 | Katy-NICU | MHHS-Katy |  | Lamp, Phototherapy |  | 133-01472 | 133-01472 | Katy | MHHS-Katy | Katy-NICU | Equipment storage in post partum | 10/1/19 | 10/1/20 |  |  | PHOTOTHERAPY UNITS | Lamp, Phototherapy | LAMPPHOTOTHERAPY-DraegerMed-4000 | LAMPPHOTOTHERAPY |  |  |  |  | Draeger Inc | Lamp, Phototherapy |  | LAMPPHOTOTHERAPY-DraegerMed-4000 |  |  |  | LP-A | Covered PM Repair - Biomedical | MHHS-Katy | [8 empty] | LAMPPHOTOTHERAPY | Lamp, Phototherapy | Draeger Inc
NO | YES |  |  |  | 133-03707 | 133-03707 | Draeger Medical Inc. | PHOTOTHERAPY 4000 |  | ARXH0024 | Katy-NICU | MHHS-Katy |  | Lamp, Phototherapy |  | 133-03707 | 133-03707 | Katy | MHHS-Katy | Katy-NICU | Post partum equipment storage room | 10/1/19 | 10/1/20 |  |  | PHOTOTHERAPY UNITS | Lamp, Phototherapy | LAMPPHOTOTHERAPY-DraegerMed-4000 | LAMPPHOTOTHERAPY |  |  |  |  | Draeger Inc | Lamp, Phototherapy |  | LAMPPHOTOTHERAPY-DraegerMed-4000 |  |  |  | LP-A | Covered PM Repair - Biomedical | MHHS-Katy | [8 empty] | LAMPPHOTOTHERAPY | Lamp, Phototherapy | Draeger Inc
NO | YES |  |  |  | 133-03708 | 133-03708 | Draeger Medical Inc. | PHOTOTHERAPY 4000 |  | ARXH0001 | Katy-NICU | MHHS-Katy |  | Lamp, Phototherapy |  | 133-03708 | 133-03708 | Katy | MHHS-Katy | Katy-NICU | Post partim equipment storage room | 11/1/19 | 11/1/20 |  |  | PHOTOTHERAPY UNITS | Lamp, Phototherapy | LAMPPHOTOTHERAPY-DraegerMed-4000 | LAMPPHOTOTHERAPY |  |  |  |  | Draeger Inc | Lamp, Phototherapy |  | LAMPPHOTOTHERAPY-DraegerMed-4000 |  |  |  | LP-A | Covered PM Repair - Biomedical | MHHS-Katy | [8 empty] | LAMPPHOTOTHERAPY | Lamp, Phototherapy | Draeger Inc
NO | YES |  |  |  | 133-03709 | 133-03709 | Draeger Medical Inc. | PHOTOTHERAPY 4000 |  | ARXH0008 | Katy-NICU | MHHS-Katy |  | Lamp, Phototherapy |  | 133-03709 | 133-03709 | Katy | MHHS-Katy | Katy-NICU | Equipment storage in post partum | 4/1/19 | 4/1/20 |  |  | PHOTOTHERAPY UNITS | Lamp, Phototherapy | LAMPPHOTOTHERAPY-DraegerMed-4000 | LAMPPHOTOTHERAPY |  |  |  |  | Draeger Inc | Lamp, Phototherapy |  | LAMPPHOTOTHERAPY-DraegerMed-4000 |  |  |  | LP-A | Covered PM Repair - Biomedical | MHHS-Katy | [8 empty] | LAMPPHOTOTHERAPY | Lamp, Phototherapy | Draeger Inc
NO | YES |  |  |  | 133-05349 | 133-05349 | Draeger Medical Inc. | PHOTOTHERAPY 4000 |  | ARNJ0010 | Katy-NICU | MHHS-Katy |  | Lamp, Phototherapy |  | 133-05349 | 133-05349 | Katy | MHHS-Katy | Katy-NICU | NICU STORAGE | 12/1/19 | 12/1/20 |  |  | PHOTOTHERAPY UNITS | Lamp, Phototherapy | LAMPPHOTOTHERAPY-DraegerMed-4000 | LAMPPHOTOTHERAPY |  |  |  |  | Draeger Inc | Lamp, Phototherapy |  | LAMPPHOTOTHERAPY-DraegerMed-4000 |  |  |  | LP-A | Covered PM Repair - Biomedical | MHHS-Katy | [8 empty] | LAMPPHOTOTHERAPY | Lamp, Phototherapy | Draeger Inc
NO | YES |  |  |  | 133-02580 | 133-02580 | Draeger Medical Inc. | PHOTOTHERAPY 4000 |  | ARWH0023 | Katy-Postpartum-2W | MHHS-Katy |  | Lamp, Phototherapy |  | 133-02580 | 133-02580 | Katy | MHHS-Katy | Katy-Postpartum-2W | Postpartum equipment storage | 8/1/19 | 8/1/20 |  |  | PHOTOTHERAPY UNITS | Lamp, Phototherapy | LAMPPHOTOTHERAPY-DraegerMed-4000 | LAMPPHOTOTHERAPY |  |  |  |  | Draeger Inc | Lamp, Phototherapy |  | LAMPPHOTOTHERAPY-DraegerMed-4000 |  |  |  | LP-A | Covered PM Repair - Biomedical | MHHS-Katy | [8 empty] | LAMPPHOTOTHERAPY | Lamp, Phototherapy | Draeger Inc
NO | YES |  |  |  | 133-01431 | 133-01431 | Draeger Medical Inc. | PHOTOTHERAPY 4000 |  | ARPF 0006 | Katy-NICU | MHHS-Katy |  | Lamp, Phototherapy |  | 133-01431 | 133-01431 | Katy | MHHS-Katy | Katy-NICU | Equipment storage in post partum | 7/1/19 | 7/1/20 |  |  | PHOTOTHERAPY UNITS | Lamp, Phototherapy | LAMPPHOTOTHERAPY-DraegerMed-4000 | LAMPPHOTOTHERAPY |  |  |  |  | Draeger Inc | Lamp, Phototherapy |  | LAMPPHOTOTHERAPY-DraegerMed-4000 |  | 1/1/16 |  | LP-A | Covered PM Repair - Biomedical | MHHS-Katy | [8 empty] | LAMPPHOTOTHERAPY | Lamp, Phototherapy | Draeger Inc
NO | YES |  |  |  | 041-08047 | 041-08047 | Draeger Medical Inc. | PHOTOTHERAPY 4000 |  | ARWB0038 | MEMORIAL CITY - MHT - NICU | MHHS-Mem City |  | Lamp, Phototherapy |  | 041-08047 | 041-08047 | West | Memorial Hermann Memorial City Medical Center | MEMORIAL CITY - MHT - NICU | Memorial City - MH4-304 Equipment Storage |  |  |  |  | PHOTOTHERAPY UNITS |  | LAMPPHOTOTHERAPY-DraegerMed-4000 | LAMPPHOTOTHERAPY |  |  |  |  | Draeger Inc | Lamp, Phototherapy |  | LAMPPHOTOTHERAPY-DraegerMed-4000 |  |  |  |  | Covered PM Repair - Biomedical | MHHS-Mem City
NO | YES |  |  |  | 005-02347 | 005-02347 | Draeger Medical Inc. | PHOTOTHERAPY 4000 |  | ARNK0030 | SE-Neonatal ICU | MHHS-Southeast |  | Lamp, Phototherapy |  | 005-02347 | 005-02347 | Southeast | MHHS-Southeast | SE-Neonatal ICU |  | 10/1/19 |  |  |  | PHOTOTHERAPY UNITS |  | LAMPPHOTOTHERAPY-DraegerMed-4000 | LAMPPHOTOTHERAPY |  |  |  |  | Draeger Inc | Lamp, Phototherapy |  | LAMPPHOTOTHERAPY-DraegerMed-4000 |  | 3/1/13 |  |  | Covered PM Repair - Biomedical | MHHS-Southeast
NO | YES |  |  |  | 005-02519 | 005-02519 | Draeger Medical Inc. | PHOTOTHERAPY 4000 |  | ARRE 0013 | SE-Neonatal ICU | MHHS-Southeast |  | Lamp, Phototherapy |  | 005-02519 | 005-02519 | Southeast | MHHS-Southeast | SE-Neonatal ICU | 4th floor storage | 10/1/19 |  |  |  | PHOTOTHERAPY UNITS |  | LAMPPHOTOTHERAPY-DraegerMed-4000 | LAMPPHOTOTHERAPY |  |  |  |  | Draeger Inc | Lamp, Phototherapy |  | LAMPPHOTOTHERAPY-DraegerMed-4000 |  | 3/1/13 |  |  | Covered PM Repair - Biomedical | MHHS-Southeast
NO | YES |  |  |  | 005-05766 | 005-05766 | Draeger Medical Inc. | PHOTOTHERAPY 4000 |  | ARYB0043 | SE-Neonatal ICU | MHHS-Southeast |  | Lamp, Phototherapy |  | 005-05766 | 005-05766 | Southeast | MHHS-Southeast | SE-Neonatal ICU | 4Th Floor Storage | 10/1/19 |  |  |  | PHOTOTHERAPY UNITS |  | LAMPPHOTOTHERAPY-DraegerMed-4000 | LAMPPHOTOTHERAPY |  |  |  |  | Draeger Inc | Lamp, Phototherapy |  | LAMPPHOTOTHERAPY-DraegerMed-4000 |  | 3/1/13 |  |  | Covered PM Repair - Biomedical | MHHS-Southeast
NO | YES |  |  |  | 005-05767 | 005-05767 | Draeger Medical Inc. | PHOTOTHERAPY 4000 |  | ARYB0037 | SE-Neonatal ICU | MHHS-Southeast |  | Lamp, Phototherapy |  | 005-05767 | 005-05767 | Southeast | MHHS-Southeast | SE-Neonatal ICU | 4th floor storage | 3/1/19 |  |  |  | PHOTOTHERAPY UNITS |  | LAMPPHOTOTHERAPY-DraegerMed-4000 | LAMPPHOTOTHERAPY |  |  |  |  | Draeger Inc | Lamp, Phototherapy |  | LAMPPHOTOTHERAPY-DraegerMed-4000 |  | 3/1/13 |  |  | Covered PM Repair - Biomedical | MHHS-Southeast
NO | YES |  |  |  |  | 013-09574 | Draeger Medical Inc. | PHOTOTHERAPY 4000 |  | artb0016 | SW-NICU | MHHS-Southwest |  | Lamp, Phototherapy |  |  | 013-09574 | Southwest | MHHS-Southwest | SW-NICU | Hallway | 8/1/19 |  |  |  | PHOTOTHERAPY UNITS | Lamp, Phototherapy | LAMPPHOTOTHERAPY-DraegerMed-4000 | LAMPPHOTOTHERAPY |  |  |  |  | Draeger Inc | Lamp, Phototherapy |  | LAMPPHOTOTHERAPY-DraegerMed-4000 |  | 3/1/13 |  | LP-A | Covered PM Repair - Biomedical | MHHS-Southwest | [8 empty] | LAMPPHOTOTHERAPY | Lamp, Phototherapy | Draeger Inc
NO | YES |  |  |  |  | 013-09528 | Draeger Medical Inc. | PHOTOTHERAPY 4000 |  | artk0002 | SW-NICU | MHHS-Southwest |  | Lamp, Phototherapy |  |  | 013-09528 | Southwest | MHHS-Southwest | SW-NICU | Hallway | 8/1/19 |  |  |  | PHOTOTHERAPY UNITS | Lamp, Phototherapy | LAMPPHOTOTHERAPY-DraegerMed-4000 | LAMPPHOTOTHERAPY |  |  |  |  | Draeger Inc | Lamp, Phototherapy |  | LAMPPHOTOTHERAPY-DraegerMed-4000 |  | 12/20/13 |  | LP-A | Covered PM Repair - Biomedical | MHHS-Southwest | [8 empty] | LAMPPHOTOTHERAPY | Lamp, Phototherapy | Draeger Inc
NO | YES |  |  |  |  | 013-08453 | Draeger Medical Inc. | PHOTOTHERAPY 4000 |  | ARTA0020 | SW-NICU | MHHS-Southwest |  | Lamp, Phototherapy |  |  | 013-08453 | Southwest | MHHS-Southwest | SW-NICU | Hallway | 10/1/19 |  |  |  | PHOTOTHERAPY UNITS | Lamp, Phototherapy | LAMPPHOTOTHERAPY-DraegerMed-4000 | LAMPPHOTOTHERAPY |  |  |  |  | Draeger Inc | Lamp, Phototherapy |  | LAMPPHOTOTHERAPY-DraegerMed-4000 |  | 2/13/19 |  | LP-A | Covered PM Repair - Biomedical | MHHS-Southwest | [8 empty] | LAMPPHOTOTHERAPY | Lamp, Phototherapy | Draeger Inc
NO | YES | [5 empty] | Draeger Medical Inc. | PHOTOTHERAPY 4000 |  | ARTB-0015 | SW-Nursery | MHHS-Southwest |  | Lamp, Phototherapy |  |  |  | Southwest | MHHS-Southwest | SW-Nursery | Post Partum Storage | 11/1/19 |  | 11/1/20 |  | PHOTOTHERAPY UNITS | Lamp, Phototherapy | LAMPPHOTOTHERAPY-DraegerMed-4000 | LAMPPHOTOTHERAPY |  |  |  |  | Draeger Inc | Lamp, Phototherapy |  | LAMPPHOTOTHERAPY-DraegerMed-4000 |  | 3/1/13 |  | LP-A | Covered PM Repair - Biomedical | MHHS-Southwest | [8 empty] | LAMPPHOTOTHERAPY | Lamp, Phototherapy | Draeger Inc
NO | YES | [5 empty] | Draeger Medical Inc. | PHOTOTHERAPY 4000 |  | ARTA0018 | SW-Labor & Delivery | MHHS-Southwest |  | Lamp, Phototherapy |  |  |  | Southwest | MHHS-Southwest | SW-Labor & Delivery | Equipment room | 8/1/19 |  | 8/1/20 |  | PHOTOTHERAPY UNITS | Lamp, Phototherapy | LAMPPHOTOTHERAPY-DraegerMed-4000 | LAMPPHOTOTHERAPY |  |  |  |  | Draeger Inc | Lamp, Phototherapy |  | LAMPPHOTOTHERAPY-DraegerMed-4000 |  | 3/1/13 |  | LP-A | Covered PM Repair - Biomedical | MHHS-Southwest | [8 empty] | LAMPPHOTOTHERAPY | Lamp, Phototherapy | Draeger Inc
NO | YES |  |  |  |  | 013-04875 | Draeger Medical Inc. | PHOTOTHERAPY 4000 |  | ARNJ0001 | SW-NICU | MHHS-Southwest |  | Lamp, Phototherapy |  |  | 013-04875 | Southwest | MHHS-Southwest | SW-NICU | Hallway | 10/1/19 |  |  |  | PHOTOTHERAPY UNITS | Lamp, Phototherapy | LAMPPHOTOTHERAPY-DraegerMed-4000 | LAMPPHOTOTHERAPY |  |  |  |  | Draeger Inc | Lamp, Phototherapy |  | LAMPPHOTOTHERAPY-DraegerMed-4000 |  | 3/1/13 |  | LP-A | Covered PM Repair - Biomedical | MHHS-Southwest | [8 empty] | LAMPPHOTOTHERAPY | Lamp, Phototherapy | Draeger Inc
NO | YES | [5 empty] | Draeger Medical Inc. | PHOTOTHERAPY 4000 |  | ARNF0010 | SW-NICU | MHHS-Southwest |  | Lamp, Phototherapy |  |  |  | Southwest | MHHS-Southwest | SW-NICU | NICU | 8/1/19 |  | 8/1/20 |  | PHOTOTHERAPY UNITS | Lamp, Phototherapy | LAMPPHOTOTHERAPY-DraegerMed-4000 | LAMPPHOTOTHERAPY |  |  |  |  | Draeger Inc | Lamp, Phototherapy |  | LAMPPHOTOTHERAPY-DraegerMed-4000 |  | 3/1/13 |  | LP-A | Covered PM Repair - Biomedical | MHHS-Southwest | [8 empty] | LAMPPHOTOTHERAPY | Lamp, Phototherapy | Draeger Inc
NO | YES | [5 empty] | Draeger Medical Inc. | PHOTOTHERAPY 4000 |  | ARTB0048 | SW-Nursery | MHHS-Southwest |  | Lamp, Phototherapy |  |  |  | Southwest | MHHS-Southwest | SW-Nursery | Post Partum Storage | 8/1/19 |  | 8/1/20 |  | PHOTOTHERAPY UNITS | Lamp, Phototherapy | LAMPPHOTOTHERAPY-DraegerMed-4000 | LAMPPHOTOTHERAPY |  |  |  |  | Draeger Inc | Lamp, Phototherapy |  | LAMPPHOTOTHERAPY-DraegerMed-4000 |  | 3/1/13 |  | LP-A | Covered PM Repair - Biomedical | MHHS-Southwest | [8 empty] | LAMPPHOTOTHERAPY | Lamp, Phototherapy | Draeger Inc
NO | YES |  |  |  |  | 099-13243 | Draeger Medical Inc. | PHOTOTHERAPY 4000 |  | ARTB-0019 | SW-NICU | MHHS-Southwest |  | Lamp, Phototherapy |  |  | 099-13243 | Southwest | MHHS-Southwest | SW-NICU | Hallway | 10/1/19 |  |  |  | PHOTOTHERAPY UNITS | Lamp, Phototherapy | LAMPPHOTOTHERAPY-DraegerMed-4000 | LAMPPHOTOTHERAPY |  |  |  |  | Draeger Inc | Lamp, Phototherapy |  | LAMPPHOTOTHERAPY-DraegerMed-4000 |  | 3/1/13 |  | LP-A | Covered PM Repair - Biomedical | MHHS-Southwest | [8 empty] | LAMPPHOTOTHERAPY | Lamp, Phototherapy | Draeger Inc
NO | YES |  |  |  |  | 013-09567 | Draeger Medical Inc. | PHOTOTHERAPY 4000 |  | ARTB-0018 | SW-NICU | MHHS-Southwest |  | Lamp, Phototherapy |  |  | 013-09567 | Southwest | MHHS-Southwest | SW-NICU | Hallway | 8/1/19 |  |  |  | PHOTOTHERAPY UNITS | Lamp, Phototherapy | LAMPPHOTOTHERAPY-DraegerMed-4000 | LAMPPHOTOTHERAPY |  |  |  |  | Draeger Inc | Lamp, Phototherapy |  | LAMPPHOTOTHERAPY-DraegerMed-4000 |  | 1/1/12 |  | LP-A | Covered PM Repair - Biomedical | MHHS-Southwest | [8 empty] | LAMPPHOTOTHERAPY | Lamp, Phototherapy | Draeger Inc
NO | YES | [5 empty] | Draeger Medical Inc. | PHOTOTHERAPY 4000 |  | ARTK-0001 | SW-Nursery | MHHS-Southwest |  | Lamp, Phototherapy |  |  |  | Southwest | MHHS-Southwest | SW-Nursery | Post Partum Storage | 8/1/19 |  | 8/1/20 |  | PHOTOTHERAPY UNITS | Lamp, Phototherapy | LAMPPHOTOTHERAPY-DraegerMed-4000 | LAMPPHOTOTHERAPY |  |  |  |  | Draeger Inc | Lamp, Phototherapy |  | LAMPPHOTOTHERAPY-DraegerMed-4000 |  | 3/1/13 |  | LP-A | Covered PM Repair - Biomedical | MHHS-Southwest | [8 empty] | LAMPPHOTOTHERAPY | Lamp, Phototherapy | Draeger Inc
NO | YES | [5 empty] | Draeger Medical Inc. | PHOTOTHERAPY 4000 |  | ARNK0012 | SW-Labor & Delivery | MHHS-Southwest |  | Lamp, Phototherapy |  |  |  | Southwest | MHHS-Southwest | SW-Labor & Delivery | Equipment room | 11/1/19 |  | 11/1/20 |  | PHOTOTHERAPY UNITS | Lamp, Phototherapy | LAMPPHOTOTHERAPY-DraegerMed-4000 | LAMPPHOTOTHERAPY |  |  |  |  | Draeger Inc | Lamp, Phototherapy |  | LAMPPHOTOTHERAPY-DraegerMed-4000 |  | 11/4/12 |  | LP-A | Covered PM Repair - Biomedical | MHHS-Southwest | [8 empty] | LAMPPHOTOTHERAPY | Lamp, Phototherapy | Draeger Inc
NO | YES | [5 empty] | Draeger Medical Inc. | PHOTOTHERAPY 4000 |  | ARMK0011 | SW-Nursery | MHHS-Southwest |  | Lamp, Phototherapy |  |  |  | Southwest | MHHS-Southwest | SW-Nursery | Post Partum Storage | 9/1/19 |  | 12/1/20 |  | PHOTOTHERAPY UNITS | Lamp, Phototherapy | LAMPPHOTOTHERAPY-DraegerMed-4000 | LAMPPHOTOTHERAPY |  |  |  |  | Draeger Inc | Lamp, Phototherapy |  | LAMPPHOTOTHERAPY-DraegerMed-4000 |  | 6/5/19 |  | LP-A | Covered PM Repair - Biomedical | MHHS-Southwest | [8 empty] | LAMPPHOTOTHERAPY | Lamp, Phototherapy | Draeger Inc
NO | YES | [5 empty] | Draeger Medical Inc. | PHOTOTHERAPY 4000 |  | ARNF0003 | SW-Nursery | MHHS-Southwest |  | Lamp, Phototherapy |  |  |  | Southwest | MHHS-Southwest | SW-Nursery | Post Partum Storage | 2/1/20 |  | 2/1/21 |  | PHOTOTHERAPY UNITS | Lamp, Phototherapy | LAMPPHOTOTHERAPY-DraegerMed-4000 | LAMPPHOTOTHERAPY |  |  |  |  | Draeger Inc | Lamp, Phototherapy |  | LAMPPHOTOTHERAPY-DraegerMed-4000 |  | 12/1/19 |  | LP-A | Covered PM Repair - Biomedical | MHHS-Southwest | [8 empty] | LAMPPHOTOTHERAPY | Lamp, Phototherapy | Draeger Inc
NO | YES |  |  |  | 129-01857 | 129-01857 | Draeger Medical Inc. | PHOTOTHERAPY 4000 |  | ARUJ 0007 | Sugar Land-Pedi IMU | MHHS-Sugarland |  | Lamp, Phototherapy |  | 129-01857 | 129-01857 | Sugar Land | MHHS-Sugarland | Sugar Land-Pedi IMU | Equipment Storage | 11/1/19 |  |  |  | PHOTOTHERAPY UNITS | Lamp, Phototherapy | LAMPPHOTOTHERAPY-DraegerMed-4000 | LAMPPHOTOTHERAPY |  |  |  |  | Draeger Inc | Lamp, Phototherapy |  | LAMPPHOTOTHERAPY-DraegerMed-4000 |  | 1/1/17 |  | LP-A | Covered PM Repair - Biomedical | MHHS-Sugarland | [8 empty] | LAMPPHOTOTHERAPY | Lamp, Phototherapy | Draeger Inc
NO | YES |  |  |  | 129-01923 | 129-01923 | Draeger Medical Inc. | PHOTOTHERAPY 4000 |  | ARWB0044 | Sugar Land-Pedi IMU | MHHS-Sugarland |  | Lamp, Phototherapy |  | 129-01923 | 129-01923 | Sugar Land | MHHS-Sugarland | Sugar Land-Pedi IMU | Equipment Storage | 8/1/19 | 8/1/20 |  |  | PHOTOTHERAPY UNITS | Lamp, Phototherapy | LAMPPHOTOTHERAPY-DraegerMed-4000 | LAMPPHOTOTHERAPY |  |  |  |  | Draeger Inc | Lamp, Phototherapy |  | LAMPPHOTOTHERAPY-DraegerMed-4000 |  | 2/28/19 |  | LP-A | Covered PM Repair - Biomedical | MHHS-Sugarland | [8 empty] | LAMPPHOTOTHERAPY | Lamp, Phototherapy | Draeger Inc
NO | YES |  |  |  | 129-04352 | 129-04352 | Draeger Medical Inc. | PHOTOTHERAPY 4000 |  | ASBB 0031 | Sugar Land-Pedi IMU | MHHS-Sugarland |  | Lamp, Phototherapy |  | 129-04352 | 129-04352 | Sugar Land | MHHS-Sugarland | Sugar Land-Pedi IMU | Equipment Storage | 11/1/19 |  |  |  | PHOTOTHERAPY UNITS | Lamp, Phototherapy | LAMPPHOTOTHERAPY-DraegerMed-4000 | LAMPPHOTOTHERAPY |  |  |  |  | Draeger Inc | Lamp, Phototherapy |  | LAMPPHOTOTHERAPY-DraegerMed-4000 |  |  |  | LP-A | Covered PM Repair - Biomedical | MHHS-Sugarland | [8 empty] | LAMPPHOTOTHERAPY | Lamp, Phototherapy | Draeger Inc
NO | YES | [5 empty] | Draeger Medical Inc. | PHOTOTHERAPY 4000 |  | ARML0010 | TMC-Children's-NICU (7Hp) | MHHS-TMC |  | Lamp, Phototherapy |  |  |  | TMC | MHHS-TMC | TMC-Children's-NICU (7Hp) |  | 3/1/19 |  |  |  | PHOTOTHERAPY UNITS |  | LAMPPHOTOTHERAPY-DraegerMed-4000 | LAMPPHOTOTHERAPY |  |  |  |  | Draeger Inc | Lamp, Phototherapy |  | LAMPPHOTOTHERAPY-DraegerMed-4000 |  |  | Verified 3/30/2020 4:07pm (Central) |  | Covered PM Repair - Biomedical | MHHS-TMC
NO | YES | [5 empty] | Draeger Medical Inc. | PHOTOTHERAPY 4000 |  | ARML 0008 | TMC-Children's-NICU (7Hp) | MHHS-TMC |  | Lamp, Phototherapy |  |  |  | TMC | MHHS-TMC | TMC-Children's-NICU (7Hp) |  | 3/4/19 |  |  |  | PHOTOTHERAPY UNITS |  | LAMPPHOTOTHERAPY-DraegerMed-4000 | LAMPPHOTOTHERAPY |  |  |  |  | Draeger Inc | Lamp, Phototherapy |  | LAMPPHOTOTHERAPY-DraegerMed-4000 |  |  | Verified 3/30/2020 4:07pm (Central) |  | Covered PM Repair - Biomedical | MHHS-TMC
NO | YES | [5 empty] | Draeger Medical Inc. | PHOTOTHERAPY 4000 |  | arna0010 | TMC-Children's-RCW (8Hp) | MHHS-TMC |  | Lamp, Phototherapy |  |  |  | TMC | MHHS-TMC | TMC-Children's-RCW (8Hp) |  | 3/5/19 |  |  |  | PHOTOTHERAPY UNITS |  | LAMPPHOTOTHERAPY-DraegerMed-4000 | LAMPPHOTOTHERAPY |  |  |  |  | Draeger Inc | Lamp, Phototherapy |  | LAMPPHOTOTHERAPY-DraegerMed-4000 |  |  | Verified 3/30/2020 4:07pm (Central) |  | Covered PM Repair - Biomedical | MHHS-TMC
NO | YES | [5 empty] | Draeger Medical Inc. | PHOTOTHERAPY 4000 |  | ARTA0030 | TMC-Children's-RCW (8Hp) | MHHS-TMC |  | Lamp, Phototherapy |  |  |  | TMC | MHHS-TMC | TMC-Children's-RCW (8Hp) |  | 3/11/19 |  |  |  | PHOTOTHERAPY UNITS |  | LAMPPHOTOTHERAPY-DraegerMed-4000 | LAMPPHOTOTHERAPY |  |  |  |  | Draeger Inc | Lamp, Phototherapy |  | LAMPPHOTOTHERAPY-DraegerMed-4000 |  |  | Verified 3/30/2020 4:07pm (Central) |  | Covered PM Repair - Biomedical | MHHS-TMC
NO | YES |  |  |  | 029-01460 | 029-01460 | Draeger Medical Inc. | PHOTOTHERAPY 4000 |  | ARPF0016 | Woodlands-NICU | MHHS-Woodlands |  | Lamp, Phototherapy |  | 029-01460 | 029-01460 | Woodlands | MHHS-Woodlands | Woodlands-NICU | Storage room | 12/1/19 |  | 12/1/20 |  | PHOTOTHERAPY UNITS | Lamp, Phototherapy | LAMPPHOTOTHERAPY-DraegerMed-4000 | LAMPPHOTOTHERAPY |  |  |  |  | Draeger Inc | Lamp, Phototherapy |  | LAMPPHOTOTHERAPY-DraegerMed-4000 |  | 3/15/17 |  | LP-A | Covered PM Repair - Biomedical | MHHS-Woodlands | [8 empty] | LAMPPHOTOTHERAPY | Lamp, Phototherapy | Draeger Inc
NO | YES |  |  |  |  | 029-02884 | Draeger Medical Inc. | PHOTOTHERAPY 4000 |  | ARSJ 0026 | Woodlands-NICU | MHHS-Woodlands |  | Lamp, Phototherapy |  |  | 029-02884 | Woodlands | MHHS-Woodlands | Woodlands-NICU | Room 241 | 11/1/19 |  | 11/1/20 |  | PHOTOTHERAPY UNITS | Lamp, Phototherapy | LAMPPHOTOTHERAPY-DraegerMed-4000 | LAMPPHOTOTHERAPY |  |  |  |  | Draeger Inc | Lamp, Phototherapy |  | LAMPPHOTOTHERAPY-DraegerMed-4000 |  |  |  | LP-A | Covered PM Repair - Biomedical | MHHS-Woodlands | [8 empty] | LAMPPHOTOTHERAPY | Lamp, Phototherapy | Draeger Inc
YES | YES |  |  |  | 133-02579 | 133-02579 | Draeger Medical Inc. | PHOTOTHERAPY 4000 |  | ARWH 0024 | KATY - NURSERY |  |  |  |  | 133-02579 | 133-02579 | Katy | Katy | KATY - NURSERY | NICU |  |  |  | No pm
YES | YES |  |  |  | 029-03293 | 029-03293 | Draeger Medical Inc. | PHOTOTHERAPY 4000 |  | ARNK 0003 | Woodlands PEDS |  |  |  |  | 029-03293 | 029-03293 |  |  | Woodlands PEDS | Storage | 10/1/19 |  | 10/1/20
YES | YES |  |  |  | 013-08346 | 013-08346 | Draeger Medical Inc. | PHOTOTHERAPY 4000 |  | ARSK0008 | SW - NICU |  |  |  |  | 013-08346 | 013-08346 | Southwest | Memorial Hermann Southwest Hospital | SW - NICU | NICU | 8/1/19 |  | 8/1/20
NO | NO | [5 empty] | Draeger Medical Inc. | PHOTOTHERAPY 4000 |  | ARSJ0039 | GH - MOTHER & BABY | MHHS-Greater Heights |  | Lamp, Phototherapy |  |  |  | Central & Greater Heights |  | GH - MOTHER & BABY | [5 empty] | PHOTOTHERAPY UNITS |  | LAMPPHOTOTHERAPY-DraegerMed-4000 | LAMPPHOTOTHERAPY |  |  |  |  | Draeger Inc | Lamp, Phototherapy |  | LAMPPHOTOTHERAPY-DraegerMed-4000 |  |  |  |  | Covered PM Repair - Biomedical | MHHS-Greater Heights
NO | NO | [5 empty] | Draeger Medical Inc. | PHOTOTHERAPY 4000 |  | ARZF0087 | GH - MOTHER & BABY | MHHS-Greater Heights |  | Lamp, Phototherapy |  |  |  | Central & Greater Heights |  | GH - MOTHER & BABY | [5 empty] | PHOTOTHERAPY UNITS |  | LAMPPHOTOTHERAPY-DraegerMed-4000 | LAMPPHOTOTHERAPY |  |  |  |  | Draeger Inc | Lamp, Phototherapy |  | LAMPPHOTOTHERAPY-DraegerMed-4000 |  |  |  |  | Covered PM Repair - Biomedical | MHHS-Greater Heights
NO | NO | [5 empty] | Draeger Medical Inc. | PHOTOTHERAPY 4000 |  | ARWH0024 | KATY - NURSERY | MHHS-Katy |  | Lamp, Phototherapy |  |  |  | Katy |  | KATY - NURSERY | [5 empty] | PHOTOTHERAPY UNITS |  | LAMPPHOTOTHERAPY-DraegerMed-4000 | LAMPPHOTOTHERAPY |  |  |  |  | Draeger Inc | Lamp, Phototherapy |  | LAMPPHOTOTHERAPY-DraegerMed-4000 |  |  |  |  | Covered PM Repair - Biomedical | MHHS-Katy
NO | NO | [5 empty] | Draeger Medical Inc. | PHOTOTHERAPY 4000 |  | ARUF0008 | MEMORIAL CITY - MHT - NICU | MHHS-Mem City |  | Lamp, Phototherapy |  |  |  | West & Memorial City |  | MEMORIAL CITY - MHT - NICU | [5 empty] | PHOTOTHERAPY UNITS |  | LAMPPHOTOTHERAPY-DraegerMed-4000 | LAMPPHOTOTHERAPY |  |  |  |  | Draeger Inc | Lamp, Phototherapy |  | LAMPPHOTOTHERAPY-DraegerMed-4000 |  |  |  |  | Covered PM Repair - Biomedical | MHHS-Mem City
NO | NO | [5 empty] | Draeger Medical Inc. | PHOTOTHERAPY 4000 |  | ARWB0037 | MEMORIAL CITY - MHT - NICU | MHHS-Mem City |  | Lamp, Phototherapy |  |  |  | West & Memorial City |  | MEMORIAL CITY - MHT - NICU | [5 empty] | PHOTOTHERAPY UNITS |  | LAMPPHOTOTHERAPY-DraegerMed-4000 | LAMPPHOTOTHERAPY |  |  |  |  | Draeger Inc | Lamp, Phototherapy |  | LAMPPHOTOTHERAPY-DraegerMed-4000 |  |  |  |  | Covered PM Repair - Biomedical | MHHS-Mem City
NO | NO | [5 empty] | Draeger Medical Inc. | PHOTOTHERAPY 4000 |  | ARSK 0008 | SW - NICU | MHHS-Southwest |  | Lamp, Phototherapy |  |  |  | Southwest |  | SW - NICU | [5 empty] | PHOTOTHERAPY UNITS |  | LAMPPHOTOTHERAPY-DraegerMed-4000 | LAMPPHOTOTHERAPY |  |  |  |  | Draeger Inc | Lamp, Phototherapy |  | LAMPPHOTOTHERAPY-DraegerMed-4000 |  |  |  |  | Covered PM Repair - Biomedical | MHHS-Southwest
NO | NO | [5 empty] | Draeger Medical Inc. | PHOTOTHERAPY 4000 |  | ARTB-0017 | SW - NICU | MHHS-Southwest |  | Lamp, Phototherapy |  |  |  | Southwest |  | SW - NICU | [5 empty] | PHOTOTHERAPY UNITS |  | LAMPPHOTOTHERAPY-DraegerMed-4000 | LAMPPHOTOTHERAPY |  |  |  |  | Draeger Inc | Lamp, Phototherapy |  | LAMPPHOTOTHERAPY-DraegerMed-4000 |  |  |  |  | Covered PM Repair - Biomedical | MHHS-Southwest
NO | NO | [5 empty] | Draeger Medical Inc. | PHOTOTHERAPY 4000 |  | ARSK 0006 | SW - NICU | MHHS-Southwest |  | Lamp, Phototherapy |  |  |  | Southwest |  | SW - NICU | [5 empty] | PHOTOTHERAPY UNITS |  | LAMPPHOTOTHERAPY-DraegerMed-4000 | LAMPPHOTOTHERAPY |  |  |  |  | Draeger Inc | Lamp, Phototherapy |  | LAMPPHOTOTHERAPY-DraegerMed-4000 |  |  |  |  | Not Covered Vendor Only - Biomedical | MHHS-Southwest
NO | NO | [5 empty] | Draeger Medical Inc. | PHOTOTHERAPY 4000 |  |  | SW - NICU | MHHS-Southwest |  | Lamp, Phototherapy |  |  |  | Southwest |  | SW - NICU | [5 empty] | PHOTOTHERAPY UNITS |  | LAMPPHOTOTHERAPY-DraegerMed-4000 | LAMPPHOTOTHERAPY |  |  |  |  | Draeger Inc | Lamp, Phototherapy |  | LAMPPHOTOTHERAPY-DraegerMed-4000 |  |  |  |  | Covered PM Repair - Biomedical | MHHS-Southwest
NO | NO | [5 empty] | Draeger Medical Inc. | PHOTOTHERAPY 4000 |  | ARTB-0014 | SW - NURSERY | MHHS-Southwest |  | Lamp, Phototherapy |  |  |  | Southwest |  | SW - NURSERY | [5 empty] | PHOTOTHERAPY UNITS |  | LAMPPHOTOTHERAPY-DraegerMed-4000 | LAMPPHOTOTHERAPY |  |  |  |  | Draeger Inc | Lamp, Phototherapy |  | LAMPPHOTOTHERAPY-DraegerMed-4000 |  |  |  |  | Covered PM Repair - Biomedical | MHHS-Southwest
NO | NO | [5 empty] | Draeger Medical Inc. | PHOTOTHERAPY 4000 |  | ARMK0030 | TMC - CHILDRENS - NICU (7HP) | MHHS-TMC |  | Lamp, Phototherapy |  |  |  | TMC |  | TMC - CHILDRENS - NICU (7HP) | [5 empty] | PHOTOTHERAPY UNITS |  | LAMPPHOTOTHERAPY-DraegerMed-4000 | LAMPPHOTOTHERAPY |  |  |  |  | Draeger Inc | Lamp, Phototherapy |  | LAMPPHOTOTHERAPY-DraegerMed-4000 |  |  |  |  | Covered PM Repair - Biomedical | MHHS-TMC
NO | NO | [5 empty] | Draeger Medical Inc. | PHOTOTHERAPY 4000 |  | ARMK0030 | TMC - CHILDRENS - NICU (7HP) | MHHS-TMC |  | Lamp, Phototherapy |  |  |  | TMC |  | TMC - CHILDRENS - NICU (7HP) | [5 empty] | PHOTOTHERAPY UNITS |  | LAMPPHOTOTHERAPY-DraegerMed-4000 | LAMPPHOTOTHERAPY |  |  |  |  | Draeger Inc | Lamp, Phototherapy |  | LAMPPHOTOTHERAPY-DraegerMed-4000 |  |  |  |  | Covered PM Repair - Biomedical | MHHS-TMC
NO | NO | [5 empty] | Draeger Medical Inc. | PHOTOTHERAPY 4000 |  | ARNA0004 | TMC - CHILDRENS - NICU (7HP) | MHHS-TMC |  | Lamp, Phototherapy |  |  |  | TMC |  | TMC - CHILDRENS - NICU (7HP) | [5 empty] | PHOTOTHERAPY UNITS |  | LAMPPHOTOTHERAPY-DraegerMed-4000 | LAMPPHOTOTHERAPY |  |  |  |  | Draeger Inc | Lamp, Phototherapy |  | LAMPPHOTOTHERAPY-DraegerMed-4000 |  |  |  |  | Not Covered Vendor Only - Biomedical | MHHS-TMC
NO | NO | [5 empty] | Draeger Medical Inc. | PHOTOTHERAPY 4000 |  | ARML0002 | TMC - CHILDRENS - NICU (7HP) | MHHS-TMC |  | Lamp, Phototherapy |  |  |  | TMC |  | TMC - CHILDRENS - NICU (7HP) | [5 empty] | PHOTOTHERAPY UNITS |  | LAMPPHOTOTHERAPY-DraegerMed-4000 | LAMPPHOTOTHERAPY |  |  |  |  | Draeger Inc | Lamp, Phototherapy |  | LAMPPHOTOTHERAPY-DraegerMed-4000 |  |  |  |  | Covered PM Repair - Biomedical | MHHS-TMC
NO | NO | [5 empty] | Draeger Medical Inc. | PHOTOTHERAPY 4000 |  | ARML0005 | TMC - CHILDRENS - NICU (7HP) | MHHS-TMC |  | Lamp, Phototherapy |  |  |  | TMC |  | TMC - CHILDRENS - NICU (7HP) | [5 empty] | PHOTOTHERAPY UNITS |  | LAMPPHOTOTHERAPY-DraegerMed-4000 | LAMPPHOTOTHERAPY |  |  |  |  | Draeger Inc | Lamp, Phototherapy |  | LAMPPHOTOTHERAPY-DraegerMed-4000 |  |  |  |  | Covered PM Repair - Biomedical | MHHS-TMC
NO | NO | [5 empty] | Draeger Medical Inc. | PHOTOTHERAPY 4000 |  | ARML0009 | TMC - CHILDRENS - NICU (7HP) | MHHS-TMC |  | Lamp, Phototherapy |  |  |  | TMC |  | TMC - CHILDRENS - NICU (7HP) | [5 empty] | PHOTOTHERAPY UNITS |  | LAMPPHOTOTHERAPY-DraegerMed-4000 | LAMPPHOTOTHERAPY |  |  |  |  | Draeger Inc | Lamp, Phototherapy |  | LAMPPHOTOTHERAPY-DraegerMed-4000 |  |  |  |  | Covered PM Repair - Biomedical | MHHS-TMC
NO | NO | [5 empty] | Draeger Medical Inc. | PHOTOTHERAPY 4000 |  | ARTA 0028 | TMC - CHILDRENS - PICU (9HP) | MHHS-TMC |  | Lamp, Phototherapy |  |  |  | TMC |  | TMC - CHILDRENS - PICU (9HP) | [5 empty] | PHOTOTHERAPY UNITS |  | LAMPPHOTOTHERAPY-DraegerMed-4000 | LAMPPHOTOTHERAPY |  |  |  |  | Draeger Inc | Lamp, Phototherapy |  | LAMPPHOTOTHERAPY-DraegerMed-4000 |  |  |  |  | Covered PM Repair - Biomedical | MHHS-TMC
NO | NO | [5 empty] | Draeger Medical Inc. | PHOTOTHERAPY 4000 |  | ARML0003 | TMC - CHILDRENS - RCW (8HP) | MHHS-TMC |  | Lamp, Phototherapy |  |  |  | TMC |  | TMC - CHILDRENS - RCW (8HP) | [5 empty] | PHOTOTHERAPY UNITS |  | LAMPPHOTOTHERAPY-DraegerMed-4000 | LAMPPHOTOTHERAPY |  |  |  |  | Draeger Inc | Lamp, Phototherapy |  | LAMPPHOTOTHERAPY-DraegerMed-4000 |  |  |  |  | Covered PM Repair - Biomedical | MHHS-TMC
NO | NO | [5 empty] | Draeger Medical Inc. | PHOTOTHERAPY 4000 |  | ARSJ 0029 | WOODLANDS - BIRTH CENTER | MHHS-Woodlands |  | Lamp, Phototherapy |  |  |  | Woodlands |  | WOODLANDS - BIRTH CENTER | [5 empty] | PHOTOTHERAPY UNITS |  | LAMPPHOTOTHERAPY-DraegerMed-4000 | LAMPPHOTOTHERAPY |  |  |  |  | Draeger Inc | Lamp, Phototherapy |  | LAMPPHOTOTHERAPY-DraegerMed-4000 |  |  |  |  | Covered PM Repair - Biomedical | MHHS-Woodlands
NO | NO | [5 empty] | Draeger Medical Inc. | PHOTOTHERAPY 4000 |  | ARPF0012 | WOODLANDS - PEDS | MHHS-Woodlands |  | Lamp, Phototherapy |  |  |  | Woodlands |  | WOODLANDS - PEDS | [5 empty] | PHOTOTHERAPY UNITS |  | LAMPPHOTOTHERAPY-DraegerMed-4000 | LAMPPHOTOTHERAPY |  |  |  |  | Draeger Inc | Lamp, Phototherapy |  | LAMPPHOTOTHERAPY-DraegerMed-4000 |  |  |  |  | Covered PM Repair - Biomedical | MHHS-Woodlands
NO | NO | [5 empty] | Draeger Medical Inc. | PHOTOTHERAPY 4000 |  | ARNK0003 | WOODLANDS - PEDS | MHHS-Woodlands |  | Lamp, Phototherapy |  |  |  | Woodlands |  | WOODLANDS - PEDS | [5 empty] | PHOTOTHERAPY UNITS |  | LAMPPHOTOTHERAPY-DraegerMed-4000 | LAMPPHOTOTHERAPY |  |  |  |  | Draeger Inc | Lamp, Phototherapy |  | LAMPPHOTOTHERAPY-DraegerMed-4000 |  |  |  |  | Covered PM Repair - Biomedical | MHHS-Woodlands
NO | YES |  |  |  |  | 013-07147 | Draeger Medical Inc. | R50 |  | S5270467462 | SW-Endoscopy | MHHS-Southwest |  | Refractometer |  |  | 013-07147 | Memorial Hermann Hospital - Southwest | MHHS-Southwest | SW-Endoscopy | Endoscopy | 7/1/17 |  |  |  | RECORDERS, GRAPHIC | Refractometer | REFRACTOMETER-Canon Medical Sys-R-50 | REFRACTOMETER | R-50 |  |  |  | Canon Medical Sys | Refractometer |  |  | REFRACTOMETER-Canon Medical Sys-R-50 |  |  |  | Covered PM Repair - Biomedical | MHHS-Southwest | [8 empty] | REFRACTOMETER | Refractometer | Canon Medical Sys
NO | YES |  |  |  |  | 013-10724 | Draeger Medical Inc. | R50 |  |  | SW-Endoscopy | MHHS-Southwest |  | Refractometer |  |  | 013-10724 | Memorial Hermann Hospital - Southwest | MHHS-Southwest | SW-Endoscopy | Endoscopy | 7/1/17 |  |  |  | RECORDERS, GRAPHIC | Refractometer | REFRACTOMETER-Canon Medical Sys-R-50 | REFRACTOMETER | R-50 |  |  |  | Canon Medical Sys | Refractometer |  |  | REFRACTOMETER-Canon Medical Sys-R-50 |  |  |  | Covered PM Repair - Biomedical | MHHS-Southwest | [8 empty] | REFRACTOMETER | Refractometer | Canon Medical Sys
NO | NO | [5 empty] | Draeger Medical Inc. | R50 |  |  | SW - ENDOSCOPY | MHHS-Southwest |  | Refractometer |  |  |  | Southwest |  | SW - ENDOSCOPY | [5 empty] | RECORDERS, GRAPHIC |  | REFRACTOMETER-Canon Medical Sys-R-50 | REFRACTOMETER | R-50 |  |  |  | Canon Medical Sys | Refractometer |  |  | REFRACTOMETER-Canon Medical Sys-R-50 |  |  |  | Covered PM Repair - Biomedical | MHHS-Southwest
NO | NO | [5 empty] | Draeger Medical Inc. | R50 |  | s5270470672 | SW - ENDOSCOPY | MHHS-Southwest |  | Refractometer |  |  |  | Southwest |  | SW - ENDOSCOPY | [5 empty] | RECORDERS, GRAPHIC |  | REFRACTOMETER-Canon Medical Sys-R-50 | REFRACTOMETER | R-50 |  |  |  | Canon Medical Sys | Refractometer |  |  | REFRACTOMETER-Canon Medical Sys-R-50 |  |  |  | Covered PM Repair - Biomedical | MHHS-Southwest
NO | YES |  |  |  |  | 013-09276 | Draeger Medical Inc. | RESUSCITAIRE RW82-1 |  | RW03102 | SW-Labor | MHHS-Southwest |  |  |  |  | 013-09276 | Southwest | MHHS-Southwest | SW-Labor | Trauma Pedi |  |  |  |  | WARMING UNITS, PATIENT, RADIANT, INFANT | Warmer, Radiant, Infant | WARMERRADINFANT-DraegerMed-WBR82-1 |  |  |  |  | WARMERRADINFANT-DraegerMed-WBR82-1 | [5 empty] | 2/1/19 |  | WRI-SA | Covered PM Repair - Biomedical | MHHS-Southwest | [8 empty] | WARMERRADINFANT | Warmer, Radiant, Infant | Draeger Inc
NO | YES |  |  |  |  | 069-02371 | Draeger Medical Inc. | RESUSCITAIRE RW82-1 |  | ZN01310 | TMC-Children's-L&D (5Hp) | MHHS-TMC |  |  |  |  | 069-02371 | TMC | MHHS-TMC | TMC-Children's-L&D (5Hp) |  | 12/1/19 |  |  |  | WARMING UNITS, PATIENT, RADIANT, INFANT |  | WARMERRADINFANT-DraegerMed-WBR82-1 |  |  |  |  | WARMERRADINFANT-DraegerMed-WBR82-1 | [5 empty] | 2/1/19 | Verified 3/30/2020 4:07pm (Central) |  | Covered PM Repair - Biomedical | MHHS-TMC
NO | YES | [5 empty] | Draeger Medical Inc. | RESUSCITAIRE RW82-1 |  | QJ02429 | TMC-Children's-L&D (5Hp) | MHHS-TMC | [5 empty] | TMC | MHHS-TMC | TMC-Children's-L&D (5Hp) |  | 12/18/19 |  |  |  | WARMING UNITS, PATIENT, RADIANT, INFANT |  | WARMERRADINFANT-DraegerMed-WBR82-1 |  |  |  |  | WARMERRADINFANT-DraegerMed-WBR82-1 | [5 empty] | 2/1/19 | Verified 3/30/2020 4:07pm (Central) |  | Covered PM Repair - Biomedical | MHHS-TMC
NO | YES | [5 empty] | Draeger Medical Inc. | RESUSCITAIRE RW82-1 |  | XN01295 | TMC-Children's-L&D (5Hp) | MHHS-TMC | [5 empty] | TMC | MHHS-TMC | TMC-Children's-L&D (5Hp) |  | 12/13/19 |  |  |  | WARMING UNITS, PATIENT, RADIANT, INFANT |  | WARMERRADINFANT-DraegerMed-WBR82-1 |  |  |  |  | WARMERRADINFANT-DraegerMed-WBR82-1 | [5 empty] | 2/1/19 | Verified 3/30/2020 4:07pm (Central) |  | Covered PM Repair - Biomedical | MHHS-TMC
NO | NO | [5 empty] | Draeger Medical Inc. | RESUSCITAIRE RW82-1 |  | ZN01305 | TMC - CHILDRENS - L&D (5HP) | MHHS-TMC | [5 empty] | TMC |  | TMC - CHILDRENS - L&D (5HP) | [5 empty] | WARMING UNITS, PATIENT, RADIANT, INFANT |  | WARMERRADINFANT-DraegerMed-WBR82-1 |  |  |  |  | WARMERRADINFANT-DraegerMed-WBR82-1 | [8 empty] | Covered PM Repair - Biomedical | MHHS-TMC
NO | YES |  |  |  | 009-03029 | 009-03029 | Draeger Medical Inc. | RESUSCITAIRE RW82VHA-1 |  | ZD02055 | GH-Labor & Delivery | MHHS-Greater Heights |  | Warmer, Radiant, Infant |  | 009-03029 | 009-03029 | Central | MHHS-Greater Heights | GH-Labor & Delivery | Nursery | 11/1/19 |  | 5/1/20 |  | WARMING UNITS, PATIENT, RADIANT, INFANT | Warmer, Radiant, Infant | WARMERRADINFANT-DraegerMed-Resuscitaire-RW82VHA-1 | WARMERRADINFANT | Resuscitaire-RW82VHA-1 |  |  |  | Draeger Inc | Warmer, Radiant, Infant |  |  | WARMERRADINFANT-DraegerMed-Resuscitaire-RW82VHA-1 |  |  | WRI-SA | Covered PM Repair - Biomedical | MHHS-Greater Heights | [8 empty] | WARMERRADINFANT | Warmer, Radiant, Infant | Draeger Inc
NO | YES |  |  |  |  | 029-05457 | Draeger Medical Inc. | RESUSCITAIRE WBR82-1 |  | LJ02785 | Woodlands-Birth Center | MHHS-Woodlands |  |  |  |  | 029-05457 | Woodlands | MHHS-Woodlands | Woodlands-Birth Center | Equipment Room - Pod 2 | 10/1/19 |  | 4/1/20 |  | WARMING UNITS, PATIENT, RADIANT, INFANT | Warmer, Radiant, Infant | WARMERRADINFANT-DraegerMed-WBR82-1 |  |  |  |  | WARMERRADINFANT-DraegerMed-WBR82-1 | [5 empty] | 7/1/20 |  | WRI-SA | Not Covered Vendor Only - Biomedical | MHHS-Woodlands | [8 empty] | WARMERRADINFANT | Warmer, Radiant, Infant | Draeger Inc
NO | YES |  |  |  |  | 029-02780 | Draeger Medical Inc. | RESUSCITAIRE WBR82-1 |  | LJ02791 | Woodlands-Birth Center | MHHS-Woodlands |  |  |  |  | 029-02780 | Woodlands | MHHS-Woodlands | Woodlands-Birth Center | Equipment Room - Pod 2 | 10/1/19 |  | 4/1/20 |  | WARMING UNITS, PATIENT, RADIANT, INFANT | Warmer, Radiant, Infant | WARMERRADINFANT-DraegerMed-WBR82-1 |  |  |  |  | WARMERRADINFANT-DraegerMed-WBR82-1 | [5 empty] | 7/1/20 |  | WRI-SA | Not Covered Vendor Only - Biomedical | MHHS-Woodlands | [8 empty] | WARMERRADINFANT | Warmer, Radiant, Infant | Draeger Inc
NO | YES |  |  |  |  | 029-02430 | Draeger Medical Inc. | RESUSCITAIRE WBR82-1 |  | LJ02783 | Woodlands-Birth Center | MHHS-Woodlands |  |  |  |  | 029-02430 | Woodlands | MHHS-Woodlands | Woodlands-Birth Center | Equipment Room - Pod 2 | 10/1/19 |  | 4/1/20 |  | WARMING UNITS, PATIENT, RADIANT, INFANT | Warmer, Radiant, Infant | WARMERRADINFANT-DraegerMed-WBR82-1 |  |  |  |  | WARMERRADINFANT-DraegerMed-WBR82-1 | [5 empty] | 2/1/19 |  | WRI-SA | Covered PM Repair - Biomedical | MHHS-Woodlands | [8 empty] | WARMERRADINFANT | Warmer, Radiant, Infant | Draeger Inc
NO | YES |  |  |  |  | 029-04886 | Draeger Medical Inc. | RESUSCITAIRE WBR82-1 |  | LJ02796 | Woodlands-Birth Center | MHHS-Woodlands |  |  |  |  | 029-04886 | Woodlands | MHHS-Woodlands | Woodlands-Birth Center | Storage room | 10/1/19 |  | 4/1/20 |  | WARMING UNITS, PATIENT, RADIANT, INFANT | Warmer, Radiant, Infant | WARMERRADINFANT-DraegerMed-WBR82-1 |  |  |  |  | WARMERRADINFANT-DraegerMed-WBR82-1 | [5 empty] | 2/1/19 |  | WRI-SA | Covered PM Repair - Biomedical | MHHS-Woodlands | [8 empty] | WARMERRADINFANT | Warmer, Radiant, Infant | Draeger Inc
NO | YES |  |  |  |  | 029-05243 | Draeger Medical Inc. | RESUSCITAIRE WBR82-1 |  | LJ02811 | Woodlands-Birth Center | MHHS-Woodlands |  |  |  |  | 029-05243 | Woodlands | MHHS-Woodlands | Woodlands-Birth Center | Storage room | 10/1/19 |  | 4/1/20 |  | WARMING UNITS, PATIENT, RADIANT, INFANT | Warmer, Radiant, Infant | WARMERRADINFANT-DraegerMed-WBR82-1 |  |  |  |  | WARMERRADINFANT-DraegerMed-WBR82-1 | [5 empty] | 2/1/19 |  | WRI-SA | Covered PM Repair - Biomedical | MHHS-Woodlands | [8 empty] | WARMERRADINFANT | Warmer, Radiant, Infant | Draeger Inc
NO | YES |  |  |  |  | 029-02422 | Draeger Medical Inc. | RESUSCITAIRE WBR82-1 |  | LJ02793 | Woodlands-Birth Center | MHHS-Woodlands |  |  |  |  | 029-02422 | Woodlands | MHHS-Woodlands | Woodlands-Birth Center | Storage room | 10/1/19 |  | 4/1/20 |  | WARMING UNITS, PATIENT, RADIANT, INFANT | Warmer, Radiant, Infant | WARMERRADINFANT-DraegerMed-WBR82-1 |  |  |  |  | WARMERRADINFANT-DraegerMed-WBR82-1 | [7 empty] | WRI-SA | Covered PM Repair - Biomedical | MHHS-Woodlands | [8 empty] | WARMERRADINFANT | Warmer, Radiant, Infant | Draeger Inc
NO | YES |  |  |  |  | 029-07829 | Draeger Medical Inc. | RESUSCITAIRE WBR82-1 |  | LJ02786 | Woodlands-Birth Center | MHHS-Woodlands |  |  |  |  | 029-07829 | Woodlands | MHHS-Woodlands | Woodlands-Birth Center |  | 10/1/19 |  | 4/1/20 |  | WARMING UNITS, PATIENT, RADIANT, INFANT | Warmer, Radiant, Infant | WARMERRADINFANT-DraegerMed-WBR82-1 |  |  |  |  | WARMERRADINFANT-DraegerMed-WBR82-1 | [5 empty] | 8/7/19 |  | WRI-SA | Covered PM Repair - Biomedical | MHHS-Woodlands | [8 empty] | WARMERRADINFANT | Warmer, Radiant, Infant | Draeger Inc
NO | YES |  |  |  |  | 029-04830 | Draeger Medical Inc. | RESUSCITAIRE WBR82-1 |  | LJ02808 | Woodlands-Birth Center | MHHS-Woodlands |  |  |  |  | 029-04830 | Woodlands | MHHS-Woodlands | Woodlands-Birth Center | Equipment Room - Pod 4 | 10/1/19 |  | 4/1/20 |  | WARMING UNITS, PATIENT, RADIANT, INFANT | Warmer, Radiant, Infant | WARMERRADINFANT-DraegerMed-WBR82-1 |  |  |  |  | WARMERRADINFANT-DraegerMed-WBR82-1 | [7 empty] | WRI-SA | Not Covered Vendor Only - Lab Ana/Anes | MHHS-Woodlands | [8 empty] | WARMERRADINFANT | Warmer, Radiant, Infant | Draeger Inc
NO | YES | Asset Tag 1104231 |  |  |  | 029-05218 | Draeger Medical Inc. | RESUSCITAIRE WBR82-1 |  | LJ02787 | Woodlands-Birth Center | MHHS-Woodlands |  |  |  |  | 029-05218 | Woodlands | MHHS-Woodlands | Woodlands-Birth Center | Equipment Room - Pod 2 | 9/1/19 |  | 3/1/20 |  | WARMING UNITS, PATIENT, RADIANT, INFANT | Warmer, Radiant, Infant | WARMERRADINFANT-DraegerMed-WBR82-1 |  |  |  |  | WARMERRADINFANT-DraegerMed-WBR82-1 | [5 empty] | 2/1/19 |  | WRI-SA | Covered PM Repair - Biomedical | MHHS-Woodlands | [8 empty] | WARMERRADINFANT | Warmer, Radiant, Infant | Draeger Inc
NO | YES |  |  |  |  | 029-02426 | Draeger Medical Inc. | RESUSCITAIRE WBR82-1 |  | LJ02810 | Woodlands-Birth Center | MHHS-Woodlands |  |  |  |  | 029-02426 | Woodlands | MHHS-Woodlands | Woodlands-Birth Center | Storage room | 10/1/19 |  | 4/1/20 |  | WARMING UNITS, PATIENT, RADIANT, INFANT | Warmer, Radiant, Infant | WARMERRADINFANT-DraegerMed-WBR82-1 |  |  |  |  | WARMERRADINFANT-DraegerMed-WBR82-1 | [5 empty] | 2/1/19 |  | WRI-SA | Covered PM Repair - Biomedical | MHHS-Woodlands | [8 empty] | WARMERRADINFANT | Warmer, Radiant, Infant | Draeger Inc
NO | YES |  |  |  |  | 029-02428 | Draeger Medical Inc. | RESUSCITAIRE WBR82-1 |  | LJ02790 | Woodlands-Birth Center | MHHS-Woodlands |  |  |  |  | 029-02428 | Woodlands | MHHS-Woodlands | Woodlands-Birth Center | Storage room | 10/1/19 |  | 4/1/20 |  | WARMING UNITS, PATIENT, RADIANT, INFANT | Warmer, Radiant, Infant | WARMERRADINFANT-DraegerMed-WBR82-1 |  |  |  |  | WARMERRADINFANT-DraegerMed-WBR82-1 | [5 empty] | 2/1/19 |  | WRI-SA | Covered PM Repair - Biomedical | MHHS-Woodlands | [8 empty] | WARMERRADINFANT | Warmer, Radiant, Infant | Draeger Inc
NO | YES | [5 empty] | Draeger Medical Inc. | RESUSCITAIRE WBR82-1 |  | LJ02809 | Woodlands-Birth Center | MHHS-Woodlands | [5 empty] | Woodlands | MHHS-Woodlands | Woodlands-Birth Center | Room 1215 | 10/1/19 |  | 4/1/20 |  | WARMING UNITS, PATIENT, RADIANT, INFANT | Warmer, Radiant, Infant | WARMERRADINFANT-DraegerMed-WBR82-1 |  |  |  |  | WARMERRADINFANT-DraegerMed-WBR82-1 | [5 empty] | 2/1/19 |  | WRI-SA | Covered PM Repair - Biomedical | MHHS-Woodlands | [8 empty] | WARMERRADINFANT | Warmer, Radiant, Infant | Draeger Inc
NO | YES |  |  |  |  | 029-02421 | Draeger Medical Inc. | RESUSCITAIRE WBR82-1 |  | LJ02795 | Woodlands-Birth Center | MHHS-Woodlands |  |  |  |  | 029-02421 | Woodlands | MHHS-Woodlands | Woodlands-Birth Center | Storage room | 10/1/19 |  | 4/1/20 |  | WARMING UNITS, PATIENT, RADIANT, INFANT | Warmer, Radiant, Infant | WARMERRADINFANT-DraegerMed-WBR82-1 |  |  |  |  | WARMERRADINFANT-DraegerMed-WBR82-1 | [5 empty] | 2/1/19 |  | WRI-SA | Covered PM Repair - Biomedical | MHHS-Woodlands | [8 empty] | WARMERRADINFANT | Warmer, Radiant, Infant | Draeger Inc
NO | YES | [5 empty] | Draeger Medical Inc. | RESUSCITAIRE WBR82-1 |  | LJ02792 | Woodlands-Birth Center | MHHS-Woodlands | [5 empty] | Woodland | MHHS-Woodlands | Woodlands-Birth Center | Stretcher alcove | 10/1/19 |  | 4/1/20 |  | WARMING UNITS, PATIENT, RADIANT, INFANT | Warmer, Radiant, Infant | WARMERRADINFANT-DraegerMed-WBR82-1 |  |  |  |  | WARMERRADINFANT-DraegerMed-WBR82-1 | [5 empty] | 2/1/19 |  | WRI-SA | Covered PM Repair - Biomedical | MHHS-Woodlands | [8 empty] | WARMERRADINFANT | Warmer, Radiant, Infant | Draeger Inc
NO | NO | [5 empty] | Draeger Medical Inc. | RESUSCITAIRE WBR82-1 |  | LJ02794 | WOODLANDS - BIRTH CENTER | MHHS-Woodlands | [5 empty] | Woodlands |  | WOODLANDS - BIRTH CENTER | [5 empty] | WARMING UNITS, PATIENT, RADIANT, INFANT |  | WARMERRADINFANT-DraegerMed-WBR82-1 |  |  |  |  | WARMERRADINFANT-DraegerMed-WBR82-1 | [8 empty] | Not Covered Vendor Only - Biomedical | MHHS-Woodlands
NO | NO |  |  |  | 069-44395 |  | Draeger Medical Inc. | VAMOS PLUS |  | ASKJ-0023 | TMC - OR - ANESTHESIA (CONTRACT EQUIP) | MHHS-TMC |  | Monitor, Respiratory Gas |  | 069-44395 |  | TMC |  | TMC - OR - ANESTHESIA (CONTRACT EQUIP) | [5 empty] | PHYSIOLOGIC MONITOR MODULES, ANESTHETIC GAS |  | MONITORRESPIRATORYGAS-DraegerMed-Vamos Plus | MONITORRESPIRATORYGAS | Vamos Plus |  |  |  | Draeger Inc | Monitor, Respiratory Gas |  |  | MONITORRESPIRATORYGAS-DraegerMed-Vamos Plus |  |  |  | Covered PM Repair - Biomedical | MHHS-TMC
NO | NO |  |  |  | ASDB-0001 |  | Draeger Medical Inc. | VAMOS PLUS |  | ASDB-0001 | TMC - OR - ANESTHESIA (CONTRACT EQUIP) | MHHS-TMC |  | Monitor, Respiratory Gas |  | ASDB-0001 |  | TMC |  | TMC - OR - ANESTHESIA (CONTRACT EQUIP) | [5 empty] | PHYSIOLOGIC MONITOR MODULES, ANESTHETIC GAS |  | MONITORRESPIRATORYGAS-DraegerMed-Vamos Plus | MONITORRESPIRATORYGAS | Vamos Plus |  |  |  | Draeger Inc | Monitor, Respiratory Gas |  |  | MONITORRESPIRATORYGAS-DraegerMed-Vamos Plus |  |  |  | Covered PM Repair - Biomedical | MHHS-TMC
NO | NO |  |  |  | ASDB-0002 |  | Draeger Medical Inc. | VAMOS PLUS |  | ASDB-0002 | TMC - OR - ANESTHESIA (CONTRACT EQUIP) | MHHS-TMC |  | Monitor, Respiratory Gas |  | ASDB-0002 |  | TMC |  | TMC - OR - ANESTHESIA (CONTRACT EQUIP) | [5 empty] | PHYSIOLOGIC MONITOR MODULES, ANESTHETIC GAS |  | MONITORRESPIRATORYGAS-DraegerMed-Vamos Plus | MONITORRESPIRATORYGAS | Vamos Plus |  |  |  | Draeger Inc | Monitor, Respiratory Gas |  |  | MONITORRESPIRATORYGAS-DraegerMed-Vamos Plus |  |  |  | Covered PM Repair - Biomedical | MHHS-TMC
NO | NO |  |  |  | ASDB-0003 |  | Draeger Medical Inc. | VAMOS PLUS |  | ASDB-0003 | TMC - OR - ANESTHESIA (CONTRACT EQUIP) | MHHS-TMC |  | Monitor, Respiratory Gas |  | ASDB-0003 |  | TMC |  | TMC - OR - ANESTHESIA (CONTRACT EQUIP) | [5 empty] | PHYSIOLOGIC MONITOR MODULES, ANESTHETIC GAS |  | MONITORRESPIRATORYGAS-DraegerMed-Vamos Plus | MONITORRESPIRATORYGAS | Vamos Plus |  |  |  | Draeger Inc | Monitor, Respiratory Gas |  |  | MONITORRESPIRATORYGAS-DraegerMed-Vamos Plus |  |  |  | Not Covered Vendor Only - Biomedical | MHHS-TMC
NO | NO |  |  |  | ASDH-0043 |  | Draeger Medical Inc. | VAMOS PLUS |  | ASDH-0043 | TMC - OR - ANESTHESIA (CONTRACT EQUIP) | MHHS-TMC |  | Monitor, Respiratory Gas |  | ASDH-0043 |  | TMC |  | TMC - OR - ANESTHESIA (CONTRACT EQUIP) | [5 empty] | PHYSIOLOGIC MONITOR MODULES, ANESTHETIC GAS |  | MONITORRESPIRATORYGAS-DraegerMed-Vamos Plus | MONITORRESPIRATORYGAS | Vamos Plus |  |  |  | Draeger Inc | Monitor, Respiratory Gas |  |  | MONITORRESPIRATORYGAS-DraegerMed-Vamos Plus |  |  |  | Covered PM Repair - Biomedical | MHHS-TMC
NO | NO |  |  |  | ASFD-0154 |  | Draeger Medical Inc. | VAMOS PLUS |  | ASFD-0154 | TMC - OR - ANESTHESIA (CONTRACT EQUIP) | MHHS-TMC |  | Monitor, Respiratory Gas |  | ASFD-0154 |  | TMC |  | TMC - OR - ANESTHESIA (CONTRACT EQUIP) | [5 empty] | PHYSIOLOGIC MONITOR MODULES, ANESTHETIC GAS |  | MONITORRESPIRATORYGAS-DraegerMed-Vamos Plus | MONITORRESPIRATORYGAS | Vamos Plus |  |  |  | Draeger Inc | Monitor, Respiratory Gas |  |  | MONITORRESPIRATORYGAS-DraegerMed-Vamos Plus |  |  |  | Covered PM Repair - Biomedical | MHHS-TMC
NO | NO |  |  |  | ASFL-0061 |  | Draeger Medical Inc. | VAMOS PLUS |  | ASFL-0061 | TMC - OR - ANESTHESIA (CONTRACT EQUIP) | MHHS-TMC |  | Monitor, Respiratory Gas |  | ASFL-0061 |  | TMC |  | TMC - OR - ANESTHESIA (CONTRACT EQUIP) | [5 empty] | PHYSIOLOGIC MONITOR MODULES, ANESTHETIC GAS |  | MONITORRESPIRATORYGAS-DraegerMed-Vamos Plus | MONITORRESPIRATORYGAS | Vamos Plus |  |  |  | Draeger Inc | Monitor, Respiratory Gas |  |  | MONITORRESPIRATORYGAS-DraegerMed-Vamos Plus |  |  |  | Covered PM Repair - Biomedical | MHHS-TMC
NO | NO |  |  |  | ASKJ-0024 |  | Draeger Medical Inc. | VAMOS PLUS |  | ASKJ-0024 | TMC - OR - ANESTHESIA (CONTRACT EQUIP) | MHHS-TMC |  | Monitor, Respiratory Gas |  | ASKJ-0024 |  | TMC |  | TMC - OR - ANESTHESIA (CONTRACT EQUIP) | [5 empty] | PHYSIOLOGIC MONITOR MODULES, ANESTHETIC GAS |  | MONITORRESPIRATORYGAS-DraegerMed-Vamos Plus | MONITORRESPIRATORYGAS | Vamos Plus |  |  |  | Draeger Inc | Monitor, Respiratory Gas |  |  | MONITORRESPIRATORYGAS-DraegerMed-Vamos Plus |  |  |  | Covered PM Repair - Biomedical | MHHS-TMC
NO | NO | [5 empty] | Draeger Medical Inc. | VAPOR 19.1 |  |  | TMC - OR - ANESTHESIA (OLD) | MHHS-TMC |  | Vaporizer, Anesthesia |  |  |  | TMC |  | TMC - OR - ANESTHESIA (OLD) | [5 empty] | ANESTHESIA UNIT VAPORIZERS |  | VAPORIZERANESTHESIA-DraegerMed-Vapor 19.1 | VAPORIZERANESTHESIA | Vapor 19.1 |  |  |  | Draeger Inc | Vaporizer, Anesthesia |  |  | VAPORIZERANESTHESIA-DraegerMed-Vapor 19.1 |  |  |  | Covered PM Repair - Biomedical | MHHS-TMC
NO | NO | [5 empty] | Draeger Medical Inc. | VAPOR 19.1 |  |  | TMC - OR - ANESTHESIA (OLD) | MHHS-TMC |  | Vaporizer, Anesthesia |  |  |  | TMC |  | TMC - OR - ANESTHESIA (OLD) | [5 empty] | ANESTHESIA UNIT VAPORIZERS |  | VAPORIZERANESTHESIA-DraegerMed-Vapor 19.1 | VAPORIZERANESTHESIA | Vapor 19.1 |  |  |  | Draeger Inc | Vaporizer, Anesthesia |  |  | VAPORIZERANESTHESIA-DraegerMed-Vapor 19.1 |  |  |  | Covered PM Repair - Biomedical | MHHS-TMC
NO | NO | [5 empty] | Draeger Medical Inc. | VAPOR 19.1 |  |  | TMC - OR - ANESTHESIA (OLD) | MHHS-TMC |  | Vaporizer, Anesthesia |  |  |  | TMC |  | TMC - OR - ANESTHESIA (OLD) | [5 empty] | ANESTHESIA UNIT VAPORIZERS |  | VAPORIZERANESTHESIA-DraegerMed-Vapor 19.1 | VAPORIZERANESTHESIA | Vapor 19.1 |  |  |  | Draeger Inc | Vaporizer, Anesthesia |  |  | VAPORIZERANESTHESIA-DraegerMed-Vapor 19.1 |  |  |  | Covered PM Repair - Biomedical | MHHS-TMC
NO | NO | [5 empty] | Draeger Medical Inc. | VAPOR 19.1 |  |  | TMC - OR - ANESTHESIA (OLD) | MHHS-TMC |  | Vaporizer, Anesthesia |  |  |  | TMC |  | TMC - OR - ANESTHESIA (OLD) | [5 empty] | ANESTHESIA UNIT VAPORIZERS |  | VAPORIZERANESTHESIA-DraegerMed-Vapor 19.1 | VAPORIZERANESTHESIA | Vapor 19.1 |  |  |  | Draeger Inc | Vaporizer, Anesthesia |  |  | VAPORIZERANESTHESIA-DraegerMed-Vapor 19.1 |  |  |  | Covered PM Repair - Biomedical | MHHS-TMC
YES | YES |  |  |  | 099-09088 | 099-09088 | Draeger Medical Inc. | VAPOR 2000 (ISO) |  |  | TMC - sarofim 2 - OR |  |  |  |  | 099-09088 | 099-09088 | TMC | Memorial Hermann-Texas Medical Center | TMC - sarofim 2 - OR | sarofim 2 - OR
YES | YES |  |  |  | 099-09938 | 099-09938 | Draeger Medical Inc. | VAPOR 2000 (ISO) |  |  | TMC - OR - PEDI OR (2R) |  |  |  |  | 099-09938 | 099-09938 | TMC | Memorial Hermann-Texas Medical Center | TMC - OR - PEDI OR (2R) | PEDI OR (2R)
YES | YES |  |  |  | 099-09927 | 099-09927 | Draeger Medical Inc. | VAPOR 2000 (ISO) |  |  | TMC - OR - PEDI OR (2R) |  |  |  |  | 099-09927 | 099-09927 | TMC | Memorial Hermann-Texas Medical Center | TMC - OR - PEDI OR (2R) | OR - PEDI OR (2R)
YES | YES |  |  |  | 099-07245 | 099-07245 | Draeger Medical Inc. | VAPOR 2000 (ISO) |  | 01040301US0001 | Sarofim 3 |  |  |  |  | 099-07245 | 099-07245 | TMC | Memorial Hermann-Texas Medical Center | Sarofim 3 | Storage | 2/1/18 |  | 2/1/19
NO | NO |  |  |  | ARRA-0028 |  | Draeger Medical Inc. | VAPOR 2000 (ISO) |  | ARRA-0028 | TMC - OR - ANESTHESIA (CONTRACT EQUIP) | MHHS-TMC |  | Vaporizer, Anesthesia |  | ARRA-0028 |  | TMC |  | TMC - OR - ANESTHESIA (CONTRACT EQUIP) | [5 empty] | ANESTHESIA UNIT VAPORIZERS |  | VAPORIZERANESTHESIA-DraegerMed-Vapor 2000 | VAPORIZERANESTHESIA | Vapor 2000 |  |  |  | Draeger Inc | Vaporizer, Anesthesia |  | VAPORIZERANESTHESIA-DraegerMed-Vapor 2000 |  |  |  |  | Covered PM Repair - Biomedical | MHHS-TMC
NO | NO |  |  |  | ARRH-0663 |  | Draeger Medical Inc. | VAPOR 2000 (ISO) |  | ARRH-0663 | TMC - OR - ANESTHESIA (CONTRACT EQUIP) | MHHS-TMC |  | Vaporizer, Anesthesia |  | ARRH-0663 |  | TMC |  | TMC - OR - ANESTHESIA (CONTRACT EQUIP) | [5 empty] | ANESTHESIA UNIT VAPORIZERS |  | VAPORIZERANESTHESIA-DraegerMed-Vapor 2000 | VAPORIZERANESTHESIA | Vapor 2000 |  |  |  | Draeger Inc | Vaporizer, Anesthesia |  | VAPORIZERANESTHESIA-DraegerMed-Vapor 2000 |  |  |  |  | Covered PM Repair - Biomedical | MHHS-TMC
NO | NO |  |  |  | ARTC-0188 |  | Draeger Medical Inc. | VAPOR 2000 (ISO) |  | ARTC-0188 | TMC - OR - ANESTHESIA (CONTRACT EQUIP) | MHHS-TMC |  | Vaporizer, Anesthesia |  | ARTC-0188 |  | TMC |  | TMC - OR - ANESTHESIA (CONTRACT EQUIP) | [5 empty] | ANESTHESIA UNIT VAPORIZERS |  | VAPORIZERANESTHESIA-DraegerMed-Vapor 2000 | VAPORIZERANESTHESIA | Vapor 2000 |  |  |  | Draeger Inc | Vaporizer, Anesthesia |  | VAPORIZERANESTHESIA-DraegerMed-Vapor 2000 |  |  |  |  | Covered PM Repair - Biomedical | MHHS-TMC
NO | NO |  |  |  | ARTC-0305 |  | Draeger Medical Inc. | VAPOR 2000 (ISO) |  | ARTC-0305 | TMC - OR - ANESTHESIA (CONTRACT EQUIP) | MHHS-TMC |  | Vaporizer, Anesthesia |  | ARTC-0305 |  | TMC |  | TMC - OR - ANESTHESIA (CONTRACT EQUIP) | [5 empty] | ANESTHESIA UNIT VAPORIZERS |  | VAPORIZERANESTHESIA-DraegerMed-Vapor 2000 | VAPORIZERANESTHESIA | Vapor 2000 |  |  |  | Draeger Inc | Vaporizer, Anesthesia |  | VAPORIZERANESTHESIA-DraegerMed-Vapor 2000 |  |  |  |  | Covered PM Repair - Biomedical | MHHS-TMC
NO | NO |  |  |  | ARTC-0308 |  | Draeger Medical Inc. | VAPOR 2000 (ISO) |  | ARTC-0308 | TMC - OR - ANESTHESIA (CONTRACT EQUIP) | MHHS-TMC |  | Vaporizer, Anesthesia |  | ARTC-0308 |  | TMC |  | TMC - OR - ANESTHESIA (CONTRACT EQUIP) | [5 empty] | ANESTHESIA UNIT VAPORIZERS |  | VAPORIZERANESTHESIA-DraegerMed-Vapor 2000 | VAPORIZERANESTHESIA | Vapor 2000 |  |  |  | Draeger Inc | Vaporizer, Anesthesia |  | VAPORIZERANESTHESIA-DraegerMed-Vapor 2000 |  |  |  |  | Covered PM Repair - Biomedical | MHHS-TMC
NO | NO |  |  |  | ARTC-0356 |  | Draeger Medical Inc. | VAPOR 2000 (ISO) |  | ARTC-0356 | TMC - OR - ANESTHESIA (CONTRACT EQUIP) | MHHS-TMC |  | Vaporizer, Anesthesia |  | ARTC-0356 |  | TMC |  | TMC - OR - ANESTHESIA (CONTRACT EQUIP) | [5 empty] | ANESTHESIA UNIT VAPORIZERS |  | VAPORIZERANESTHESIA-DraegerMed-Vapor 2000 | VAPORIZERANESTHESIA | Vapor 2000 |  |  |  | Draeger Inc | Vaporizer, Anesthesia |  | VAPORIZERANESTHESIA-DraegerMed-Vapor 2000 |  |  |  |  | Covered PM Repair - Biomedical | MHHS-TMC
NO | NO |  |  |  | ARTC-0360 |  | Draeger Medical Inc. | VAPOR 2000 (ISO) |  | ARTC-0360 | TMC - OR - ANESTHESIA (CONTRACT EQUIP) | MHHS-TMC |  | Vaporizer, Anesthesia |  | ARTC-0360 |  | TMC |  | TMC - OR - ANESTHESIA (CONTRACT EQUIP) | [5 empty] | ANESTHESIA UNIT VAPORIZERS |  | VAPORIZERANESTHESIA-DraegerMed-Vapor 2000 | VAPORIZERANESTHESIA | Vapor 2000 |  |  |  | Draeger Inc | Vaporizer, Anesthesia |  | VAPORIZERANESTHESIA-DraegerMed-Vapor 2000 |  |  |  |  | Covered PM Repair - Biomedical | MHHS-TMC
NO | NO |  |  |  | ARTE-0360 |  | Draeger Medical Inc. | VAPOR 2000 (ISO) |  | ARTE-0360 | TMC - OR - ANESTHESIA (CONTRACT EQUIP) | MHHS-TMC |  | Vaporizer, Anesthesia |  | ARTE-0360 |  | TMC |  | TMC - OR - ANESTHESIA (CONTRACT EQUIP) | [5 empty] | ANESTHESIA UNIT VAPORIZERS |  | VAPORIZERANESTHESIA-DraegerMed-Vapor 2000 | VAPORIZERANESTHESIA | Vapor 2000 |  |  |  | Draeger Inc | Vaporizer, Anesthesia |  | VAPORIZERANESTHESIA-DraegerMed-Vapor 2000 |  |  |  |  | Covered PM Repair - Biomedical | MHHS-TMC
NO | NO |  |  |  | ARTE-0393 |  | Draeger Medical Inc. | VAPOR 2000 (ISO) |  | ARTE-0393 | TMC - OR - ANESTHESIA (CONTRACT EQUIP) | MHHS-TMC |  | Vaporizer, Anesthesia |  | ARTE-0393 |  | TMC |  | TMC - OR - ANESTHESIA (CONTRACT EQUIP) | [5 empty] | ANESTHESIA UNIT VAPORIZERS |  | VAPORIZERANESTHESIA-DraegerMed-Vapor 2000 | VAPORIZERANESTHESIA | Vapor 2000 |  |  |  | Draeger Inc | Vaporizer, Anesthesia |  | VAPORIZERANESTHESIA-DraegerMed-Vapor 2000 |  |  |  |  | Covered PM Repair - Biomedical | MHHS-TMC
NO | NO |  |  |  | ARTE-0396 |  | Draeger Medical Inc. | VAPOR 2000 (ISO) |  | ARTE-0396 | TMC - OR - ANESTHESIA (CONTRACT EQUIP) | MHHS-TMC |  | Vaporizer, Anesthesia |  | ARTE-0396 |  | TMC |  | TMC - OR - ANESTHESIA (CONTRACT EQUIP) | [5 empty] | ANESTHESIA UNIT VAPORIZERS |  | VAPORIZERANESTHESIA-DraegerMed-Vapor 2000 | VAPORIZERANESTHESIA | Vapor 2000 |  |  |  | Draeger Inc | Vaporizer, Anesthesia |  | VAPORIZERANESTHESIA-DraegerMed-Vapor 2000 |  |  |  |  | Covered PM Repair - Biomedical | MHHS-TMC
NO | NO |  |  |  | ARTE-0434 |  | Draeger Medical Inc. | VAPOR 2000 (ISO) |  | ARTE-0434 | TMC - OR - ANESTHESIA (CONTRACT EQUIP) | MHHS-TMC |  | Vaporizer, Anesthesia |  | ARTE-0434 |  | TMC |  | TMC - OR - ANESTHESIA (CONTRACT EQUIP) | [5 empty] | ANESTHESIA UNIT VAPORIZERS |  | VAPORIZERANESTHESIA-DraegerMed-Vapor 2000 | VAPORIZERANESTHESIA | Vapor 2000 |  |  |  | Draeger Inc | Vaporizer, Anesthesia |  | VAPORIZERANESTHESIA-DraegerMed-Vapor 2000 |  |  |  |  | Covered PM Repair - Biomedical | MHHS-TMC
NO | NO |  |  |  | ARTN-0858 |  | Draeger Medical Inc. | VAPOR 2000 (ISO) |  | ARTN-0858 | TMC - OR - ANESTHESIA (CONTRACT EQUIP) | MHHS-TMC |  | Vaporizer, Anesthesia |  | ARTN-0858 |  | TMC |  | TMC - OR - ANESTHESIA (CONTRACT EQUIP) | [5 empty] | ANESTHESIA UNIT VAPORIZERS |  | VAPORIZERANESTHESIA-DraegerMed-Vapor 2000 | VAPORIZERANESTHESIA | Vapor 2000 |  |  |  | Draeger Inc | Vaporizer, Anesthesia |  | VAPORIZERANESTHESIA-DraegerMed-Vapor 2000 |  |  |  |  | Covered PM Repair - Biomedical | MHHS-TMC
NO | NO |  |  |  | ARUD-0225 |  | Draeger Medical Inc. | VAPOR 2000 (ISO) |  | ARUD-0225 | TMC - OR - ANESTHESIA (CONTRACT EQUIP) | MHHS-TMC |  | Vaporizer, Anesthesia |  | ARUD-0225 |  | TMC |  | TMC - OR - ANESTHESIA (CONTRACT EQUIP) | [5 empty] | ANESTHESIA UNIT VAPORIZERS |  | VAPORIZERANESTHESIA-DraegerMed-Vapor 2000 | VAPORIZERANESTHESIA | Vapor 2000 |  |  |  | Draeger Inc | Vaporizer, Anesthesia |  | VAPORIZERANESTHESIA-DraegerMed-Vapor 2000 |  |  |  |  | Covered PM Repair - Biomedical | MHHS-TMC
NO | NO |  |  |  | ARUM-0058 |  | Draeger Medical Inc. | VAPOR 2000 (ISO) |  | ARUM-0058 | TMC - OR - ANESTHESIA (CONTRACT EQUIP) | MHHS-TMC |  | Vaporizer, Anesthesia |  | ARUM-0058 |  | TMC |  | TMC - OR - ANESTHESIA (CONTRACT EQUIP) | [5 empty] | ANESTHESIA UNIT VAPORIZERS |  | VAPORIZERANESTHESIA-DraegerMed-Vapor 2000 | VAPORIZERANESTHESIA | Vapor 2000 |  |  |  | Draeger Inc | Vaporizer, Anesthesia |  | VAPORIZERANESTHESIA-DraegerMed-Vapor 2000 |  |  |  |  | Not Covered Vendor Only - Biomedical | MHHS-TMC
NO | NO |  |  |  | ARWF-0132 |  | Draeger Medical Inc. | VAPOR 2000 (ISO) |  | ARWF-0132 | TMC - OR - ANESTHESIA (CONTRACT EQUIP) | MHHS-TMC |  | Vaporizer, Anesthesia |  | ARWF-0132 |  | TMC |  | TMC - OR - ANESTHESIA (CONTRACT EQUIP) | [5 empty] | ANESTHESIA UNIT VAPORIZERS |  | VAPORIZERANESTHESIA-DraegerMed-Vapor 2000 | VAPORIZERANESTHESIA | Vapor 2000 |  |  |  | Draeger Inc | Vaporizer, Anesthesia |  | VAPORIZERANESTHESIA-DraegerMed-Vapor 2000 |  |  |  |  | Not Covered Vendor Only - Biomedical | MHHS-TMC
NO | NO |  |  |  | ARXD-1185 |  | Draeger Medical Inc. | VAPOR 2000 (ISO) |  | ARXD-1185 | TMC - OR - ANESTHESIA (CONTRACT EQUIP) | MHHS-TMC |  | Vaporizer, Anesthesia |  | ARXD-1185 |  | TMC |  | TMC - OR - ANESTHESIA (CONTRACT EQUIP) | [5 empty] | ANESTHESIA UNIT VAPORIZERS |  | VAPORIZERANESTHESIA-DraegerMed-Vapor 2000 | VAPORIZERANESTHESIA | Vapor 2000 |  |  |  | Draeger Inc | Vaporizer, Anesthesia |  | VAPORIZERANESTHESIA-DraegerMed-Vapor 2000 |  |  |  |  | Not Covered Vendor Only - Biomedical | MHHS-TMC
NO | NO |  |  |  | ARXE-1323 |  | Draeger Medical Inc. | VAPOR 2000 (ISO) |  | ARXE-1323 | TMC - OR - ANESTHESIA (CONTRACT EQUIP) | MHHS-TMC |  | Vaporizer, Anesthesia |  | ARXE-1323 |  | TMC |  | TMC - OR - ANESTHESIA (CONTRACT EQUIP) | [5 empty] | ANESTHESIA UNIT VAPORIZERS |  | VAPORIZERANESTHESIA-DraegerMed-Vapor 2000 | VAPORIZERANESTHESIA | Vapor 2000 |  |  |  | Draeger Inc | Vaporizer, Anesthesia |  | VAPORIZERANESTHESIA-DraegerMed-Vapor 2000 |  |  |  |  | Not Covered Vendor Only - Biomedical | MHHS-TMC
NO | NO |  |  |  | ARZC-0371 |  | Draeger Medical Inc. | VAPOR 2000 (ISO) |  | ARZC-0371 | TMC - OR - ANESTHESIA (CONTRACT EQUIP) | MHHS-TMC |  | Vaporizer, Anesthesia |  | ARZC-0371 |  | TMC |  | TMC - OR - ANESTHESIA (CONTRACT EQUIP) | [5 empty] | ANESTHESIA UNIT VAPORIZERS |  | VAPORIZERANESTHESIA-DraegerMed-Vapor 2000 | VAPORIZERANESTHESIA | Vapor 2000 |  |  |  | Draeger Inc | Vaporizer, Anesthesia |  | VAPORIZERANESTHESIA-DraegerMed-Vapor 2000 |  |  |  |  | Not Covered Vendor Only - Biomedical | MHHS-TMC
NO | NO |  |  |  | ARZC-0380 |  | Draeger Medical Inc. | VAPOR 2000 (ISO) |  | ARZC-0380 | TMC - OR - ANESTHESIA (CONTRACT EQUIP) | MHHS-TMC |  | Vaporizer, Anesthesia |  | ARZC-0380 |  | TMC |  | TMC - OR - ANESTHESIA (CONTRACT EQUIP) | [5 empty] | ANESTHESIA UNIT VAPORIZERS |  | VAPORIZERANESTHESIA-DraegerMed-Vapor 2000 | VAPORIZERANESTHESIA | Vapor 2000 |  |  |  | Draeger Inc | Vaporizer, Anesthesia |  | VAPORIZERANESTHESIA-DraegerMed-Vapor 2000 |  |  |  |  | Not Covered Vendor Only - Biomedical | MHHS-TMC
NO | NO |  |  |  | ASAC-0562 |  | Draeger Medical Inc. | VAPOR 2000 (ISO) |  | ASAC-0562 | TMC - OR - ANESTHESIA (CONTRACT EQUIP) | MHHS-TMC |  | Vaporizer, Anesthesia |  | ASAC-0562 |  | TMC |  | TMC - OR - ANESTHESIA (CONTRACT EQUIP) | [5 empty] | ANESTHESIA UNIT VAPORIZERS |  | VAPORIZERANESTHESIA-DraegerMed-Vapor 2000 | VAPORIZERANESTHESIA | Vapor 2000 |  |  |  | Draeger Inc | Vaporizer, Anesthesia |  | VAPORIZERANESTHESIA-DraegerMed-Vapor 2000 |  |  |  |  | Not Covered Vendor Only - Biomedical | MHHS-TMC
NO | NO |  |  |  | ASAC-0563 |  | Draeger Medical Inc. | VAPOR 2000 (ISO) |  | ASAC-0563 | TMC - OR - ANESTHESIA (CONTRACT EQUIP) | MHHS-TMC |  | Vaporizer, Anesthesia |  | ASAC-0563 |  | TMC |  | TMC - OR - ANESTHESIA (CONTRACT EQUIP) | [5 empty] | ANESTHESIA UNIT VAPORIZERS |  | VAPORIZERANESTHESIA-DraegerMed-Vapor 2000 | VAPORIZERANESTHESIA | Vapor 2000 |  |  |  | Draeger Inc | Vaporizer, Anesthesia |  | VAPORIZERANESTHESIA-DraegerMed-Vapor 2000 |  |  |  |  | Not Covered Vendor Only - Biomedical | MHHS-TMC
NO | NO |  |  |  | ASAC-0564 |  | Draeger Medical Inc. | VAPOR 2000 (ISO) |  | ASAC-0564 | TMC - OR - ANESTHESIA (CONTRACT EQUIP) | MHHS-TMC |  | Vaporizer, Anesthesia |  | ASAC-0564 |  | TMC |  | TMC - OR - ANESTHESIA (CONTRACT EQUIP) | [5 empty] | ANESTHESIA UNIT VAPORIZERS |  | VAPORIZERANESTHESIA-DraegerMed-Vapor 2000 | VAPORIZERANESTHESIA | Vapor 2000 |  |  |  | Draeger Inc | Vaporizer, Anesthesia |  | VAPORIZERANESTHESIA-DraegerMed-Vapor 2000 |  |  |  |  | Not Covered Vendor Only - Biomedical | MHHS-TMC
NO | NO |  |  |  | ASAC-0566 |  | Draeger Medical Inc. | VAPOR 2000 (ISO) |  | ASAC-0566 | TMC - OR - ANESTHESIA (CONTRACT EQUIP) | MHHS-TMC |  | Vaporizer, Anesthesia |  | ASAC-0566 |  | TMC |  | TMC - OR - ANESTHESIA (CONTRACT EQUIP) | [5 empty] | ANESTHESIA UNIT VAPORIZERS |  | VAPORIZERANESTHESIA-DraegerMed-Vapor 2000 | VAPORIZERANESTHESIA | Vapor 2000 |  |  |  | Draeger Inc | Vaporizer, Anesthesia |  | VAPORIZERANESTHESIA-DraegerMed-Vapor 2000 |  |  |  |  | Not Covered Vendor Only - Biomedical | MHHS-TMC
NO | NO |  |  |  | ASAC-0569 |  | Draeger Medical Inc. | VAPOR 2000 (ISO) |  | ASAC-0569 | TMC - OR - ANESTHESIA (CONTRACT EQUIP) | MHHS-TMC |  | Vaporizer, Anesthesia |  | ASAC-0569 |  | TMC |  | TMC - OR - ANESTHESIA (CONTRACT EQUIP) | [5 empty] | ANESTHESIA UNIT VAPORIZERS |  | VAPORIZERANESTHESIA-DraegerMed-Vapor 2000 | VAPORIZERANESTHESIA | Vapor 2000 |  |  |  | Draeger Inc | Vaporizer, Anesthesia |  | VAPORIZERANESTHESIA-DraegerMed-Vapor 2000 |  |  |  |  | Not Covered Vendor Only - Biomedical | MHHS-TMC
NO | NO |  |  |  | ASAC-0570 |  | Draeger Medical Inc. | VAPOR 2000 (ISO) |  | ASAC-0570 | TMC - OR - ANESTHESIA (CONTRACT EQUIP) | MHHS-TMC |  | Vaporizer, Anesthesia |  | ASAC-0570 |  | TMC |  | TMC - OR - ANESTHESIA (CONTRACT EQUIP) | [5 empty] | ANESTHESIA UNIT VAPORIZERS |  | VAPORIZERANESTHESIA-DraegerMed-Vapor 2000 | VAPORIZERANESTHESIA | Vapor 2000 |  |  |  | Draeger Inc | Vaporizer, Anesthesia |  | VAPORIZERANESTHESIA-DraegerMed-Vapor 2000 |  |  |  |  | Not Covered Vendor Only - Biomedical | MHHS-TMC
NO | NO |  |  |  | ASBB-0552 |  | Draeger Medical Inc. | VAPOR 2000 (ISO) |  | ASBB-0552 | TMC - OR - ANESTHESIA (CONTRACT EQUIP) | MHHS-TMC |  | Vaporizer, Anesthesia |  | ASBB-0552 |  | TMC |  | TMC - OR - ANESTHESIA (CONTRACT EQUIP) | [5 empty] | ANESTHESIA UNIT VAPORIZERS |  | VAPORIZERANESTHESIA-DraegerMed-Vapor 2000 | VAPORIZERANESTHESIA | Vapor 2000 |  |  |  | Draeger Inc | Vaporizer, Anesthesia |  | VAPORIZERANESTHESIA-DraegerMed-Vapor 2000 |  |  |  |  | Not Covered Vendor Only - Biomedical | MHHS-TMC
NO | NO |  |  |  | ASBB-1558 |  | Draeger Medical Inc. | VAPOR 2000 (ISO) |  | ASBB-1558 | TMC - OR - ANESTHESIA (CONTRACT EQUIP) | MHHS-TMC |  | Vaporizer, Anesthesia |  | ASBB-1558 |  | TMC |  | TMC - OR - ANESTHESIA (CONTRACT EQUIP) | [5 empty] | ANESTHESIA UNIT VAPORIZERS |  | VAPORIZERANESTHESIA-DraegerMed-Vapor 2000 | VAPORIZERANESTHESIA | Vapor 2000 |  |  |  | Draeger Inc | Vaporizer, Anesthesia |  | VAPORIZERANESTHESIA-DraegerMed-Vapor 2000 |  |  |  |  | Not Covered Vendor Only - Biomedical | MHHS-TMC
NO | NO |  |  |  | ASCE-0309 |  | Draeger Medical Inc. | VAPOR 2000 (ISO) |  | ASCE-0309 | TMC - OR - ANESTHESIA (CONTRACT EQUIP) | MHHS-TMC |  | Vaporizer, Anesthesia |  | ASCE-0309 |  | TMC |  | TMC - OR - ANESTHESIA (CONTRACT EQUIP) | [5 empty] | ANESTHESIA UNIT VAPORIZERS |  | VAPORIZERANESTHESIA-DraegerMed-Vapor 2000 | VAPORIZERANESTHESIA | Vapor 2000 |  |  |  | Draeger Inc | Vaporizer, Anesthesia |  | VAPORIZERANESTHESIA-DraegerMed-Vapor 2000 |  |  |  |  | Not Covered Vendor Only - Biomedical | MHHS-TMC
NO | NO |  |  |  | ASCF-0116 |  | Draeger Medical Inc. | VAPOR 2000 (ISO) |  | ASCF-0116 | TMC - OR - ANESTHESIA (CONTRACT EQUIP) | MHHS-TMC |  | Vaporizer, Anesthesia |  | ASCF-0116 |  | TMC |  | TMC - OR - ANESTHESIA (CONTRACT EQUIP) | [5 empty] | ANESTHESIA UNIT VAPORIZERS |  | VAPORIZERANESTHESIA-DraegerMed-Vapor 2000 | VAPORIZERANESTHESIA | Vapor 2000 |  |  |  | Draeger Inc | Vaporizer, Anesthesia |  | VAPORIZERANESTHESIA-DraegerMed-Vapor 2000 |  |  |  |  | Not Covered Vendor Only - Biomedical | MHHS-TMC
NO | NO |  |  |  | ASCL-1061 |  | Draeger Medical Inc. | VAPOR 2000 (ISO) |  | ASCL-1061 | TMC - OR - ANESTHESIA (CONTRACT EQUIP) | MHHS-TMC |  | Vaporizer, Anesthesia |  | ASCL-1061 |  | TMC |  | TMC - OR - ANESTHESIA (CONTRACT EQUIP) | [5 empty] | ANESTHESIA UNIT VAPORIZERS |  | VAPORIZERANESTHESIA-DraegerMed-Vapor 2000 | VAPORIZERANESTHESIA | Vapor 2000 |  |  |  | Draeger Inc | Vaporizer, Anesthesia |  | VAPORIZERANESTHESIA-DraegerMed-Vapor 2000 |  |  |  |  | Not Covered Vendor Only - Biomedical | MHHS-TMC
NO | NO |  |  |  | ASCM-0651 |  | Draeger Medical Inc. | VAPOR 2000 (ISO) |  | ASCM-0651 | TMC - OR - ANESTHESIA (CONTRACT EQUIP) | MHHS-TMC |  | Vaporizer, Anesthesia |  | ASCM-0651 |  | TMC |  | TMC - OR - ANESTHESIA (CONTRACT EQUIP) | [5 empty] | ANESTHESIA UNIT VAPORIZERS |  | VAPORIZERANESTHESIA-DraegerMed-Vapor 2000 | VAPORIZERANESTHESIA | Vapor 2000 |  |  |  | Draeger Inc | Vaporizer, Anesthesia |  | VAPORIZERANESTHESIA-DraegerMed-Vapor 2000 |  |  |  |  | Not Covered Vendor Only - Biomedical | MHHS-TMC
NO | NO |  |  |  | ASDD-0677 |  | Draeger Medical Inc. | VAPOR 2000 (ISO) |  | ASDD-0677 | TMC - OR - ANESTHESIA (CONTRACT EQUIP) | MHHS-TMC |  | Vaporizer, Anesthesia |  | ASDD-0677 |  | TMC |  | TMC - OR - ANESTHESIA (CONTRACT EQUIP) | [5 empty] | ANESTHESIA UNIT VAPORIZERS |  | VAPORIZERANESTHESIA-DraegerMed-Vapor 2000 | VAPORIZERANESTHESIA | Vapor 2000 |  |  |  | Draeger Inc | Vaporizer, Anesthesia |  | VAPORIZERANESTHESIA-DraegerMed-Vapor 2000 |  |  |  |  | Not Covered Vendor Only - Biomedical | MHHS-TMC
NO | NO |  |  |  | ASDD-0679 |  | Draeger Medical Inc. | VAPOR 2000 (ISO) |  | ASDD-0679 | TMC - OR - ANESTHESIA (CONTRACT EQUIP) | MHHS-TMC |  | Vaporizer, Anesthesia |  | ASDD-0679 |  | TMC |  | TMC - OR - ANESTHESIA (CONTRACT EQUIP) | [5 empty] | ANESTHESIA UNIT VAPORIZERS |  | VAPORIZERANESTHESIA-DraegerMed-Vapor 2000 | VAPORIZERANESTHESIA | Vapor 2000 |  |  |  | Draeger Inc | Vaporizer, Anesthesia |  | VAPORIZERANESTHESIA-DraegerMed-Vapor 2000 |  |  |  |  | Covered PM Repair - Biomedical | MHHS-TMC
NO | NO |  |  |  | ASDD-0680 |  | Draeger Medical Inc. | VAPOR 2000 (ISO) |  | ASDD-0680 | TMC - OR - ANESTHESIA (CONTRACT EQUIP) | MHHS-TMC |  | Vaporizer, Anesthesia |  | ASDD-0680 |  | TMC |  | TMC - OR - ANESTHESIA (CONTRACT EQUIP) | [5 empty] | ANESTHESIA UNIT VAPORIZERS |  | VAPORIZERANESTHESIA-DraegerMed-Vapor 2000 | VAPORIZERANESTHESIA | Vapor 2000 |  |  |  | Draeger Inc | Vaporizer, Anesthesia |  | VAPORIZERANESTHESIA-DraegerMed-Vapor 2000 |  |  |  |  | Covered PM Repair - Biomedical | MHHS-TMC
NO | NO |  |  |  | ASDJ-0373 |  | Draeger Medical Inc. | VAPOR 2000 (ISO) |  | ASDJ-0373 | TMC - OR - ANESTHESIA (CONTRACT EQUIP) | MHHS-TMC |  | Vaporizer, Anesthesia |  | ASDJ-0373 |  | TMC |  | TMC - OR - ANESTHESIA (CONTRACT EQUIP) | [5 empty] | ANESTHESIA UNIT VAPORIZERS |  | VAPORIZERANESTHESIA-DraegerMed-Vapor 2000 | VAPORIZERANESTHESIA | Vapor 2000 |  |  |  | Draeger Inc | Vaporizer, Anesthesia |  | VAPORIZERANESTHESIA-DraegerMed-Vapor 2000 |  |  |  |  | Covered PM Repair - Biomedical | MHHS-TMC
NO | NO |  |  |  | ASEA-1287 |  | Draeger Medical Inc. | VAPOR 2000 (ISO) |  | ASEA-1287 | TMC - OR - ANESTHESIA (CONTRACT EQUIP) | MHHS-TMC |  | Vaporizer, Anesthesia |  | ASEA-1287 |  | TMC |  | TMC - OR - ANESTHESIA (CONTRACT EQUIP) | [5 empty] | ANESTHESIA UNIT VAPORIZERS |  | VAPORIZERANESTHESIA-DraegerMed-Vapor 2000 | VAPORIZERANESTHESIA | Vapor 2000 |  |  |  | Draeger Inc | Vaporizer, Anesthesia |  | VAPORIZERANESTHESIA-DraegerMed-Vapor 2000 |  |  |  |  | Covered PM Repair - Biomedical | MHHS-TMC
NO | NO |  |  |  | ASEE-0038 |  | Draeger Medical Inc. | VAPOR 2000 (ISO) |  | ASEE-0038 | TMC - OR - ANESTHESIA (CONTRACT EQUIP) | MHHS-TMC |  | Vaporizer, Anesthesia |  | ASEE-0038 |  | TMC |  | TMC - OR - ANESTHESIA (CONTRACT EQUIP) | [5 empty] | ANESTHESIA UNIT VAPORIZERS |  | VAPORIZERANESTHESIA-DraegerMed-Vapor 2000 | VAPORIZERANESTHESIA | Vapor 2000 |  |  |  | Draeger Inc | Vaporizer, Anesthesia |  | VAPORIZERANESTHESIA-DraegerMed-Vapor 2000 |  |  |  |  | Covered PM Repair - Biomedical | MHHS-TMC
NO | NO |  |  |  | ASEJ-1246 |  | Draeger Medical Inc. | VAPOR 2000 (ISO) |  | ASEJ-1246 | TMC - OR - ANESTHESIA (CONTRACT EQUIP) | MHHS-TMC |  | Vaporizer, Anesthesia |  | ASEJ-1246 |  | TMC |  | TMC - OR - ANESTHESIA (CONTRACT EQUIP) | [5 empty] | ANESTHESIA UNIT VAPORIZERS |  | VAPORIZERANESTHESIA-DraegerMed-Vapor 2000 | VAPORIZERANESTHESIA | Vapor 2000 |  |  |  | Draeger Inc | Vaporizer, Anesthesia |  | VAPORIZERANESTHESIA-DraegerMed-Vapor 2000 |  |  |  |  | Covered PM Repair - Biomedical | MHHS-TMC
NO | NO |  |  |  | ASFD-0975 |  | Draeger Medical Inc. | VAPOR 2000 (ISO) |  | ASFD-0975 | TMC - OR - ANESTHESIA (CONTRACT EQUIP) | MHHS-TMC |  | Vaporizer, Anesthesia |  | ASFD-0975 |  | TMC |  | TMC - OR - ANESTHESIA (CONTRACT EQUIP) | [5 empty] | ANESTHESIA UNIT VAPORIZERS |  | VAPORIZERANESTHESIA-DraegerMed-Vapor 2000 | VAPORIZERANESTHESIA | Vapor 2000 |  |  |  | Draeger Inc | Vaporizer, Anesthesia |  | VAPORIZERANESTHESIA-DraegerMed-Vapor 2000 |  |  |  |  | Covered PM Repair - Biomedical | MHHS-TMC
NO | NO |  |  |  | ASFD-0977 |  | Draeger Medical Inc. | VAPOR 2000 (ISO) |  | ASFD-0977 | TMC - OR - ANESTHESIA (CONTRACT EQUIP) | MHHS-TMC |  | Vaporizer, Anesthesia |  | ASFD-0977 |  | TMC |  | TMC - OR - ANESTHESIA (CONTRACT EQUIP) | [5 empty] | ANESTHESIA UNIT VAPORIZERS |  | VAPORIZERANESTHESIA-DraegerMed-Vapor 2000 | VAPORIZERANESTHESIA | Vapor 2000 |  |  |  | Draeger Inc | Vaporizer, Anesthesia |  | VAPORIZERANESTHESIA-DraegerMed-Vapor 2000 |  |  |  |  | Covered PM Repair - Biomedical | MHHS-TMC
NO | NO |  |  |  | ASFD-0978 |  | Draeger Medical Inc. | VAPOR 2000 (ISO) |  | ASFD-0978 | TMC - OR - ANESTHESIA (CONTRACT EQUIP) | MHHS-TMC |  | Vaporizer, Anesthesia |  | ASFD-0978 |  | TMC |  | TMC - OR - ANESTHESIA (CONTRACT EQUIP) | [5 empty] | ANESTHESIA UNIT VAPORIZERS |  | VAPORIZERANESTHESIA-DraegerMed-Vapor 2000 | VAPORIZERANESTHESIA | Vapor 2000 |  |  |  | Draeger Inc | Vaporizer, Anesthesia |  | VAPORIZERANESTHESIA-DraegerMed-Vapor 2000 |  |  |  |  | Covered PM Repair - Biomedical | MHHS-TMC
NO | NO |  |  |  | ASFD-0979 |  | Draeger Medical Inc. | VAPOR 2000 (ISO) |  | ASFD-0979 | TMC - OR - ANESTHESIA (CONTRACT EQUIP) | MHHS-TMC |  | Vaporizer, Anesthesia |  | ASFD-0979 |  | TMC |  | TMC - OR - ANESTHESIA (CONTRACT EQUIP) | [5 empty] | ANESTHESIA UNIT VAPORIZERS |  | VAPORIZERANESTHESIA-DraegerMed-Vapor 2000 | VAPORIZERANESTHESIA | Vapor 2000 |  |  |  | Draeger Inc | Vaporizer, Anesthesia |  | VAPORIZERANESTHESIA-DraegerMed-Vapor 2000 |  |  |  |  | Covered PM Repair - Biomedical | MHHS-TMC
NO | NO |  |  |  | ASFD-0980 |  | Draeger Medical Inc. | VAPOR 2000 (ISO) |  | ASFD-0980 | TMC - OR - ANESTHESIA (CONTRACT EQUIP) | MHHS-TMC |  | Vaporizer, Anesthesia |  | ASFD-0980 |  | TMC |  | TMC - OR - ANESTHESIA (CONTRACT EQUIP) | [5 empty] | ANESTHESIA UNIT VAPORIZERS |  | VAPORIZERANESTHESIA-DraegerMed-Vapor 2000 | VAPORIZERANESTHESIA | Vapor 2000 |  |  |  | Draeger Inc | Vaporizer, Anesthesia |  | VAPORIZERANESTHESIA-DraegerMed-Vapor 2000 |  |  |  |  | Covered PM Repair - Biomedical | MHHS-TMC
NO | NO |  |  |  | ASFK-0006 |  | Draeger Medical Inc. | VAPOR 2000 (ISO) |  | ASFK-0006 | TMC - OR - ANESTHESIA (CONTRACT EQUIP) | MHHS-TMC |  | Vaporizer, Anesthesia |  | ASFK-0006 |  | TMC |  | TMC - OR - ANESTHESIA (CONTRACT EQUIP) | [5 empty] | ANESTHESIA UNIT VAPORIZERS |  | VAPORIZERANESTHESIA-DraegerMed-Vapor 2000 | VAPORIZERANESTHESIA | Vapor 2000 |  |  |  | Draeger Inc | Vaporizer, Anesthesia |  | VAPORIZERANESTHESIA-DraegerMed-Vapor 2000 |  |  |  |  | Covered PM Repair - Biomedical | MHHS-TMC
NO | NO |  |  |  | ASFK-0007 |  | Draeger Medical Inc. | VAPOR 2000 (ISO) |  | ASFK-0007 | TMC - OR - ANESTHESIA (CONTRACT EQUIP) | MHHS-TMC |  | Vaporizer, Anesthesia |  | ASFK-0007 |  | TMC |  | TMC - OR - ANESTHESIA (CONTRACT EQUIP) | [5 empty] | ANESTHESIA UNIT VAPORIZERS |  | VAPORIZERANESTHESIA-DraegerMed-Vapor 2000 | VAPORIZERANESTHESIA | Vapor 2000 |  |  |  | Draeger Inc | Vaporizer, Anesthesia |  | VAPORIZERANESTHESIA-DraegerMed-Vapor 2000 |  |  |  |  | Covered PM Repair - Biomedical | MHHS-TMC
NO | NO |  |  |  | ASFL-0464 |  | Draeger Medical Inc. | VAPOR 2000 (ISO) |  | ASFL-0464 | TMC - OR - ANESTHESIA (CONTRACT EQUIP) | MHHS-TMC |  | Vaporizer, Anesthesia |  | ASFL-0464 |  | TMC |  | TMC - OR - ANESTHESIA (CONTRACT EQUIP) | [5 empty] | ANESTHESIA UNIT VAPORIZERS |  | VAPORIZERANESTHESIA-DraegerMed-Vapor 2000 | VAPORIZERANESTHESIA | Vapor 2000 |  |  |  | Draeger Inc | Vaporizer, Anesthesia |  | VAPORIZERANESTHESIA-DraegerMed-Vapor 2000 |  |  |  |  | Covered PM Repair - Biomedical | MHHS-TMC
NO | NO |  |  |  | ASFL-0465 |  | Draeger Medical Inc. | VAPOR 2000 (ISO) |  | ASFL-0465 | TMC - OR - ANESTHESIA (CONTRACT EQUIP) | MHHS-TMC |  | Vaporizer, Anesthesia |  | ASFL-0465 |  | TMC |  | TMC - OR - ANESTHESIA (CONTRACT EQUIP) | [5 empty] | ANESTHESIA UNIT VAPORIZERS |  | VAPORIZERANESTHESIA-DraegerMed-Vapor 2000 | VAPORIZERANESTHESIA | Vapor 2000 |  |  |  | Draeger Inc | Vaporizer, Anesthesia |  | VAPORIZERANESTHESIA-DraegerMed-Vapor 2000 |  |  |  |  | Covered PM Repair - Biomedical | MHHS-TMC
NO | NO |  |  |  | ASFL-0467 |  | Draeger Medical Inc. | VAPOR 2000 (ISO) |  | ASFL-0467 | TMC - OR - ANESTHESIA (CONTRACT EQUIP) | MHHS-TMC |  | Vaporizer, Anesthesia |  | ASFL-0467 |  | TMC |  | TMC - OR - ANESTHESIA (CONTRACT EQUIP) | [5 empty] | ANESTHESIA UNIT VAPORIZERS |  | VAPORIZERANESTHESIA-DraegerMed-Vapor 2000 | VAPORIZERANESTHESIA | Vapor 2000 |  |  |  | Draeger Inc | Vaporizer, Anesthesia |  | VAPORIZERANESTHESIA-DraegerMed-Vapor 2000 |  |  |  |  | Covered PM Repair - Biomedical | MHHS-TMC
NO | NO |  |  |  | ASFL-0469 |  | Draeger Medical Inc. | VAPOR 2000 (ISO) |  | ASFL-0469 | TMC - OR - ANESTHESIA (CONTRACT EQUIP) | MHHS-TMC |  | Vaporizer, Anesthesia |  | ASFL-0469 |  | TMC |  | TMC - OR - ANESTHESIA (CONTRACT EQUIP) | [5 empty] | ANESTHESIA UNIT VAPORIZERS |  | VAPORIZERANESTHESIA-DraegerMed-Vapor 2000 | VAPORIZERANESTHESIA | Vapor 2000 |  |  |  | Draeger Inc | Vaporizer, Anesthesia |  | VAPORIZERANESTHESIA-DraegerMed-Vapor 2000 |  |  |  |  | Not Covered Vendor Only - Biomedical | MHHS-TMC
NO | NO |  |  |  | ASFL-0851 |  | Draeger Medical Inc. | VAPOR 2000 (ISO) |  | ASFL-0851 | TMC - OR - ANESTHESIA (CONTRACT EQUIP) | MHHS-TMC |  | Vaporizer, Anesthesia |  | ASFL-0851 |  | TMC |  | TMC - OR - ANESTHESIA (CONTRACT EQUIP) | [5 empty] | ANESTHESIA UNIT VAPORIZERS |  | VAPORIZERANESTHESIA-DraegerMed-Vapor 2000 | VAPORIZERANESTHESIA | Vapor 2000 |  |  |  | Draeger Inc | Vaporizer, Anesthesia |  | VAPORIZERANESTHESIA-DraegerMed-Vapor 2000 |  |  |  |  | Covered PM Repair - Biomedical | MHHS-TMC
NO | NO |  |  |  | ASFL-0854 |  | Draeger Medical Inc. | VAPOR 2000 (ISO) |  | ASFL-0854 | TMC - OR - ANESTHESIA (CONTRACT EQUIP) | MHHS-TMC |  | Vaporizer, Anesthesia |  | ASFL-0854 |  | TMC |  | TMC - OR - ANESTHESIA (CONTRACT EQUIP) | [5 empty] | ANESTHESIA UNIT VAPORIZERS |  | VAPORIZERANESTHESIA-DraegerMed-Vapor 2000 | VAPORIZERANESTHESIA | Vapor 2000 |  |  |  | Draeger Inc | Vaporizer, Anesthesia |  | VAPORIZERANESTHESIA-DraegerMed-Vapor 2000 |  |  |  |  | Covered PM Repair - Biomedical | MHHS-TMC
NO | NO |  |  |  | ASFL-0856 |  | Draeger Medical Inc. | VAPOR 2000 (ISO) |  | ASFL-0856 | TMC - OR - ANESTHESIA (CONTRACT EQUIP) | MHHS-TMC |  | Vaporizer, Anesthesia |  | ASFL-0856 |  | TMC |  | TMC - OR - ANESTHESIA (CONTRACT EQUIP) | [5 empty] | ANESTHESIA UNIT VAPORIZERS |  | VAPORIZERANESTHESIA-DraegerMed-Vapor 2000 | VAPORIZERANESTHESIA | Vapor 2000 |  |  |  | Draeger Inc | Vaporizer, Anesthesia |  | VAPORIZERANESTHESIA-DraegerMed-Vapor 2000 |  |  |  |  | Covered PM Repair - Biomedical | MHHS-TMC
NO | NO |  |  |  | ASFL-0857 |  | Draeger Medical Inc. | VAPOR 2000 (ISO) |  | ASFL-0857 | TMC - OR - ANESTHESIA (CONTRACT EQUIP) | MHHS-TMC |  | Vaporizer, Anesthesia |  | ASFL-0857 |  | TMC |  | TMC - OR - ANESTHESIA (CONTRACT EQUIP) | [5 empty] | ANESTHESIA UNIT VAPORIZERS |  | VAPORIZERANESTHESIA-DraegerMed-Vapor 2000 | VAPORIZERANESTHESIA | Vapor 2000 |  |  |  | Draeger Inc | Vaporizer, Anesthesia |  | VAPORIZERANESTHESIA-DraegerMed-Vapor 2000 |  |  |  |  | Covered PM Repair - Biomedical | MHHS-TMC
NO | NO |  |  |  | ASFL-0858 |  | Draeger Medical Inc. | VAPOR 2000 (ISO) |  | ASFL-0858 | TMC - OR - ANESTHESIA (CONTRACT EQUIP) | MHHS-TMC |  | Vaporizer, Anesthesia |  | ASFL-0858 |  | TMC |  | TMC - OR - ANESTHESIA (CONTRACT EQUIP) | [5 empty] | ANESTHESIA UNIT VAPORIZERS |  | VAPORIZERANESTHESIA-DraegerMed-Vapor 2000 | VAPORIZERANESTHESIA | Vapor 2000 |  |  |  | Draeger Inc | Vaporizer, Anesthesia |  | VAPORIZERANESTHESIA-DraegerMed-Vapor 2000 |  |  |  |  | Covered PM Repair - Biomedical | MHHS-TMC
NO | NO |  |  |  | ASFL-0859 |  | Draeger Medical Inc. | VAPOR 2000 (ISO) |  | ASFL-0859 | TMC - OR - ANESTHESIA (CONTRACT EQUIP) | MHHS-TMC |  | Vaporizer, Anesthesia |  | ASFL-0859 |  | TMC |  | TMC - OR - ANESTHESIA (CONTRACT EQUIP) | [5 empty] | ANESTHESIA UNIT VAPORIZERS |  | VAPORIZERANESTHESIA-DraegerMed-Vapor 2000 | VAPORIZERANESTHESIA | Vapor 2000 |  |  |  | Draeger Inc | Vaporizer, Anesthesia |  | VAPORIZERANESTHESIA-DraegerMed-Vapor 2000 |  |  |  |  | Covered PM Repair - Biomedical | MHHS-TMC
NO | NO |  |  |  | ASHM-0832 |  | Draeger Medical Inc. | VAPOR 2000 (ISO) |  | ASHM-0832 | TMC - OR - ANESTHESIA (CONTRACT EQUIP) | MHHS-TMC |  | Vaporizer, Anesthesia |  | ASHM-0832 |  | TMC |  | TMC - OR - ANESTHESIA (CONTRACT EQUIP) | [5 empty] | ANESTHESIA UNIT VAPORIZERS |  | VAPORIZERANESTHESIA-DraegerMed-Vapor 2000 | VAPORIZERANESTHESIA | Vapor 2000 |  |  |  | Draeger Inc | Vaporizer, Anesthesia |  | VAPORIZERANESTHESIA-DraegerMed-Vapor 2000 |  |  |  |  | Covered PM Repair - Biomedical | MHHS-TMC
NO | NO |  |  |  | ASHN-1177 |  | Draeger Medical Inc. | VAPOR 2000 (ISO) |  | ASHN-1177 | TMC - OR - ANESTHESIA (CONTRACT EQUIP) | MHHS-TMC |  | Vaporizer, Anesthesia |  | ASHN-1177 |  | TMC |  | TMC - OR - ANESTHESIA (CONTRACT EQUIP) | [5 empty] | ANESTHESIA UNIT VAPORIZERS |  | VAPORIZERANESTHESIA-DraegerMed-Vapor 2000 | VAPORIZERANESTHESIA | Vapor 2000 |  |  |  | Draeger Inc | Vaporizer, Anesthesia |  | VAPORIZERANESTHESIA-DraegerMed-Vapor 2000 |  |  |  |  | Covered PM Repair - Biomedical | MHHS-TMC
NO | NO |  |  |  | ASHN-1179 |  | Draeger Medical Inc. | VAPOR 2000 (ISO) |  | ASHN-1179 | TMC - OR - ANESTHESIA (CONTRACT EQUIP) | MHHS-TMC |  | Vaporizer, Anesthesia |  | ASHN-1179 |  | TMC |  | TMC - OR - ANESTHESIA (CONTRACT EQUIP) | [5 empty] | ANESTHESIA UNIT VAPORIZERS |  | VAPORIZERANESTHESIA-DraegerMed-Vapor 2000 | VAPORIZERANESTHESIA | Vapor 2000 |  |  |  | Draeger Inc | Vaporizer, Anesthesia |  | VAPORIZERANESTHESIA-DraegerMed-Vapor 2000 |  |  |  |  | Covered PM Repair - Biomedical | MHHS-TMC
NO | NO |  |  |  | ASJD-0478 |  | Draeger Medical Inc. | VAPOR 2000 (ISO) |  | ASJD-0478 | TMC - OR - ANESTHESIA (CONTRACT EQUIP) | MHHS-TMC |  | Vaporizer, Anesthesia |  | ASJD-0478 |  | TMC |  | TMC - OR - ANESTHESIA (CONTRACT EQUIP) | [5 empty] | ANESTHESIA UNIT VAPORIZERS |  | VAPORIZERANESTHESIA-DraegerMed-Vapor 2000 | VAPORIZERANESTHESIA | Vapor 2000 |  |  |  | Draeger Inc | Vaporizer, Anesthesia |  | VAPORIZERANESTHESIA-DraegerMed-Vapor 2000 |  |  |  |  | Covered PM Repair - Biomedical | MHHS-TMC
NO | NO |  |  |  | 069-41233 |  | Draeger Medical Inc. | VAPOR 2000 (ISO) |  | 0104031US0001 | TMC - OR - ANESTHESIA (OLD) | MHHS-TMC |  | Vaporizer, Anesthesia |  | 069-41233 |  | TMC |  | TMC - OR - ANESTHESIA (OLD) | [5 empty] | ANESTHESIA UNIT VAPORIZERS |  | VAPORIZERANESTHESIA-DraegerMed-Vapor 2000 | VAPORIZERANESTHESIA | Vapor 2000 |  |  |  | Draeger Inc | Vaporizer, Anesthesia |  | VAPORIZERANESTHESIA-DraegerMed-Vapor 2000 |  |  |  |  | Covered PM Repair - Biomedical | MHHS-TMC
NO | NO | [5 empty] | Draeger Medical Inc. | VAPOR 2000 (ISO) |  | ARTE-0446 | TMC - OR - ANESTHESIA (OLD) | MHHS-TMC |  | Vaporizer, Anesthesia |  |  |  | TMC |  | TMC - OR - ANESTHESIA (OLD) | [5 empty] | ANESTHESIA UNIT VAPORIZERS |  | VAPORIZERANESTHESIA-DraegerMed-Vapor 2000 | VAPORIZERANESTHESIA | Vapor 2000 |  |  |  | Draeger Inc | Vaporizer, Anesthesia |  | VAPORIZERANESTHESIA-DraegerMed-Vapor 2000 |  |  |  |  | Covered PM Repair - Biomedical | MHHS-TMC
NO | NO | [5 empty] | Draeger Medical Inc. | VAPOR 2000 (ISO) |  | ARTE-0391 | TMC - OR - ANESTHESIA (OLD) | MHHS-TMC |  | Vaporizer, Anesthesia |  |  |  | TMC |  | TMC - OR - ANESTHESIA (OLD) | [5 empty] | ANESTHESIA UNIT VAPORIZERS |  | VAPORIZERANESTHESIA-DraegerMed-Vapor 2000 | VAPORIZERANESTHESIA | Vapor 2000 |  |  |  | Draeger Inc | Vaporizer, Anesthesia |  | VAPORIZERANESTHESIA-DraegerMed-Vapor 2000 |  |  |  |  | Covered PM Repair - Biomedical | MHHS-TMC
NO | NO | [5 empty] | Draeger Medical Inc. | VAPOR 2000 (ISO) |  | ARPE-0270 | TMC - OR - ANESTHESIA (OLD) | MHHS-TMC |  | Vaporizer, Anesthesia |  |  |  | TMC |  | TMC - OR - ANESTHESIA (OLD) | [5 empty] | ANESTHESIA UNIT VAPORIZERS |  | VAPORIZERANESTHESIA-DraegerMed-Vapor 2000 | VAPORIZERANESTHESIA | Vapor 2000 |  |  |  | Draeger Inc | Vaporizer, Anesthesia |  | VAPORIZERANESTHESIA-DraegerMed-Vapor 2000 |  |  |  |  | Covered PM Repair - Biomedical | MHHS-TMC
NO | NO | [5 empty] | Draeger Medical Inc. | VAPOR 2000 (ISO) |  | ARUC-0490 | TMC - OR - ANESTHESIA (OLD) | MHHS-TMC |  | Vaporizer, Anesthesia |  |  |  | TMC |  | TMC - OR - ANESTHESIA (OLD) | [5 empty] | ANESTHESIA UNIT VAPORIZERS |  | VAPORIZERANESTHESIA-DraegerMed-Vapor 2000 | VAPORIZERANESTHESIA | Vapor 2000 |  |  |  | Draeger Inc | Vaporizer, Anesthesia |  | VAPORIZERANESTHESIA-DraegerMed-Vapor 2000 |  |  |  |  | Covered PM Repair - Biomedical | MHHS-TMC
NO | NO | [5 empty] | Draeger Medical Inc. | VAPOR 2000 (ISO) |  | ARUB-1116 | TMC - OR - ANESTHESIA (OLD) | MHHS-TMC |  | Vaporizer, Anesthesia |  |  |  | TMC |  | TMC - OR - ANESTHESIA (OLD) | [5 empty] | ANESTHESIA UNIT VAPORIZERS |  | VAPORIZERANESTHESIA-DraegerMed-Vapor 2000 | VAPORIZERANESTHESIA | Vapor 2000 |  |  |  | Draeger Inc | Vaporizer, Anesthesia |  | VAPORIZERANESTHESIA-DraegerMed-Vapor 2000 |  |  |  |  | Covered PM Repair - Biomedical | MHHS-TMC
NO | NO | [5 empty] | Draeger Medical Inc. | VAPOR 2000 (ISO) |  | ARTC-0361 | TMC - OR - ANESTHESIA (OLD) | MHHS-TMC |  | Vaporizer, Anesthesia |  |  |  | TMC |  | TMC - OR - ANESTHESIA (OLD) | [5 empty] | ANESTHESIA UNIT VAPORIZERS |  | VAPORIZERANESTHESIA-DraegerMed-Vapor 2000 | VAPORIZERANESTHESIA | Vapor 2000 |  |  |  | Draeger Inc | Vaporizer, Anesthesia |  | VAPORIZERANESTHESIA-DraegerMed-Vapor 2000 |  |  |  |  | Covered PM Repair - Biomedical | MHHS-TMC
NO | NO | [5 empty] | Draeger Medical Inc. | VAPOR 2000 (ISO) |  | ARTE-0449 | TMC - OR - ANESTHESIA (OLD) | MHHS-TMC |  | Vaporizer, Anesthesia |  |  |  | TMC |  | TMC - OR - ANESTHESIA (OLD) | [5 empty] | ANESTHESIA UNIT VAPORIZERS |  | VAPORIZERANESTHESIA-DraegerMed-Vapor 2000 | VAPORIZERANESTHESIA | Vapor 2000 |  |  |  | Draeger Inc | Vaporizer, Anesthesia |  | VAPORIZERANESTHESIA-DraegerMed-Vapor 2000 |  |  |  |  | Covered PM Repair - Biomedical | MHHS-TMC
NO | YES |  |  |  | 069-43529 | 069-43529 | Draeger Medical Inc. | VAPOR 2000 (SEV) |  | ARXE-1367 | TMC-OR-Anesthesia (Contract Equip) | MHHS-TMC |  | Vaporizer, Anesthesia |  | 069-43529 | 069-43529 | TMC | MHHS-TMC | TMC-OR-Anesthesia (Contract Equip) | CVOR 4 |  |  |  |  | ANESTHESIA UNIT VAPORIZERS | Vaporizer, Anesthesia | VAPORIZERANESTHESIA-DraegerMed-Vapor 2000 | VAPORIZERANESTHESIA | Vapor 2000 |  |  |  | Draeger Inc | Vaporizer, Anesthesia |  | VAPORIZERANESTHESIA-DraegerMed-Vapor 2000 |  | 4/1/18 |  | VA-SA | Covered PM Repair - Biomedical | MHHS-TMC | [8 empty] | VAPORIZERANESTHESIA | Vaporizer, Anesthesia | Draeger Inc
NO | YES |  |  |  | 069-43531 | 069-43531 | Draeger Medical Inc. | VAPOR 2000 (SEV) |  | ARWN-0593 | TMC-OR-Anesthesia (Contract Equip) | MHHS-TMC |  | Vaporizer, Anesthesia |  | 069-43531 | 069-43531 | TMC | MHHS-TMC | TMC-OR-Anesthesia (Contract Equip) | TMC -OR - ANESTHESIA |  |  |  |  | ANESTHESIA UNIT VAPORIZERS | Vaporizer, Anesthesia | VAPORIZERANESTHESIA-DraegerMed-Vapor 2000 | VAPORIZERANESTHESIA | Vapor 2000 |  |  |  | Draeger Inc | Vaporizer, Anesthesia |  | VAPORIZERANESTHESIA-DraegerMed-Vapor 2000 |  | 4/1/18 |  | VA-SA | Covered PM Repair - Biomedical | MHHS-TMC | [8 empty] | VAPORIZERANESTHESIA | Vaporizer, Anesthesia | Draeger Inc
NO | YES | [5 empty] | Draeger Medical Inc. | VAPOR 2000 (SEV) |  | M35170ARXD-0696 | TMC-Sarofim 3-OR | MHHS-TMC |  | Vaporizer, Anesthesia |  |  |  | TMC | MHHS-TMC | TMC-Sarofim 3-OR | SAROFIM 3 - OR |  |  |  |  | ANESTHESIA UNIT VAPORIZERS |  | VAPORIZERANESTHESIA-DraegerMed-Vapor 2000 | VAPORIZERANESTHESIA | Vapor 2000 |  |  |  | Draeger Inc | Vaporizer, Anesthesia |  | VAPORIZERANESTHESIA-DraegerMed-Vapor 2000 |  | 5/15/20 |  |  | Not Covered Vendor Only - Biomedical | MHHS-TMC
NO | YES |  |  |  |  | 099-09841 | Draeger Medical Inc. | VAPOR 2000 (SEV) |  | M35170ARXC-1506 | TMC-Sarofim 3-OR | MHHS-TMC |  | Vaporizer, Anesthesia |  |  | 099-09841 | TMC | MHHS-TMC | TMC-Sarofim 3-OR | TMC - SAROFIM 3 - OR |  |  |  |  | ANESTHESIA UNIT VAPORIZERS |  | VAPORIZERANESTHESIA-DraegerMed-Vapor 2000 | VAPORIZERANESTHESIA | Vapor 2000 |  |  |  | Draeger Inc | Vaporizer, Anesthesia |  | VAPORIZERANESTHESIA-DraegerMed-Vapor 2000 |  | 5/15/20 |  |  | Not Covered Vendor Only - Biomedical | MHHS-TMC
NO | YES |  |  |  |  | 099-07044 | Draeger Medical Inc. | VAPOR 2000 (SEV) |  | aryj-120 | TMC-Radiology-IR/Angio | MHHS-TMC |  | Vaporizer, Anesthesia |  |  | 099-07044 | TMC | MHHS-TMC | TMC-Radiology-IR/Angio | OR-08 |  |  |  |  | ANESTHESIA UNIT VAPORIZERS |  | VAPORIZERANESTHESIA-DraegerMed-Vapor 2000 | VAPORIZERANESTHESIA | Vapor 2000 |  |  |  | Draeger Inc | Vaporizer, Anesthesia |  | VAPORIZERANESTHESIA-DraegerMed-Vapor 2000 |  | 4/1/18 |  |  | Covered PM Repair - Biomedical | MHHS-TMC
NO | YES | [5 empty] | Draeger Medical Inc. | VAPOR 2000 (SEV) |  | acf-0116 | TMC-Sarofim 3-OR | MHHS-TMC |  | Vaporizer, Anesthesia |  |  |  | TMC | MHHS-TMC | TMC-Sarofim 3-OR | SAROFIM 3 - OR |  |  |  |  | ANESTHESIA UNIT VAPORIZERS |  | VAPORIZERANESTHESIA-DraegerMed-Vapor 2000 | VAPORIZERANESTHESIA | Vapor 2000 |  |  |  | Draeger Inc | Vaporizer, Anesthesia |  | VAPORIZERANESTHESIA-DraegerMed-Vapor 2000 |  | 4/1/18 |  |  | Covered PM Repair - Biomedical | MHHS-TMC
YES | YES |  |  |  | 099-09089 | 099-09089 | Draeger Medical Inc. | VAPOR 2000 (SEV) |  | ARWN-0334 | TMC - sarofim 2 - OR |  |  |  |  | 099-09089 | 099-09089 | TMC | Memorial Hermann-Texas Medical Center | TMC - sarofim 2 - OR | sarofim 2 - OR
YES | YES |  |  |  | 099-07099 | 099-07099 | Draeger Medical Inc. | VAPOR 2000 (SEV) |  |  | TMC - RADIOLOGY - IR/ANGIO |  |  |  |  | 099-07099 | 099-07099 | TMC | Memorial Hermann-Texas Medical Center | TMC - RADIOLOGY - IR/ANGIO | OR-15
YES | YES |  |  |  | 099-07093 | 099-07093 | Draeger Medical Inc. | VAPOR 2000 (SEV) |  |  | TMC - MHTMC - CENTRAL SUPPLY (OLD) |  |  |  |  | 099-07093 | 099-07093 | TMC | Memorial Hermann-Texas Medical Center | TMC - MHTMC - CENTRAL SUPPLY (OLD) | OR-62
YES | YES |  |  |  | 099-07094 | 099-07094 | Draeger Medical Inc. | VAPOR 2000 (SEV) |  |  | TMC - MHTMC - CENTRAL SUPPLY (OLD) |  |  |  |  | 099-07094 | 099-07094 | TMC | Memorial Hermann-Texas Medical Center | TMC - MHTMC - CENTRAL SUPPLY (OLD) | OR-62
YES | YES |  |  |  | 099-07098 | 099-07098 | Draeger Medical Inc. | VAPOR 2000 (SEV) |  |  | TMC - MHTMC - CENTRAL SUPPLY (OLD) |  |  |  |  | 099-07098 | 099-07098 | TMC | Memorial Hermann-Texas Medical Center | TMC - MHTMC - CENTRAL SUPPLY (OLD) | OR-62
YES | YES |  |  |  |  | 099-09939 | Draeger Medical Inc. | VAPOR 2000 (SEV) |  |  | TMC - OR - PEDI OR (2R) | [5 empty] | 099-09939 | TMC | Memorial Hermann-Texas Medical Center | TMC - OR - PEDI OR (2R) | PEDI OR (2R)
YES | YES | Serial Number 1411 |  |  | 099-09928 | 099-09928 | Draeger Medical Inc. | VAPOR 2000 (SEV) |  |  | TMC - OR - PEDI OR (2R) |  |  |  |  | 099-09928 | 099-09928 | TMC | Memorial Hermann-Texas Medical Center | TMC - OR - PEDI OR (2R) | OR - PEDI OR (2R)
NO | NO |  |  |  | 013-37930 |  | Draeger Medical Inc. | VAPOR 2000 (SEV) |  | ARTC-0773 | SW - OR | MHHS-Southwest |  | Vaporizer, Anesthesia |  | 013-37930 |  | Southwest |  | SW - OR | [5 empty] | ANESTHESIA UNIT VAPORIZERS |  | VAPORIZERANESTHESIA-DraegerMed-Vapor 2000 | VAPORIZERANESTHESIA | Vapor 2000 |  |  |  | Draeger Inc | Vaporizer, Anesthesia |  | VAPORIZERANESTHESIA-DraegerMed-Vapor 2000 |  |  |  |  | Not Covered Vendor Only - Biomedical | MHHS-Southwest
NO | NO |  |  |  | 069-15709 |  | Draeger Medical Inc. | VAPOR 2000 (SEV) |  | ARXE-1128 | TMC - OR - ANESTHESIA (CONTRACT EQUIP) | MHHS-TMC |  | Vaporizer, Anesthesia |  | 069-15709 |  | TMC |  | TMC - OR - ANESTHESIA (CONTRACT EQUIP) | [5 empty] | ANESTHESIA UNIT VAPORIZERS |  | VAPORIZERANESTHESIA-DraegerMed-Vapor 2000 | VAPORIZERANESTHESIA | Vapor 2000 |  |  |  | Draeger Inc | Vaporizer, Anesthesia |  | VAPORIZERANESTHESIA-DraegerMed-Vapor 2000 |  |  |  |  | Covered PM Repair - Biomedical | MHHS-TMC
NO | NO |  |  |  | 069-43532 |  | Draeger Medical Inc. | VAPOR 2000 (SEV) |  | ARUN-0679 | TMC - OR - ANESTHESIA (CONTRACT EQUIP) | MHHS-TMC |  | Vaporizer, Anesthesia |  | 069-43532 |  | TMC |  | TMC - OR - ANESTHESIA (CONTRACT EQUIP) | [5 empty] | ANESTHESIA UNIT VAPORIZERS |  | VAPORIZERANESTHESIA-DraegerMed-Vapor 2000 | VAPORIZERANESTHESIA | Vapor 2000 |  |  |  | Draeger Inc | Vaporizer, Anesthesia |  | VAPORIZERANESTHESIA-DraegerMed-Vapor 2000 |  |  |  |  | Not Covered Vendor Only - Biomedical | MHHS-TMC
NO | NO |  |  |  | 069-45575 |  | Draeger Medical Inc. | VAPOR 2000 (SEV) |  | ARRB-0233 | TMC - OR - ANESTHESIA (CONTRACT EQUIP) | MHHS-TMC |  | Vaporizer, Anesthesia |  | 069-45575 |  | TMC |  | TMC - OR - ANESTHESIA (CONTRACT EQUIP) | [5 empty] | ANESTHESIA UNIT VAPORIZERS |  | VAPORIZERANESTHESIA-DraegerMed-Vapor 2000 | VAPORIZERANESTHESIA | Vapor 2000 |  |  |  | Draeger Inc | Vaporizer, Anesthesia |  | VAPORIZERANESTHESIA-DraegerMed-Vapor 2000 |  |  |  |  | Not Covered Vendor Only - Biomedical | MHHS-TMC
NO | NO |  |  |  | AESD-0244 |  | Draeger Medical Inc. | VAPOR 2000 (SEV) |  | AESD-0244 | TMC - OR - ANESTHESIA (CONTRACT EQUIP) | MHHS-TMC |  | Vaporizer, Anesthesia |  | AESD-0244 |  | TMC |  | TMC - OR - ANESTHESIA (CONTRACT EQUIP) | [5 empty] | ANESTHESIA UNIT VAPORIZERS |  | VAPORIZERANESTHESIA-DraegerMed-Vapor 2000 | VAPORIZERANESTHESIA | Vapor 2000 |  |  |  | Draeger Inc | Vaporizer, Anesthesia |  | VAPORIZERANESTHESIA-DraegerMed-Vapor 2000 |  |  |  |  | Covered PM Repair - Radiology, Low End | MHHS-TMC
NO | NO |  |  |  | ARPA-0761 |  | Draeger Medical Inc. | VAPOR 2000 (SEV) |  | ARPA-0761 | TMC - OR - ANESTHESIA (CONTRACT EQUIP) | MHHS-TMC |  | Vaporizer, Anesthesia |  | ARPA-0761 |  | TMC |  | TMC - OR - ANESTHESIA (CONTRACT EQUIP) | [5 empty] | ANESTHESIA UNIT VAPORIZERS |  | VAPORIZERANESTHESIA-DraegerMed-Vapor 2000 | VAPORIZERANESTHESIA | Vapor 2000 |  |  |  | Draeger Inc | Vaporizer, Anesthesia |  | VAPORIZERANESTHESIA-DraegerMed-Vapor 2000 |  |  |  |  | Covered PM Repair - Biomedical | MHHS-TMC
NO | NO |  |  |  | ARPB-0256 |  | Draeger Medical Inc. | VAPOR 2000 (SEV) |  | ARPB-0256 | TMC - OR - ANESTHESIA (CONTRACT EQUIP) | MHHS-TMC |  | Vaporizer, Anesthesia |  | ARPB-0256 |  | TMC |  | TMC - OR - ANESTHESIA (CONTRACT EQUIP) | [5 empty] | ANESTHESIA UNIT VAPORIZERS |  | VAPORIZERANESTHESIA-DraegerMed-Vapor 2000 | VAPORIZERANESTHESIA | Vapor 2000 |  |  |  | Draeger Inc | Vaporizer, Anesthesia |  | VAPORIZERANESTHESIA-DraegerMed-Vapor 2000 |  |  |  |  | Not Covered Vendor Only - Lab Ana/Anes | MHHS-TMC
NO | NO |  |  |  | ARPC-0535 |  | Draeger Medical Inc. | VAPOR 2000 (SEV) |  | ARPC-0535 | TMC - OR - ANESTHESIA (CONTRACT EQUIP) | MHHS-TMC |  | Vaporizer, Anesthesia |  | ARPC-0535 |  | TMC |  | TMC - OR - ANESTHESIA (CONTRACT EQUIP) | [5 empty] | ANESTHESIA UNIT VAPORIZERS |  | VAPORIZERANESTHESIA-DraegerMed-Vapor 2000 | VAPORIZERANESTHESIA | Vapor 2000 |  |  |  | Draeger Inc | Vaporizer, Anesthesia |  | VAPORIZERANESTHESIA-DraegerMed-Vapor 2000 |  |  |  |  | Covered PM Repair - Biomedical | MHHS-TMC
NO | NO |  |  |  | ARPC-0544 |  | Draeger Medical Inc. | VAPOR 2000 (SEV) |  | ARPC-0544 | TMC - OR - ANESTHESIA (CONTRACT EQUIP) | MHHS-TMC |  | Vaporizer, Anesthesia |  | ARPC-0544 |  | TMC |  | TMC - OR - ANESTHESIA (CONTRACT EQUIP) | [5 empty] | ANESTHESIA UNIT VAPORIZERS |  | VAPORIZERANESTHESIA-DraegerMed-Vapor 2000 | VAPORIZERANESTHESIA | Vapor 2000 |  |  |  | Draeger Inc | Vaporizer, Anesthesia |  | VAPORIZERANESTHESIA-DraegerMed-Vapor 2000 |  |  |  |  | Covered PM Repair - Biomedical | MHHS-TMC
NO | NO |  |  |  | ARPD-0036 |  | Draeger Medical Inc. | VAPOR 2000 (SEV) |  | ARPD-0036 | TMC - OR - ANESTHESIA (CONTRACT EQUIP) | MHHS-TMC |  | Vaporizer, Anesthesia |  | ARPD-0036 |  | TMC |  | TMC - OR - ANESTHESIA (CONTRACT EQUIP) | [5 empty] | ANESTHESIA UNIT VAPORIZERS |  | VAPORIZERANESTHESIA-DraegerMed-Vapor 2000 | VAPORIZERANESTHESIA | Vapor 2000 |  |  |  | Draeger Inc | Vaporizer, Anesthesia |  | VAPORIZERANESTHESIA-DraegerMed-Vapor 2000 |  |  |  |  | Covered PM Repair - Biomedical | MHHS-TMC
NO | NO |  |  |  | ARPD-0688 |  | Draeger Medical Inc. | VAPOR 2000 (SEV) |  | ARPD-0688 | TMC - OR - ANESTHESIA (CONTRACT EQUIP) | MHHS-TMC |  | Vaporizer, Anesthesia |  | ARPD-0688 |  | TMC |  | TMC - OR - ANESTHESIA (CONTRACT EQUIP) | [5 empty] | ANESTHESIA UNIT VAPORIZERS |  | VAPORIZERANESTHESIA-DraegerMed-Vapor 2000 | VAPORIZERANESTHESIA | Vapor 2000 |  |  |  | Draeger Inc | Vaporizer, Anesthesia |  | VAPORIZERANESTHESIA-DraegerMed-Vapor 2000 |  |  |  |  | Covered PM Repair - Biomedical | MHHS-TMC
NO | NO |  |  |  | ARRB-0255 |  | Draeger Medical Inc. | VAPOR 2000 (SEV) |  | ARRB-0255 | TMC - OR - ANESTHESIA (CONTRACT EQUIP) | MHHS-TMC |  | Vaporizer, Anesthesia |  | ARRB-0255 |  | TMC |  | TMC - OR - ANESTHESIA (CONTRACT EQUIP) | [5 empty] | ANESTHESIA UNIT VAPORIZERS |  | VAPORIZERANESTHESIA-DraegerMed-Vapor 2000 | VAPORIZERANESTHESIA | Vapor 2000 |  |  |  | Draeger Inc | Vaporizer, Anesthesia |  | VAPORIZERANESTHESIA-DraegerMed-Vapor 2000 |  |  |  |  | Covered PM Repair - Biomedical | MHHS-TMC
NO | NO |  |  |  | ARRB-0665 |  | Draeger Medical Inc. | VAPOR 2000 (SEV) |  | ARRB-0665 | TMC - OR - ANESTHESIA (CONTRACT EQUIP) | MHHS-TMC |  | Vaporizer, Anesthesia |  | ARRB-0665 |  | TMC |  | TMC - OR - ANESTHESIA (CONTRACT EQUIP) | [5 empty] | ANESTHESIA UNIT VAPORIZERS |  | VAPORIZERANESTHESIA-DraegerMed-Vapor 2000 | VAPORIZERANESTHESIA | Vapor 2000 |  |  |  | Draeger Inc | Vaporizer, Anesthesia |  | VAPORIZERANESTHESIA-DraegerMed-Vapor 2000 |  |  |  |  | Covered PM Repair - Biomedical | MHHS-TMC
NO | NO |  |  |  | ARSD-0244 |  | Draeger Medical Inc. | VAPOR 2000 (SEV) |  | ARSD-0244 | TMC - OR - ANESTHESIA (CONTRACT EQUIP) | MHHS-TMC |  | Vaporizer, Anesthesia |  | ARSD-0244 |  | TMC |  | TMC - OR - ANESTHESIA (CONTRACT EQUIP) | [5 empty] | ANESTHESIA UNIT VAPORIZERS |  | VAPORIZERANESTHESIA-DraegerMed-Vapor 2000 | VAPORIZERANESTHESIA | Vapor 2000 |  |  |  | Draeger Inc | Vaporizer, Anesthesia |  | VAPORIZERANESTHESIA-DraegerMed-Vapor 2000 |  |  |  |  | Covered PM Repair - Biomedical | MHHS-TMC
NO | NO |  |  |  | ARSJ-0292 |  | Draeger Medical Inc. | VAPOR 2000 (SEV) |  | ARSJ-0292 | TMC - OR - ANESTHESIA (CONTRACT EQUIP) | MHHS-TMC |  | Vaporizer, Anesthesia |  | ARSJ-0292 |  | TMC |  | TMC - OR - ANESTHESIA (CONTRACT EQUIP) | [5 empty] | ANESTHESIA UNIT VAPORIZERS |  | VAPORIZERANESTHESIA-DraegerMed-Vapor 2000 | VAPORIZERANESTHESIA | Vapor 2000 |  |  |  | Draeger Inc | Vaporizer, Anesthesia |  | VAPORIZERANESTHESIA-DraegerMed-Vapor 2000 |  |  |  |  | Covered PM Repair - Biomedical | MHHS-TMC
NO | NO |  |  |  | ARSL-0137 |  | Draeger Medical Inc. | VAPOR 2000 (SEV) |  | ARSL-0137 | TMC - OR - ANESTHESIA (CONTRACT EQUIP) | MHHS-TMC |  | Vaporizer, Anesthesia |  | ARSL-0137 |  | TMC |  | TMC - OR - ANESTHESIA (CONTRACT EQUIP) | [5 empty] | ANESTHESIA UNIT VAPORIZERS |  | VAPORIZERANESTHESIA-DraegerMed-Vapor 2000 | VAPORIZERANESTHESIA | Vapor 2000 |  |  |  | Draeger Inc | Vaporizer, Anesthesia |  | VAPORIZERANESTHESIA-DraegerMed-Vapor 2000 |  |  |  |  | Covered PM Repair - Biomedical | MHHS-TMC
NO | NO |  |  |  | ARTC-0111 |  | Draeger Medical Inc. | VAPOR 2000 (SEV) |  | ARTC-0111 | TMC - OR - ANESTHESIA (CONTRACT EQUIP) | MHHS-TMC |  | Vaporizer, Anesthesia |  | ARTC-0111 |  | TMC |  | TMC - OR - ANESTHESIA (CONTRACT EQUIP) | [5 empty] | ANESTHESIA UNIT VAPORIZERS |  | VAPORIZERANESTHESIA-DraegerMed-Vapor 2000 | VAPORIZERANESTHESIA | Vapor 2000 |  |  |  | Draeger Inc | Vaporizer, Anesthesia |  | VAPORIZERANESTHESIA-DraegerMed-Vapor 2000 |  |  |  |  | Covered PM Repair - Biomedical | MHHS-TMC
NO | NO |  |  |  | ARTC-0620 |  | Draeger Medical Inc. | VAPOR 2000 (SEV) |  | ARTC-0620 | TMC - OR - ANESTHESIA (CONTRACT EQUIP) | MHHS-TMC |  | Vaporizer, Anesthesia |  | ARTC-0620 |  | TMC |  | TMC - OR - ANESTHESIA (CONTRACT EQUIP) | [5 empty] | ANESTHESIA UNIT VAPORIZERS |  | VAPORIZERANESTHESIA-DraegerMed-Vapor 2000 | VAPORIZERANESTHESIA | Vapor 2000 |  |  |  | Draeger Inc | Vaporizer, Anesthesia |  | VAPORIZERANESTHESIA-DraegerMed-Vapor 2000 |  |  |  |  | Covered PM Repair - Biomedical | MHHS-TMC
NO | NO |  |  |  | ARTD-0364 |  | Draeger Medical Inc. | VAPOR 2000 (SEV) |  | ARTD-0364 | TMC - OR - ANESTHESIA (CONTRACT EQUIP) | MHHS-TMC |  | Vaporizer, Anesthesia |  | ARTD-0364 |  | TMC |  | TMC - OR - ANESTHESIA (CONTRACT EQUIP) | [5 empty] | ANESTHESIA UNIT VAPORIZERS |  | VAPORIZERANESTHESIA-DraegerMed-Vapor 2000 | VAPORIZERANESTHESIA | Vapor 2000 |  |  |  | Draeger Inc | Vaporizer, Anesthesia |  | VAPORIZERANESTHESIA-DraegerMed-Vapor 2000 |  |  |  |  | Covered PM Repair - Biomedical | MHHS-TMC
NO | NO |  |  |  | ARTD-0645 |  | Draeger Medical Inc. | VAPOR 2000 (SEV) |  | ARTD-0645 | TMC - OR - ANESTHESIA (CONTRACT EQUIP) | MHHS-TMC |  | Vaporizer, Anesthesia |  | ARTD-0645 |  | TMC |  | TMC - OR - ANESTHESIA (CONTRACT EQUIP) | [5 empty] | ANESTHESIA UNIT VAPORIZERS |  | VAPORIZERANESTHESIA-DraegerMed-Vapor 2000 | VAPORIZERANESTHESIA | Vapor 2000 |  |  |  | Draeger Inc | Vaporizer, Anesthesia |  | VAPORIZERANESTHESIA-DraegerMed-Vapor 2000 |  |  |  |  | Covered PM Repair - Biomedical | MHHS-TMC
NO | NO |  |  |  | ARTD-0785 |  | Draeger Medical Inc. | VAPOR 2000 (SEV) |  | ARTD-0785 | TMC - OR - ANESTHESIA (CONTRACT EQUIP) | MHHS-TMC |  | Vaporizer, Anesthesia |  | ARTD-0785 |  | TMC |  | TMC - OR - ANESTHESIA (CONTRACT EQUIP) | [5 empty] | ANESTHESIA UNIT VAPORIZERS |  | VAPORIZERANESTHESIA-DraegerMed-Vapor 2000 | VAPORIZERANESTHESIA | Vapor 2000 |  |  |  | Draeger Inc | Vaporizer, Anesthesia |  | VAPORIZERANESTHESIA-DraegerMed-Vapor 2000 |  |  |  |  | Covered PM Repair - Biomedical | MHHS-TMC
NO | NO |  |  |  | ARTE-0126 |  | Draeger Medical Inc. | VAPOR 2000 (SEV) |  | ARTE-0126 | TMC - OR - ANESTHESIA (CONTRACT EQUIP) | MHHS-TMC |  | Vaporizer, Anesthesia |  | ARTE-0126 |  | TMC |  | TMC - OR - ANESTHESIA (CONTRACT EQUIP) | [5 empty] | ANESTHESIA UNIT VAPORIZERS |  | VAPORIZERANESTHESIA-DraegerMed-Vapor 2000 | VAPORIZERANESTHESIA | Vapor 2000 |  |  |  | Draeger Inc | Vaporizer, Anesthesia |  | VAPORIZERANESTHESIA-DraegerMed-Vapor 2000 |  |  |  |  | Covered PM Repair - Biomedical | MHHS-TMC
NO | NO |  |  |  | ARUL-1068 |  | Draeger Medical Inc. | VAPOR 2000 (SEV) |  | ARUL-1068 | TMC - OR - ANESTHESIA (CONTRACT EQUIP) | MHHS-TMC |  | Vaporizer, Anesthesia |  | ARUL-1068 |  | TMC |  | TMC - OR - ANESTHESIA (CONTRACT EQUIP) | [5 empty] | ANESTHESIA UNIT VAPORIZERS |  | VAPORIZERANESTHESIA-DraegerMed-Vapor 2000 | VAPORIZERANESTHESIA | Vapor 2000 |  |  |  | Draeger Inc | Vaporizer, Anesthesia |  | VAPORIZERANESTHESIA-DraegerMed-Vapor 2000 |  |  |  |  | Covered PM Repair - Biomedical | MHHS-TMC
NO | NO |  |  |  | ARUN-0689 |  | Draeger Medical Inc. | VAPOR 2000 (SEV) |  | ARUN-0689 | TMC - OR - ANESTHESIA (CONTRACT EQUIP) | MHHS-TMC |  | Vaporizer, Anesthesia |  | ARUN-0689 |  | TMC |  | TMC - OR - ANESTHESIA (CONTRACT EQUIP) | [5 empty] | ANESTHESIA UNIT VAPORIZERS |  | VAPORIZERANESTHESIA-DraegerMed-Vapor 2000 | VAPORIZERANESTHESIA | Vapor 2000 |  |  |  | Draeger Inc | Vaporizer, Anesthesia |  | VAPORIZERANESTHESIA-DraegerMed-Vapor 2000 |  |  |  |  | Covered PM Repair - Biomedical | MHHS-TMC
NO | NO |  |  |  | ARWA-0204 |  | Draeger Medical Inc. | VAPOR 2000 (SEV) |  | ARWA-0204 | TMC - OR - ANESTHESIA (CONTRACT EQUIP) | MHHS-TMC |  | Vaporizer, Anesthesia |  | ARWA-0204 |  | TMC |  | TMC - OR - ANESTHESIA (CONTRACT EQUIP) | [5 empty] | ANESTHESIA UNIT VAPORIZERS |  | VAPORIZERANESTHESIA-DraegerMed-Vapor 2000 | VAPORIZERANESTHESIA | Vapor 2000 |  |  |  | Draeger Inc | Vaporizer, Anesthesia |  | VAPORIZERANESTHESIA-DraegerMed-Vapor 2000 |  |  |  |  | Not Covered Vendor Only - Biomedical | MHHS-TMC
NO | NO |  |  |  | ARWE-0684 |  | Draeger Medical Inc. | VAPOR 2000 (SEV) |  | ARWE-0684 | TMC - OR - ANESTHESIA (CONTRACT EQUIP) | MHHS-TMC |  | Vaporizer, Anesthesia |  | ARWE-0684 |  | TMC |  | TMC - OR - ANESTHESIA (CONTRACT EQUIP) | [5 empty] | ANESTHESIA UNIT VAPORIZERS |  | VAPORIZERANESTHESIA-DraegerMed-Vapor 2000 | VAPORIZERANESTHESIA | Vapor 2000 |  |  |  | Draeger Inc | Vaporizer, Anesthesia |  | VAPORIZERANESTHESIA-DraegerMed-Vapor 2000 |  |  |  |  | Not Covered Vendor Only - Biomedical | MHHS-TMC
NO | NO |  |  |  | ARWF-1323 |  | Draeger Medical Inc. | VAPOR 2000 (SEV) |  | ARWF-1323 | TMC - OR - ANESTHESIA (CONTRACT EQUIP) | MHHS-TMC |  | Vaporizer, Anesthesia |  | ARWF-1323 |  | TMC |  | TMC - OR - ANESTHESIA (CONTRACT EQUIP) | [5 empty] | ANESTHESIA UNIT VAPORIZERS |  | VAPORIZERANESTHESIA-DraegerMed-Vapor 2000 | VAPORIZERANESTHESIA | Vapor 2000 |  |  |  | Draeger Inc | Vaporizer, Anesthesia |  | VAPORIZERANESTHESIA-DraegerMed-Vapor 2000 |  |  |  |  | Not Covered Vendor Only - Biomedical | MHHS-TMC
NO | NO |  |  |  | ARWM-0894 |  | Draeger Medical Inc. | VAPOR 2000 (SEV) |  | ARWM-0894 | TMC - OR - ANESTHESIA (CONTRACT EQUIP) | MHHS-TMC |  | Vaporizer, Anesthesia |  | ARWM-0894 |  | TMC |  | TMC - OR - ANESTHESIA (CONTRACT EQUIP) | [5 empty] | ANESTHESIA UNIT VAPORIZERS |  | VAPORIZERANESTHESIA-DraegerMed-Vapor 2000 | VAPORIZERANESTHESIA | Vapor 2000 |  |  |  | Draeger Inc | Vaporizer, Anesthesia |  | VAPORIZERANESTHESIA-DraegerMed-Vapor 2000 |  |  |  |  | Not Covered Vendor Only - Biomedical | MHHS-TMC
NO | NO |  |  |  | ARWN-0343 |  | Draeger Medical Inc. | VAPOR 2000 (SEV) |  | ARWN-0343 | TMC - OR - ANESTHESIA (CONTRACT EQUIP) | MHHS-TMC |  | Vaporizer, Anesthesia |  | ARWN-0343 |  | TMC |  | TMC - OR - ANESTHESIA (CONTRACT EQUIP) | [5 empty] | ANESTHESIA UNIT VAPORIZERS |  | VAPORIZERANESTHESIA-DraegerMed-Vapor 2000 | VAPORIZERANESTHESIA | Vapor 2000 |  |  |  | Draeger Inc | Vaporizer, Anesthesia |  | VAPORIZERANESTHESIA-DraegerMed-Vapor 2000 |  |  |  |  | Covered PM Repair - Biomedical | MHHS-TMC
NO | NO |  |  |  | ARXC-1425 |  | Draeger Medical Inc. | VAPOR 2000 (SEV) |  | ARXC-1425 | TMC - OR - ANESTHESIA (CONTRACT EQUIP) | MHHS-TMC |  | Vaporizer, Anesthesia |  | ARXC-1425 |  | TMC |  | TMC - OR - ANESTHESIA (CONTRACT EQUIP) | [5 empty] | ANESTHESIA UNIT VAPORIZERS |  | VAPORIZERANESTHESIA-DraegerMed-Vapor 2000 | VAPORIZERANESTHESIA | Vapor 2000 |  |  |  | Draeger Inc | Vaporizer, Anesthesia |  | VAPORIZERANESTHESIA-DraegerMed-Vapor 2000 |  |  |  |  | Covered PM Repair - Biomedical | MHHS-TMC
NO | NO |  |  |  | ARXC-1506 |  | Draeger Medical Inc. | VAPOR 2000 (SEV) |  | ARXC-1506 | TMC - OR - ANESTHESIA (CONTRACT EQUIP) | MHHS-TMC |  | Vaporizer, Anesthesia |  | ARXC-1506 |  | TMC |  | TMC - OR - ANESTHESIA (CONTRACT EQUIP) | [5 empty] | ANESTHESIA UNIT VAPORIZERS |  | VAPORIZERANESTHESIA-DraegerMed-Vapor 2000 | VAPORIZERANESTHESIA | Vapor 2000 |  |  |  | Draeger Inc | Vaporizer, Anesthesia |  | VAPORIZERANESTHESIA-DraegerMed-Vapor 2000 |  |  |  |  | Covered PM Repair - Biomedical | MHHS-TMC
NO | NO |  |  |  | ARXD-0188 |  | Draeger Medical Inc. | VAPOR 2000 (SEV) |  | ARXD-0188 | TMC - OR - ANESTHESIA (CONTRACT EQUIP) | MHHS-TMC |  | Vaporizer, Anesthesia |  | ARXD-0188 |  | TMC |  | TMC - OR - ANESTHESIA (CONTRACT EQUIP) | [5 empty] | ANESTHESIA UNIT VAPORIZERS |  | VAPORIZERANESTHESIA-DraegerMed-Vapor 2000 | VAPORIZERANESTHESIA | Vapor 2000 |  |  |  | Draeger Inc | Vaporizer, Anesthesia |  | VAPORIZERANESTHESIA-DraegerMed-Vapor 2000 |  |  |  |  | Covered PM Repair - Biomedical | MHHS-TMC
NO | NO |  |  |  | ARXD-0239 |  | Draeger Medical Inc. | VAPOR 2000 (SEV) |  | ARXD-0239 | TMC - OR - ANESTHESIA (CONTRACT EQUIP) | MHHS-TMC |  | Vaporizer, Anesthesia |  | ARXD-0239 |  | TMC |  | TMC - OR - ANESTHESIA (CONTRACT EQUIP) | [5 empty] | ANESTHESIA UNIT VAPORIZERS |  | VAPORIZERANESTHESIA-DraegerMed-Vapor 2000 | VAPORIZERANESTHESIA | Vapor 2000 |  |  |  | Draeger Inc | Vaporizer, Anesthesia |  | VAPORIZERANESTHESIA-DraegerMed-Vapor 2000 |  |  |  |  | Covered PM Repair - Biomedical | MHHS-TMC
NO | NO |  |  |  | ARXD-0295 |  | Draeger Medical Inc. | VAPOR 2000 (SEV) |  | ARXD-0295 | TMC - OR - ANESTHESIA (CONTRACT EQUIP) | MHHS-TMC |  | Vaporizer, Anesthesia |  | ARXD-0295 |  | TMC |  | TMC - OR - ANESTHESIA (CONTRACT EQUIP) | [5 empty] | ANESTHESIA UNIT VAPORIZERS |  | VAPORIZERANESTHESIA-DraegerMed-Vapor 2000 | VAPORIZERANESTHESIA | Vapor 2000 |  |  |  | Draeger Inc | Vaporizer, Anesthesia |  | VAPORIZERANESTHESIA-DraegerMed-Vapor 2000 |  |  |  |  | Covered PM Repair - Biomedical | MHHS-TMC
NO | NO |  |  |  | ARXD-0696 |  | Draeger Medical Inc. | VAPOR 2000 (SEV) |  | ARXD-0696 | TMC - OR - ANESTHESIA (CONTRACT EQUIP) | MHHS-TMC |  | Vaporizer, Anesthesia |  | ARXD-0696 |  | TMC |  | TMC - OR - ANESTHESIA (CONTRACT EQUIP) | [5 empty] | ANESTHESIA UNIT VAPORIZERS |  | VAPORIZERANESTHESIA-DraegerMed-Vapor 2000 | VAPORIZERANESTHESIA | Vapor 2000 |  |  |  | Draeger Inc | Vaporizer, Anesthesia |  | VAPORIZERANESTHESIA-DraegerMed-Vapor 2000 |  |  |  |  | Covered PM Repair - Biomedical | MHHS-TMC
NO | NO |  |  |  | ARXD-1212 |  | Draeger Medical Inc. | VAPOR 2000 (SEV) |  | ARXD-1212 | TMC - OR - ANESTHESIA (CONTRACT EQUIP) | MHHS-TMC |  | Vaporizer, Anesthesia |  | ARXD-1212 |  | TMC |  | TMC - OR - ANESTHESIA (CONTRACT EQUIP) | [5 empty] | ANESTHESIA UNIT VAPORIZERS |  | VAPORIZERANESTHESIA-DraegerMed-Vapor 2000 | VAPORIZERANESTHESIA | Vapor 2000 |  |  |  | Draeger Inc | Vaporizer, Anesthesia |  | VAPORIZERANESTHESIA-DraegerMed-Vapor 2000 |  |  |  |  | Covered PM Repair - Biomedical | MHHS-TMC
NO | NO |  |  |  | ARXD-1220 |  | Draeger Medical Inc. | VAPOR 2000 (SEV) |  | ARXD-1220 | TMC - OR - ANESTHESIA (CONTRACT EQUIP) | MHHS-TMC |  | Vaporizer, Anesthesia |  | ARXD-1220 |  | TMC |  | TMC - OR - ANESTHESIA (CONTRACT EQUIP) | [5 empty] | ANESTHESIA UNIT VAPORIZERS |  | VAPORIZERANESTHESIA-DraegerMed-Vapor 2000 | VAPORIZERANESTHESIA | Vapor 2000 |  |  |  | Draeger Inc | Vaporizer, Anesthesia |  | VAPORIZERANESTHESIA-DraegerMed-Vapor 2000 |  |  |  |  | Covered PM Repair - Biomedical | MHHS-TMC
NO | NO |  |  |  | ARXD-1356 |  | Draeger Medical Inc. | VAPOR 2000 (SEV) |  | ARXD-1356 | TMC - OR - ANESTHESIA (CONTRACT EQUIP) | MHHS-TMC |  | Vaporizer, Anesthesia |  | ARXD-1356 |  | TMC |  | TMC - OR - ANESTHESIA (CONTRACT EQUIP) | [5 empty] | ANESTHESIA UNIT VAPORIZERS |  | VAPORIZERANESTHESIA-DraegerMed-Vapor 2000 | VAPORIZERANESTHESIA | Vapor 2000 |  |  |  | Draeger Inc | Vaporizer, Anesthesia |  | VAPORIZERANESTHESIA-DraegerMed-Vapor 2000 |  |  |  |  | Covered PM Repair - Biomedical | MHHS-TMC
NO | NO |  |  |  | ARXD-1359 |  | Draeger Medical Inc. | VAPOR 2000 (SEV) |  | ARXD-1359 | TMC - OR - ANESTHESIA (CONTRACT EQUIP) | MHHS-TMC |  | Vaporizer, Anesthesia |  | ARXD-1359 |  | TMC |  | TMC - OR - ANESTHESIA (CONTRACT EQUIP) | [5 empty] | ANESTHESIA UNIT VAPORIZERS |  | VAPORIZERANESTHESIA-DraegerMed-Vapor 2000 | VAPORIZERANESTHESIA | Vapor 2000 |  |  |  | Draeger Inc | Vaporizer, Anesthesia |  | VAPORIZERANESTHESIA-DraegerMed-Vapor 2000 |  |  |  |  | Covered PM Repair - Biomedical | MHHS-TMC
NO | NO |  |  |  | ARXD-1362 |  | Draeger Medical Inc. | VAPOR 2000 (SEV) |  | ARXD-1362 | TMC - OR - ANESTHESIA (CONTRACT EQUIP) | MHHS-TMC |  | Vaporizer, Anesthesia |  | ARXD-1362 |  | TMC |  | TMC - OR - ANESTHESIA (CONTRACT EQUIP) | [5 empty] | ANESTHESIA UNIT VAPORIZERS |  | VAPORIZERANESTHESIA-DraegerMed-Vapor 2000 | VAPORIZERANESTHESIA | Vapor 2000 |  |  |  | Draeger Inc | Vaporizer, Anesthesia |  | VAPORIZERANESTHESIA-DraegerMed-Vapor 2000 |  |  |  |  | Covered PM Repair - Biomedical | MHHS-TMC
NO | NO |  |  |  | ARXD-1363 |  | Draeger Medical Inc. | VAPOR 2000 (SEV) |  | ARXD-1363 | TMC - OR - ANESTHESIA (CONTRACT EQUIP) | MHHS-TMC |  | Vaporizer, Anesthesia |  | ARXD-1363 |  | TMC |  | TMC - OR - ANESTHESIA (CONTRACT EQUIP) | [5 empty] | ANESTHESIA UNIT VAPORIZERS |  | VAPORIZERANESTHESIA-DraegerMed-Vapor 2000 | VAPORIZERANESTHESIA | Vapor 2000 |  |  |  | Draeger Inc | Vaporizer, Anesthesia |  | VAPORIZERANESTHESIA-DraegerMed-Vapor 2000 |  |  |  |  | Covered PM Repair - Biomedical | MHHS-TMC
NO | NO |  |  |  | ARXD-1396 |  | Draeger Medical Inc. | VAPOR 2000 (SEV) |  | ARXD-1396 | TMC - OR - ANESTHESIA (CONTRACT EQUIP) | MHHS-TMC |  | Vaporizer, Anesthesia |  | ARXD-1396 |  | TMC |  | TMC - OR - ANESTHESIA (CONTRACT EQUIP) | [5 empty] | ANESTHESIA UNIT VAPORIZERS |  | VAPORIZERANESTHESIA-DraegerMed-Vapor 2000 | VAPORIZERANESTHESIA | Vapor 2000 |  |  |  | Draeger Inc | Vaporizer, Anesthesia |  | VAPORIZERANESTHESIA-DraegerMed-Vapor 2000 |  |  |  |  | Covered PM Repair - Biomedical | MHHS-TMC
NO | NO |  |  |  | ARXD-1398 |  | Draeger Medical Inc. | VAPOR 2000 (SEV) |  | ARXD-1398 | TMC - OR - ANESTHESIA (CONTRACT EQUIP) | MHHS-TMC |  | Vaporizer, Anesthesia |  | ARXD-1398 |  | TMC |  | TMC - OR - ANESTHESIA (CONTRACT EQUIP) | [5 empty] | ANESTHESIA UNIT VAPORIZERS |  | VAPORIZERANESTHESIA-DraegerMed-Vapor 2000 | VAPORIZERANESTHESIA | Vapor 2000 |  |  |  | Draeger Inc | Vaporizer, Anesthesia |  | VAPORIZERANESTHESIA-DraegerMed-Vapor 2000 |  |  |  |  | Covered PM Repair - Biomedical | MHHS-TMC
NO | NO |  |  |  | ARXD-1411 |  | Draeger Medical Inc. | VAPOR 2000 (SEV) |  | ARXD-1411 | TMC - OR - ANESTHESIA (CONTRACT EQUIP) | MHHS-TMC |  | Vaporizer, Anesthesia |  | ARXD-1411 |  | TMC |  | TMC - OR - ANESTHESIA (CONTRACT EQUIP) | [5 empty] | ANESTHESIA UNIT VAPORIZERS |  | VAPORIZERANESTHESIA-DraegerMed-Vapor 2000 | VAPORIZERANESTHESIA | Vapor 2000 |  |  |  | Draeger Inc | Vaporizer, Anesthesia |  | VAPORIZERANESTHESIA-DraegerMed-Vapor 2000 |  |  |  |  | Covered PM Repair - Biomedical | MHHS-TMC
NO | NO |  |  |  | ARXE-1421 |  | Draeger Medical Inc. | VAPOR 2000 (SEV) |  | ARXE-1421 | TMC - OR - ANESTHESIA (CONTRACT EQUIP) | MHHS-TMC |  | Vaporizer, Anesthesia |  | ARXE-1421 |  | TMC |  | TMC - OR - ANESTHESIA (CONTRACT EQUIP) | [5 empty] | ANESTHESIA UNIT VAPORIZERS |  | VAPORIZERANESTHESIA-DraegerMed-Vapor 2000 | VAPORIZERANESTHESIA | Vapor 2000 |  |  |  | Draeger Inc | Vaporizer, Anesthesia |  | VAPORIZERANESTHESIA-DraegerMed-Vapor 2000 |  |  |  |  | Covered PM Repair - Biomedical | MHHS-TMC
NO | NO |  |  |  | ARXE-1532 |  | Draeger Medical Inc. | VAPOR 2000 (SEV) |  | ARXE-1532 | TMC - OR - ANESTHESIA (CONTRACT EQUIP) | MHHS-TMC |  | Vaporizer, Anesthesia |  | ARXE-1532 |  | TMC |  | TMC - OR - ANESTHESIA (CONTRACT EQUIP) | [5 empty] | ANESTHESIA UNIT VAPORIZERS |  | VAPORIZERANESTHESIA-DraegerMed-Vapor 2000 | VAPORIZERANESTHESIA | Vapor 2000 |  |  |  | Draeger Inc | Vaporizer, Anesthesia |  | VAPORIZERANESTHESIA-DraegerMed-Vapor 2000 |  |  |  |  | Covered PM Repair - Biomedical | MHHS-TMC
NO | NO |  |  |  | ARXF-0299 |  | Draeger Medical Inc. | VAPOR 2000 (SEV) |  | ARXF-0299 | TMC - OR - ANESTHESIA (CONTRACT EQUIP) | MHHS-TMC |  | Vaporizer, Anesthesia |  | ARXF-0299 |  | TMC |  | TMC - OR - ANESTHESIA (CONTRACT EQUIP) | [5 empty] | ANESTHESIA UNIT VAPORIZERS |  | VAPORIZERANESTHESIA-DraegerMed-Vapor 2000 | VAPORIZERANESTHESIA | Vapor 2000 |  |  |  | Draeger Inc | Vaporizer, Anesthesia |  | VAPORIZERANESTHESIA-DraegerMed-Vapor 2000 |  |  |  |  | Covered PM Repair - Biomedical | MHHS-TMC
NO | NO |  |  |  | ARXF-0437 |  | Draeger Medical Inc. | VAPOR 2000 (SEV) |  | ARXF-0437 | TMC - OR - ANESTHESIA (CONTRACT EQUIP) | MHHS-TMC |  | Vaporizer, Anesthesia |  | ARXF-0437 |  | TMC |  | TMC - OR - ANESTHESIA (CONTRACT EQUIP) | [5 empty] | ANESTHESIA UNIT VAPORIZERS |  | VAPORIZERANESTHESIA-DraegerMed-Vapor 2000 | VAPORIZERANESTHESIA | Vapor 2000 |  |  |  | Draeger Inc | Vaporizer, Anesthesia |  | VAPORIZERANESTHESIA-DraegerMed-Vapor 2000 |  |  |  |  | Covered PM Repair - Biomedical | MHHS-TMC
NO | NO |  |  |  | ARXF-1536 |  | Draeger Medical Inc. | VAPOR 2000 (SEV) |  | ARXF-1536 | TMC - OR - ANESTHESIA (CONTRACT EQUIP) | MHHS-TMC |  | Vaporizer, Anesthesia |  | ARXF-1536 |  | TMC |  | TMC - OR - ANESTHESIA (CONTRACT EQUIP) | [5 empty] | ANESTHESIA UNIT VAPORIZERS |  | VAPORIZERANESTHESIA-DraegerMed-Vapor 2000 | VAPORIZERANESTHESIA | Vapor 2000 |  |  |  | Draeger Inc | Vaporizer, Anesthesia |  | VAPORIZERANESTHESIA-DraegerMed-Vapor 2000 |  |  |  |  | Covered PM Repair - Biomedical | MHHS-TMC
NO | NO |  |  |  | ARXF-1854 |  | Draeger Medical Inc. | VAPOR 2000 (SEV) |  | ARXF-1854 | TMC - OR - ANESTHESIA (CONTRACT EQUIP) | MHHS-TMC |  | Vaporizer, Anesthesia |  | ARXF-1854 |  | TMC |  | TMC - OR - ANESTHESIA (CONTRACT EQUIP) | [5 empty] | ANESTHESIA UNIT VAPORIZERS |  | VAPORIZERANESTHESIA-DraegerMed-Vapor 2000 | VAPORIZERANESTHESIA | Vapor 2000 |  |  |  | Draeger Inc | Vaporizer, Anesthesia |  | VAPORIZERANESTHESIA-DraegerMed-Vapor 2000 |  |  |  |  | Covered PM Repair - Biomedical | MHHS-TMC
NO | NO |  |  |  | ARXF-1856 |  | Draeger Medical Inc. | VAPOR 2000 (SEV) |  | ARXF-1856 | TMC - OR - ANESTHESIA (CONTRACT EQUIP) | MHHS-TMC |  | Vaporizer, Anesthesia |  | ARXF-1856 |  | TMC |  | TMC - OR - ANESTHESIA (CONTRACT EQUIP) | [5 empty] | ANESTHESIA UNIT VAPORIZERS |  | VAPORIZERANESTHESIA-DraegerMed-Vapor 2000 | VAPORIZERANESTHESIA | Vapor 2000 |  |  |  | Draeger Inc | Vaporizer, Anesthesia |  | VAPORIZERANESTHESIA-DraegerMed-Vapor 2000 |  |  |  |  | Covered PM Repair - Biomedical | MHHS-TMC
NO | NO |  |  |  | ARXF-2099 |  | Draeger Medical Inc. | VAPOR 2000 (SEV) |  | ARXF-2099 | TMC - OR - ANESTHESIA (CONTRACT EQUIP) | MHHS-TMC |  | Vaporizer, Anesthesia |  | ARXF-2099 |  | TMC |  | TMC - OR - ANESTHESIA (CONTRACT EQUIP) | [5 empty] | ANESTHESIA UNIT VAPORIZERS |  | VAPORIZERANESTHESIA-DraegerMed-Vapor 2000 | VAPORIZERANESTHESIA | Vapor 2000 |  |  |  | Draeger Inc | Vaporizer, Anesthesia |  | VAPORIZERANESTHESIA-DraegerMed-Vapor 2000 |  |  |  |  | Covered PM Repair - Biomedical | MHHS-TMC
NO | NO |  |  |  | ARYJ-0899 |  | Draeger Medical Inc. | VAPOR 2000 (SEV) |  | ARYJ-0899 | TMC - OR - ANESTHESIA (CONTRACT EQUIP) | MHHS-TMC |  | Vaporizer, Anesthesia |  | ARYJ-0899 |  | TMC |  | TMC - OR - ANESTHESIA (CONTRACT EQUIP) | [5 empty] | ANESTHESIA UNIT VAPORIZERS |  | VAPORIZERANESTHESIA-DraegerMed-Vapor 2000 | VAPORIZERANESTHESIA | Vapor 2000 |  |  |  | Draeger Inc | Vaporizer, Anesthesia |  | VAPORIZERANESTHESIA-DraegerMed-Vapor 2000 |  |  |  |  | Covered PM Repair - Biomedical | MHHS-TMC
NO | NO |  |  |  | ARYJ-1120 |  | Draeger Medical Inc. | VAPOR 2000 (SEV) |  | ARYJ-1120 | TMC - OR - ANESTHESIA (CONTRACT EQUIP) | MHHS-TMC |  | Vaporizer, Anesthesia |  | ARYJ-1120 |  | TMC |  | TMC - OR - ANESTHESIA (CONTRACT EQUIP) | [5 empty] | ANESTHESIA UNIT VAPORIZERS |  | VAPORIZERANESTHESIA-DraegerMed-Vapor 2000 | VAPORIZERANESTHESIA | Vapor 2000 |  |  |  | Draeger Inc | Vaporizer, Anesthesia |  | VAPORIZERANESTHESIA-DraegerMed-Vapor 2000 |  |  |  |  | Covered PM Repair - Biomedical | MHHS-TMC
NO | NO |  |  |  | ARYJ-1553 |  | Draeger Medical Inc. | VAPOR 2000 (SEV) |  | ARYJ-1553 | TMC - OR - ANESTHESIA (CONTRACT EQUIP) | MHHS-TMC |  | Vaporizer, Anesthesia |  | ARYJ-1553 |  | TMC |  | TMC - OR - ANESTHESIA (CONTRACT EQUIP) | [5 empty] | ANESTHESIA UNIT VAPORIZERS |  | VAPORIZERANESTHESIA-DraegerMed-Vapor 2000 | VAPORIZERANESTHESIA | Vapor 2000 |  |  |  | Draeger Inc | Vaporizer, Anesthesia |  | VAPORIZERANESTHESIA-DraegerMed-Vapor 2000 |  |  |  |  | Covered PM Repair - Biomedical | MHHS-TMC
NO | NO |  |  |  | ARZA-0028 |  | Draeger Medical Inc. | VAPOR 2000 (SEV) |  | ARZA-0028 | TMC - OR - ANESTHESIA (CONTRACT EQUIP) | MHHS-TMC |  | Vaporizer, Anesthesia |  | ARZA-0028 |  | TMC |  | TMC - OR - ANESTHESIA (CONTRACT EQUIP) | [5 empty] | ANESTHESIA UNIT VAPORIZERS |  | VAPORIZERANESTHESIA-DraegerMed-Vapor 2000 | VAPORIZERANESTHESIA | Vapor 2000 |  |  |  | Draeger Inc | Vaporizer, Anesthesia |  | VAPORIZERANESTHESIA-DraegerMed-Vapor 2000 |  |  |  |  | Covered PM Repair - Biomedical | MHHS-TMC
NO | NO |  |  |  | ARZC-1014 |  | Draeger Medical Inc. | VAPOR 2000 (SEV) |  | ARZC-1014 | TMC - OR - ANESTHESIA (CONTRACT EQUIP) | MHHS-TMC |  | Vaporizer, Anesthesia |  | ARZC-1014 |  | TMC |  | TMC - OR - ANESTHESIA (CONTRACT EQUIP) | [5 empty] | ANESTHESIA UNIT VAPORIZERS |  | VAPORIZERANESTHESIA-DraegerMed-Vapor 2000 | VAPORIZERANESTHESIA | Vapor 2000 |  |  |  | Draeger Inc | Vaporizer, Anesthesia |  | VAPORIZERANESTHESIA-DraegerMed-Vapor 2000 |  |  |  |  | Covered PM Repair - Biomedical | MHHS-TMC
NO | NO |  |  |  | ARZD-0470 |  | Draeger Medical Inc. | VAPOR 2000 (SEV) |  | ARZD-0470 | TMC - OR - ANESTHESIA (CONTRACT EQUIP) | MHHS-TMC |  | Vaporizer, Anesthesia |  | ARZD-0470 |  | TMC |  | TMC - OR - ANESTHESIA (CONTRACT EQUIP) | [5 empty] | ANESTHESIA UNIT VAPORIZERS |  | VAPORIZERANESTHESIA-DraegerMed-Vapor 2000 | VAPORIZERANESTHESIA | Vapor 2000 |  |  |  | Draeger Inc | Vaporizer, Anesthesia |  | VAPORIZERANESTHESIA-DraegerMed-Vapor 2000 |  |  |  |  | Covered PM Repair - Biomedical | MHHS-TMC
NO | NO |  |  |  | ARZD-0628 |  | Draeger Medical Inc. | VAPOR 2000 (SEV) |  | ARZD-0628 | TMC - OR - ANESTHESIA (CONTRACT EQUIP) | MHHS-TMC |  | Vaporizer, Anesthesia |  | ARZD-0628 |  | TMC |  | TMC - OR - ANESTHESIA (CONTRACT EQUIP) | [5 empty] | ANESTHESIA UNIT VAPORIZERS |  | VAPORIZERANESTHESIA-DraegerMed-Vapor 2000 | VAPORIZERANESTHESIA | Vapor 2000 |  |  |  | Draeger Inc | Vaporizer, Anesthesia |  | VAPORIZERANESTHESIA-DraegerMed-Vapor 2000 |  |  |  |  | Not Covered Vendor Only - Biomedical | MHHS-TMC
NO | NO |  |  |  | ASCE-0558 |  | Draeger Medical Inc. | VAPOR 2000 (SEV) |  | ASCE-0558 | TMC - OR - ANESTHESIA (CONTRACT EQUIP) | MHHS-TMC |  | Vaporizer, Anesthesia |  | ASCE-0558 |  | TMC |  | TMC - OR - ANESTHESIA (CONTRACT EQUIP) | [5 empty] | ANESTHESIA UNIT VAPORIZERS |  | VAPORIZERANESTHESIA-DraegerMed-Vapor 2000 | VAPORIZERANESTHESIA | Vapor 2000 |  |  |  | Draeger Inc | Vaporizer, Anesthesia |  | VAPORIZERANESTHESIA-DraegerMed-Vapor 2000 |  |  |  |  | Not Covered Vendor Only - Biomedical | MHHS-TMC
NO | NO | [5 empty] | Draeger Medical Inc. | VAPOR 2000 (SEV) |  |  | TMC - OR - ANESTHESIA (OLD) | MHHS-TMC |  | Vaporizer, Anesthesia |  |  |  | TMC |  | TMC - OR - ANESTHESIA (OLD) | [5 empty] | ANESTHESIA UNIT VAPORIZERS |  | VAPORIZERANESTHESIA-DraegerMed-Vapor 2000 | VAPORIZERANESTHESIA | Vapor 2000 |  |  |  | Draeger Inc | Vaporizer, Anesthesia |  | VAPORIZERANESTHESIA-DraegerMed-Vapor 2000 |  |  |  |  | Not Covered Vendor Only - Biomedical | MHHS-TMC
NO | NO | [5 empty] | Draeger Medical Inc. | VAPOR 2000 (SEV) |  |  | TMC - OR - ANESTHESIA (OLD) | MHHS-TMC |  | Vaporizer, Anesthesia |  |  |  | TMC |  | TMC - OR - ANESTHESIA (OLD) | [5 empty] | ANESTHESIA UNIT VAPORIZERS |  | VAPORIZERANESTHESIA-DraegerMed-Vapor 2000 | VAPORIZERANESTHESIA | Vapor 2000 |  |  |  | Draeger Inc | Vaporizer, Anesthesia |  | VAPORIZERANESTHESIA-DraegerMed-Vapor 2000 |  |  |  |  | Not Covered Vendor Only - Biomedical | MHHS-TMC
NO | NO | [5 empty] | Draeger Medical Inc. | VAPOR 2000 (SEV) |  | ARPH1011 | TMC - OR - ANESTHESIA (OLD) | MHHS-TMC |  | Vaporizer, Anesthesia |  |  |  | TMC |  | TMC - OR - ANESTHESIA (OLD) | [5 empty] | ANESTHESIA UNIT VAPORIZERS |  | VAPORIZERANESTHESIA-DraegerMed-Vapor 2000 | VAPORIZERANESTHESIA | Vapor 2000 |  |  |  | Draeger Inc | Vaporizer, Anesthesia |  | VAPORIZERANESTHESIA-DraegerMed-Vapor 2000 |  |  |  |  | Not Covered Vendor Only - Biomedical | MHHS-TMC
NO | NO | [5 empty] | Draeger Medical Inc. | VAPOR 2000 (SEV) |  | ARUL0981 | TMC - OR - ANESTHESIA (OLD) | MHHS-TMC |  | Vaporizer, Anesthesia |  |  |  | TMC |  | TMC - OR - ANESTHESIA (OLD) | [5 empty] | ANESTHESIA UNIT VAPORIZERS |  | VAPORIZERANESTHESIA-DraegerMed-Vapor 2000 | VAPORIZERANESTHESIA | Vapor 2000 |  |  |  | Draeger Inc | Vaporizer, Anesthesia |  | VAPORIZERANESTHESIA-DraegerMed-Vapor 2000 |  |  |  |  | Not Covered Vendor Only - Biomedical | MHHS-TMC
NO | NO | [5 empty] | Draeger Medical Inc. | VAPOR 2000 (SEV) |  | arxd-1353 | TMC - OR - ANESTHESIA (OLD) | MHHS-TMC |  | Vaporizer, Anesthesia |  |  |  | TMC |  | TMC - OR - ANESTHESIA (OLD) | [5 empty] | ANESTHESIA UNIT VAPORIZERS |  | VAPORIZERANESTHESIA-DraegerMed-Vapor 2000 | VAPORIZERANESTHESIA | Vapor 2000 |  |  |  | Draeger Inc | Vaporizer, Anesthesia |  | VAPORIZERANESTHESIA-DraegerMed-Vapor 2000 |  |  |  |  | Not Covered Vendor Only - Biomedical | MHHS-TMC
NO | NO | [5 empty] | Draeger Medical Inc. | VAPOR 2000 (SEV) |  | M35054-06 ARZC-0373 | TMC - OR - ANESTHESIA (OLD) | MHHS-TMC |  | Vaporizer, Anesthesia |  |  |  | TMC |  | TMC - OR - ANESTHESIA (OLD) | [5 empty] | ANESTHESIA UNIT VAPORIZERS |  | VAPORIZERANESTHESIA-DraegerMed-Vapor 2000 | VAPORIZERANESTHESIA | Vapor 2000 |  |  |  | Draeger Inc | Vaporizer, Anesthesia |  | VAPORIZERANESTHESIA-DraegerMed-Vapor 2000 |  |  |  |  | Not Covered Vendor Only - Biomedical | MHHS-TMC
NO | NO | [5 empty] | Draeger Medical Inc. | VAPOR 2000 (SEV) |  | M35170ARXD-0040 | TMC - OR - ANESTHESIA (OLD) | MHHS-TMC |  | Vaporizer, Anesthesia |  |  |  | TMC |  | TMC - OR - ANESTHESIA (OLD) | [5 empty] | ANESTHESIA UNIT VAPORIZERS |  | VAPORIZERANESTHESIA-DraegerMed-Vapor 2000 | VAPORIZERANESTHESIA | Vapor 2000 |  |  |  | Draeger Inc | Vaporizer, Anesthesia |  | VAPORIZERANESTHESIA-DraegerMed-Vapor 2000 |  |  |  |  | Not Covered Vendor Only - Biomedical | MHHS-TMC
NO | NO | [5 empty] | Draeger Medical Inc. | VAPOR 2000 (SEV) |  | M35160ARTC-0109 | TMC - OR - ANESTHESIA (OLD) | MHHS-TMC |  | Vaporizer, Anesthesia |  |  |  | TMC |  | TMC - OR - ANESTHESIA (OLD) | [5 empty] | ANESTHESIA UNIT VAPORIZERS |  | VAPORIZERANESTHESIA-DraegerMed-Vapor 2000 | VAPORIZERANESTHESIA | Vapor 2000 |  |  |  | Draeger Inc | Vaporizer, Anesthesia |  | VAPORIZERANESTHESIA-DraegerMed-Vapor 2000 |  |  |  |  | Not Covered Vendor Only - Biomedical | MHHS-TMC
NO | NO | [5 empty] | Draeger Medical Inc. | VAPOR 2000 (SEV) |  | arxe-0918 | TMC - OR - ANESTHESIA (OLD) | MHHS-TMC |  | Vaporizer, Anesthesia |  |  |  | TMC |  | TMC - OR - ANESTHESIA (OLD) | [5 empty] | ANESTHESIA UNIT VAPORIZERS |  | VAPORIZERANESTHESIA-DraegerMed-Vapor 2000 | VAPORIZERANESTHESIA | Vapor 2000 |  |  |  | Draeger Inc | Vaporizer, Anesthesia |  | VAPORIZERANESTHESIA-DraegerMed-Vapor 2000 |  |  |  |  | Not Covered Vendor Only - Biomedical | MHHS-TMC
NO | NO | [5 empty] | Draeger Medical Inc. | VAPOR 2000 (SEV) |  | arta-0355 | TMC - OR - ANESTHESIA (OLD) | MHHS-TMC |  | Vaporizer, Anesthesia |  |  |  | TMC |  | TMC - OR - ANESTHESIA (OLD) | [5 empty] | ANESTHESIA UNIT VAPORIZERS |  | VAPORIZERANESTHESIA-DraegerMed-Vapor 2000 | VAPORIZERANESTHESIA | Vapor 2000 |  |  |  | Draeger Inc | Vaporizer, Anesthesia |  | VAPORIZERANESTHESIA-DraegerMed-Vapor 2000 |  |  |  |  | Covered PM Repair - Biomedical | MHHS-TMC
NO | NO | [5 empty] | Draeger Medical Inc. | VAPOR 2000 (SEV) |  | arum-097 | TMC - OR - ANESTHESIA (OLD) | MHHS-TMC |  | Vaporizer, Anesthesia |  |  |  | TMC |  | TMC - OR - ANESTHESIA (OLD) | [5 empty] | ANESTHESIA UNIT VAPORIZERS |  | VAPORIZERANESTHESIA-DraegerMed-Vapor 2000 | VAPORIZERANESTHESIA | Vapor 2000 |  |  |  | Draeger Inc | Vaporizer, Anesthesia |  | VAPORIZERANESTHESIA-DraegerMed-Vapor 2000 |  |  |  |  | Covered PM Repair - Biomedical | MHHS-TMC
NO | NO | [5 empty] | Draeger Medical Inc. | VAPOR 2000 (SEV) |  | ARTK-0788 | TMC - OR - ANESTHESIA (OLD) | MHHS-TMC |  | Vaporizer, Anesthesia |  |  |  | TMC |  | TMC - OR - ANESTHESIA (OLD) | [5 empty] | ANESTHESIA UNIT VAPORIZERS |  | VAPORIZERANESTHESIA-DraegerMed-Vapor 2000 | VAPORIZERANESTHESIA | Vapor 2000 |  |  |  | Draeger Inc | Vaporizer, Anesthesia |  | VAPORIZERANESTHESIA-DraegerMed-Vapor 2000 |  |  |  |  | Covered PM Repair - Biomedical | MHHS-TMC
NO | NO | [5 empty] | Draeger Medical Inc. | VAPOR 2000 (SEV) |  | AEZH32012 | TMC - OR - ANESTHESIA (OLD) | MHHS-TMC |  | Vaporizer, Anesthesia |  |  |  | TMC |  | TMC - OR - ANESTHESIA (OLD) | [5 empty] | ANESTHESIA UNIT VAPORIZERS |  | VAPORIZERANESTHESIA-DraegerMed-Vapor 2000 | VAPORIZERANESTHESIA | Vapor 2000 |  |  |  | Draeger Inc | Vaporizer, Anesthesia |  | VAPORIZERANESTHESIA-DraegerMed-Vapor 2000 |  |  |  |  | Covered PM Repair - Biomedical | MHHS-TMC
NO | NO | [5 empty] | Draeger Medical Inc. | VAPOR 2000 (SEV) |  | artc-0275 | TMC - OR - ANESTHESIA (OLD) | MHHS-TMC |  | Vaporizer, Anesthesia |  |  |  | TMC |  | TMC - OR - ANESTHESIA (OLD) | [5 empty] | ANESTHESIA UNIT VAPORIZERS |  | VAPORIZERANESTHESIA-DraegerMed-Vapor 2000 | VAPORIZERANESTHESIA | Vapor 2000 |  |  |  | Draeger Inc | Vaporizer, Anesthesia |  | VAPORIZERANESTHESIA-DraegerMed-Vapor 2000 |  |  |  |  | Covered PM Repair - Biomedical | MHHS-TMC
NO | NO | [5 empty] | Draeger Medical Inc. | VAPOR 2000 (SEV) |  | ared-1215 | TMC - OR - ANESTHESIA (OLD) | MHHS-TMC |  | Vaporizer, Anesthesia |  |  |  | TMC |  | TMC - OR - ANESTHESIA (OLD) | [5 empty] | ANESTHESIA UNIT VAPORIZERS |  | VAPORIZERANESTHESIA-DraegerMed-Vapor 2000 | VAPORIZERANESTHESIA | Vapor 2000 |  |  |  | Draeger Inc | Vaporizer, Anesthesia |  | VAPORIZERANESTHESIA-DraegerMed-Vapor 2000 |  |  |  |  | Covered PM Repair - Biomedical | MHHS-TMC
NO | NO | [5 empty] | Draeger Medical Inc. | VAPOR 2000 (SEV) |  | ARXD-1368 | TMC - OR - ANESTHESIA (OLD) | MHHS-TMC |  | Vaporizer, Anesthesia |  |  |  | TMC |  | TMC - OR - ANESTHESIA (OLD) | [5 empty] | ANESTHESIA UNIT VAPORIZERS |  | VAPORIZERANESTHESIA-DraegerMed-Vapor 2000 | VAPORIZERANESTHESIA | Vapor 2000 |  |  |  | Draeger Inc | Vaporizer, Anesthesia |  | VAPORIZERANESTHESIA-DraegerMed-Vapor 2000 |  |  |  |  | Covered PM Repair - Biomedical | MHHS-TMC
NO | NO | [5 empty] | Draeger Medical Inc. | VAPOR 2000 (SEV) |  | M35170ARYJ-1553 | TMC - OR - ANESTHESIA (OLD) | MHHS-TMC |  | Vaporizer, Anesthesia |  |  |  | TMC |  | TMC - OR - ANESTHESIA (OLD) | [5 empty] | ANESTHESIA UNIT VAPORIZERS |  | VAPORIZERANESTHESIA-DraegerMed-Vapor 2000 | VAPORIZERANESTHESIA | Vapor 2000 |  |  |  | Draeger Inc | Vaporizer, Anesthesia |  | VAPORIZERANESTHESIA-DraegerMed-Vapor 2000 |  |  |  |  | Covered PM Repair - Biomedical | MHHS-TMC
NO | NO | [5 empty] | Draeger Medical Inc. | VAPOR 2000 (SEV) |  |  | TMC - OR - ANESTHESIA (OLD) | MHHS-TMC |  | Vaporizer, Anesthesia |  |  |  | TMC |  | TMC - OR - ANESTHESIA (OLD) | [5 empty] | ANESTHESIA UNIT VAPORIZERS |  | VAPORIZERANESTHESIA-DraegerMed-Vapor 2000 | VAPORIZERANESTHESIA | Vapor 2000 |  |  |  | Draeger Inc | Vaporizer, Anesthesia |  | VAPORIZERANESTHESIA-DraegerMed-Vapor 2000 |  |  |  |  | Covered PM Repair - Biomedical | MHHS-TMC
NO | NO | [5 empty] | Draeger Medical Inc. | VAPOR 2000 (SEV) |  | arub-1070 | TMC - OR - ANESTHESIA (OLD) | MHHS-TMC |  | Vaporizer, Anesthesia |  |  |  | TMC |  | TMC - OR - ANESTHESIA (OLD) | [5 empty] | ANESTHESIA UNIT VAPORIZERS |  | VAPORIZERANESTHESIA-DraegerMed-Vapor 2000 | VAPORIZERANESTHESIA | Vapor 2000 |  |  |  | Draeger Inc | Vaporizer, Anesthesia |  | VAPORIZERANESTHESIA-DraegerMed-Vapor 2000 |  |  |  |  | Not Covered Vendor Only - Biomedical | MHHS-TMC
NO | NO | [5 empty] | Draeger Medical Inc. | VAPOR 2000 (SEV) |  | arzd-0627 | TMC - OR - ANESTHESIA (OLD) | MHHS-TMC |  | Vaporizer, Anesthesia |  |  |  | TMC |  | TMC - OR - ANESTHESIA (OLD) | [5 empty] | ANESTHESIA UNIT VAPORIZERS |  | VAPORIZERANESTHESIA-DraegerMed-Vapor 2000 | VAPORIZERANESTHESIA | Vapor 2000 |  |  |  | Draeger Inc | Vaporizer, Anesthesia |  | VAPORIZERANESTHESIA-DraegerMed-Vapor 2000 |  |  |  |  | Not Covered Vendor Only - Biomedical | MHHS-TMC
NO | NO |  |  |  | ARSF-1177 |  | Draeger Medical Inc. | VAPOR 2000 (SEV) |  | ARSF-1177 | TMC - OR - ANESTHESIA (OLD) | MHHS-TMC |  | Vaporizer, Anesthesia |  | ARSF-1177 |  | TMC |  | TMC - OR - ANESTHESIA (OLD) | [5 empty] | ANESTHESIA UNIT VAPORIZERS |  | VAPORIZERANESTHESIA-DraegerMed-Vapor 2000 | VAPORIZERANESTHESIA | Vapor 2000 |  |  |  | Draeger Inc | Vaporizer, Anesthesia |  | VAPORIZERANESTHESIA-DraegerMed-Vapor 2000 |  |  |  |  | Not Covered Vendor Only - Biomedical | MHHS-TMC
NO | NO |  |  |  | ARUA-0127 |  | Draeger Medical Inc. | VAPOR 2000 (SEV) |  | ARUA-0127 | TMC - OR - ANESTHESIA (OLD) | MHHS-TMC |  | Vaporizer, Anesthesia |  | ARUA-0127 |  | TMC |  | TMC - OR - ANESTHESIA (OLD) | [5 empty] | ANESTHESIA UNIT VAPORIZERS |  | VAPORIZERANESTHESIA-DraegerMed-Vapor 2000 | VAPORIZERANESTHESIA | Vapor 2000 |  |  |  | Draeger Inc | Vaporizer, Anesthesia |  | VAPORIZERANESTHESIA-DraegerMed-Vapor 2000 |  |  |  |  | Not Covered Vendor Only - Biomedical | MHHS-TMC
NO | NO |  |  |  | ARUB-0817 |  | Draeger Medical Inc. | VAPOR 2000 (SEV) |  | ARUB-0817 | TMC - OR - ANESTHESIA (OLD) | MHHS-TMC |  | Vaporizer, Anesthesia |  | ARUB-0817 |  | TMC |  | TMC - OR - ANESTHESIA (OLD) | [5 empty] | ANESTHESIA UNIT VAPORIZERS |  | VAPORIZERANESTHESIA-DraegerMed-Vapor 2000 | VAPORIZERANESTHESIA | Vapor 2000 |  |  |  | Draeger Inc | Vaporizer, Anesthesia |  | VAPORIZERANESTHESIA-DraegerMed-Vapor 2000 |  |  |  |  | Not Covered Vendor Only - Biomedical | MHHS-TMC
NO | NO |  |  |  | ARXC-1471 |  | Draeger Medical Inc. | VAPOR 2000 (SEV) |  | ARXC-1471 | TMC - OR - ANESTHESIA (OLD) | MHHS-TMC |  | Vaporizer, Anesthesia |  | ARXC-1471 |  | TMC |  | TMC - OR - ANESTHESIA (OLD) | [5 empty] | ANESTHESIA UNIT VAPORIZERS |  | VAPORIZERANESTHESIA-DraegerMed-Vapor 2000 | VAPORIZERANESTHESIA | Vapor 2000 |  |  |  | Draeger Inc | Vaporizer, Anesthesia |  | VAPORIZERANESTHESIA-DraegerMed-Vapor 2000 |  |  |  |  | Not Covered Vendor Only - Biomedical | MHHS-TMC
NO | NO |  |  |  | ARXF-1280 |  | Draeger Medical Inc. | VAPOR 2000 (SEV) |  | ARXF-1280 | TMC - OR - ANESTHESIA (OLD) | MHHS-TMC |  | Vaporizer, Anesthesia |  | ARXF-1280 |  | TMC |  | TMC - OR - ANESTHESIA (OLD) | [5 empty] | ANESTHESIA UNIT VAPORIZERS |  | VAPORIZERANESTHESIA-DraegerMed-Vapor 2000 | VAPORIZERANESTHESIA | Vapor 2000 |  |  |  | Draeger Inc | Vaporizer, Anesthesia |  | VAPORIZERANESTHESIA-DraegerMed-Vapor 2000 |  |  |  |  | Covered PM Repair - Biomedical | MHHS-TMC
NO | YES | Serial Number 01100301US0001 |  |  | 069-43528 | 069-43528 | Draeger Medical Inc. | VAPOR 3000 |  | 01100301US0001 | TMC-OR-Anesthesia (Contract Equip) | MHHS-TMC |  | Vaporizer, Anesthesia |  | 069-43528 | 069-43528 | TMC | MHHS-TMC | TMC-OR-Anesthesia (Contract Equip) | CVOR 4 |  |  |  |  | ANESTHESIA UNIT VAPORIZERS | Vaporizer, Anesthesia | VAPORIZERANESTHESIA-DRAGER-Vapor 3000 | VAPORIZERANESTHESIA | Vapor 3000 |  |  |  | Draeger Inc | Vaporizer, Anesthesia |  |  | VAPORIZERANESTHESIA-DRAGER-Vapor 3000 | 5/15/20 |  | VA-SA | Not Covered Vendor Only - Biomedical | MHHS-TMC | [8 empty] | VAPORIZERANESTHESIA | Vaporizer, Anesthesia | Draeger Inc
NO | YES | Serial Number 01100301US0001 |  |  | 069-43530 | 069-43530 | Draeger Medical Inc. | VAPOR 3000 |  | 01100301US0001 | TMC-OR-Anesthesia (Contract Equip) | MHHS-TMC |  | Vaporizer, Anesthesia |  | 069-43530 | 069-43530 | TMC | MHHS-TMC | TMC-OR-Anesthesia (Contract Equip) | TMC -OR - ANESTHESIA |  |  |  |  | ANESTHESIA UNIT VAPORIZERS | Vaporizer, Anesthesia | VAPORIZERANESTHESIA-DRAGER-Vapor 3000 | VAPORIZERANESTHESIA | Vapor 3000 |  |  |  | Draeger Inc | Vaporizer, Anesthesia |  |  | VAPORIZERANESTHESIA-DRAGER-Vapor 3000 | 5/15/20 |  | VA-SA | Not Covered Vendor Only - Biomedical | MHHS-TMC | [8 empty] | VAPORIZERANESTHESIA | Vaporizer, Anesthesia | Draeger Inc
NO | YES | Serial Number 01100301US0001 |  |  | 069-45574 | 069-45574 | Draeger Medical Inc. | VAPOR 3000 |  | 01100301US0001 | TMC-OR-CVOR (7Hvi) | MHHS-TMC |  | Vaporizer, Anesthesia |  | 069-45574 | 069-45574 | TMC | MHHS-TMC | TMC-OR-CVOR (7Hvi) | CVOR (7HVI |  |  |  |  | ANESTHESIA UNIT VAPORIZERS | Vaporizer, Anesthesia | VAPORIZERANESTHESIA-DRAGER-Vapor 3000 | VAPORIZERANESTHESIA | Vapor 3000 |  |  |  | Draeger Inc | Vaporizer, Anesthesia |  |  | VAPORIZERANESTHESIA-DRAGER-Vapor 3000 | 5/15/20 |  | VA-SA | Not Covered Vendor Only - Biomedical | MHHS-TMC | [8 empty] | VAPORIZERANESTHESIA | Vaporizer, Anesthesia | Draeger Inc
NO | NO |  |  |  | ASLK-0501 |  | Draeger Medical Inc. | VAPOR 3000 |  | ASLK-0501 | TMC - OR - ANESTHESIA (2HP) | MHHS-TMC |  | Vaporizer, Anesthesia |  | ASLK-0501 |  | TMC |  | TMC - OR - ANESTHESIA (2HP) | [5 empty] | ANESTHESIA UNIT VAPORIZERS |  | VAPORIZERANESTHESIA-DRAGER-Vapor 3000 | VAPORIZERANESTHESIA | Vapor 3000 |  |  |  | Draeger Inc | Vaporizer, Anesthesia |  |  | VAPORIZERANESTHESIA-DRAGER-Vapor 3000 |  |  |  | Not Covered Vendor Only - Biomedical | MHHS-TMC
NO | NO |  |  |  | ASKK-1498 |  | Draeger Medical Inc. | VAPOR 3000 |  | ASKK-1498 | TMC - OR - ANESTHESIA (CONTRACT EQUIP) | MHHS-TMC |  | Vaporizer, Anesthesia |  | ASKK-1498 |  | TMC |  | TMC - OR - ANESTHESIA (CONTRACT EQUIP) | [5 empty] | ANESTHESIA UNIT VAPORIZERS |  | VAPORIZERANESTHESIA-DRAGER-Vapor 3000 | VAPORIZERANESTHESIA | Vapor 3000 |  |  |  | Draeger Inc | Vaporizer, Anesthesia |  |  | VAPORIZERANESTHESIA-DRAGER-Vapor 3000 |  |  |  | Not Covered Vendor Only - Biomedical | MHHS-TMC
NO | NO |  |  |  | ASKK-1499 |  | Draeger Medical Inc. | VAPOR 3000 |  | ASKK-1499 | TMC - OR - ANESTHESIA (CONTRACT EQUIP) | MHHS-TMC |  | Vaporizer, Anesthesia |  | ASKK-1499 |  | TMC |  | TMC - OR - ANESTHESIA (CONTRACT EQUIP) | [5 empty] | ANESTHESIA UNIT VAPORIZERS |  | VAPORIZERANESTHESIA-DRAGER-Vapor 3000 | VAPORIZERANESTHESIA | Vapor 3000 |  |  |  | Draeger Inc | Vaporizer, Anesthesia |  |  | VAPORIZERANESTHESIA-DRAGER-Vapor 3000 |  |  |  | Not Covered Vendor Only - Biomedical | MHHS-TMC
NO | NO |  |  |  | ASKK-1500 |  | Draeger Medical Inc. | VAPOR 3000 |  | ASKK-1500 | TMC - OR - ANESTHESIA (CONTRACT EQUIP) | MHHS-TMC |  | Vaporizer, Anesthesia |  | ASKK-1500 |  | TMC |  | TMC - OR - ANESTHESIA (CONTRACT EQUIP) | [5 empty] | ANESTHESIA UNIT VAPORIZERS |  | VAPORIZERANESTHESIA-DRAGER-Vapor 3000 | VAPORIZERANESTHESIA | Vapor 3000 |  |  |  | Draeger Inc | Vaporizer, Anesthesia |  |  | VAPORIZERANESTHESIA-DRAGER-Vapor 3000 |  |  |  | Not Covered Vendor Only - Biomedical | MHHS-TMC
NO | NO |  |  |  | ASLK-0503 |  | Draeger Medical Inc. | VAPOR 3000 |  | ASLK-0503 | TMC - OR - ANESTHESIA (CONTRACT EQUIP) | MHHS-TMC |  | Vaporizer, Anesthesia |  | ASLK-0503 |  | TMC |  | TMC - OR - ANESTHESIA (CONTRACT EQUIP) | [5 empty] | ANESTHESIA UNIT VAPORIZERS |  | VAPORIZERANESTHESIA-DRAGER-Vapor 3000 | VAPORIZERANESTHESIA | Vapor 3000 |  |  |  | Draeger Inc | Vaporizer, Anesthesia |  |  | VAPORIZERANESTHESIA-DRAGER-Vapor 3000 |  |  |  | Not Covered Vendor Only - Biomedical | MHHS-TMC
NO | NO |  |  |  | ASLK-0506 |  | Draeger Medical Inc. | VAPOR 3000 |  | ASLK-0506 | TMC - OR - ANESTHESIA (CONTRACT EQUIP) | MHHS-TMC |  | Vaporizer, Anesthesia |  | ASLK-0506 |  | TMC |  | TMC - OR - ANESTHESIA (CONTRACT EQUIP) | [5 empty] | ANESTHESIA UNIT VAPORIZERS |  | VAPORIZERANESTHESIA-DRAGER-Vapor 3000 | VAPORIZERANESTHESIA | Vapor 3000 |  |  |  | Draeger Inc | Vaporizer, Anesthesia |  |  | VAPORIZERANESTHESIA-DRAGER-Vapor 3000 |  |  |  | Not Covered Vendor Only - Biomedical | MHHS-TMC
NO | NO |  |  |  | ASJE-1020 |  | Draeger Medical Inc. | VAPOR 3000 |  | ASJE-1020 | TMC - OR - ANESTHESIA (OLD) | MHHS-TMC |  | Vaporizer, Anesthesia |  | ASJE-1020 |  | TMC |  | TMC - OR - ANESTHESIA (OLD) | [5 empty] | ANESTHESIA UNIT VAPORIZERS |  | VAPORIZERANESTHESIA-DRAGER-Vapor 3000 | VAPORIZERANESTHESIA | Vapor 3000 |  |  |  | Draeger Inc | Vaporizer, Anesthesia |  |  | VAPORIZERANESTHESIA-DRAGER-Vapor 3000 |  |  |  | Not Covered Vendor Only - Biomedical | MHHS-TMC
YES | YES |  |  |  | 077-03727 | 077-03727 | Drag?r | Photo Therapy 4000 |  | ARTA0028 | NICU bear A |  |  |  |  | 077-03727 | 077-03727 |  | TMC | NICU bear A | Memorial Hermann-Texas Medical Center NICU | 3/1/20 |  | 3/1/21
YES | YES |  |  |  | 009-06252 | 009-06252 | Drager |  |  | ARZF 0087 | Post Partum |  |  |  |  | 009-06252 | 009-06252 | Greater heights | Memorial Hermann greater heights | Post Partum | Room 13 | 5/1/19 |  | 5/1/20
YES | YES |  |  |  | 069-39707 | 069-39707 | Drager | Apollo |  | ASFL ?Ai 0204 | Surgery |  |  |  |  | 069-39707 | 069-39707 | TMC | Memorial Hermann-Texas Medical Center | Surgery | Or 6 or206 | 4/1/18 |  | 5/1/19 |  |  |  | ANESTHESIAMACHINE-DraegerMed-Apollo
YES | YES |  |  |  | 069-42706 | 069-42706 | Drager | Apollo |  |  | TMC - MHTMC - CENTRAL SUPPLY (OLD) |  |  |  |  | 069-42706 | 069-42706 | TMC | Memorial Hermann-Texas Medical Center | TMC - MHTMC - CENTRAL SUPPLY (OLD) | OR-62 | [6 empty] | ANESTHESIAMACHINE-DraegerMed-Apollo
NO | YES |  |  |  | 074-04741 | 074-04741 | Drager | Apollo |  | ASEE-0034 | TMC-OR-Anesthesia (Old) |  |  |  |  | 074-04741 | 074-04741 | TMC | MHHS-TMC | TMC-OR-Anesthesia (Old) | Storage
YES | YES |  |  |  | 069-41844 | 069-41844 | Drager | Apollo |  |  | TMC - OR - ANESTHESIA (OLD) |  |  |  |  | 069-41844 | 069-41844 | TMC | Memorial Hermann-Texas Medical Center | TMC - OR - ANESTHESIA (OLD) | Storage | [6 empty] | ANESTHESIAMACHINE-DraegerMed-Apollo
YES | YES |  |  |  | 099-07590 | 099-07590 | Drager | D-vapor |  | ARUM-0191 | TMC - OR - ROBERTSON (2R) |  |  |  |  | 099-07590 | 099-07590 | TMC | Memorial Hermann-Texas Medical Center | TMC - OR - ROBERTSON (2R) | Or 206 | [6 empty] | VAPORIZERANESTHESIA-DraegerMed-D-Vapor
YES | YES |  |  |  | 099-06433 | 099-06433 | Drager | Dock STN INTFC |  |  | MEMORIAL CITY - CATH LAB |  |  |  |  | 099-06433 | 099-06433 | West | Heart | MEMORIAL CITY - CATH LAB | Vascular Procedure Rm 2 cabinet |  |  |  | No PM sticker
YES | YES |  |  |  | 069-37921 | 069-37921 | Drager | Fabius GS Premium |  |  | TMC- GI Lab |  |  |  |  | 069-37921 | 069-37921 | TMC | Memorial Hermann-Texas Medical Center | TMC- GI Lab | J1/488
YES | YES |  |  |  | 069-40709 | 069-40709 | Drager | Infiniti M540 |  | 561-183-526 | TMC - OR - ROBERTSON (2R) |  |  |  |  | 069-40709 | 069-40709 | TMC | Memorial Hermann-Texas Medical Center | TMC - OR - ROBERTSON (2R) | Or 205
YES | YES |  |  |  | 099-07595 | 099-07595 | Drager | Infiniti M540 |  |  | TMC - OR - ROBERTSON (2R) |  |  |  |  | 099-07595 | 099-07595 | TMC | Memorial Hermann-Texas Medical Center | TMC - OR - ROBERTSON (2R) | Or 205
YES | YES |  |  |  | 069-38487 | 069-38487 | Drager | Infinity M540 |  |  | TMC - RADIOLOGY - IR/ANGIO |  |  |  |  | 069-38487 | 069-38487 | TMC | Memorial Hermann-Texas Medical Center | TMC - RADIOLOGY - IR/ANGIO | OR-15 | [6 empty] | MONITORVITALSIGNS-DraegerMed-Infinity M540
YES | YES |  |  |  | 069-39872 | 069-39872 | Drager | Infinity M540 |  |  | TMC - MHTMC - CENTRAL SUPPLY (OLD) |  |  |  |  | 069-39872 | 069-39872 | TMC | Memorial Hermann-Texas Medical Center | TMC - MHTMC - CENTRAL SUPPLY (OLD) | OR-62 | [6 empty] | MONITORVITALSIGNS-DraegerMed-Infinity M540
NO | YES |  |  |  | 099-07096 | 099-07096 | Drager | Infinity M540 |  |  | TMC-MHTMC-Central Supply (Old) |  |  |  |  | 099-07096 | 099-07096 | TMC | MHHS-TMC | TMC-MHTMC-Central Supply (Old) | OR-62
NO | YES |  |  |  | 069-40197 | 069-40197 | Drager | Infinity M540 |  |  | Childrens or robertson building |  |  |  |  | 069-40197 | 069-40197 | TMC | Memorial Hermann-Texas Medical Center | Childrens or robertson building | Or 59 |  |  |  | No p.m. sticker
YES | YES |  |  |  | 069-40029 | 069-40029 | Drager | InfinityC700 |  | MS25520-32 | TMC - MHTMC - CENTRAL SUPPLY (OLD) |  |  |  |  | 069-40029 | 069-40029 | TMC | Memorial Hermann-Texas Medical Center | TMC - MHTMC - CENTRAL SUPPLY (OLD) | OR-62
NO | YES |  |  |  | 099-07097 | 099-07097 | Drager | InfinityC700 |  | TPAA606813 | TMC-MHTMC-Central Supply (Old) |  |  |  |  | 099-07097 | 099-07097 | TMC | MHHS-TMC | TMC-MHTMC-Central Supply (Old) | OR-62
NO | YES |  |  |  | 099-07586 | 099-07586 | Drager | M35054-25 |  | ASFD-0976 | TMC-OR-Hermann (2Hp) |  |  |  |  | 099-07586 | 099-07586 | TMC | MHHS-TMC | TMC-OR-Hermann (2Hp) | Or 6 or206
YES | YES |  |  |  | 099-07587 | 099-07587 | Drager | M35170 |  | ARX-1356 | Surgery |  |  |  |  | 099-07587 | 099-07587 | TMC | Memorial Hermann-Texas Medical Center | Surgery | Or 6 or206
NO | YES |  |  |  | 099-07591 | 099-07591 | Drager | M35170 |  | ARSJ-0287 | TMC-OR-Robertson (2R) |  |  |  |  | 099-07591 | 099-07591 | TMC | MHHS-TMC | TMC-OR-Robertson (2R) | Or 206
YES | YES |  |  |  | 099-12046 | 099-12046 | Drager | MS28964 |  |  | TMC - MHTMC - CENTRAL SUPPLY |  |  |  |  | 099-12046 | 099-12046 | TMC | Memorial Hermann-Texas Medical Center | TMC - MHTMC - CENTRAL SUPPLY | Or 38
YES | YES |  |  |  | 099-09282 | 099-09282 | Drager | MS28964 |  |  | TMC - MHTMC - CENTRAL SUPPLY |  |  |  |  | 099-09282 | 099-09282 | TMC | Memorial Hermann-Texas Medical Center | TMC - MHTMC - CENTRAL SUPPLY | Or 42
YES | YES | Serial Number Cnf |  |  | 099-07585 | 099-07585 | Drager | MS28964 |  | CNF | Surgery |  |  |  |  | 099-07585 | 099-07585 | TMC | Memorial Hermann-Texas Medical Center | Surgery | Or 6 or206
YES | YES |  |  |  | 099-07592 | 099-07592 | Drager | MS28964 |  |  | TMC - OR - ROBERTSON (2R) |  |  |  |  | 099-07592 | 099-07592 | TMC | Memorial Hermann-Texas Medical Center | TMC - OR - ROBERTSON (2R) | Or 205
YES | YES | Serial Number Nan |  |  | 099-07601 | 099-07601 | Drager | MS28964 |  | NAN | Childrens or robertson building |  |  |  |  | 099-07601 | 099-07601 | TMC | Memorial Hermann-Texas Medical Center | Childrens or robertson building | Or 59
YES | YES |  |  |  | 069-40028 | 069-40028 | Drager | P2500 |  |  | TMC - MHTMC - CENTRAL SUPPLY (OLD) |  |  |  |  | 069-40028 | 069-40028 | TMC | Memorial Hermann-Texas Medical Center | TMC - MHTMC - CENTRAL SUPPLY (OLD) | OR-62
YES | YES |  |  |  | 009-01976 |  | Drager | Photo therapy 4000 |  | Arpc 0001 | Radiology |  |  |  |  | 009-01976 |  | Central | Memorial Hermann Greater Heights Hospital | Radiology | Post partum
YES | YES |  |  |  | 041-08065 | 041-08065 | Drager | Photo-Therapy 4000 |  | ARUF 0008 | Memorial City - Pediatrics |  |  |  |  | 041-08065 | 041-08065 | West | Memorial City - Memorial Hermann Hospital | Memorial City - Pediatrics | MH4:201 Rm 4M01
YES | YES |  |  |  | 041-08019 | 041-08019 | Drager | Photo-Therapy 4000 |  | ARWB 0037 | Memorial City - Pediatrics |  |  |  |  | 041-08019 | 041-08019 | West | Memorial City - Memorial Hermann Hospital | Memorial City - Pediatrics | MH4:201 Rm 4M01
NO | YES |  |  |  | BLN102 |  | DRAGER | PT 4000 |  | ARMJ-0040 | Rental | MHHS-TMC |  |  |  | BLN102 |  | TMC |  | Rental | [7 empty] | .needs class |  | INC&WRMER PHOTOTHRPY INC OR STD MT | [9 empty] | Verified as Rental |  |  | MHHS-TMC
NO | YES |  |  |  | BLN119 |  | DRAGER | PT 4000 |  | ARRE0015 | Rental | MHHS-TMC |  |  |  | BLN119 |  | TMC |  | Rental | [7 empty] | .needs class |  | INC&WRMER PHOTOTHRPY INC OR STD MT | [9 empty] | Verified as Rental |  |  | MHHS-TMC
NO | YES |  |  |  | BLN140 |  | DRAGER | PT 4000 |  | ARTB0050 | Rental | MHHS-TMC |  |  |  | BLN140 |  | TMC |  | Rental | [7 empty] | .needs class |  | INC&WRMER PHOTOTHRPY INC OR STD MT | [9 empty] | Verified as Rental |  |  | MHHS-TMC
NO | YES |  |  |  | BLN144 |  | DRAGER | PT 4000 |  | ARTD-0015 | Rental | MHHS-TMC |  |  |  | BLN144 |  | TMC |  | Rental | [7 empty] | .needs class |  | INC&WRMER PHOTOTHRPY INC OR STD MT | [9 empty] | Verified as Rental |  |  | MHHS-TMC
NO | YES |  |  |  | BLN164 |  | DRAGER | PT 4000 |  | ARWC0050 | Rental | MHHS-TMC |  |  |  | BLN164 |  | TMC |  | Rental | [7 empty] | .needs class |  | INC&WRMER PHOTOTHRPY INC OR STD MT | [9 empty] | Verified as Rental |  |  | MHHS-TMC
NO | YES |  |  |  | BLN178 |  | DRAGER | PT 4000 |  | ARXH-0011 | Rental | MHHS-TMC |  |  |  | BLN178 |  | TMC |  | Rental | [7 empty] | .needs class |  | INC&WRMER PHOTOTHRPY INC OR STD MT | [9 empty] | Verified as Rental |  |  | MHHS-TMC
YES | YES |  |  |  | 029-02885 | 029-02885 | Drager | PT 4000 |  | 2m21700 | Women?Aos center |  |  |  |  | 029-02885 | 029-02885 | Woodlands | Morial Herman hospital Woodlands | Women?Aos center | Ob soild utility
YES | YES |  |  |  | 029-01459 | 029-01459 | Drager | PT 4000 |  | ARPF 0012 | Women?Aos center |  |  |  |  | 029-01459 | 029-01459 | Woodlands | Morial Herman hospital Woodlands | Women?Aos center | Ob soild utility | 7/1/19 |  | 7/1/20
NO | YES |  |  |  | DVT128 |  | DRAGER | V500 |  | ASCN-0113 | Rental | MHHS-Katy |  |  |  | DVT128 |  | Katy |  | Rental | [7 empty] | VENTILATOR-DraegerMed-Evita Infinity V500 |  | EVITA INFINITY V500 W/NEO, NIV, COMPRESS |  |  | VENTILATOR-DraegerMed-Evita Infinity V500 | [6 empty] | Verified as Rental |  |  | MHHS-Katy
NO | YES |  |  |  | DVT242 |  | DRAGER | V500 |  | ASJH-0147 | Rental | MHHS-Katy |  |  |  | DVT242 |  | Katy |  | Rental | [7 empty] | VENTILATOR-DraegerMed-Evita Infinity V500 |  | EVITA INFINITY V500 W/NEO, NIV, COMPRESS |  |  | VENTILATOR-DraegerMed-Evita Infinity V500 | [6 empty] | Verified as Rental |  |  | MHHS-Katy
NO | YES |  |  |  | DVT121 |  | DRAGER | V500 |  | ASCN-0109 | Rental | MHHS-TMC |  |  |  | DVT121 |  | TMC |  | Rental | [7 empty] | VENTILATOR-DraegerMed-Evita Infinity V500 |  | EVITA INFINITY V500 W/NEO, NIV, COMPRESS |  |  | VENTILATOR-DraegerMed-Evita Infinity V500 | [6 empty] | Verified as Rental |  |  | MHHS-TMC
NO | YES |  |  |  | DVT122 |  | DRAGER | V500 |  | ASCN-0100 | Rental | MHHS-TMC |  |  |  | DVT122 |  | TMC |  | Rental | [7 empty] | VENTILATOR-DraegerMed-Evita Infinity V500 |  | EVITA INFINITY V500 W/NEO, NIV, COMPRESS |  |  | VENTILATOR-DraegerMed-Evita Infinity V500 | [6 empty] | Verified as Rental |  |  | MHHS-TMC
NO | YES |  |  |  | DVT129 |  | DRAGER | V500 |  | ASCN-0108 | Rental | MHHS-TMC |  |  |  | DVT129 |  | TMC |  | Rental | [7 empty] | VENTILATOR-DraegerMed-Evita Infinity V500 |  | EVITA INFINITY V500 W/NEO, NIV, COMPRESS |  |  | VENTILATOR-DraegerMed-Evita Infinity V500 | [6 empty] | Verified as Rental |  |  | MHHS-TMC
NO | YES |  |  |  | DVT132 |  | DRAGER | V500 |  | ASCN-0102 | Rental | MHHS-TMC |  |  |  | DVT132 |  | TMC |  | Rental | [7 empty] | VENTILATOR-DraegerMed-Evita Infinity V500 |  | EVITA INFINITY V500 W/NEO, NIV, COMPRESS |  |  | VENTILATOR-DraegerMed-Evita Infinity V500 | [6 empty] | Verified as Rental |  |  | MHHS-TMC
NO | YES |  |  |  | DVT133 |  | DRAGER | V500 |  | ASCN-0117 | Rental | MHHS-TMC |  |  |  | DVT133 |  | TMC |  | Rental | [7 empty] | VENTILATOR-DraegerMed-Evita Infinity V500 |  | EVITA INFINITY V500 W/NEO, NIV, COMPRESS |  |  | VENTILATOR-DraegerMed-Evita Infinity V500 | [6 empty] | Verified as Rental |  |  | MHHS-TMC
NO | YES |  |  |  | DVT135 |  | DRAGER | V500 |  | ASCN-0110 | Rental | MHHS-TMC |  |  |  | DVT135 |  | TMC |  | Rental | [7 empty] | VENTILATOR-DraegerMed-Evita Infinity V500 |  | EVITA INFINITY V500 W/NEO, NIV, COMPRESS |  |  | VENTILATOR-DraegerMed-Evita Infinity V500 | [6 empty] | Verified as Rental |  |  | MHHS-TMC
NO | YES |  |  |  | DVT229 |  | DRAGER | V500 |  | ASJH-0140 | Rental | MHHS-TMC |  |  |  | DVT229 |  | TMC |  | Rental | [7 empty] | VENTILATOR-DraegerMed-Evita Infinity V500 |  | EVITA INFINITY V500 W/NEO, NIV, COMPRESS |  |  | VENTILATOR-DraegerMed-Evita Infinity V500 | [6 empty] | Verified as Rental |  |  | MHHS-TMC
NO | YES |  |  |  | DVT230 |  | DRAGER | V500 |  | ASJH-0143 | Rental | MHHS-TMC |  |  |  | DVT230 |  | TMC |  | Rental | [7 empty] | VENTILATOR-DraegerMed-Evita Infinity V500 |  | EVITA INFINITY V500 W/NEO, NIV, COMPRESS |  |  | VENTILATOR-DraegerMed-Evita Infinity V500 | [6 empty] | Verified as Rental |  |  | MHHS-TMC
NO | YES |  |  |  | DVT234 |  | DRAGER | V500 |  | ASJH-0153 | Rental | MHHS-TMC |  |  |  | DVT234 |  | TMC |  | Rental | [7 empty] | VENTILATOR-DraegerMed-Evita Infinity V500 |  | EVITA INFINITY V500 W/NEO, NIV, COMPRESS |  |  | VENTILATOR-DraegerMed-Evita Infinity V500 | [6 empty] | Verified as Rental |  |  | MHHS-TMC
NO | YES |  |  |  | DVT235 |  | DRAGER | V500 |  | ASJH-0154 | Rental | MHHS-TMC |  |  |  | DVT235 |  | TMC |  | Rental | [7 empty] | VENTILATOR-DraegerMed-Evita Infinity V500 |  | EVITA INFINITY V500 W/NEO, NIV, COMPRESS |  |  | VENTILATOR-DraegerMed-Evita Infinity V500 | [6 empty] | Verified as Rental |  |  | MHHS-TMC
NO | YES |  |  |  | DVT236 |  | DRAGER | V500 |  | ASJH-0151 | Rental | MHHS-TMC |  |  |  | DVT236 |  | TMC |  | Rental | [7 empty] | VENTILATOR-DraegerMed-Evita Infinity V500 |  | EVITA INFINITY V500 W/NEO, NIV, COMPRESS |  |  | VENTILATOR-DraegerMed-Evita Infinity V500 | [6 empty] | Verified as Rental |  |  | MHHS-TMC
NO | YES |  |  |  | DVT237 |  | DRAGER | V500 |  | ASJH-0145 | Rental | MHHS-TMC |  |  |  | DVT237 |  | TMC |  | Rental | [7 empty] | VENTILATOR-DraegerMed-Evita Infinity V500 |  | EVITA INFINITY V500 W/NEO, NIV, COMPRESS |  |  | VENTILATOR-DraegerMed-Evita Infinity V500 | [6 empty] | Verified as Rental |  |  | MHHS-TMC
NO | YES |  |  |  | DVT238 |  | DRAGER | V500 |  | ASJH-0157 | Rental | MHHS-TMC |  |  |  | DVT238 |  | TMC |  | Rental | [7 empty] | VENTILATOR-DraegerMed-Evita Infinity V500 |  | EVITA INFINITY V500 W/NEO, NIV, COMPRESS |  |  | VENTILATOR-DraegerMed-Evita Infinity V500 | [6 empty] | Verified as Rental |  |  | MHHS-TMC
NO | YES |  |  |  | DVT239 |  | DRAGER | V500 |  | ASJH-0148 | Rental | MHHS-TMC |  |  |  | DVT239 |  | TMC |  | Rental | [7 empty] | VENTILATOR-DraegerMed-Evita Infinity V500 |  | EVITA INFINITY V500 W/NEO, NIV, COMPRESS |  |  | VENTILATOR-DraegerMed-Evita Infinity V500 | [6 empty] | Verified as Rental |  |  | MHHS-TMC
NO | YES |  |  |  | DVT240 |  | DRAGER | V500 |  | ASJH-0150 | Rental | MHHS-TMC |  |  |  | DVT240 |  | TMC |  | Rental | [7 empty] | VENTILATOR-DraegerMed-Evita Infinity V500 |  | EVITA INFINITY V500 W/NEO, NIV, COMPRESS |  |  | VENTILATOR-DraegerMed-Evita Infinity V500 | [6 empty] | Verified as Rental |  |  | MHHS-TMC
NO | YES |  |  |  | DVT244 |  | DRAGER | V500 |  | ASJH-0149 | Rental | MHHS-TMC |  |  |  | DVT244 |  | TMC |  | Rental | [7 empty] | VENTILATOR-DraegerMed-Evita Infinity V500 |  | EVITA INFINITY V500 W/NEO, NIV, COMPRESS |  |  | VENTILATOR-DraegerMed-Evita Infinity V500 | [6 empty] | Verified as Rental |  |  | MHHS-TMC
NO | YES |  |  |  | DVT245 |  | DRAGER | V500 |  | ASJH-0155 | Rental | MHHS-TMC |  |  |  | DVT245 |  | TMC |  | Rental | [7 empty] | VENTILATOR-DraegerMed-Evita Infinity V500 |  | EVITA INFINITY V500 W/NEO, NIV, COMPRESS |  |  | VENTILATOR-DraegerMed-Evita Infinity V500 | [6 empty] | Verified as Rental |  |  | MHHS-TMC
NO | YES |  |  |  | DVT247 |  | DRAGER | V500 |  | ASJH-0146 | Rental | MHHS-TMC |  |  |  | DVT247 |  | TMC |  | Rental | [7 empty] | VENTILATOR-DraegerMed-Evita Infinity V500 |  | EVITA INFINITY V500 W/NEO, NIV, COMPRESS |  |  | VENTILATOR-DraegerMed-Evita Infinity V500 | [6 empty] | Verified as Rental |  |  | MHHS-TMC
NO | YES |  |  |  | DVT248 |  | DRAGER | V500 |  | ASJH-0152 | Rental | MHHS-TMC |  |  |  | DVT248 |  | TMC |  | Rental | [7 empty] | VENTILATOR-DraegerMed-Evita Infinity V500 |  | EVITA INFINITY V500 W/NEO, NIV, COMPRESS |  |  | VENTILATOR-DraegerMed-Evita Infinity V500 | [6 empty] | Verified as Rental |  |  | MHHS-TMC
NO | YES |  |  |  | DVT274 |  | DRAGER | V500 |  | ASLL-0225 | Rental | MHHS-TMC |  |  |  | DVT274 |  | TMC |  | Rental | [7 empty] | VENTILATOR-DraegerMed-Evita Infinity V500 |  | EVITA INFINITY V500 W/NEO, NIV, COMPRESS |  |  | VENTILATOR-DraegerMed-Evita Infinity V500 | [6 empty] | Verified as Rental |  |  | MHHS-TMC
YES | YES |  |  |  | 069-37157 | 069-37157 | Drager | Vamos Plus |  |  | TMC- GI Lab |  |  |  |  | 069-37157 | 069-37157 | TMC | Memorial Hermann-Texas Medical Center | TMC- GI Lab | J1/488
NO | YES |  |  |  | 099-12043 | 099-12043 | Drager | Vapor 2000 |  | ARZD-0626 | TMC-MHTMC-Central Supply |  |  |  |  | 099-12043 | 099-12043 | TMC | MHHS-TMC | TMC-MHTMC-Central Supply | Or 38
YES | YES | Serial Number CNL |  |  | 074-02143 | 074-02143 | Drager | Vapor 2000 |  | CNL | TMC - OR - ROBERTSON (2R) |  |  |  |  | 074-02143 | 074-02143 | TMC | Memorial Hermann-Texas Medical Center | TMC - OR - ROBERTSON (2R) | OR 38
NO | YES |  |  |  | 099-07854 | 099-07854 | Drager | Vapor 2000 |  | ASFL-0853 | TMC-OR-Anesthesia (Old) |  |  |  |  | 099-07854 | 099-07854 | TMC | MHHS-TMC | TMC-OR-Anesthesia (Old) | Storage
YES | YES |  |  |  | 041-34776 | 041-34776 | Drager | Vapor 2000 |  | Arxf-0473 | MEMORIAL CITY - CENTRAL SUPPLY |  |  |  |  | 041-34776 | 041-34776 | West | Memorial city hear and vascular - memorial city | MEMORIAL CITY - CENTRAL SUPPLY | Cath lab 2 |  |  |  | No pm sticker found
YES | YES |  |  |  | 099-12042 | 099-12042 | Drager | Vapor 3000 |  | ASMH-0716 | TMC - MHTMC - CENTRAL SUPPLY |  |  |  |  | 099-12042 | 099-12042 | TMC | Memorial Hermann-Texas Medical Center | TMC - MHTMC - CENTRAL SUPPLY | Or 38
YES | YES |  |  |  | 041-34466 | 041-34466 | Drager Inc | Fabius tiro |  | Asna-0104 | MEMORIAL CITY - CENTRAL SUPPLY |  |  |  |  | 041-34466 | 041-34466 | West | Memorial city hear and vascular - memorial city | MEMORIAL CITY - CENTRAL SUPPLY | Cath lab 2 |  |  |  | No pm sticker found
YES | YES |  |  |  | 099-05805 | 099-05805 | Drager Inc | Photo-Therapy |  |  | Tecovery |  |  |  |  | 099-05805 | 099-05805 |  | Memorial Hermann- TMC | Tecovery | HP7/40.2
YES | YES |  |  |  | 099-05804 | 099-05804 | Drager Inc | Photo-Therapy |  |  | Tecovery |  |  |  |  | 099-05804 | 099-05804 |  | Memorial Hermann- TMC | Tecovery | HP7/40.2
YES | YES |  |  |  | 099-05803 | 099-05803 | Drager Inc | Photo-Therapy |  |  | Tecovery |  |  |  |  | 099-05803 | 099-05803 |  | Memorial Hermann- TMC | Tecovery | HP7/40.2
NO | YES |  |  |  | 069-37156 | 069-37156 | Drager medical | 6871990-26 |  | ASFL-0060 | Gi lab |  |  |  |  | 069-37156 | 069-37156 | TMC | Memorial Hermann-Texas Medical Center | Gi lab | Fluro scope 482 | 3/1/20
YES | YES |  |  |  | 099-14678 | 099-14678 | Dragerwerk AG | MK03140 |  | ASJC-0107 | TMC - CATH LAB - ADULT (2HVI) |  |  |  |  | 099-14678 | 099-14678 | TMC | Memorial Hermann-Texas Medical Center | TMC - CATH LAB - ADULT (2HVI) | OR6
YES | YES |  |  |  | 099-12442 | 099-12442 | Dragerwerk AG | MK03140 |  |  | TMC - OR - CVOR (7HVI) |  |  |  |  | 099-12442 | 099-12442 | TMC | Memorial Hermann-Texas Medical Center | TMC - OR - CVOR (7HVI) | CVOR (7HVI)
YES | YES |  |  |  | 099-12465 | 099-12465 | Dragerwerk AG | MK03140 |  |  | TMC - OR - CVOR (7HVI) |  |  |  |  | 099-12465 | 099-12465 | TMC | Memorial Hermann-Texas Medical Center | TMC - OR - CVOR (7HVI) | CVOR (7HVI
NO | NO |  |  |  | 069-42322 |  | DRE Inc. | TORINO EXL |  | DRE05011328 | TMC - OR - TRAINING LAB | MHHS-TMC |  | Table, Surgical, Electric |  | 069-42322 |  | TMC |  | TMC - OR - TRAINING LAB | [5 empty] | TABLES, OPERATING |  | TABLESURGICALELECT-DRE Inc-Torino EXL | TABLESURGICALELECT | Torino EXL |  |  |  | DRE Inc | Table, Surgical, Electric |  | TABLESURGICALELECT-DRE Inc-Torino EXL |  |  |  |  | Covered PM Repair - Biomedical | MHHS-TMC
NO | NO |  |  |  | 069-42323 |  | DRE Inc. | TORINO EXL |  | 20121031-006 | TMC - OR - TRAINING LAB | MHHS-TMC |  | Table, Surgical, Electric |  | 069-42323 |  | TMC |  | TMC - OR - TRAINING LAB | [5 empty] | TABLES, OPERATING |  | TABLESURGICALELECT-DRE Inc-Torino EXL | TABLESURGICALELECT | Torino EXL |  |  |  | DRE Inc | Table, Surgical, Electric |  | TABLESURGICALELECT-DRE Inc-Torino EXL |  |  |  |  | Covered PM Repair - Biomedical | MHHS-TMC
NO | NO |  |  |  | 069-42324 |  | DRE Inc. | TORINO EXL |  | 20121031-020 | TMC - OR - TRAINING LAB | MHHS-TMC |  | Table, Surgical, Electric |  | 069-42324 |  | TMC |  | TMC - OR - TRAINING LAB | [5 empty] | TABLES, OPERATING |  | TABLESURGICALELECT-DRE Inc-Torino EXL | TABLESURGICALELECT | Torino EXL |  |  |  | DRE Inc | Table, Surgical, Electric |  | TABLESURGICALELECT-DRE Inc-Torino EXL |  |  |  |  | Covered PM Repair - Biomedical | MHHS-TMC
NO | YES |  |  |  | 000-03678 | 000-03678 | Drive Medical | MQ5600 |  | (21)2V1704083651 | Lab | MHHS-MG |  | Nebulizer, Ultrasonic |  | 000-03678 | 000-03678 | Woodlands | Memorial Hermann urgent care 1100 B | Lab | Urgent Care |  |  |  |  | NEBULIZERS | Nebulizer, Ultrasonic | NEBULIZERULTRASONIC-DriveMedDesign-MQ5600 | NEBULIZERULTRASONIC | MQ5600 |  |  |  | DriveMedDesign | Nebulizer, Ultrasonic |  | NEBULIZERULTRASONIC-DriveMedDesign-MQ5600 |  | 9/1/16 |  | NU-A | Covered PM Repair - Biomedical | MHHS-MG | [8 empty] | NEBULIZERULTRASONIC | Nebulizer, Ultrasonic | DriveMedDesign
YES | YES |  |  |  | 029-13613 | 029-13613 | Drive Medical | MQ5600 |  | 13S1 810035210 | Lab |  |  |  |  | 029-13613 | 029-13613 | Woodlands | Memorial Hermann urgent care 1100 B | Lab | Urgent Care
NO | NO | [5 empty] | Drive Medical | MQ5600 |  |  | MH MG - (MC) - URGENT CARE - TOWN & COUNTRY | MHHS-MG |  | Nebulizer, Ultrasonic |  |  |  | West & Memorial City |  | MH MG - (MC) - URGENT CARE - TOWN & COUNTRY | [5 empty] | NEBULIZERS |  | NEBULIZERULTRASONIC-DriveMedDesign-MQ5600 | NEBULIZERULTRASONIC | MQ5600 |  |  |  | DriveMedDesign | Nebulizer, Ultrasonic |  | NEBULIZERULTRASONIC-DriveMedDesign-MQ5600 |  |  |  |  | Covered PM Repair - Biomedical | MHHS-MG
NO | NO |  |  |  | 009-10776 |  | Drive Medical | MQ5600 |  | 2V1509002093 | MH MG - (CY) - CY-FAIR MED PLAZA | MHHS-MG |  | Nebulizer, Ultrasonic |  | 009-10776 |  | Northwest & Cypress |  | MH MG - (CY) - CY-FAIR MED PLAZA | [5 empty] | NEBULIZERS |  | NEBULIZERULTRASONIC-DriveMedDesign-MQ5600 | NEBULIZERULTRASONIC | MQ5600 |  |  |  | DriveMedDesign | Nebulizer, Ultrasonic |  | NEBULIZERULTRASONIC-DriveMedDesign-MQ5600 |  |  |  |  | Covered PM Repair - Biomedical | MHHS-MG
NO | NO |  |  |  | 009-10617 |  | Drive Medical | MQ5600 |  | (21)2V1705104658 | MH MG - (GH) - GH CCC | MHHS-MG |  | Nebulizer, Ultrasonic |  | 009-10617 |  | Central & Greater Heights |  | MH MG - (GH) - GH CCC | [5 empty] | NEBULIZERS |  | NEBULIZERULTRASONIC-DriveMedDesign-MQ5600 | NEBULIZERULTRASONIC | MQ5600 |  |  |  | DriveMedDesign | Nebulizer, Ultrasonic |  | NEBULIZERULTRASONIC-DriveMedDesign-MQ5600 |  |  |  |  | Covered PM Repair - Biomedical | MHHS-MG
NO | NO |  |  |  | 009-10514 |  | Drive Medical | MQ5600 |  | (21) 2V1705105415 | MH MG - (GH) - GH CCC - TIMESHARE | MHHS-MG |  | Nebulizer, Ultrasonic |  | 009-10514 |  | Central & Greater Heights |  | MH MG - (GH) - GH CCC - TIMESHARE | [5 empty] | NEBULIZERS |  | NEBULIZERULTRASONIC-DriveMedDesign-MQ5600 | NEBULIZERULTRASONIC | MQ5600 |  |  |  | DriveMedDesign | Nebulizer, Ultrasonic |  | NEBULIZERULTRASONIC-DriveMedDesign-MQ5600 |  |  |  |  | Covered PM Repair - Biomedical | MHHS-MG
NO | NO | [5 empty] | Drive Medical | MQ5600 |  | 2V1603013238 | MH MG - (NE) - ATASCOCITA PEDIATRICS | MHHS-MG |  | Nebulizer, Ultrasonic |  |  |  | Katy |  | MH MG - (NE) - ATASCOCITA PEDIATRICS | [5 empty] | NEBULIZERS |  | NEBULIZERULTRASONIC-DriveMedDesign-MQ5600 | NEBULIZERULTRASONIC | MQ5600 |  |  |  | DriveMedDesign | Nebulizer, Ultrasonic |  | NEBULIZERULTRASONIC-DriveMedDesign-MQ5600 |  |  |  |  | Covered PM Repair - Biomedical | MHHS-MG
NO | NO | [5 empty] | Drive Medical | MQ5600 |  | 2V1603014823 | MH MG - (NE) - ATASCOCITA PEDIATRICS | MHHS-MG |  | Nebulizer, Ultrasonic |  |  |  | Katy |  | MH MG - (NE) - ATASCOCITA PEDIATRICS | [5 empty] | NEBULIZERS |  | NEBULIZERULTRASONIC-DriveMedDesign-MQ5600 | NEBULIZERULTRASONIC | MQ5600 |  |  |  | DriveMedDesign | Nebulizer, Ultrasonic |  | NEBULIZERULTRASONIC-DriveMedDesign-MQ5600 |  |  |  |  | Covered PM Repair - Biomedical | MHHS-MG
NO | NO | [5 empty] | Drive Medical | MQ5600 |  |  | MH MG - (TMC) - URGENT CARE - WEST UNIVERSITY | MHHS-MG |  | Nebulizer, Ultrasonic |  |  |  | TMC |  | MH MG - (TMC) - URGENT CARE - WEST UNIVERSITY | [5 empty] | NEBULIZERS |  | NEBULIZERULTRASONIC-DriveMedDesign-MQ5600 | NEBULIZERULTRASONIC | MQ5600 |  |  |  | DriveMedDesign | Nebulizer, Ultrasonic |  | NEBULIZERULTRASONIC-DriveMedDesign-MQ5600 |  |  |  |  | Covered PM Repair - Biomedical | MHHS-MG
NO | NO | [5 empty] | Drive Medical | MQ5600 |  |  | MH MG - (TMC) - URGENT CARE - WEST UNIVERSITY | MHHS-MG |  | Nebulizer, Ultrasonic |  |  |  | TMC |  | MH MG - (TMC) - URGENT CARE - WEST UNIVERSITY | [5 empty] | NEBULIZERS |  | NEBULIZERULTRASONIC-DriveMedDesign-MQ5600 | NEBULIZERULTRASONIC | MQ5600 |  |  |  | DriveMedDesign | Nebulizer, Ultrasonic |  | NEBULIZERULTRASONIC-DriveMedDesign-MQ5600 |  |  |  |  | Covered PM Repair - Biomedical | MHHS-MG
NO | NO | [5 empty] | Drive Medical | MQ5600 |  | SV1603004667 | MH MG - (WDLS) - URGENT CARE - SPRING | MHHS-MG |  | Nebulizer, Ultrasonic |  |  |  | Woodlands |  | MH MG - (WDLS) - URGENT CARE - SPRING | [5 empty] | NEBULIZERS |  | NEBULIZERULTRASONIC-DriveMedDesign-MQ5600 | NEBULIZERULTRASONIC | MQ5600 |  |  |  | DriveMedDesign | Nebulizer, Ultrasonic |  | NEBULIZERULTRASONIC-DriveMedDesign-MQ5600 |  |  |  |  | Covered PM Repair - Biomedical | MHHS-MG
YES | YES |  |  |  | 151-04872 | 151-04872 | Drive Medical Design | BP3400 |  | 2115H1811008528 | MH MG - (PL) - PEARLAND CLINIC |  |  |  |  | 151-04872 | 151-04872 | Pearland | Memorial Hermann Medical Group Central Pearland | MH MG - (PL) - PEARLAND CLINIC | Medical plaza 1 211
YES | YES |  |  |  | 142-09327 | 142-09327 | Drive Medical Design | Medneb MQ5600 |  | 2V1509006192 | MH MG - (SL) - URGENT CARE - TELFAIR |  |  |  |  | 142-09327 | 142-09327 | Sugar Land | Memorial Hermann Urgent Care Telfair (#A) | MH MG - (SL) - URGENT CARE - TELFAIR | Nurses Station
YES | YES |  |  |  | 151-05072 | 151-05072 | Drive Medical Design | MQ5600 |  |  | Occupational health |  |  |  |  | 151-05072 | 151-05072 | Northwest | Memorial Hermann Medical Group Cypress (#119) | Occupational health | Occupational health room C1 704 | 2/1/20 |  |  | No pm sticker. In cabinet.
YES | YES |  |  |  | 151-05100 | 151-05100 | Drive Medical Design | MQ5600 |  | 2v1509002403 | Fairfield 100 |  |  |  |  | 151-05100 | 151-05100 | Northwest | Memorial Hermann Medical Group Fairfield (#100) | Fairfield 100 | C1 124 | 2/1/20
YES | YES |  |  |  | 099-03764 | 099-03764 | Drive Medical Design | MQ5600 |  | 212V1609007853 | 5th floor |  |  |  |  | 099-03764 | 099-03764 | Katy | Katy | 5th floor | Occupational Medicine | 2/1/20 |  |  | No pm
YES | YES |  |  |  | 099-02166 | 099-02166 | Drive Medical Design | MQ5600 |  | 2V1509001359 | MH MG - (KY) - KATY PEDS (MP2) |  |  |  |  | 099-02166 | 099-02166 | Katy | Katy | MH MG - (KY) - KATY PEDS (MP2) | Padi Lab | 2/1/20
YES | YES |  |  |  | 099-00311 | 099-00311 | Drive Medical Design | MQ5600 |  | 2v1509001354 | CAHF - (KY) - KATY [MP2-STE200] |  |  |  |  | 099-00311 | 099-00311 | Katy | Memorial Hermann Katy Hospital | CAHF - (KY) - KATY [MP2-STE200] | Exam room 2 |  |  |  | No pm
YES | YES |  |  |  | 099-00728 | 099-00728 | Drive Medical Design | MQ5600 |  | 2113S1901026994 | MH MG - (SL) - URGENT CARE - TELFAIR |  |  |  |  | 099-00728 | 099-00728 | Sugar Land | Memorial Hermann Urgent Care Telfair (#A) | MH MG - (SL) - URGENT CARE - TELFAIR | Exam room 1
NO | YES |  |  |  | 041-20216 |  | DRUCKER DIAGNOSTICS | 642E |  | 160413BD560 | MH MG - (MC) - PHILLIPS 66 | MHHS-MG |  | Centrifuge, General Purpose |  | 041-20216 |  | West & Memorial City |  | MH MG - (MC) - PHILLIPS 66 |  | 04/05/2019 |  |  |  | CENTRIFUGES |  | CENTRIFUGEGENPURP-DRUCKERDIAG-642E | CENTRIFUGEGENPURP | 642E |  |  |  | Drucker Diag | Centrifuge, General Purpose |  | CENTRIFUGEGENPURP-DRUCKERDIAG-642E |  |  |  |  | Covered PM Repair - Biomedical | MHHS-MG
NO | YES |  |  |  | 009-09611 | 009-09611 | DRUCKER DIAGNOSTICS | 642E |  | 130314-468 | CBC - (GH) - HOGG MIDDLE SCHOOL CLINIC | MHHS-Neighborhood Clinics |  | Centrifuge, General Purpose |  | 009-09611 | 009-09611 | Central & Greater Heights |  | CBC - (GH) - HOGG MIDDLE SCHOOL CLINIC |  | 04/02/2019 |  |  |  | CENTRIFUGES |  | CENTRIFUGEGENPURP-DRUCKERDIAG-642E | CENTRIFUGEGENPURP | 642E |  |  |  | Drucker Diag | Centrifuge, General Purpose |  | CENTRIFUGEGENPURP-DRUCKERDIAG-642E |  |  |  |  | Covered PM Repair - Biomedical | MHHS-Neighborhood Clinics
NO | YES |  |  |  | 005-10225 | 005-10225 | DRUCKER DIAGNOSTICS | 642E |  | 130414-1755 | CBC - (SE) - MATTHYS ELEMENTARY SCHOOL | MHHS-Neighborhood Clinics |  | Centrifuge, General Purpose |  | 005-10225 | 005-10225 | Southeast & Bay Area |  | CBC - (SE) - MATTHYS ELEMENTARY SCHOOL |  | 03/18/2019 |  |  |  | CENTRIFUGES |  | CENTRIFUGEGENPURP-DRUCKERDIAG-642E | CENTRIFUGEGENPURP | 642E |  |  |  | Drucker Diag | Centrifuge, General Purpose |  | CENTRIFUGEGENPURP-DRUCKERDIAG-642E |  | 09/16/2014 |  |  | Covered PM Repair - Biomedical | MHHS-Neighborhood Clinics
NO | YES |  |  |  | 133-08602 | 133-08602 | DRUCKER DIAGNOSTICS | 642E |  | 130714-1467 | MH MG-(KY)-Firethorne | MHHS-Diagnostic Labs |  | Centrifuge, General Purpose |  | 133-08602 | 133-08602 | Katy | MHHS-MG | MH MG-(KY)-Firethorne | Lab | 1/1/20 | 1/1/21 |  |  | CENTRIFUGES | Centrifuge, General Purpose | CENTRIFUGEGENPURP-DRUCKERDIAG-642E | CENTRIFUGEGENPURP | 642E |  |  |  | Drucker Diag | Centrifuge, General Purpose |  | CENTRIFUGEGENPURP-DRUCKERDIAG-642E |  |  |  | CGP-A | Covered PM Repair - Biomedical | MHHS-Diagnostic Labs | [8 empty] | CENTRIFUGEGENPURP | Centrifuge, General Purpose | Drucker Diag
NO | YES |  |  |  | 133-09693 | 133-09693 | DRUCKER DIAGNOSTICS | 642E |  | 160413BD567 | MH MG-(KY)-Katy Urology (Mp2) | MHHS-Diagnostic Labs |  | Centrifuge, General Purpose |  | 133-09693 | 133-09693 | Katy | MHHS-MG | MH MG-(KY)-Katy Urology (Mp2) | Lab | 1/1/20 | 1/1/21 |  |  | CENTRIFUGES | Centrifuge, General Purpose | CENTRIFUGEGENPURP-DRUCKERDIAG-642E | CENTRIFUGEGENPURP | 642E |  |  |  | Drucker Diag | Centrifuge, General Purpose |  | CENTRIFUGEGENPURP-DRUCKERDIAG-642E |  | 12/14/18 |  | CGP-A | Covered PM Repair - Biomedical | MHHS-Diagnostic Labs | [8 empty] | CENTRIFUGEGENPURP | Centrifuge, General Purpose | Drucker Diag
NO | YES |  |  |  | 009-08381 | 009-08381 | DRUCKER DIAGNOSTICS | 642E |  | 520712-313 | MH MG-(GH)-Urgent Care-Washington Ave | MHHS-MG |  | Centrifuge, General Purpose |  | 009-08381 | 009-08381 | Central | MHHS-MG | MH MG-(GH)-Urgent Care-Washington Ave | Lab | 4/1/19 | 4/1/20 |  |  | CENTRIFUGES | Centrifuge, General Purpose | CENTRIFUGEGENPURP-DRUCKERDIAG-642E | CENTRIFUGEGENPURP | 642E |  |  |  | Drucker Diag | Centrifuge, General Purpose |  | CENTRIFUGEGENPURP-DRUCKERDIAG-642E |  |  |  | CGP-A | Not Covered Vendor Only - Lab Ana/Anes | MHHS-MG | [8 empty] | CENTRIFUGEGENPURP | Centrifuge, General Purpose | Drucker Diag
NO | YES |  |  |  | 129-07327 | 129-07327 | DRUCKER DIAGNOSTICS | 642E |  | 160813BM901 | Katy-Med/Surg 5th Floor | MHHS-MG |  | Centrifuge, General Purpose |  | 129-07327 | 129-07327 | Katy | MHHS-Katy | Katy-Med/Surg 5th Floor | Occupational Medicine | 1/1/19 | 1/1/20 |  |  | CENTRIFUGES | Centrifuge, General Purpose | CENTRIFUGEGENPURP-DRUCKERDIAG-642E | CENTRIFUGEGENPURP | 642E |  |  |  | Drucker Diag | Centrifuge, General Purpose |  | CENTRIFUGEGENPURP-DRUCKERDIAG-642E |  |  |  | CGP-A | Not Covered Vendor Only - Lab Ana/Anes | MHHS-MG | [8 empty] | CENTRIFUGEGENPURP | Centrifuge, General Purpose | Drucker Diag
NO | YES |  |  |  | 583-01291 | 583-01291 | DRUCKER DIAGNOSTICS | 642E |  | 161213BU097 | MH MG-(KY)-Urgent Care-Fulshear | MHHS-MG |  | Centrifuge, General Purpose |  | 583-01291 | 583-01291 | Katy | MHHS-MG | MH MG-(KY)-Urgent Care-Fulshear | Lab | 1/1/20 | 1/1/21 |  |  | CENTRIFUGES | Centrifuge, General Purpose | CENTRIFUGEGENPURP-DRUCKERDIAG-642E | CENTRIFUGEGENPURP | 642E |  |  |  | Drucker Diag | Centrifuge, General Purpose |  | CENTRIFUGEGENPURP-DRUCKERDIAG-642E |  |  |  | CGP-A | Not Covered Vendor Only - Lab Ana/Anes | MHHS-MG | [8 empty] | CENTRIFUGEGENPURP | Centrifuge, General Purpose | Drucker Diag
NO | YES |  |  |  | 000-04131 | 000-04131 | DRUCKER DIAGNOSTICS | 642E |  | 521012-1366 | MH DL - (NE) - SUMMER CREEK CCC | MHHS-Diagnostic Labs |  | Centrifuge, General Purpose |  | 000-04131 | 000-04131 | Katy |  | MH DL - (NE) - SUMMER CREEK CCC |  | 1/1/19 | 1/1/20 |  |  | CENTRIFUGES | Centrifuge, General Purpose | CENTRIFUGEGENPURP-DRUCKERDIAG-642E | CENTRIFUGEGENPURP | 642E |  |  |  | Drucker Diag | Centrifuge, General Purpose |  | CENTRIFUGEGENPURP-DRUCKERDIAG-642E |  | 7/1/18 |  | CGP-A | Not Covered Vendor Only - Biomedical | MHHS-Diagnostic Labs | [8 empty] | CENTRIFUGEGENPURP | Centrifuge, General Purpose | Drucker Diag
NO | YES |  |  |  | 005-12275 | 005-12275 | DRUCKER DIAGNOSTICS | 642E |  | 130513-2 | MH DL - (PL) - MHMG CENTRAL PEARLAND | MHHS-Diagnostic Labs |  | Centrifuge, General Purpose |  | 005-12275 | 005-12275 | Pearland | Memorial Hermann Sports Medicine | MH DL - (PL) - MHMG CENTRAL PEARLAND | Lab draw station | 1/1/20 | 1/1/21 |  |  | CENTRIFUGES | Centrifuge, General Purpose | CENTRIFUGEGENPURP-DRUCKERDIAG-642E | CENTRIFUGEGENPURP | 642E |  |  |  | Drucker Diag | Centrifuge, General Purpose |  | CENTRIFUGEGENPURP-DRUCKERDIAG-642E |  | 7/1/18 |  | CGP-A | Not Covered Vendor Only - Biomedical | MHHS-Diagnostic Labs | [8 empty] | CENTRIFUGEGENPURP | Centrifuge, General Purpose | Drucker Diag
NO | YES |  |  |  | 041-20169 | 041-20169 | DRUCKER DIAGNOSTICS | 642E |  | 160213AX967 | MH MG-(STX)-South Texas-Wharton | MHHS-Diagnostic Labs |  | Centrifuge, General Purpose |  | 041-20169 | 041-20169 | South | MHHS-MG | MH MG-(STX)-South Texas-Wharton | Lab | 1/1/19 | 1/1/20 |  |  | CENTRIFUGES | Centrifuge, General Purpose | CENTRIFUGEGENPURP-DRUCKERDIAG-642E | CENTRIFUGEGENPURP | 642E |  |  |  | Drucker Diag | Centrifuge, General Purpose |  | CENTRIFUGEGENPURP-DRUCKERDIAG-642E |  | 10/4/20 |  | CGP-A | Not Covered Vendor Only - Biomedical | MHHS-Diagnostic Labs | [8 empty] | CENTRIFUGEGENPURP | Centrifuge, General Purpose | Drucker Diag
NO | YES |  |  |  | 129-07530 | 129-07530 | DRUCKER DIAGNOSTICS | 642E |  | 520106-276 | MH MG-(STX)-South Texas-Wharton | MHHS-Diagnostic Labs |  | Centrifuge, General Purpose |  | 129-07530 | 129-07530 | South | MHHS-MG | MH MG-(STX)-South Texas-Wharton | Lab | 1/1/19 | 1/1/20 |  |  | CENTRIFUGES | Centrifuge, General Purpose | CENTRIFUGEGENPURP-DRUCKERDIAG-642E | CENTRIFUGEGENPURP | 642E |  |  |  | Drucker Diag | Centrifuge, General Purpose |  | CENTRIFUGEGENPURP-DRUCKERDIAG-642E |  | 10/4/20 |  | CGP-A | Not Covered Vendor Only - Biomedical | MHHS-Diagnostic Labs | [8 empty] | CENTRIFUGEGENPURP | Centrifuge, General Purpose | Drucker Diag
NO | YES |  |  |  | 129-07346 | 129-07346 | DRUCKER DIAGNOSTICS | 642E |  | 160413BE083 | MH MG-(STX)-South Texas-Needville | MHHS-Diagnostic Labs |  | Centrifuge, General Purpose |  | 129-07346 | 129-07346 | South | MHHS-MG | MH MG-(STX)-South Texas-Needville | Lab | 1/1/20 | 1/1/21 |  |  | CENTRIFUGES | Centrifuge, General Purpose | CENTRIFUGEGENPURP-DRUCKERDIAG-642E | CENTRIFUGEGENPURP | 642E |  |  |  | Drucker Diag | Centrifuge, General Purpose |  | CENTRIFUGEGENPURP-DRUCKERDIAG-642E |  | 10/4/20 |  | CGP-A | Not Covered Vendor Only - Biomedical | MHHS-Diagnostic Labs | [8 empty] | CENTRIFUGEGENPURP | Centrifuge, General Purpose | Drucker Diag
NO | YES |  |  |  | 041-20168 | 041-20168 | DRUCKER DIAGNOSTICS | 642E |  | 160213AX946 | MH MG-(STX)-South Texas-Rosenberg | MHHS-Diagnostic Labs |  | Centrifuge, General Purpose |  | 041-20168 | 041-20168 | South | MHHS-MG | MH MG-(STX)-South Texas-Rosenberg | Lab | 1/1/20 |  | 1/1/21 |  | CENTRIFUGES | Centrifuge, General Purpose | CENTRIFUGEGENPURP-DRUCKERDIAG-642E | CENTRIFUGEGENPURP | 642E |  |  |  | Drucker Diag | Centrifuge, General Purpose |  | CENTRIFUGEGENPURP-DRUCKERDIAG-642E |  | 10/4/20 |  | CGP-A | Not Covered Vendor Only - Biomedical | MHHS-Diagnostic Labs | [8 empty] | CENTRIFUGEGENPURP | Centrifuge, General Purpose | Drucker Diag
NO | YES |  |  |  | 013-38877 | 013-38877 | DRUCKER DIAGNOSTICS | 642E |  | 160813BM094 | MH MG-(SW)-SW Medical Plaza 4 (Mp4) | MHHS-Diagnostic Labs |  | Centrifuge, General Purpose |  | 013-38877 | 013-38877 | Southwest | MHHS-MG | MH MG-(SW)-SW Medical Plaza 4 (Mp4) |  | 1/1/20 |  | 3/1/21 |  | CENTRIFUGES | Centrifuge, General Purpose | CENTRIFUGEGENPURP-DRUCKERDIAG-642E | CENTRIFUGEGENPURP | 642E |  |  |  | Drucker Diag | Centrifuge, General Purpose |  | CENTRIFUGEGENPURP-DRUCKERDIAG-642E |  | 10/4/20 |  | CGP-A | Not Covered Vendor Only - Biomedical | MHHS-Diagnostic Labs | [8 empty] | CENTRIFUGEGENPURP | Centrifuge, General Purpose | Drucker Diag
NO | YES |  |  |  | 041-18898 |  | DRUCKER DIAGNOSTICS | 642E |  | 520812-1385 | MH MG - (MC) - CONOCO PHILIPS | MHHS-MG |  | Centrifuge, General Purpose |  | 041-18898 |  | West & Memorial City |  | MH MG - (MC) - CONOCO PHILIPS |  | 04/05/2019 |  |  |  | CENTRIFUGES |  | CENTRIFUGEGENPURP-DRUCKERDIAG-642E | CENTRIFUGEGENPURP | 642E |  |  |  | Drucker Diag | Centrifuge, General Purpose |  | CENTRIFUGEGENPURP-DRUCKERDIAG-642E |  |  |  |  | Covered PM Repair - Biomedical | MHHS-MG
NO | YES |  |  |  | 005-11739 | 005-11739 | DRUCKER DIAGNOSTICS | 642E |  | 160613BI230 | MH MG - (SE) - URGENT CARE - CLEAR LAKE (WEBSTER) | MHHS-MG |  | Centrifuge, General Purpose |  | 005-11739 | 005-11739 | Southeast | Memorial Hermann Urgent Care Clear Lake (#3) | MH MG - (SE) - URGENT CARE - CLEAR LAKE (WEBSTER) | Lab | 2/1/19 |  |  |  | CENTRIFUGES | Centrifuge, General Purpose | CENTRIFUGEGENPURP-DRUCKERDIAG-642E | CENTRIFUGEGENPURP | 642E |  |  |  | Drucker Diag | Centrifuge, General Purpose |  | CENTRIFUGEGENPURP-DRUCKERDIAG-642E |  | 12/19/12 |  | CGP-A | Covered PM Repair - Biomedical | MHHS-MG | [8 empty] | CENTRIFUGEGENPURP | Centrifuge, General Purpose | Drucker Diag
NO | YES |  |  |  | 005-10531 | 005-10531 | DRUCKER DIAGNOSTICS | 642E |  | 150613A1732 | MH MG - (SE) - URGENT CARE - FRIENDSWOOD | MHHS-MG |  | Centrifuge, General Purpose |  | 005-10531 | 005-10531 | Southeast | Memorial Hermann Urgent Care Friendswood (#112) | MH MG - (SE) - URGENT CARE - FRIENDSWOOD |  | 1/1/19 |  |  |  | CENTRIFUGES | Centrifuge, General Purpose | CENTRIFUGEGENPURP-DRUCKERDIAG-642E | CENTRIFUGEGENPURP | 642E |  |  |  | Drucker Diag | Centrifuge, General Purpose |  | CENTRIFUGEGENPURP-DRUCKERDIAG-642E |  | 8/31/12 |  | CGP-A | Covered PM Repair - Lab Analyzers/Anesth | MHHS-MG | [8 empty] | CENTRIFUGEGENPURP | Centrifuge, General Purpose | Drucker Diag
NO | YES |  |  |  | 583-01351 | 583-01351 I I | DRUCKER DIAGNOSTICS | 642E |  | 521007-762 | MH MG-(SL)-Physicians At Sugar Creek | MHHS-MG |  | Centrifuge, General Purpose |  | 583-01351 | 583-01351 I I | Sugar Land | MHHS-MG | MH MG-(SL)-Physicians At Sugar Creek | Occ Med | 11/1/19 |  |  |  | CENTRIFUGES | Centrifuge, General Purpose | CENTRIFUGEGENPURP-DRUCKERDIAG-642E | CENTRIFUGEGENPURP | 642E |  |  |  | Drucker Diag | Centrifuge, General Purpose |  | CENTRIFUGEGENPURP-DRUCKERDIAG-642E |  | 12/1/14 |  | CGP-A | Covered PM Repair - Biomedical | MHHS-MG | [8 empty] | CENTRIFUGEGENPURP | Centrifuge, General Purpose | Drucker Diag
NO | YES |  |  |  | 041-20165 | 041-20165 | DRUCKER DIAGNOSTICS | 642E |  | 160213AX956 | MH MG - (SL) - URGENT CARE - TELFAIR | MHHS-MG |  | Centrifuge, General Purpose |  | 041-20165 | 041-20165 | Sugar Land | Memorial Hermann Urgent Care Telfair (#A) | MH MG - (SL) - URGENT CARE - TELFAIR | Lab | 4/1/19 |  |  |  | CENTRIFUGES | Centrifuge, General Purpose | CENTRIFUGEGENPURP-DRUCKERDIAG-642E | CENTRIFUGEGENPURP | 642E |  |  |  | Drucker Diag | Centrifuge, General Purpose |  | CENTRIFUGEGENPURP-DRUCKERDIAG-642E |  |  |  | CGP-A | Covered PM Repair - Biomedical | MHHS-MG | [8 empty] | CENTRIFUGEGENPURP | Centrifuge, General Purpose | Drucker Diag
NO | YES |  |  |  | 929-01602 | 929-01602 | DRUCKER DIAGNOSTICS | 642E |  | 191013EV507 | MH MG-(TMC)-Urgent Care-West University | MHHS-MG |  | Centrifuge, General Purpose |  | 929-01602 | 929-01602 | TMC | MHHS-MG | MH MG-(TMC)-Urgent Care-West University | Lab | 11/1/19 | 11/1/20 |  |  | CENTRIFUGES | Centrifuge, General Purpose | CENTRIFUGEGENPURP-DRUCKERDIAG-642E | CENTRIFUGEGENPURP | 642E |  |  |  | Drucker Diag | Centrifuge, General Purpose |  | CENTRIFUGEGENPURP-DRUCKERDIAG-642E |  |  |  | CGP-A | Covered PM Repair - Lab Analyzers/Anesth | MHHS-MG | [8 empty] | CENTRIFUGEGENPURP | Centrifuge, General Purpose | Drucker Diag
NO | YES | Serial Number JX001201 |  |  | 029-11308 | 029-11308 | DRUCKER DIAGNOSTICS | 642E |  | JX001201 | MH MG-(WDLS)-Urgent Care-Spring | MHHS-MG |  | Centrifuge, General Purpose |  | 029-11308 | 029-11308 | Woodlands | MHHS-MG | MH MG-(WDLS)-Urgent Care-Spring | Urgent care 1 | 8/1/19 |  |  |  | CENTRIFUGES | Centrifuge, General Purpose | CENTRIFUGEGENPURP-DRUCKERDIAG-642E | CENTRIFUGEGENPURP | 642E |  |  |  | Drucker Diag | Centrifuge, General Purpose |  | CENTRIFUGEGENPURP-DRUCKERDIAG-642E |  |  |  | CGP-A | Covered PM Repair - Biomedical | MHHS-MG | [8 empty] | CENTRIFUGEGENPURP | Centrifuge, General Purpose | Drucker Diag
NO | YES |  |  |  | 929-01042 | 929-01042 | DRUCKER DIAGNOSTICS | 642E |  | 130114-1930 | MHOSH-Laboratory | MHHS Orthopedic & Spine |  | Centrifuge, General Purpose |  | 929-01042 | 929-01042 | Central & Greater Heights | MHHS-Orthopedic & Spine | MHOSH-Laboratory |  | 12/16/19 |  |  |  | CENTRIFUGES | Centrifuge, General Purpose | CENTRIFUGEGENPURP-DRUCKERDIAG-642E | CENTRIFUGEGENPURP | 642E |  |  |  | Drucker Diag | Centrifuge, General Purpose |  | CENTRIFUGEGENPURP-DRUCKERDIAG-642E |  | 10/4/20 | MHOSH Inventory Dec 2019 into 2020 - Copy.xls - Newly Verified | CGP-A | Not Covered Vendor Only - Biomedical | MHHS Orthopedic & Spine | [8 empty] | CENTRIFUGEGENPURP | Centrifuge, General Purpose | Drucker Diag
NO | YES | Asset Tag 041-20167 |  |  | 041-20167 | 041-20167 | DRUCKER DIAGNOSTICS | 642E |  | 16021AX966 | TMC-Jones-Transplant Clinic (1J) | MHHS-TMC |  | Centrifuge, General Purpose |  | 041-20167 | 041-20167 | TMC | MHHS-TMC | TMC-Jones-Transplant Clinic (1J) | J1. 419 | 1/1/19 |  | 7/1/20 |  | CENTRIFUGES |  | CENTRIFUGEGENPURP-DRUCKERDIAG-642E | CENTRIFUGEGENPURP | 642E |  |  |  | Drucker Diag | Centrifuge, General Purpose |  | CENTRIFUGEGENPURP-DRUCKERDIAG-642E |  |  |  |  | Not Covered Vendor Only - Biomedical | MHHS-TMC
NO | YES |  |  |  | 069-37352 | 069-37352 | DRUCKER DIAGNOSTICS | 642E |  | 131013-1005 | TMC-Jones-Transplant Clinic (1J) | MHHS-TMC |  | Centrifuge, General Purpose |  | 069-37352 | 069-37352 | TMC | MHHS-TMC | TMC-Jones-Transplant Clinic (1J) | 1J | 1/1/19 |  | 7/1/20 |  | CENTRIFUGES |  | CENTRIFUGEGENPURP-DRUCKERDIAG-642E | CENTRIFUGEGENPURP | 642E |  |  |  | Drucker Diag | Centrifuge, General Purpose |  | CENTRIFUGEGENPURP-DRUCKERDIAG-642E |  |  |  |  | Not Covered Vendor Only - Biomedical | MHHS-TMC
NO | YES |  |  |  | 069-39808 | 069-39808 | DRUCKER DIAGNOSTICS | 642E |  | 130314-467 | TMC-Jones-Transplant Clinic (1J) | MHHS-TMC |  | Centrifuge, General Purpose |  | 069-39808 | 069-39808 | TMC | MHHS-TMC | TMC-Jones-Transplant Clinic (1J) | J1418 | 1/1/20 |  | 6/1/20 |  | CENTRIFUGES |  | CENTRIFUGEGENPURP-DRUCKERDIAG-642E | CENTRIFUGEGENPURP | 642E |  |  |  | Drucker Diag | Centrifuge, General Purpose |  | CENTRIFUGEGENPURP-DRUCKERDIAG-642E |  |  |  |  | Covered PM Repair - Biomedical | MHHS-TMC
NO | YES |  |  |  | 069-43787 | 069-43787 | DRUCKER DIAGNOSTICS | 642E |  | 520512-363 | TMC-Plaza-Cancer Center (Ste 2900) | MHHS-TMC |  | Centrifuge, General Purpose |  | 069-43787 | 069-43787 | TMC | MHHS-TMC | TMC-Plaza-Cancer Center (Ste 2900) | Lab | 1/1/20 |  | 7/1/20 |  | CENTRIFUGES |  | CENTRIFUGEGENPURP-DRUCKERDIAG-642E | CENTRIFUGEGENPURP | 642E |  |  |  | Drucker Diag | Centrifuge, General Purpose |  | CENTRIFUGEGENPURP-DRUCKERDIAG-642E |  | 12/30/16 |  |  | Not Covered Vendor Only - Lab Ana/Anes | MHHS-TMC
NO | YES |  |  |  | 069-43788 | 069-43788 | DRUCKER DIAGNOSTICS | 642E |  | 130414-478 | TMC-Plaza-Cancer Center (Ste 2900) | MHHS-TMC |  | Centrifuge, General Purpose |  | 069-43788 | 069-43788 | TMC | MHHS-TMC | TMC-Plaza-Cancer Center (Ste 2900) | Lab | 1/1/20 |  | 1/1/21 |  | CENTRIFUGES |  | CENTRIFUGEGENPURP-DRUCKERDIAG-642E | CENTRIFUGEGENPURP | 642E |  |  |  | Drucker Diag | Centrifuge, General Purpose |  | CENTRIFUGEGENPURP-DRUCKERDIAG-642E |  | 12/30/17 |  |  | Not Covered Vendor Only - Lab Ana/Anes | MHHS-TMC
NO | NO |  |  |  | 069-43789 |  | DRUCKER DIAGNOSTICS | 642E |  | 521011-1409 | CAHF - (TMC) - TMC MEDICAL PLAZA [MHMP-STE2500] | MHHS - Heart Failure Clinics |  | Centrifuge, General Purpose |  | 069-43789 |  | TMC |  | CAHF - (TMC) - TMC MEDICAL PLAZA [MHMP-STE2500] | [5 empty] | CENTRIFUGES |  | CENTRIFUGEGENPURP-DRUCKERDIAG-642E | CENTRIFUGEGENPURP | 642E |  |  |  | Drucker Diag | Centrifuge, General Purpose |  | CENTRIFUGEGENPURP-DRUCKERDIAG-642E |  |  |  |  | Not Covered Vendor Only - Biomedical | MHHS - Heart Failure Clinics
NO | NO |  |  |  | 041-19282 |  | DRUCKER DIAGNOSTICS | 642E |  | 131014-1853 | MH MG - (MC) - MENTAL HEALTH CRISIS CENTER - SPRING BRANCH | MHHS-MG |  | Centrifuge, General Purpose |  | 041-19282 |  | West & Memorial City |  | MH MG - (MC) - MENTAL HEALTH CRISIS CENTER - SPRING BRANCH | [5 empty] | CENTRIFUGES |  | CENTRIFUGEGENPURP-DRUCKERDIAG-642E | CENTRIFUGEGENPURP | 642E |  |  |  | Drucker Diag | Centrifuge, General Purpose |  | CENTRIFUGEGENPURP-DRUCKERDIAG-642E |  |  |  |  | Covered PM Repair - Biomedical | MHHS-MG
NO | NO |  |  |  | 041-20467 |  | DRUCKER DIAGNOSTICS | 642E |  | 161113BT125 | MH MG - (MC) - URGENT CARE - TOWN & COUNTRY | MHHS-MG |  | Centrifuge, General Purpose |  | 041-20467 |  | West & Memorial City |  | MH MG - (MC) - URGENT CARE - TOWN & COUNTRY | [5 empty] | CENTRIFUGES |  | CENTRIFUGEGENPURP-DRUCKERDIAG-642E | CENTRIFUGEGENPURP | 642E |  |  |  | Drucker Diag | Centrifuge, General Purpose |  | CENTRIFUGEGENPURP-DRUCKERDIAG-642E |  |  |  |  | Covered PM Repair - Biomedical | MHHS-MG
NO | NO |  |  |  | 041-16129 |  | DRUCKER DIAGNOSTICS | 642E |  | 130714-2286 | MEMORIAL CITY - SUCCESSFUL RETURNS | MHHS-Mem City |  | Centrifuge, General Purpose |  | 041-16129 |  | West & Memorial City |  | MEMORIAL CITY - SUCCESSFUL RETURNS | [5 empty] | CENTRIFUGES |  | CENTRIFUGEGENPURP-DRUCKERDIAG-642E | CENTRIFUGEGENPURP | 642E |  |  |  | Drucker Diag | Centrifuge, General Purpose |  | CENTRIFUGEGENPURP-DRUCKERDIAG-642E |  |  |  |  | Not Covered Vendor Only - Lab Ana/Anes | MHHS-Mem City
NO | NO |  |  |  | 009-09613 |  | DRUCKER DIAGNOSTICS | 642E |  | 130514-1673 | MH DL - (CY) - CY-FAIR IMAGING CENTER | MHHS-Diagnostic Labs |  | Centrifuge, General Purpose |  | 009-09613 |  | Northwest & Cypress |  | MH DL - (CY) - CY-FAIR IMAGING CENTER | [5 empty] | CENTRIFUGES |  | CENTRIFUGEGENPURP-DRUCKERDIAG-642E | CENTRIFUGEGENPURP | 642E |  |  |  | Drucker Diag | Centrifuge, General Purpose |  | CENTRIFUGEGENPURP-DRUCKERDIAG-642E |  |  |  |  | Covered PM Repair - Biomedical | MHHS-Diagnostic Labs
NO | NO |  |  |  | 009-08154 |  | DRUCKER DIAGNOSTICS | 642E |  | 521011-325 | MH DL - (GH) - GREATER HEIGHTS PSC 1 [MP1-STE170] | MHHS-Diagnostic Labs |  | Centrifuge, General Purpose |  | 009-08154 |  | Central & Greater Heights |  | MH DL - (GH) - GREATER HEIGHTS PSC 1 [MP1-STE170] | [5 empty] | CENTRIFUGES |  | CENTRIFUGEGENPURP-DRUCKERDIAG-642E | CENTRIFUGEGENPURP | 642E |  |  |  | Drucker Diag | Centrifuge, General Purpose |  | CENTRIFUGEGENPURP-DRUCKERDIAG-642E |  |  |  |  | Covered PM Repair - Biomedical | MHHS-Diagnostic Labs
NO | NO |  |  |  | 009-09058 |  | DRUCKER DIAGNOSTICS | 642E |  | 520612-1582 | MH DL - (GH) - GREATER HEIGHTS PSC 1 [MP1-STE170] | MHHS-Diagnostic Labs |  | Centrifuge, General Purpose |  | 009-09058 |  | Central & Greater Heights |  | MH DL - (GH) - GREATER HEIGHTS PSC 1 [MP1-STE170] | [5 empty] | CENTRIFUGES |  | CENTRIFUGEGENPURP-DRUCKERDIAG-642E | CENTRIFUGEGENPURP | 642E |  |  |  | Drucker Diag | Centrifuge, General Purpose |  | CENTRIFUGEGENPURP-DRUCKERDIAG-642E |  |  |  |  | Not Covered Vendor Only - Lab Ana/Anes | MHHS-Diagnostic Labs
NO | NO |  |  |  | 009-09216 |  | DRUCKER DIAGNOSTICS | 642E |  | 130214-51 | MH DL - (GH) - GREATER HEIGHTS PSC 2 [MP3-STE15] | MHHS-Diagnostic Labs |  | Centrifuge, General Purpose |  | 009-09216 |  | Central & Greater Heights |  | MH DL - (GH) - GREATER HEIGHTS PSC 2 [MP3-STE15] | [5 empty] | CENTRIFUGES |  | CENTRIFUGEGENPURP-DRUCKERDIAG-642E | CENTRIFUGEGENPURP | 642E |  |  |  | Drucker Diag | Centrifuge, General Purpose |  | CENTRIFUGEGENPURP-DRUCKERDIAG-642E |  |  |  |  | Covered PM Repair - Biomedical | MHHS-Diagnostic Labs
NO | NO |  |  |  | 583-01381 |  | DRUCKER DIAGNOSTICS | 642E |  | 520512-507 | MH DL - (GH) - GREATER HEIGHTS PSC 6 [MP2-STE311] | MHHS-Diagnostic Labs |  | Centrifuge, General Purpose |  | 583-01381 |  | Central & Greater Heights |  | MH DL - (GH) - GREATER HEIGHTS PSC 6 [MP2-STE311] | [5 empty] | CENTRIFUGES |  | CENTRIFUGEGENPURP-DRUCKERDIAG-642E | CENTRIFUGEGENPURP | 642E |  |  |  | Drucker Diag | Centrifuge, General Purpose |  | CENTRIFUGEGENPURP-DRUCKERDIAG-642E |  |  |  |  | Covered PM Repair - Biomedical | MHHS-Diagnostic Labs
NO | NO |  |  |  | 009-09736 |  | DRUCKER DIAGNOSTICS | 642E |  | 131014-1845 | MH DL - (GH) - UT PHYSICIANS - HEIGHTS | MHHS-Diagnostic Labs |  | Centrifuge, General Purpose |  | 009-09736 |  | Central & Greater Heights |  | MH DL - (GH) - UT PHYSICIANS - HEIGHTS | [5 empty] | CENTRIFUGES |  | CENTRIFUGEGENPURP-DRUCKERDIAG-642E | CENTRIFUGEGENPURP | 642E |  |  |  | Drucker Diag | Centrifuge, General Purpose |  | CENTRIFUGEGENPURP-DRUCKERDIAG-642E |  |  |  |  | Not Covered Vendor Only - Biomedical | MHHS-Diagnostic Labs
NO | NO |  |  |  | 009-10057 |  | DRUCKER DIAGNOSTICS | 642E |  | 520113-1551 | MH DL - (GH) - UT PHYSICIANS - VICTORY | MHHS-Diagnostic Labs |  | Centrifuge, General Purpose |  | 009-10057 |  | Central & Greater Heights |  | MH DL - (GH) - UT PHYSICIANS - VICTORY | [5 empty] | CENTRIFUGES |  | CENTRIFUGEGENPURP-DRUCKERDIAG-642E | CENTRIFUGEGENPURP | 642E |  |  |  | Drucker Diag | Centrifuge, General Purpose |  | CENTRIFUGEGENPURP-DRUCKERDIAG-642E |  |  |  |  | Covered PM Repair - Biomedical | MHHS-Diagnostic Labs
NO | NO |  |  |  | 133-08603 |  | DRUCKER DIAGNOSTICS | 642E |  | 521012-1348 | MH DL - (KY) - MEDICAL ASSOCIATES OF KATY | MHHS-Diagnostic Labs |  | Centrifuge, General Purpose |  | 133-08603 |  | Katy |  | MH DL - (KY) - MEDICAL ASSOCIATES OF KATY | [5 empty] | CENTRIFUGES |  | CENTRIFUGEGENPURP-DRUCKERDIAG-642E | CENTRIFUGEGENPURP | 642E |  |  |  | Drucker Diag | Centrifuge, General Purpose |  | CENTRIFUGEGENPURP-DRUCKERDIAG-642E |  |  |  |  | Clinical Miscellaneous | MHHS-Diagnostic Labs
NO | NO |  |  |  | 133-07343 |  | DRUCKER DIAGNOSTICS | 642E |  | 520512-520 | MH DL - (KY) - UT PHYSICIANS - CINCO RANCH | MHHS-Diagnostic Labs |  | Centrifuge, General Purpose |  | 133-07343 |  | Katy |  | MH DL - (KY) - UT PHYSICIANS - CINCO RANCH | [5 empty] | CENTRIFUGES |  | CENTRIFUGEGENPURP-DRUCKERDIAG-642E | CENTRIFUGEGENPURP | 642E |  |  |  | Drucker Diag | Centrifuge, General Purpose |  | CENTRIFUGEGENPURP-DRUCKERDIAG-642E |  |  |  |  | Covered PM Repair - Biomedical | MHHS-Diagnostic Labs
NO | NO |  |  |  | 583-01377 |  | DRUCKER DIAGNOSTICS | 642E |  | 150413AE732 | MH DL - (MC) - MEMORIAL CITY PSC 5 [MP4-STE490] | MHHS-Diagnostic Labs |  | Centrifuge, General Purpose |  | 583-01377 |  | West & Memorial City |  | MH DL - (MC) - MEMORIAL CITY PSC 5 [MP4-STE490] | [5 empty] | CENTRIFUGES |  | CENTRIFUGEGENPURP-DRUCKERDIAG-642E | CENTRIFUGEGENPURP | 642E |  |  |  | Drucker Diag | Centrifuge, General Purpose |  | CENTRIFUGEGENPURP-DRUCKERDIAG-642E |  |  |  |  | Covered PM Repair - Biomedical | MHHS-Diagnostic Labs
NO | NO |  |  |  | 041-17054 |  | DRUCKER DIAGNOSTICS | 642E |  | 521011-1406 | MH DL - (MC) - MEMORIAL CITY PSC 7 [MP1-STE259] | MHHS-Diagnostic Labs |  | Centrifuge, General Purpose |  | 041-17054 |  | West & Memorial City |  | MH DL - (MC) - MEMORIAL CITY PSC 7 [MP1-STE259] | [5 empty] | CENTRIFUGES |  | CENTRIFUGEGENPURP-DRUCKERDIAG-642E | CENTRIFUGEGENPURP | 642E |  |  |  | Drucker Diag | Centrifuge, General Purpose |  | CENTRIFUGEGENPURP-DRUCKERDIAG-642E |  |  |  |  | Not Covered Vendor Only - Biomedical | MHHS-Diagnostic Labs
NO | NO |  |  |  | 041-17106 |  | DRUCKER DIAGNOSTICS | 642E |  | 520312-168 | MH DL - (MC) - MHMG UROLOGY MC [MP3-STE720] | MHHS-Diagnostic Labs |  | Centrifuge, General Purpose |  | 041-17106 |  | West & Memorial City |  | MH DL - (MC) - MHMG UROLOGY MC [MP3-STE720] | [5 empty] | CENTRIFUGES |  | CENTRIFUGEGENPURP-DRUCKERDIAG-642E | CENTRIFUGEGENPURP | 642E |  |  |  | Drucker Diag | Centrifuge, General Purpose |  | CENTRIFUGEGENPURP-DRUCKERDIAG-642E |  |  |  |  | Not Covered Vendor Only - Biomedical | MHHS-Diagnostic Labs
NO | NO |  |  |  | 005-10232 |  | DRUCKER DIAGNOSTICS | 642E |  | 380914-41 | MH DL - (SE) - LEAGUE CITY CCC | MHHS-Diagnostic Labs |  | Centrifuge, General Purpose |  | 005-10232 |  | Southeast & Bay Area |  | MH DL - (SE) - LEAGUE CITY CCC | [5 empty] | CENTRIFUGES |  | CENTRIFUGEGENPURP-DRUCKERDIAG-642E | CENTRIFUGEGENPURP | 642E |  |  |  | Drucker Diag | Centrifuge, General Purpose |  | CENTRIFUGEGENPURP-DRUCKERDIAG-642E |  |  |  |  | Not Covered Vendor Only - Biomedical | MHHS-Diagnostic Labs
NO | NO |  |  |  | 005-11179 |  | DRUCKER DIAGNOSTICS | 642E |  | 151013AQ884 | MH DL - (SE) - MHMG ALVIN | MHHS-Diagnostic Labs |  | Centrifuge, General Purpose |  | 005-11179 |  | Southeast & Bay Area |  | MH DL - (SE) - MHMG ALVIN | [5 empty] | CENTRIFUGES |  | CENTRIFUGEGENPURP-DRUCKERDIAG-642E | CENTRIFUGEGENPURP | 642E |  |  |  | Drucker Diag | Centrifuge, General Purpose |  | CENTRIFUGEGENPURP-DRUCKERDIAG-642E |  |  |  |  | Not Covered Vendor Only - Biomedical | MHHS-Diagnostic Labs
NO | NO |  |  |  | 005-12270 |  | DRUCKER DIAGNOSTICS | 642E |  | 520213-675 | MH DL - (SE) - MHMG CLEAR LAKE | MHHS-Diagnostic Labs |  | Centrifuge, General Purpose |  | 005-12270 |  | Southeast & Bay Area |  | MH DL - (SE) - MHMG CLEAR LAKE | [5 empty] | CENTRIFUGES |  | CENTRIFUGEGENPURP-DRUCKERDIAG-642E | CENTRIFUGEGENPURP | 642E |  |  |  | Drucker Diag | Centrifuge, General Purpose |  | CENTRIFUGEGENPURP-DRUCKERDIAG-642E |  |  |  |  | Not Covered Vendor Only - Biomedical | MHHS-Diagnostic Labs
NO | NO |  |  |  | 005-12272 |  | DRUCKER DIAGNOSTICS | 642E |  | 520412-890 | MH DL - (SE) - MHMG UROLOGY WEBSTER | MHHS-Diagnostic Labs |  | Centrifuge, General Purpose |  | 005-12272 |  | Southeast & Bay Area |  | MH DL - (SE) - MHMG UROLOGY WEBSTER | [5 empty] | CENTRIFUGES |  | CENTRIFUGEGENPURP-DRUCKERDIAG-642E | CENTRIFUGEGENPURP | 642E |  |  |  | Drucker Diag | Centrifuge, General Purpose |  | CENTRIFUGEGENPURP-DRUCKERDIAG-642E |  |  |  |  | Not Covered Vendor Only - Biomedical | MHHS-Diagnostic Labs
NO | NO |  |  |  | 005-12274 |  | DRUCKER DIAGNOSTICS | 642E |  | 520612-1089 | MH DL - (SE) - SOUTHEAST PSC [MP1-STE110] | MHHS-Diagnostic Labs |  | Centrifuge, General Purpose |  | 005-12274 |  | Southeast & Bay Area |  | MH DL - (SE) - SOUTHEAST PSC [MP1-STE110] | [5 empty] | CENTRIFUGES |  | CENTRIFUGEGENPURP-DRUCKERDIAG-642E | CENTRIFUGEGENPURP | 642E |  |  |  | Drucker Diag | Centrifuge, General Purpose |  | CENTRIFUGEGENPURP-DRUCKERDIAG-642E |  |  |  |  | Not Covered Vendor Only - Biomedical | MHHS-Diagnostic Labs
NO | NO |  |  |  | 005-12269 |  | DRUCKER DIAGNOSTICS | 642E |  | 160413BE126 | MH DL - (SE) - UT PHYSICIANS - BAYSHORE MULTISPECIALTY | MHHS-Diagnostic Labs |  | Centrifuge, General Purpose |  | 005-12269 |  | Southeast & Bay Area |  | MH DL - (SE) - UT PHYSICIANS - BAYSHORE MULTISPECIALTY | [5 empty] | CENTRIFUGES |  | CENTRIFUGEGENPURP-DRUCKERDIAG-642E | CENTRIFUGEGENPURP | 642E |  |  |  | Drucker Diag | Centrifuge, General Purpose |  | CENTRIFUGEGENPURP-DRUCKERDIAG-642E |  |  |  |  | Not Covered Vendor Only - Biomedical | MHHS-Diagnostic Labs
NO | NO |  |  |  | 129-07540 |  | DRUCKER DIAGNOSTICS | 642E |  | 170113BW574 | MH DL - (SL) - PHYSICIANS AT SUGAR CREEK | MHHS-Diagnostic Labs |  | Centrifuge, General Purpose |  | 129-07540 |  | Sugar Land |  | MH DL - (SL) - PHYSICIANS AT SUGAR CREEK | [5 empty] | CENTRIFUGES |  | CENTRIFUGEGENPURP-DRUCKERDIAG-642E | CENTRIFUGEGENPURP | 642E |  |  |  | Drucker Diag | Centrifuge, General Purpose |  | CENTRIFUGEGENPURP-DRUCKERDIAG-642E |  |  |  |  | Not Covered Vendor Only - Biomedical | MHHS-Diagnostic Labs
NO | NO |  |  |  | 041-20161 |  | DRUCKER DIAGNOSTICS | 642E |  | 160413BD600 | MH DL - (SL) - SUGAR LAND [MP2-STE240] | MHHS-Diagnostic Labs |  | Centrifuge, General Purpose |  | 041-20161 |  | Sugar Land |  | MH DL - (SL) - SUGAR LAND [MP2-STE240] | [5 empty] | CENTRIFUGES |  | CENTRIFUGEGENPURP-DRUCKERDIAG-642E | CENTRIFUGEGENPURP | 642E |  |  |  | Drucker Diag | Centrifuge, General Purpose |  | CENTRIFUGEGENPURP-DRUCKERDIAG-642E |  |  |  |  | Not Covered Vendor Only - Biomedical | MHHS-Diagnostic Labs
NO | NO |  |  |  | 069-43618 |  | DRUCKER DIAGNOSTICS | 642E |  | 150713AL282 | MH DL - (TMC) - MHMG DOWNTOWN | MHHS-Diagnostic Labs |  | Centrifuge, General Purpose |  | 069-43618 |  | TMC |  | MH DL - (TMC) - MHMG DOWNTOWN | [5 empty] | CENTRIFUGES |  | CENTRIFUGEGENPURP-DRUCKERDIAG-642E | CENTRIFUGEGENPURP | 642E |  |  |  | Drucker Diag | Centrifuge, General Purpose |  | CENTRIFUGEGENPURP-DRUCKERDIAG-642E |  |  |  |  | Not Covered Vendor Only - Biomedical | MHHS-Diagnostic Labs
NO | NO |  |  |  | 069-35042 |  | DRUCKER DIAGNOSTICS | 642E |  | 130513-3 | MH DL - (TMC) - UT PHYSICIANS - GULF STATES HEMOPHILIA | MHHS-Diagnostic Labs |  | Centrifuge, General Purpose |  | 069-35042 |  | TMC |  | MH DL - (TMC) - UT PHYSICIANS - GULF STATES HEMOPHILIA | [5 empty] | CENTRIFUGES |  | CENTRIFUGEGENPURP-DRUCKERDIAG-642E | CENTRIFUGEGENPURP | 642E |  |  |  | Drucker Diag | Centrifuge, General Purpose |  | CENTRIFUGEGENPURP-DRUCKERDIAG-642E |  |  |  |  | Not Covered Vendor Only - Biomedical | MHHS-Diagnostic Labs
NO | NO |  |  |  | 029-06842 |  | DRUCKER DIAGNOSTICS | 642E |  | 521011-1412 | MH DL - (WDLS) - CONROE PSC 5 | MHHS-Diagnostic Labs |  | Centrifuge, General Purpose |  | 029-06842 |  | Woodlands |  | MH DL - (WDLS) - CONROE PSC 5 | [5 empty] | CENTRIFUGES |  | CENTRIFUGEGENPURP-DRUCKERDIAG-642E | CENTRIFUGEGENPURP | 642E |  |  |  | Drucker Diag | Centrifuge, General Purpose |  | CENTRIFUGEGENPURP-DRUCKERDIAG-642E |  |  |  |  | Not Covered Vendor Only - Biomedical | MHHS-Diagnostic Labs
NO | NO |  |  |  | 029-09436 |  | DRUCKER DIAGNOSTICS | 642E |  | 130314-113 | MH DL - (WDLS) - CONROE REGIONAL | MHHS-Diagnostic Labs |  | Centrifuge, General Purpose |  | 029-09436 |  | Woodlands |  | MH DL - (WDLS) - CONROE REGIONAL | [5 empty] | CENTRIFUGES |  | CENTRIFUGEGENPURP-DRUCKERDIAG-642E | CENTRIFUGEGENPURP | 642E |  |  |  | Drucker Diag | Centrifuge, General Purpose |  | CENTRIFUGEGENPURP-DRUCKERDIAG-642E |  |  |  |  | Not Covered Vendor Only - Biomedical | MHHS-Diagnostic Labs
NO | NO |  |  |  | 029-08838 |  | DRUCKER DIAGNOSTICS | 642E |  | 130513-137 | MH DL - (WDLS) - MHMG STERLING RIDGE | MHHS-Diagnostic Labs |  | Centrifuge, General Purpose |  | 029-08838 |  | Woodlands |  | MH DL - (WDLS) - MHMG STERLING RIDGE | [5 empty] | CENTRIFUGES |  | CENTRIFUGEGENPURP-DRUCKERDIAG-642E | CENTRIFUGEGENPURP | 642E |  |  |  | Drucker Diag | Centrifuge, General Purpose |  | CENTRIFUGEGENPURP-DRUCKERDIAG-642E |  |  |  |  | Not Covered Vendor Only - Biomedical | MHHS-Diagnostic Labs
NO | NO |  |  |  | 000-03856 |  | DRUCKER DIAGNOSTICS | 642E |  | 151013AQ558 | MH DL - (WDLS) - MILLENNIUM ONCOLOGY ? CONROE | MHHS-Diagnostic Labs |  | Centrifuge, General Purpose |  | 000-03856 |  | Woodlands |  | MH DL - (WDLS) - MILLENNIUM ONCOLOGY ? CONROE | [5 empty] | CENTRIFUGES |  | CENTRIFUGEGENPURP-DRUCKERDIAG-642E | CENTRIFUGEGENPURP | 642E |  |  |  | Drucker Diag | Centrifuge, General Purpose |  | CENTRIFUGEGENPURP-DRUCKERDIAG-642E |  |  |  |  | Not Covered Vendor Only - Biomedical | MHHS-Diagnostic Labs
NO | NO |  |  |  | 000-03399 |  | DRUCKER DIAGNOSTICS | 642E |  | 150813AM831 | MH DL - (WDLS) - MILLENNIUM ONCOLOGY - HUNTSVILLE | MHHS-Diagnostic Labs |  | Centrifuge, General Purpose |  | 000-03399 |  | Woodlands |  | MH DL - (WDLS) - MILLENNIUM ONCOLOGY - HUNTSVILLE | [5 empty] | CENTRIFUGES |  | CENTRIFUGEGENPURP-DRUCKERDIAG-642E | CENTRIFUGEGENPURP | 642E |  |  |  | Drucker Diag | Centrifuge, General Purpose |  | CENTRIFUGEGENPURP-DRUCKERDIAG-642E |  |  |  |  | Not Covered Vendor Only - Biomedical | MHHS-Diagnostic Labs
NO | NO |  |  |  | 029-09116 |  | DRUCKER DIAGNOSTICS | 642E |  | 520213-672 | MH DL - (WDLS) - MILLENNIUM ONCOLOGY - HUNTSVILLE | MHHS-Diagnostic Labs |  | Centrifuge, General Purpose |  | 029-09116 |  | Woodlands |  | MH DL - (WDLS) - MILLENNIUM ONCOLOGY - HUNTSVILLE | [5 empty] | CENTRIFUGES |  | CENTRIFUGEGENPURP-DRUCKERDIAG-642E | CENTRIFUGEGENPURP | 642E |  |  |  | Drucker Diag | Centrifuge, General Purpose |  | CENTRIFUGEGENPURP-DRUCKERDIAG-642E |  |  |  |  | Not Covered Vendor Only - Biomedical | MHHS-Diagnostic Labs
NO | NO |  |  |  | 029-08077 |  | DRUCKER DIAGNOSTICS | 642E |  | 520312-171 | MH DL - (WDLS) - MILLENNIUM ONCOLOGY - RED OAK | MHHS-Diagnostic Labs |  | Centrifuge, General Purpose |  | 029-08077 |  | Woodlands |  | MH DL - (WDLS) - MILLENNIUM ONCOLOGY - RED OAK | [5 empty] | CENTRIFUGES |  | CENTRIFUGEGENPURP-DRUCKERDIAG-642E | CENTRIFUGEGENPURP | 642E |  |  |  | Drucker Diag | Centrifuge, General Purpose |  | CENTRIFUGEGENPURP-DRUCKERDIAG-642E |  |  |  |  | Not Covered Vendor Only - Biomedical | MHHS-Diagnostic Labs
NO | NO |  |  |  | 029-11485 |  | DRUCKER DIAGNOSTICS | 642E |  | 160413BE128 | MH DL - (WDLS) - SPRING CCC | MHHS-Diagnostic Labs |  | Centrifuge, General Purpose |  | 029-11485 |  | Woodlands |  | MH DL - (WDLS) - SPRING CCC | [5 empty] | CENTRIFUGES |  | CENTRIFUGEGENPURP-DRUCKERDIAG-642E | CENTRIFUGEGENPURP | 642E |  |  |  | Drucker Diag | Centrifuge, General Purpose |  | CENTRIFUGEGENPURP-DRUCKERDIAG-642E |  |  |  |  | Not Covered Vendor Only - Biomedical | MHHS-Diagnostic Labs
NO | NO |  |  |  | 029-11589 |  | DRUCKER DIAGNOSTICS | 642E |  | 160413BE109 | MH DL - (WDLS) - SPRING CCC | MHHS-Diagnostic Labs |  | Centrifuge, General Purpose |  | 029-11589 |  | Woodlands |  | MH DL - (WDLS) - SPRING CCC | [5 empty] | CENTRIFUGES |  | CENTRIFUGEGENPURP-DRUCKERDIAG-642E | CENTRIFUGEGENPURP | 642E |  |  |  | Drucker Diag | Centrifuge, General Purpose |  | CENTRIFUGEGENPURP-DRUCKERDIAG-642E |  |  |  |  | Not Covered Vendor Only - Biomedical | MHHS-Diagnostic Labs
NO | NO |  |  |  | 029-08193 |  | DRUCKER DIAGNOSTICS | 642E |  | 520512-364 | MH DL - (WDLS) - THE WOODLANDS PSC 3 [PINECROFT-STE103] | MHHS-Diagnostic Labs |  | Centrifuge, General Purpose |  | 029-08193 |  | Woodlands |  | MH DL - (WDLS) - THE WOODLANDS PSC 3 [PINECROFT-STE103] | [5 empty] | CENTRIFUGES |  | CENTRIFUGEGENPURP-DRUCKERDIAG-642E | CENTRIFUGEGENPURP | 642E |  |  |  | Drucker Diag | Centrifuge, General Purpose |  | CENTRIFUGEGENPURP-DRUCKERDIAG-642E |  |  |  |  | Not Covered Vendor Only - Biomedical | MHHS-Diagnostic Labs
NO | NO |  |  |  | 029-10816 |  | DRUCKER DIAGNOSTICS | 642E |  | 160413BC335 | MH DL - (WDLS) - UT PHYSICIANS - GREENS CLINIC | MHHS-Diagnostic Labs |  | Centrifuge, General Purpose |  | 029-10816 |  | Woodlands |  | MH DL - (WDLS) - UT PHYSICIANS - GREENS CLINIC | [5 empty] | CENTRIFUGES |  | CENTRIFUGEGENPURP-DRUCKERDIAG-642E | CENTRIFUGEGENPURP | 642E |  |  |  | Drucker Diag | Centrifuge, General Purpose |  | CENTRIFUGEGENPURP-DRUCKERDIAG-642E |  |  |  |  | Not Covered Vendor Only - Biomedical | MHHS-Diagnostic Labs
NO | NO |  |  |  | 041-19272 |  | DRUCKER DIAGNOSTICS | 642E |  | 151013AR250 | MH DL - ADMIN/ROUNDS/MISC | MHHS-Diagnostic Labs |  | Centrifuge, General Purpose |  | 041-19272 |  | Woodlands |  | MH DL - ADMIN/ROUNDS/MISC | [5 empty] | CENTRIFUGES |  | CENTRIFUGEGENPURP-DRUCKERDIAG-642E | CENTRIFUGEGENPURP | 642E |  |  |  | Drucker Diag | Centrifuge, General Purpose |  | CENTRIFUGEGENPURP-DRUCKERDIAG-642E |  |  |  |  | Not Covered Vendor Only - Biomedical | MHHS-Diagnostic Labs
NO | NO |  |  |  | 041-17074 |  | DRUCKER DIAGNOSTICS | 642E |  | 520612-1085 | MH DL - (NE) - DR. MEJIA FAMILY PRACTICE | MHHS-Diagnostic Labs |  | Centrifuge, General Purpose |  | 041-17074 |  | Katy |  | MH DL - (NE) - DR. MEJIA FAMILY PRACTICE | [5 empty] | CENTRIFUGES |  | CENTRIFUGEGENPURP-DRUCKERDIAG-642E | CENTRIFUGEGENPURP | 642E |  |  |  | Drucker Diag | Centrifuge, General Purpose |  | CENTRIFUGEGENPURP-DRUCKERDIAG-642E |  |  |  |  | Not Covered Vendor Only - Biomedical | MHHS-Diagnostic Labs
NO | NO |  |  |  | 029-09117 |  | DRUCKER DIAGNOSTICS | 642E |  | 130813-378 | MH DL - (NE) - MILLENNIUM ONCOLOGY - CLEVELAND | MHHS-Diagnostic Labs |  | Centrifuge, General Purpose |  | 029-09117 |  | Katy |  | MH DL - (NE) - MILLENNIUM ONCOLOGY - CLEVELAND | [5 empty] | CENTRIFUGES |  | CENTRIFUGEGENPURP-DRUCKERDIAG-642E | CENTRIFUGEGENPURP | 642E |  |  |  | Drucker Diag | Centrifuge, General Purpose |  | CENTRIFUGEGENPURP-DRUCKERDIAG-642E |  |  |  |  | Not Covered Vendor Only - Biomedical | MHHS-Diagnostic Labs
NO | NO |  |  |  | 142-05821 |  | DRUCKER DIAGNOSTICS | 642E |  | 130513-220 | MH DL - (NE) - MILLENNIUM ONCOLOGY - KINGWOOD | MHHS-Diagnostic Labs |  | Centrifuge, General Purpose |  | 142-05821 |  | Katy |  | MH DL - (NE) - MILLENNIUM ONCOLOGY - KINGWOOD | [5 empty] | CENTRIFUGES |  | CENTRIFUGEGENPURP-DRUCKERDIAG-642E | CENTRIFUGEGENPURP | 642E |  |  |  | Drucker Diag | Centrifuge, General Purpose |  | CENTRIFUGEGENPURP-DRUCKERDIAG-642E |  |  |  |  | Not Covered Vendor Only - Biomedical | MHHS-Diagnostic Labs
NO | NO |  |  |  | 929-01168 |  | DRUCKER DIAGNOSTICS | 642E |  | 520812-1945 | MH DL - (NE) - MILLENNIUM ONCOLOGY - KINGWOOD | MHHS-Diagnostic Labs |  | Centrifuge, General Purpose |  | 929-01168 |  | Katy |  | MH DL - (NE) - MILLENNIUM ONCOLOGY - KINGWOOD | [5 empty] | CENTRIFUGES |  | CENTRIFUGEGENPURP-DRUCKERDIAG-642E | CENTRIFUGEGENPURP | 642E |  |  |  | Drucker Diag | Centrifuge, General Purpose |  | CENTRIFUGEGENPURP-DRUCKERDIAG-642E |  |  |  |  | Not Covered Vendor Only - Biomedical | MHHS-Diagnostic Labs
NO | NO |  |  |  | 013-36036 |  | DRUCKER DIAGNOSTICS | 642E |  | 520612-510 | MH DL - (SW) - BEECHNUT PSC [MP3-STE120] | MHHS-Diagnostic Labs |  | Centrifuge, General Purpose |  | 013-36036 |  | Southwest |  | MH DL - (SW) - BEECHNUT PSC [MP3-STE120] | [5 empty] | CENTRIFUGES |  | CENTRIFUGEGENPURP-DRUCKERDIAG-642E | CENTRIFUGEGENPURP | 642E |  |  |  | Drucker Diag | Centrifuge, General Purpose |  | CENTRIFUGEGENPURP-DRUCKERDIAG-642E |  |  |  |  | Not Covered Vendor Only - Biomedical | MHHS-Diagnostic Labs
NO | NO |  |  |  | 583-00894 |  | DRUCKER DIAGNOSTICS | 642E |  | 160813BM091 | MH DL - (SW) - DASHWOOD | MHHS-Diagnostic Labs |  | Centrifuge, General Purpose |  | 583-00894 |  | Southwest |  | MH DL - (SW) - DASHWOOD | [5 empty] | CENTRIFUGES |  | CENTRIFUGEGENPURP-DRUCKERDIAG-642E | CENTRIFUGEGENPURP | 642E |  |  |  | Drucker Diag | Centrifuge, General Purpose |  | CENTRIFUGEGENPURP-DRUCKERDIAG-642E |  |  |  |  | Not Covered Vendor Only - Biomedical | MHHS-Diagnostic Labs
NO | NO |  |  |  | 000-03881 |  | DRUCKER DIAGNOSTICS | 642E |  | 520812-728 | MH DL - (SW) - SOUTHWEST PSC 3 [MP4-STE150] | MHHS-Diagnostic Labs |  | Centrifuge, General Purpose |  | 000-03881 |  | Southwest |  | MH DL - (SW) - SOUTHWEST PSC 3 [MP4-STE150] | [5 empty] | CENTRIFUGES |  | CENTRIFUGEGENPURP-DRUCKERDIAG-642E | CENTRIFUGEGENPURP | 642E |  |  |  | Drucker Diag | Centrifuge, General Purpose |  | CENTRIFUGEGENPURP-DRUCKERDIAG-642E |  |  |  |  | Not Covered Vendor Only - Biomedical | MHHS-Diagnostic Labs
NO | NO |  |  |  | 013-35946 |  | DRUCKER DIAGNOSTICS | 642E |  | 130114-1162 | MH DL - (SW) - SOUTHWEST PSC 6 [MP2-STE940] | MHHS-Diagnostic Labs |  | Centrifuge, General Purpose |  | 013-35946 |  | Southwest |  | MH DL - (SW) - SOUTHWEST PSC 6 [MP2-STE940] | [5 empty] | CENTRIFUGES |  | CENTRIFUGEGENPURP-DRUCKERDIAG-642E | CENTRIFUGEGENPURP | 642E |  |  |  | Drucker Diag | Centrifuge, General Purpose |  | CENTRIFUGEGENPURP-DRUCKERDIAG-642E |  |  |  |  | Not Covered Vendor Only - Biomedical | MHHS-Diagnostic Labs
NO | NO |  |  |  | 583-00893 |  | DRUCKER DIAGNOSTICS | 642E |  | 150413AE729 | MH DL - (SW) - UT PHYSICIANS - SOUTHWEST | MHHS-Diagnostic Labs |  | Centrifuge, General Purpose |  | 583-00893 |  | Southwest |  | MH DL - (SW) - UT PHYSICIANS - SOUTHWEST | [5 empty] | CENTRIFUGES |  | CENTRIFUGEGENPURP-DRUCKERDIAG-642E | CENTRIFUGEGENPURP | 642E |  |  |  | Drucker Diag | Centrifuge, General Purpose |  | CENTRIFUGEGENPURP-DRUCKERDIAG-642E |  |  |  |  | Not Covered Vendor Only - Biomedical | MHHS-Diagnostic Labs
NO | NO |  |  |  | 041-20748 |  | DRUCKER DIAGNOSTICS | 642E |  | 160613BL762 | MH MG - (MC) - MC EXEC HEALTH (MHT) | MHHS-MG |  | Centrifuge, General Purpose |  | 041-20748 |  | West & Memorial City |  | MH MG - (MC) - MC EXEC HEALTH (MHT) | [5 empty] | CENTRIFUGES |  | CENTRIFUGEGENPURP-DRUCKERDIAG-642E | CENTRIFUGEGENPURP | 642E |  |  |  | Drucker Diag | Centrifuge, General Purpose |  | CENTRIFUGEGENPURP-DRUCKERDIAG-642E |  |  |  |  | Covered PM Repair - Biomedical | MHHS-MG
NO | NO |  |  |  | 041-20162 |  | DRUCKER DIAGNOSTICS | 642E |  | 160413BD585 | MH MG - (TMC) - UPPER KIRBY | MHHS-MG |  | Centrifuge, General Purpose |  | 041-20162 |  | TMC |  | MH MG - (TMC) - UPPER KIRBY | [5 empty] | CENTRIFUGES |  | CENTRIFUGEGENPURP-DRUCKERDIAG-642E | CENTRIFUGEGENPURP | 642E |  |  |  | Drucker Diag | Centrifuge, General Purpose |  | CENTRIFUGEGENPURP-DRUCKERDIAG-642E |  |  |  |  | Covered PM Repair - Biomedical | MHHS-MG
NO | NO | [5 empty] | DRUCKER DIAGNOSTICS | 642E |  | 151013AQ879 | UTPHYS - (TMC) - SICKLE CELL CENTER | MHHS-UTPHYS |  | Centrifuge, General Purpose |  |  |  | TMC |  | UTPHYS - (TMC) - SICKLE CELL CENTER | [5 empty] | CENTRIFUGES |  | CENTRIFUGEGENPURP-DRUCKERDIAG-642E | CENTRIFUGEGENPURP | 642E |  |  |  | Drucker Diag | Centrifuge, General Purpose |  | CENTRIFUGEGENPURP-DRUCKERDIAG-642E |  |  |  |  | Not Covered Vendor Only - Biomedical | MHHS-UTPHYS
NO | YES |  |  |  | 041-19886 | 041-19886 | DRUCKER DIAGNOSTICS | 642E Drucker |  | 151213AV159 | MH DL - (CY) - CYPRESS [MP1-STE160] | MHHS-Diagnostic Labs |  | Centrifuge, General Purpose |  | 041-19886 | 041-19886 | Northwest | Memorial Hermann Diagnostic Laboratory - Cypress (#160) | MH DL - (CY) - CYPRESS [MP1-STE160] | LAB | 1/1/19 | 2/1/20 |  |  | CENTRIFUGES | Centrifuge, General Purpose | CENTRIFUGEGENPURP-DRUCKERDIAG-642E | CENTRIFUGEGENPURP | 642E |  |  |  | Drucker Diag | Centrifuge, General Purpose |  | CENTRIFUGEGENPURP-DRUCKERDIAG-642E |  | 12/1/14 |  | CGP-A | Covered PM Repair - Biomedical | MHHS-Diagnostic Labs | [8 empty] | CENTRIFUGEGENPURP | Centrifuge, General Purpose | Drucker Diag
YES | YES |  |  |  | 009-10503 | 009-10503 | Drucker Diagnostics | 755-25 Drucker |  | 170554AB781 | CC-Lab |  |  |  |  | 009-10503 | 009-10503 | Central | Memorial Hermann Medical Group Greater Heights Primary Care (located in the CCC) | CC-Lab | Lab | 10/1/19 | 4/1/20
NO | YES |  |  |  | 151-02023 | 151-02023 | DRUCKER DIAGNOSTICS | HORIZON 642E |  | 160413BD591 | MH DL - (CY) - CYPRESS [MP1-STE160] | MHHS-Diagnostic Labs |  |  |  | 151-02023 | 151-02023 | Northwest | Memorial Hermann Diagnostic Laboratory - Cypress (#160) | MH DL - (CY) - CYPRESS [MP1-STE160] | Lab | 1/1/19 | 2/1/20 |  |  | CENTRIFUGES |  | .needs class | [5 empty] | Drucker Diag |  |  |  |  | 9/24/25 |  |  | Not Covered Vendor Only - Biomedical | MHHS-Diagnostic Labs
NO | YES |  |  |  | 041-17073 | 041-17073 | DRUCKER DIAGNOSTICS | HORIZON 642E |  | 520612-1088 | MH DL - (CY) - MHMG COPPERFIELD | MHHS-Diagnostic Labs |  |  |  | 041-17073 | 041-17073 | Northwest | MHHS-Others | MH DL - (CY) - MHMG COPPERFIELD | Lab | 1/1/20 | 1/1/21 |  |  | CENTRIFUGES |  | .needs class | [5 empty] | Drucker Diag |  |  |  |  | 9/24/25 |  |  | Not Covered Vendor Only - Biomedical | MHHS-Diagnostic Labs
NO | YES |  |  |  | 069-43792 | 069-43792 | DRUCKER DIAGNOSTICS | HORIZON 642E |  | 130313-17 | Diagnostics | MHHS-Diagnostic Labs |  |  |  | 069-43792 | 069-43792 | TMC | Memorial Hermann Diagnostic Laboratory - Texas Medical Center Medical Plaza (#1570) | Diagnostics | Closet | 1/1/19 |  | 7/1/20 |  | CENTRIFUGES |  | .needs class | [5 empty] | Drucker Diag |  |  |  |  | 8/5/19 |  |  | Covered PM Repair - Biomedical | MHHS-Diagnostic Labs
NO | YES |  |  |  | 069-35814 | 069-35814 | DRUCKER DIAGNOSTICS | HORIZON 642E |  | 521111-384 | MH MG-(SW)-Bellaire Center | MHHS-Diagnostic Labs |  |  |  | 069-35814 | 069-35814 | Southwest | MHHS-MG | MH MG-(SW)-Bellaire Center |  | 1/1/19 |  |  |  | CENTRIFUGES |  | .needs class | [5 empty] | Drucker Diag |  |  |  |  | 8/5/19 |  |  | Covered PM Repair - Biomedical | MHHS-Diagnostic Labs
YES | YES |  |  |  | 151-04236 | 151-04236 | Drucker Diagnostics | Horizon 642E |  | 160413BD608 | Multispecialty |  |  |  |  | 151-04236 | 151-04236 | Pearland | Multispecialty | Multispecialty | Timeshare
NO | NO |  |  |  | 041-17838 |  | DRUCKER DIAGNOSTICS | HORIZON 642E |  | 521111-381 | MH DL - (MC) - MHMG MEMORIAL CITY [MP3-STE100] | MHHS-Diagnostic Labs |  |  |  | 041-17838 |  | West & Memorial City |  | MH DL - (MC) - MHMG MEMORIAL CITY [MP3-STE100] | [5 empty] | CENTRIFUGES |  | .needs class | [5 empty] | Drucker Diag | [7 empty] | Not Covered Vendor Only - Biomedical | MHHS-Diagnostic Labs
NO | NO |  |  |  | 041-18334 |  | DRUCKER DIAGNOSTICS | HORIZON 642E |  | 130813-367 | MH DL - (MC) - UT PHYSICIANS - WOMENS [MHT-STE1300] | MHHS-Diagnostic Labs |  |  |  | 041-18334 |  | West & Memorial City |  | MH DL - (MC) - UT PHYSICIANS - WOMENS [MHT-STE1300] | [5 empty] | CENTRIFUGES |  | .needs class | [5 empty] | Drucker Diag | [7 empty] | Not Covered Vendor Only - Biomedical | MHHS-Diagnostic Labs
NO | NO |  |  |  | 069-36865 |  | DRUCKER DIAGNOSTICS | HORIZON 642E |  | 520213-669 | MH DL - (TMC) - UT OB/GYN [UT-STE350] | MHHS-Diagnostic Labs |  |  |  | 069-36865 |  | TMC |  | MH DL - (TMC) - UT OB/GYN [UT-STE350] | [5 empty] | CENTRIFUGES |  | .needs class | [5 empty] | Drucker Diag | [7 empty] | Not Covered Vendor Only - Biomedical | MHHS-Diagnostic Labs
NO | NO |  |  |  | 029-08265 |  | DRUCKER DIAGNOSTICS | HORIZON 642E |  | 520612-220 | MH DL - (WDLS) - MHMG IMPERIAL OAKS | MHHS-Diagnostic Labs |  |  |  | 029-08265 |  | Woodlands |  | MH DL - (WDLS) - MHMG IMPERIAL OAKS | [5 empty] | CENTRIFUGES |  | .needs class | [5 empty] | Drucker Diag | [7 empty] | Not Covered Vendor Only - Biomedical | MHHS-Diagnostic Labs
NO | NO |  |  |  | 000-02666 |  | DRUCKER DIAGNOSTICS | HORIZON 642E |  | 150513AH996 | MH MG - (SE) - UROLOGY ASSOCIATES - SOUTHEAST | MHHS-MG |  |  |  | 000-02666 |  | Southeast & Bay Area |  | MH MG - (SE) - UROLOGY ASSOCIATES - SOUTHEAST | [5 empty] | CENTRIFUGES |  | .needs class | [5 empty] | Drucker Diag | [7 empty] | Covered PM Repair - Biomedical | MHHS-MG
NO | NO |  |  |  | 029-12027 |  | DRUCKER DIAGNOSTICS | HORIZON 642E |  | 150413AE738 | MH MG - (WDLS) - BENDERS LANDING | MHHS-MG |  |  |  | 029-12027 |  | Woodlands |  | MH MG - (WDLS) - BENDERS LANDING | [5 empty] | CENTRIFUGES |  | .needs class | [5 empty] | Drucker Diag | [7 empty] | Not Covered Vendor Only - Biomedical | MHHS-MG
YES | YES |  |  |  | 099-09190 | 099-09190 | Drummond Scientific Co. | Pipet-Aid |  | P-82400 | TMC - LABORATORY - HLA LAB (1R) |  |  |  |  | 099-09190 | 099-09190 | TMC | Memorial Hermann-Texas Medical Center | TMC - LABORATORY - HLA LAB (1R) | Lab
YES | YES | [5 empty] | DSI | Oxitest |  | OX61180050 | Memorial Hermann- Southeast | [7 empty] | Memorial Hermann- Southeast | Memorial Hermann- Southeast | Storage | 4/1/20 |  |  | No PM Sticker
YES | YES |  |  |  | 099-04573 | 099-04573 | DTX | Cnf |  | BCM1113F33128 | PEARLAND - LABORATORY - PATHOLOGY |  |  |  |  | 099-04573 | 099-04573 | Pearland | Memorial Hermann Pearland Hospital | PEARLAND - LABORATORY - PATHOLOGY | Lab | [6 empty] | .needs class
YES | YES |  |  |  | 133-01030 | 133-01030 | Du pel | 6LR61 |  |  | SMR - (KY) - KATY (MP2) |  |  |  |  | 133-01030 | 133-01030 | Katy | Memorial Hermann Sports Medicine | SMR - (KY) - KATY (MP2) | Main
YES | YES | Serial Number Cnf |  |  |  |  | Dudy |  |  | Cnf | SUGAR LAND - OR | [6 empty] | Sugar Land |  | SUGAR LAND - OR |  |  |  |  | No pm
YES | YES |  |  |  | 005-08283 | 005-08283 | Dukane Corp | 4A3610B |  | G086484 | SE - UNIT 4B (WOMENS SERVICES) |  |  |  |  | 005-08283 | 005-08283 | Southeast | Memorial Hermann South East | SE - UNIT 4B (WOMENS SERVICES) | Nurse station
YES | YES | Serial Number Cnf |  |  | 005-06538 | 005-06538 | Dukane Corp | Cng |  | Cnf | SE - LABOR |  |  |  |  | 005-06538 | 005-06538 | Southeast | Memorial Hermann Southeast Hospital | SE - LABOR | Rm 2 |  |  |  | Cnf pm label
YES | YES |  |  |  | 099-06421 | 099-06421 | Dukane Corp | ProCare 6000 |  | E602230 | Nicu |  |  |  |  | 099-06421 | 099-06421 | TMC | Memorial Hermann-Texas Medical Center | Nicu | Nursery | [5 empty] | System, Nurse Call | SYSNURSECALL-DUKANE-ProCare 6000 | [22 empty] | System, Nurse Call | SYSNURSECALL | System, Nurse Call | Dukane Corp
NO | NO |  |  |  | 142-01170 |  | Dukane Corporation | PROCARE 1000 |  |  | NE - CANCER CENTER | MHHS-Northeast |  |  |  | 142-01170 |  | Katy |  | NE - CANCER CENTER | [5 empty] | HOSPITAL COMMUNICATION SYSTEMS, NURSE CALL |  | .needs class | [5 empty] | Dukane Corp | [7 empty] | Covered PM Repair - Biomedical | MHHS-Northeast
NO | NO |  |  |  | 005-0544 |  | Dukane Corporation | PROCARE 1000 |  |  | SE - NURSE CALL | MHHS-Southeast |  |  |  | 005-0544 |  | Southeast & Bay Area |  | SE - NURSE CALL | [5 empty] | HOSPITAL COMMUNICATION SYSTEMS, NURSE CALL |  | .needs class | [5 empty] | Dukane Corp | [7 empty] | Covered PM Repair - Biomedical | MHHS-Southeast
NO | NO |  |  |  | 005-06526 |  | Dukane Corporation | PROCARE 6000 |  |  | SE - NURSE CALL | MHHS-Southeast |  | System, Nurse Call |  | 005-06526 |  | Southeast & Bay Area |  | SE - NURSE CALL | [5 empty] | HOSPITAL COMMUNICATION SYSTEMS, NURSE CALL |  | SYSNURSECALL-DUKANE-ProCare 6000 | SYSNURSECALL | ProCare 6000 |  |  |  | Dukane Corp | System, Nurse Call |  | SYSNURSECALL-DUKANE-ProCare 6000 |  |  |  |  | Covered PM Repair - Biomedical | MHHS-Southeast
NO | NO |  |  |  | 005-30110 |  | Dukane Corporation | PROCARE 6000 |  |  | SE - NURSE CALL | MHHS-Southeast |  | System, Nurse Call |  | 005-30110 |  | Southeast & Bay Area |  | SE - NURSE CALL | [5 empty] | HOSPITAL COMMUNICATION SYSTEMS, NURSE CALL |  | SYSNURSECALL-DUKANE-ProCare 6000 | SYSNURSECALL | ProCare 6000 |  |  |  | Dukane Corp | System, Nurse Call |  | SYSNURSECALL-DUKANE-ProCare 6000 |  |  |  |  | Covered PM Repair - Biomedical | MHHS-Southeast
NO | NO |  |  |  | 005-30111 |  | Dukane Corporation | PROCARE 6000 |  |  | SE - NURSE CALL | MHHS-Southeast |  | System, Nurse Call |  | 005-30111 |  | Southeast & Bay Area |  | SE - NURSE CALL | [5 empty] | HOSPITAL COMMUNICATION SYSTEMS, NURSE CALL |  | SYSNURSECALL-DUKANE-ProCare 6000 | SYSNURSECALL | ProCare 6000 |  |  |  | Dukane Corp | System, Nurse Call |  | SYSNURSECALL-DUKANE-ProCare 6000 |  |  |  |  | Covered PM Repair - Biomedical | MHHS-Southeast
NO | NO |  |  |  | 005-30112 |  | Dukane Corporation | PROCARE 6000 |  |  | SE - NURSE CALL | MHHS-Southeast |  | System, Nurse Call |  | 005-30112 |  | Southeast & Bay Area |  | SE - NURSE CALL | [5 empty] | HOSPITAL COMMUNICATION SYSTEMS, NURSE CALL |  | SYSNURSECALL-DUKANE-ProCare 6000 | SYSNURSECALL | ProCare 6000 |  |  |  | Dukane Corp | System, Nurse Call |  | SYSNURSECALL-DUKANE-ProCare 6000 |  |  |  |  | Covered PM Repair - Respiratory/Steriliz | MHHS-Southeast
NO | NO |  |  |  | Labor & Delivery 1102683 |  | Dukane Corporation | PROCARE 6000 |  | G056922 | SE - NURSE CALL | MHHS-Southeast |  | System, Nurse Call |  | Labor & Delivery 1102683 |  | Southeast & Bay Area |  | SE - NURSE CALL | [5 empty] | HOSPITAL COMMUNICATION SYSTEMS, NURSE CALL |  | SYSNURSECALL-DUKANE-ProCare 6000 | SYSNURSECALL | ProCare 6000 |  |  |  | Dukane Corp | System, Nurse Call |  | SYSNURSECALL-DUKANE-ProCare 6000 |  |  |  |  | Not Covered Vendor Only - Biomedical | MHHS-Southeast
NO | NO |  |  |  | 005-30830 |  | Dukane Corporation | TELLIGENCE PC |  | 41R000128 | SE - NURSE CALL | MHHS-Southeast |  |  |  | 005-30830 |  | Southeast & Bay Area |  | SE - NURSE CALL | [5 empty] | COMPUTERS |  | .needs class | [5 empty] | Dukane Corp | [7 empty] | Not Covered Vendor Only - Biomedical | MHHS-Southeast
NO | NO |  |  |  | 005-30832 |  | Dukane Corporation | TELLIGENCE PC |  | 41R000130 | SE - NURSE CALL | MHHS-Southeast |  |  |  | 005-30832 |  | Southeast & Bay Area |  | SE - NURSE CALL | [5 empty] | COMPUTERS |  | .needs class | [5 empty] | Dukane Corp | [7 empty] | Not Covered Vendor Only - Biomedical | MHHS-Southeast
NO | NO |  |  |  | 005-30834 |  | Dukane Corporation | TELLIGENCE PC |  | 41R000136 | SE - NURSE CALL | MHHS-Southeast |  |  |  | 005-30834 |  | Southeast & Bay Area |  | SE - NURSE CALL | [5 empty] | COMPUTERS |  | .needs class | [5 empty] | Dukane Corp | [7 empty] | Not Covered Vendor Only - Biomedical | MHHS-Southeast
NO | NO |  |  |  | 005-30836 |  | Dukane Corporation | TELLIGENCE PC |  | 41R000129 | SE - NURSE CALL | MHHS-Southeast |  |  |  | 005-30836 |  | Southeast & Bay Area |  | SE - NURSE CALL | [5 empty] | COMPUTERS |  | .needs class | [5 empty] | Dukane Corp | [7 empty] | Not Covered Vendor Only - Biomedical | MHHS-Southeast
NO | NO |  |  |  | 005-30842 |  | Dukane Corporation | TELLIGENCE PC |  | 41R000141 | SE - NURSE CALL | MHHS-Southeast |  |  |  | 005-30842 |  | Southeast & Bay Area |  | SE - NURSE CALL | [5 empty] | COMPUTERS |  | .needs class | [5 empty] | Dukane Corp | [7 empty] | Not Covered Vendor Only - Biomedical | MHHS-Southeast
NO | NO |  |  |  | 005-34047 |  | Dukane Corporation | TELLIGENCE PC |  | 41R000294 | SE - NURSE CALL | MHHS-Southeast |  |  |  | 005-34047 |  | Southeast & Bay Area |  | SE - NURSE CALL | [5 empty] | COMPUTERS |  | .needs class | [5 empty] | Dukane Corp | [7 empty] | Not Covered Vendor Only - Biomedical | MHHS-Southeast
YES | YES |  |  |  | 013-36417 | 013-36417 | Dune Medical Devices | MarginProbe |  | 1406-7069 | OR |  |  |  |  | 013-36417 | 013-36417 | Southwest | Memorial Hermann Southwest Hospital | OR | OR
NO | NO |  |  |  | 133-08908 |  | DUNE Medical Devices | MARGINPROBE |  |  | KATY - OR | MHHS-Katy |  | Tissue Embedding Center |  | 133-08908 |  | Katy |  | KATY - OR | [5 empty] | ANALYZERS, PHYSIOLOGIC, BODY COMPOSITION |  | TISSUEEMBEDDINGCTR-DUNEMEDICALDEVICES-MarginProbe | TISSUEEMBEDDINGCTR | MarginProbe |  |  |  | DUNEMEDICALDEVICES | Tissue Embedding Center |  | TISSUEEMBEDDINGCTR-DUNEMEDICALDEVICES-MarginProbe |  |  |  |  | Covered PM Repair - Biomedical | MHHS-Katy
YES | YES |  |  |  | 005-11995 | 005-11995 | Duplo spray MIS | Cnf |  | 158699-025 | SE - OR |  |  |  |  | 005-11995 | 005-11995 | Southeast | Memorial Hermann Southeast Hospital | SE - OR | Or 11 | 1/1/20 |  | 1/1/21 |  |  |  | .needs class
YES | YES |  |  |  | 069-21932 | 069-21932 | Dymo | Labelwriter 400 turbo |  | Nsn | Memorial Hermann- Texas Medica Center Robertson Radiology |  |  |  |  | 069-21932 | 069-21932 |  | TCM | Memorial Hermann- Texas Medica Center Robertson Radiology | Exam Room | 3/1/20 |  |  | No PM Sticker
YES | YES |  |  |  | 099-04393 | 099-04393 | Dymo | S100 |  |  | Pearland - Sterile Processing |  |  |  |  | 099-04393 | 099-04393 | Pearland | Memorial Hermann Pearland Hospital | Pearland - Sterile Processing | Sterile Processing
YES | YES |  |  |  |  | 041-09190 | Dynascan Corp. |  |  | 91-05791 | Biomed Dept | [5 empty] | 041-09190 | West | Memorial Hermann - Memorial City | Biomed Dept | Biomed Dept
YES | YES |  |  |  | 041-10460 | 041-10460 | Dynatech Nevada Inc. | 202A |  |  | KATY - BIOMEDICAL SERVICES |  |  |  |  | 041-10460 | 041-10460 | Katy | Memorial Hermann Katy Hospital | KATY - BIOMEDICAL SERVICES | Biomed Storage | 7/1/19 | 7/1/20
YES | YES | [5 empty] | Dynatech Nevada Inc. | 202A |  |  | NE - CLINICAL ENGINEERING | [6 empty] | Katy | Memorial Hermann Northeast Hospital | NE - CLINICAL ENGINEERING | Biomed Shop | 8/1/19 | 8/1/20
YES | YES |  |  |  | 041-03192 | 041-03192 | Dynatech Nevada Inc. | NRTL/C LR80252 |  |  | KATY - BIOMED |  |  |  |  | 041-03192 | 041-03192 | Katy | Memorial Hermann Katy Hospital | KATY - BIOMED | Biomed Office | 7/1/17 | 7/1/18
YES | YES | [5 empty] | Dynatron | CNF |  |  | SMR - (STX) - RBJ - RICHMOND | [6 empty] | South | Sports med | SMR - (STX) - RBJ - RICHMOND | Sports med | [6 empty] | .needs class
YES | YES |  |  |  | 099-10483 | 099-10483 | Dynatronics |  |  |  | Sports Medicine |  |  |  |  | 099-10483 | 099-10483 | Southwest | Memorial Hermann Hospital - Sports Medicine | Sports Medicine | Suite 570
YES | YES |  |  |  | 099-13471 | 099-13471 | Dynatronics |  |  | C7B02700 | Iron |  |  |  |  | 099-13471 | 099-13471 | TMC | IRONMAN Sports Medicine Institute at the Texas Medical Center 16th Floor | Iron | Ironman | 3/1/20 |  |  | No PM Sticker
YES | YES |  |  |  | 029-11812 | 029-11812 | Dynatronics |  |  | None | SMR - (WDLS) - STERLING RIDGE |  |  |  |  | 029-11812 | 029-11812 | Woodlands | MH Sports Medicine Rehab | SMR - (WDLS) - STERLING RIDGE | Gym |  |  |  | No pm
YES | YES |  |  |  | 005-09064 | 005-09064 | Dynatronics |  |  | A9b00966 | SMR - (PL) - PEARLAND WEST (SILVERLAKE) |  |  |  |  | 005-09064 | 005-09064 | Pearland | Memorial Hermann Sports Medicine | SMR - (PL) - PEARLAND WEST (SILVERLAKE) | Sports med | [5 empty] | Stimulator, Neuromuscular | STIMNEUROMUSC-Dynatronics-500 | [22 empty] | Stimulator, Neuromuscular | STIMNEUROMUSC | Stimulator, Neuromuscular | Dynatronics
YES | YES | Serial Number Cnf |  |  | 142-09330 | 142-09330 | Dynatronics | Cnf |  | Cnf | SMR - (SL) - WILLIAMS TRACE |  |  |  |  | 142-09330 | 142-09330 | Sugar Land | Memorial Hermann Sports Medicine | SMR - (SL) - WILLIAMS TRACE | Exam room 3 |  |  |  | Could not find |  |  | .needs class
YES | YES |  |  |  | 099-06915 | 099-06915 | Dynatronics | Cnf |  |  | SMR - (MC) - MC IRONMAN [GARAGE5-STE101] |  |  |  |  | 099-06915 | 099-06915 | West | IRONMAN Sports Medicine Institute Memorial City (#101) | SMR - (MC) - MC IRONMAN [GARAGE5-STE101] | Physical therapy |  |  |  | No pm |  |  | .needs class
NO | YES | Serial Number 554 |  |  | 041-11616 | 041-11616 | Dynatronics | CNF |  |  | SMR - (MC) - MC IRONMAN [GARAGE5-STE101] |  |  |  |  | 041-11616 | 041-11616 | West | Memorial Hermann Memorial City | SMR - (MC) - MC IRONMAN [GARAGE5-STE101] | Ironman
NO | YES | Asset Tag 069-36730 |  |  | 069-36730 | 069-36730 | Dynatronics | Cnf/ Table |  | NSN | SMR-(TMC)-Shepherd Square |  |  |  |  | 069-36730 | 069-36730 | Katy | MHHS-Others | SMR-(TMC)-Shepherd Square | Shephard Square |  |  |  | No pm
YES | YES |  |  |  | 005-04614 | 005-04614 | Dynatronics | D125 |  |  | SE - Biomed |  |  |  |  | 005-04614 | 005-04614 | Southeast | Memorial Hermann Southeast Hospital | SE - Biomed | Biomed | 9/1/17 |  | 3/1/18
YES | YES |  |  |  | 133-02558 | 133-02558 | Dynatronics | D709 |  |  | SMR - (KY) - KATY (MP2) |  |  |  |  | 133-02558 | 133-02558 | Katy | Memorial Hermann Sports Medicine | SMR - (KY) - KATY (MP2) | Therapy | 2/1/20
NO | YES |  |  |  | 029-04996 | 029-04996 | Dynatronics | D709 |  |  | SMR - (WDLS) - STERLING RIDGE |  |  |  |  | 029-04996 | 029-04996 | Woodlands | MH Sports Medicine Rehab | SMR - (WDLS) - STERLING RIDGE | Gym
NO | YES |  |  |  | 099-02408 | 099-02408 | Dynatronics | D950 Plus |  |  | SMR - (SL) - WILLIAMS TRACE |  |  |  |  | 099-02408 | 099-02408 | Sugar Land | Memorial Hermann Sports Medicine | SMR - (SL) - WILLIAMS TRACE | Gym | 11/1/19 | 5/1/20 |  |  |  | Therapy Unit, Ultrasound | THERAPYUNITULTRASOUND-DYNATRONICS-D950 Plus | [12 empty] | TUU-SA | [9 empty] | Therapy Unit, Ultrasound | THERAPYUNITULTRASOUND | Therapy Unit, Ultrasound | DYNATRONICS
NO | YES |  |  |  | 041-18756 |  | Dynatronics | DELUXE HI-LO MAT TABLE |  | HLT3002258 | MH MG - (MC) - CONOCO PHILIPS | MHHS-MG |  |  |  | 041-18756 |  | West & Memorial City |  | MH MG - (MC) - CONOCO PHILIPS |  | 08/24/2018 |  |  |  | TABLES, EXAMINATION/TREATMENT |  | TABLEEXAM-Dynatronics-HLT3 |  |  |  |  | TABLEEXAM-Dynatronics-HLT3 | DYNATRONICS |  |  |  |  | 09/17/2020 |  |  | Not Covered Vendor Only - Biomedical | MHHS-MG
NO | YES |  |  |  | 000-05042 | 000-05042 | Dynatronics | DELUXE HI-LO MAT TABLE |  |  | SMR - (MC) - MC IRONMAN [GARAGE5-STE101] | MHHS-SMR |  |  |  | 000-05042 | 000-05042 | West | MHHS-Others | SMR - (MC) - MC IRONMAN [GARAGE5-STE101] | Ironman | 6/1/18 |  |  |  | TABLES, EXAMINATION/TREATMENT |  | TABLEEXAM-Dynatronics-HLT3 |  |  |  |  | TABLEEXAM-Dynatronics-HLT3 | DYNATRONICS |  |  |  |  | 9/17/20 |  |  | Not Covered Vendor Only - Biomedical | MHHS-SMR
NO | YES |  |  |  |  | 041-11617 | Dynatronics | DELUXE HI-LO MAT TABLE |  |  | SMR - (MC) - MC IRONMAN [GARAGE5-STE101] | MHHS-SMR |  |  |  |  | 041-11617 | West | MHHS-Others | SMR - (MC) - MC IRONMAN [GARAGE5-STE101] | Physical therapy | 6/1/18 |  | 6/1/19 |  | TABLES, EXAMINATION/TREATMENT |  | TABLEEXAM-Dynatronics-HLT3 |  |  |  |  | TABLEEXAM-Dynatronics-HLT3 | DYNATRONICS |  |  |  |  | 9/17/20 |  |  | Not Covered Vendor Only - Biomedical | MHHS-SMR
NO | YES |  |  |  | 005-12432 | 005-12432 | Dynatronics | DELUXE HI-LO MAT TABLE |  | E008100 | SMR - (MC) - WILLOWBROOK | MHHS-SMR |  |  |  | 005-12432 | 005-12432 | West | Willowbrooke | SMR - (MC) - WILLOWBROOK | Bay 2 |  | 2/1/20 |  | No pm required sticker | TABLES, EXAMINATION/TREATMENT | Table, Exam | TABLEEXAM-Dynatronics-HLT3 |  |  |  |  | TABLEEXAM-Dynatronics-HLT3 | DYNATRONICS |  |  |  |  | 9/17/20 |  |  | Not Covered Vendor Only - Biomedical | MHHS-SMR | [8 empty] | TABLEEXAM | Table, Exam | Dynatronics
NO | YES |  |  |  | 013-36852 | 013-36852 | Dynatronics | DELUXE HI-LO MAT TABLE |  | 550-05-599 | SMR-(PL)-Pearland East | MHHS-SMR |  |  |  | 013-36852 | 013-36852 | Pearland | MHHS-Others | SMR-(PL)-Pearland East |  | 2/1/19 |  |  |  | TABLES, EXAMINATION/TREATMENT | Table, Exam | TABLEEXAM-Dynatronics-HLT3 |  |  |  |  | TABLEEXAM-Dynatronics-HLT3 | DYNATRONICS |  |  |  |  | 9/17/20 |  |  | Not Covered Vendor Only - Biomedical | MHHS-SMR | [8 empty] | TABLEEXAM | Table, Exam | Dynatronics
NO | YES |  |  |  | 005-10636 | 005-10636 | Dynatronics | DELUXE HI-LO MAT TABLE |  | 550-05-620 | SMR - (SE) - SOUTHEAST (MP1) | MHHS-SMR |  |  |  | 005-10636 | 005-10636 | Southeast | Memorial Hermann Sports Medicine | SMR - (SE) - SOUTHEAST (MP1) | Main Gym | 10/1/17 |  |  | One Time Inspection Sticker | TABLES, EXAMINATION/TREATMENT | Table, Exam | TABLEEXAM-Dynatronics-HLT3 |  |  |  |  | TABLEEXAM-Dynatronics-HLT3 | DYNATRONICS |  |  |  |  | 9/17/20 |  |  | Not Covered Vendor Only - Biomedical | MHHS-SMR | [8 empty] | TABLEEXAM | Table, Exam | Dynatronics
NO | YES |  |  |  | 129-05905 | 129-05905 | Dynatronics | DELUXE HI-LO MAT TABLE |  |  | SMR - (SL) - SL IRONMAN [MP2-STE100] | MHHS-SMR |  |  |  | 129-05905 | 129-05905 | Sugar Land | MHHS-Others | SMR - (SL) - SL IRONMAN [MP2-STE100] | Main area | 3/1/18 |  |  |  | TABLES, EXAMINATION/TREATMENT | Table, Exam | TABLEEXAM-Dynatronics-HLT3 |  |  |  |  | TABLEEXAM-Dynatronics-HLT3 | DYNATRONICS |  |  |  |  | 9/17/20 |  |  | Not Covered Vendor Only - Biomedical | MHHS-SMR | [8 empty] | TABLEEXAM | Table, Exam | Dynatronics
NO | YES | Serial Number 39106 |  |  | 041-17503 | 041-17503 | Dynatronics | DELUXE HI-LO MAT TABLE |  |  | TIRR-Memorial City | MHHS-TIRR |  |  |  | 041-17503 | 041-17503 | West | MHHS-Others | TIRR-Memorial City | Main rehab 108 |  |  |  | No pm | TABLES, EXAMINATION/TREATMENT |  | TABLEEXAM-Dynatronics-HLT3 |  |  |  |  | TABLEEXAM-Dynatronics-HLT3 | DYNATRONICS |  |  |  |  | 9/17/20 |  |  | Not Covered Vendor Only - Biomedical | MHHS-TIRR
NO | YES |  |  |  | 041-17502 | 041-17502 | Dynatronics | DELUXE HI-LO MAT TABLE |  |  | TIRR - MEMORIAL CITY |  |  |  |  | 041-17502 | 041-17502 | West | TIRR Memorial Hermann Outpatient Rehabilitation - Memorial City (#108) | TIRR - MEMORIAL CITY | Main rehab 108 | 12/1/18 |  | 12/1/19
NO | NO |  |  |  | 009-10594 |  | Dynatronics | DELUXE HI-LO MAT TABLE |  | HMT000497 | SMR - (GH) - GREATER HEIGHTS CCC | MHHS-SMR |  |  |  | 009-10594 |  | Central & Greater Heights |  | SMR - (GH) - GREATER HEIGHTS CCC | [5 empty] | TABLES, EXAMINATION/TREATMENT |  | TABLEEXAM-Dynatronics-HLT3 |  |  |  |  | TABLEEXAM-Dynatronics-HLT3 | DYNATRONICS | [7 empty] | Not Covered Vendor Only - Biomedical | MHHS-SMR
NO | NO | [5 empty] | Dynatronics | DELUXE HI-LO MAT TABLE |  |  | SMR - (MC) - MC IRONMAN [GARAGE5-STE101] | MHHS-SMR | [5 empty] | West & Memorial City |  | SMR - (MC) - MC IRONMAN [GARAGE5-STE101] | [5 empty] | TABLES, EXAMINATION/TREATMENT |  | TABLEEXAM-Dynatronics-HLT3 |  |  |  |  | TABLEEXAM-Dynatronics-HLT3 | DYNATRONICS | [7 empty] | Not Covered Vendor Only - Biomedical | MHHS-SMR
NO | NO | [5 empty] | Dynatronics | DELUXE HI-LO MAT TABLE |  |  | SMR - (MC) - MC IRONMAN [GARAGE5-STE101] | MHHS-SMR | [5 empty] | West & Memorial City |  | SMR - (MC) - MC IRONMAN [GARAGE5-STE101] | [5 empty] | TABLES, EXAMINATION/TREATMENT |  | TABLEEXAM-Dynatronics-HLT3 |  |  |  |  | TABLEEXAM-Dynatronics-HLT3 | DYNATRONICS | [7 empty] | Not Covered Vendor Only - Biomedical | MHHS-SMR
NO | NO | [5 empty] | Dynatronics | DELUXE HI-LO MAT TABLE |  |  | SMR - (MC) - MC IRONMAN [GARAGE5-STE101] | MHHS-SMR | [5 empty] | West & Memorial City |  | SMR - (MC) - MC IRONMAN [GARAGE5-STE101] | [5 empty] | TABLES, EXAMINATION/TREATMENT |  | TABLEEXAM-Dynatronics-HLT3 |  |  |  |  | TABLEEXAM-Dynatronics-HLT3 | DYNATRONICS | [7 empty] | Not Covered Vendor Only - Biomedical | MHHS-SMR
NO | NO | [5 empty] | Dynatronics | DELUXE HI-LO MAT TABLE |  |  | SMR - (MC) - MC IRONMAN [GARAGE5-STE101] | MHHS-SMR | [5 empty] | West & Memorial City |  | SMR - (MC) - MC IRONMAN [GARAGE5-STE101] | [5 empty] | TABLES, EXAMINATION/TREATMENT |  | TABLEEXAM-Dynatronics-HLT3 |  |  |  |  | TABLEEXAM-Dynatronics-HLT3 | DYNATRONICS | [7 empty] | Not Covered Vendor Only - Biomedical | MHHS-SMR
NO | NO | [5 empty] | Dynatronics | DELUXE HI-LO MAT TABLE |  |  | SMR - (MC) - MC IRONMAN [GARAGE5-STE101] | MHHS-SMR | [5 empty] | West & Memorial City |  | SMR - (MC) - MC IRONMAN [GARAGE5-STE101] | [5 empty] | TABLES, EXAMINATION/TREATMENT |  | TABLEEXAM-Dynatronics-HLT3 |  |  |  |  | TABLEEXAM-Dynatronics-HLT3 | DYNATRONICS | [7 empty] | Not Covered Vendor Only - Biomedical | MHHS-SMR
NO | NO | [5 empty] | Dynatronics | DELUXE HI-LO MAT TABLE |  |  | SMR - (MC) - MC IRONMAN [GARAGE5-STE101] | MHHS-SMR | [5 empty] | West & Memorial City |  | SMR - (MC) - MC IRONMAN [GARAGE5-STE101] | [5 empty] | TABLES, EXAMINATION/TREATMENT |  | TABLEEXAM-Dynatronics-HLT3 |  |  |  |  | TABLEEXAM-Dynatronics-HLT3 | DYNATRONICS | [7 empty] | Not Covered Vendor Only - Biomedical | MHHS-SMR
NO | NO |  |  |  | 041-17312 |  | Dynatronics | DELUXE HI-LO MAT TABLE |  |  | SMR - (MC) - P&RC | MHHS-SMR |  |  |  | 041-17312 |  | West & Memorial City |  | SMR - (MC) - P&RC | [5 empty] | TABLES, EXAMINATION/TREATMENT |  | TABLEEXAM-Dynatronics-HLT3 |  |  |  |  | TABLEEXAM-Dynatronics-HLT3 | DYNATRONICS | [7 empty] | Not Covered Vendor Only - Biomedical | MHHS-SMR
NO | NO |  |  |  | 041-18876 |  | Dynatronics | DELUXE HI-LO MAT TABLE |  | none | SMR - (MC) - TOWN & COUNTRY | MHHS-SMR |  |  |  | 041-18876 |  | West & Memorial City |  | SMR - (MC) - TOWN & COUNTRY | [5 empty] | TABLES, EXAMINATION/TREATMENT |  | TABLEEXAM-Dynatronics-HLT3 |  |  |  |  | TABLEEXAM-Dynatronics-HLT3 | DYNATRONICS | [7 empty] | Not Covered Vendor Only - Biomedical | MHHS-SMR
NO | NO |  |  |  | 041-17307 |  | Dynatronics | DELUXE HI-LO MAT TABLE |  |  | SMR - (MC) - WESTSIDE | MHHS-SMR |  |  |  | 041-17307 |  | West & Memorial City |  | SMR - (MC) - WESTSIDE | [5 empty] | TABLES, EXAMINATION/TREATMENT |  | TABLEEXAM-Dynatronics-HLT3 |  |  |  |  | TABLEEXAM-Dynatronics-HLT3 | DYNATRONICS | [7 empty] | Not Covered Vendor Only - Biomedical | MHHS-SMR
NO | NO |  |  |  | 005-12435 |  | Dynatronics | DELUXE HI-LO MAT TABLE |  | T001392 | SMR - (MC) - WILLOWBROOK | MHHS-SMR |  |  |  | 005-12435 |  | West & Memorial City |  | SMR - (MC) - WILLOWBROOK | [5 empty] | TABLES, EXAMINATION/TREATMENT |  | TABLEEXAM-Dynatronics-HLT3 |  |  |  |  | TABLEEXAM-Dynatronics-HLT3 | DYNATRONICS | [7 empty] | Not Covered Vendor Only - Biomedical | MHHS-SMR
NO | YES |  |  |  | 041-32668 | 041-32668 | Dynatronics | DRF100 |  | SP81411011 | Memorial Hermann city- health center | MHHS-Mem City |  |  |  | 041-32668 | 041-32668 | West & Memorial City | Memorial Hermann city- health center | Memorial Hermann city- health center |  | 3/1/19 |  | 3/1/20 |  | ULTRASOUND THERAPY SYSTEM |  | .needs class | [5 empty] | DYNATRONICS |  |  |  |  | 1/18/17 |  |  | Covered PM Repair - Biomedical | MHHS-Mem City
NO | YES |  |  |  | 041-13624 |  | Dynatronics | DRF100 |  |  | SMR - (MC) - BASEBALL USA | MHHS-SMR |  |  |  | 041-13624 |  | West & Memorial City |  | SMR - (MC) - BASEBALL USA |  | 12/13/2019 |  |  |  | ULTRASOUND THERAPY SYSTEM |  | .needs class | [5 empty] | DYNATRONICS | [7 empty] | Covered PM Repair - Biomedical | MHHS-SMR
NO | YES |  |  |  | 029-08045 | 029-08045 | Dynatronics | DRF100 |  | SP91301050 | SMR-(WDLS)-Wl Ironman [Pinecroft-Ste450] | MHHS-SMR |  |  |  | 029-08045 | 029-08045 | Woodlands | MHHS-Others | SMR-(WDLS)-Wl Ironman [Pinecroft-Ste450] | Gym | 8/1/19 |  | 8/1/20 |  | ULTRASOUND THERAPY SYSTEM |  | .needs class | [5 empty] | DYNATRONICS | [7 empty] | Covered PM Repair - Biomedical | MHHS-SMR
NO | NO |  |  |  | 583-01005 |  | Dynatronics | DT4X |  | DT4X000530 | SMR - (KY) - SOUTH KATY CCC | MHHS-SMR |  |  |  | 583-01005 |  | Katy |  | SMR - (KY) - SOUTH KATY CCC | [5 empty] | TABLES, EXAMINATION/TREATMENT, ADJUSTABLE, ORTHOPE |  | .needs class | [5 empty] | DYNATRONICS | [7 empty] | Covered PM Repair - Biomedical | MHHS-SMR
NO | NO |  |  |  | 929-01017 |  | Dynatronics | DT4X |  | DT4X000027 | SMR - (MHOSH) - BELLAIRE | MHHS-SMR |  |  |  | 929-01017 |  | Central & Greater Heights |  | SMR - (MHOSH) - BELLAIRE | [5 empty] | TABLES, EXAMINATION/TREATMENT, ADJUSTABLE, ORTHOPE |  | .needs class | [5 empty] | DYNATRONICS | [7 empty] | Covered PM Repair - Biomedical | MHHS-SMR
NO | YES |  |  |  | 129-04441 | 129-04441 | Dynatronics | DX2 |  | x21008002 | SMR - (SL) - WILLIAMS TRACE | MHHS-SMR |  | Traction Apparatus |  | 129-04441 | 129-04441 | Sugar Land | Memorial Hermann Sports Medicine | SMR - (SL) - WILLIAMS TRACE | Exam room 3 | 3/1/19 | 9/1/19 |  |  | TABLES, EXAMINATION/TREATMENT, ADJUSTABLE, ORTHOPE | Traction Apparatus | TRACTIONAPPARATUS-DYNATRONICS-DX2 | TRACTIONAPPARATUS | DX2 |  |  |  | DYNATRONICS | Traction Apparatus |  | TRACTIONAPPARATUS-DYNATRONICS-DX2 |  |  |  | TA-A | Covered PM Repair - Biomedical | MHHS-SMR | [7 empty] | Traction Apparatus | TRACTIONAPPARATUS | Traction Apparatus | DYNATRONICS
NO | YES |  |  |  | 041-15045 | 041-15045 | Dynatronics | DX2 |  | X20912011 | SMR-(WDLS)-Spring Sports Park | MHHS-SMR |  | Traction Apparatus |  | 041-15045 | 041-15045 | Woodlands | MHHS-Others | SMR-(WDLS)-Spring Sports Park | Sport rehab |  |  | 10/1/18 |  | TABLES, EXAMINATION/TREATMENT, ADJUSTABLE, ORTHOPE | Traction Apparatus | TRACTIONAPPARATUS-DYNATRONICS-DX2 | TRACTIONAPPARATUS | DX2 |  |  |  | DYNATRONICS | Traction Apparatus |  | TRACTIONAPPARATUS-DYNATRONICS-DX2 |  |  |  | TA-A | Covered PM Repair - Biomedical | MHHS-SMR | [7 empty] | Traction Apparatus | TRACTIONAPPARATUS | Traction Apparatus | DYNATRONICS
NO | YES |  |  |  | 029-06706 | 029-06706 | Dynatronics | DX2 |  | X21008004 | SMR - (WDLS) - STERLING RIDGE | MHHS-SMR |  | Traction Apparatus |  | 029-06706 | 029-06706 | Woodlands | Sports Medicine | SMR - (WDLS) - STERLING RIDGE | [5 empty] | TABLES, EXAMINATION/TREATMENT, ADJUSTABLE, ORTHOPE |  | TRACTIONAPPARATUS-DYNATRONICS-DX2 | TRACTIONAPPARATUS | DX2 |  |  |  | DYNATRONICS | Traction Apparatus |  | TRACTIONAPPARATUS-DYNATRONICS-DX2 |  |  |  |  | Covered PM Repair - Biomedical | MHHS-SMR
NO | YES |  |  |  | 005-06641 | 005-06641 | Dynatronics | DX2 |  | X21008005 | Sports Rehab |  |  |  |  | 005-06641 | 005-06641 | Southeast | Memorial Hermann Sports Medicine | Sports Rehab | Main Gym | 2/1/20 |  | 2/1/21 | New Add |  | Traction Apparatus | TRACTIONAPPARATUS-DYNATRONICS-DX2 | [11 empty] | (null) | TA-A | [9 empty] | Traction Apparatus | TRACTIONAPPARATUS | Traction Apparatus | DYNATRONICS
NO | NO |  |  |  | 029-06997 |  | Dynatronics | DX2 |  | X21112001 | SMR - (WDLS) - MED PLAZA 4 (MP4) | MHHS-SMR |  | Traction Apparatus |  | 029-06997 |  | Woodlands |  | SMR - (WDLS) - MED PLAZA 4 (MP4) | [5 empty] | TABLES, EXAMINATION/TREATMENT, ADJUSTABLE, ORTHOPE |  | TRACTIONAPPARATUS-DYNATRONICS-DX2 | TRACTIONAPPARATUS | DX2 |  |  |  | DYNATRONICS | Traction Apparatus |  | TRACTIONAPPARATUS-DYNATRONICS-DX2 |  |  |  |  | Covered PM Repair - Biomedical | MHHS-SMR
YES | YES |  |  |  | 142-09229 | 142-09229 | Dynatronics | Dynatron |  |  | SMR - (WDLS) - CONROE NORTH |  |  |  |  | 142-09229 | 142-09229 | Woodlands | Memorial Hermann Sports Medicine | SMR - (WDLS) - CONROE NORTH | Open Gym |  |  |  | New add |  |  | .needs class
YES | YES |  |  |  | 005-13169 | 005-13169 | Dynatronics | Dynatron |  |  | MEMORIAL CITY - NUCLEAR MEDICINE |  |  |  |  | 005-13169 | 005-13169 | West | Memorial Hermann - Memorial City | MEMORIAL CITY - NUCLEAR MEDICINE | East Tower Patient Assessment
YES | YES | [5 empty] | Dynatronics | Dynatron |  |  | SMR - (NE) - KINGWOOD WEST | [6 empty] | Katy | Kingwood West Sports Medicine | SMR - (NE) - KINGWOOD WEST | Kingwood West Sports Medicine
NO | YES |  |  |  | 133-01432 | 133-01432 | Dynatronics | DYNATRON 125 |  | SN10107 | MH MG-(KY)-OCC Health Center (Mp1) | MHHS-SMR |  | Therapy Unit, Ultrasound |  | 133-01432 | 133-01432 | Katy | MHHS-MG | MH MG-(KY)-OCC Health Center (Mp1) | Gym | 7/1/19 | 7/1/20 |  |  | ULTRASOUND THERAPY SYSTEM | Therapy Unit, Ultrasound | THERAPYUNITULTRASOUND-Dynatronics-Dynatron 125 | THERAPYUNITULTRASOUND | Dynatron 125 |  |  |  | Dynatronics | Therapy Unit, Ultrasound |  | THERAPYUNITULTRASOUND-Dynatronics-Dynatron 125 |  |  |  | TUU-SA | Covered PM Repair - Biomedical | MHHS-SMR | [7 empty] | Therapy Unit, Ultrasound | THERAPYUNITULTRASOUND | Therapy Unit, Ultrasound | Dynatronics
NO | YES |  |  |  | 013-35843 | 013-35843 | Dynatronics | DYNATRON 125 |  |  | SMR - (SL) - WILLIAMS TRACE | MHHS-SMR |  | Therapy Unit, Ultrasound |  | 013-35843 | 013-35843 | Sugar Land | Memorial Hermann Sports Medicine | SMR - (SL) - WILLIAMS TRACE | Exam room 3 | 10/1/19 | 4/1/20 |  |  | ULTRASOUND THERAPY SYSTEM | Therapy Unit, Ultrasound | THERAPYUNITULTRASOUND-Dynatronics-Dynatron 125 | THERAPYUNITULTRASOUND | Dynatron 125 |  |  |  | Dynatronics | Therapy Unit, Ultrasound |  | THERAPYUNITULTRASOUND-Dynatronics-Dynatron 125 |  |  |  | TUU-SA | Covered PM Repair - Biomedical | MHHS-SMR | [7 empty] | Therapy Unit, Ultrasound | THERAPYUNITULTRASOUND | Therapy Unit, Ultrasound | Dynatronics
NO | YES |  |  |  | 013-35705 | 013-35705 | Dynatronics | DYNATRON 125 |  |  | SMR - (STX) - RBJ - RICHMOND | MHHS-SMR |  | Therapy Unit, Ultrasound |  | 013-35705 | 013-35705 | South | Sports med | SMR - (STX) - RBJ - RICHMOND | Sports med | 10/1/19 | 10/1/20 |  |  | ULTRASOUND THERAPY SYSTEM | Therapy Unit, Ultrasound | THERAPYUNITULTRASOUND-Dynatronics-Dynatron 125 | THERAPYUNITULTRASOUND | Dynatron 125 |  |  |  | Dynatronics | Therapy Unit, Ultrasound |  | THERAPYUNITULTRASOUND-Dynatronics-Dynatron 125 |  |  |  | TUU-SA | Covered PM Repair - Biomedical | MHHS-SMR | [7 empty] | Therapy Unit, Ultrasound | THERAPYUNITULTRASOUND | Therapy Unit, Ultrasound | Dynatronics
NO | YES |  |  |  | 029-05990 | 029-05990 | Dynatronics | DYNATRON 125 |  |  | SMR-(WDLS)-Med Plaza 4 (Mp4) | MHHS-SMR |  | Therapy Unit, Ultrasound |  | 029-05990 | 029-05990 | Woodlands | MHHS-Others | SMR-(WDLS)-Med Plaza 4 (Mp4) |  | 9/1/19 | 9/1/20 |  |  | ULTRASOUND THERAPY SYSTEM | Therapy Unit, Ultrasound | THERAPYUNITULTRASOUND-Dynatronics-Dynatron 125 | THERAPYUNITULTRASOUND | Dynatron 125 |  |  |  | Dynatronics | Therapy Unit, Ultrasound |  | THERAPYUNITULTRASOUND-Dynatronics-Dynatron 125 |  | 3/14/14 |  | TUU-SA | Covered PM Repair - Biomedical | MHHS-SMR | [7 empty] | Therapy Unit, Ultrasound | THERAPYUNITULTRASOUND | Therapy Unit, Ultrasound | Dynatronics
YES | YES |  |  |  | 151-02454 | 151-02454 | Dynatronics | Dynatron 125 |  |  | Occupational health |  |  |  |  | 151-02454 | 151-02454 | Northwest | Memorial Hermann Occupational Medicine Cypress (#180) | Occupational health | Occupational health room C1 705 |  | 2/1/20 |  | No pm sticker |  | Therapy Unit, Ultrasound | THERAPYUNITULTRASOUND-Dynatronics-Dynatron 125 | [12 empty] | TUU-SA | [9 empty] | Therapy Unit, Ultrasound | THERAPYUNITULTRASOUND | Therapy Unit, Ultrasound | Dynatronics
YES | YES |  |  |  | 041-20713 | 041-20713 | Dynatronics | Dynatron 125 |  |  | Willowbrooke |  |  |  |  | 041-20713 | 041-20713 | North cypress | Willowbrooke | Willowbrooke | Bay 1 | 10/1/19 | 10/1/20 |  |  |  | Therapy Unit, Ultrasound | THERAPYUNITULTRASOUND-Dynatronics-Dynatron 125 | [12 empty] | TUU-SA | [9 empty] | Therapy Unit, Ultrasound | THERAPYUNITULTRASOUND | Therapy Unit, Ultrasound | Dynatronics
NO | YES |  |  |  | 241-01474 | 241-01474 | Dynatronics | DYNATRON 150 PLUS |  |  | SMR - (SE) - PASADENA | MHHS-SMR |  |  |  | 241-01474 | 241-01474 | Southeast | Memorial Hermann Sports Medicine | SMR - (SE) - PASADENA | 4804 East | 9/1/19 |  | 3/1/20 |  | ULTRASOUND THERAPY SYSTEM | Therapy Unit, Ultrasound | THERAPYUNITULTRASOUND-Dynatronics-150plus |  |  |  |  | THERAPYUNITULTRASOUND-Dynatronics-150plus | DYNATRONICS |  |  |  |  | 9/26/19 |  | TUU-SA | Covered PM Repair - Biomedical | MHHS-SMR | [8 empty] | THERAPYUNITULTRASOUND | Therapy Unit, Ultrasound | Dynatronics
NO | NO |  |  |  | 005-07261 |  | Dynatronics | DYNATRON 150 PLUS |  |  | SMR - (SE) - CLEAR LAKE (WEBSTER) | MHHS-SMR |  |  |  | 005-07261 |  | Southeast & Bay Area |  | SMR - (SE) - CLEAR LAKE (WEBSTER) | [5 empty] | ULTRASOUND THERAPY SYSTEM |  | THERAPYUNITULTRASOUND-Dynatronics-150plus |  |  |  |  | THERAPYUNITULTRASOUND-Dynatronics-150plus | DYNATRONICS | [7 empty] | Covered PM Repair - Radiology, Low End | MHHS-SMR
YES | YES |  |  |  | 925-01972 | 925-01972 | Dynatronics | Dynatron 200 |  |  | SMR - (TMC) - SHEPHERD SQUARE |  |  |  |  | 925-01972 | 925-01972 | TMC | Sports Rehab | SMR - (TMC) - SHEPHERD SQUARE | Gym Floor
NO | YES |  |  |  | 005-00571 | 005-00571 | Dynatronics | DYNATRON 500 |  |  | SMR - (SE) - SOUTHEAST (MP1) | MHHS-SMR |  | Therapy Unit, Ultrasound |  | 005-00571 | 005-00571 | Southeast | Memorial Hermann Sports Medicine | SMR - (SE) - SOUTHEAST (MP1) | SMR SE | 2/1/20 |  | 2/1/21 |  | STIMULATORS, ELECTRICAL, NEUROMUSCULAR | Therapy Unit, Ultrasound | THERAPYUNITULTRASOUND-DYNATRONICS-Dynatron 500 | THERAPYUNITULTRASOUND | Dynatron 500 |  |  |  | DYNATRONICS | Therapy Unit, Ultrasound |  | THERAPYUNITULTRASOUND-DYNATRONICS-Dynatron 500 |  | 9/26/19 |  | TUU-SA | Covered PM Repair - Biomedical | MHHS-SMR | [7 empty] | Therapy Unit, Ultrasound | THERAPYUNITULTRASOUND | Therapy Unit, Ultrasound | DYNATRONICS
NO | YES |  |  |  | 041-13623 |  | Dynatronics | DYNATRON 525 |  |  | SMR - (MC) - BASEBALL USA | MHHS-SMR |  | Stimulator, Muscle |  | 041-13623 |  | West & Memorial City |  | SMR - (MC) - BASEBALL USA |  | 12/13/2019 |  |  |  | STIMULATORS, ELECTRICAL, NEUROMUSCULAR |  | STIMULATORMUSCLE-DYNATRONICS-Dynatron 525 | STIMULATORMUSCLE | Dynatron 525 |  |  |  | DYNATRONICS | Stimulator, Muscle |  | STIMULATORMUSCLE-DYNATRONICS-Dynatron 525 |  | 09/25/2019 |  |  | Covered PM Repair - Biomedical | MHHS-SMR
NO | YES |  |  |  | 241-00470 | 241-00470 | Dynatronics | DYNATRON 650 PLUS |  |  | SMR - (MC) - TOWN | MHHS-SMR |  |  |  | 241-00470 | 241-00470 | West | Memorial Hermann Sports Medicine | SMR - (MC) - TOWN | Gym Floor | 6/1/19 |  | 6/1/20 |  | ULTRASOUND THERAPY SYSTEM | Stimulator, Neuromuscular | STIMNEUROMUSC-Dynatronics-D650 |  |  |  |  | STIMNEUROMUSC-Dynatronics-D650 | DYNATRONICS |  |  |  |  | 9/26/19 |  |  | Covered PM Repair - Biomedical | MHHS-SMR | [8 empty] | STIMNEUROMUSC | Stimulator, Neuromuscular | Dynatronics
NO | YES |  |  |  | 005-00572 | 005-00572 | Dynatronics | DYNATRON 650 PLUS |  |  | SMR - (SE) - SOUTHEAST (MP1) | MHHS-SMR |  |  |  | 005-00572 | 005-00572 | Southeast | Memorial Hermann Sports Medicine | SMR - (SE) - SOUTHEAST (MP1) | SMR SE | 2/1/20 |  | 2/1/21 |  | ULTRASOUND THERAPY SYSTEM | Stimulator, Neuromuscular | STIMNEUROMUSC-Dynatronics-D650 |  |  |  |  | STIMNEUROMUSC-Dynatronics-D650 | DYNATRONICS |  |  |  |  | 9/26/19 |  |  | Covered PM Repair - Biomedical | MHHS-SMR | [8 empty] | STIMNEUROMUSC | Stimulator, Neuromuscular | Dynatronics
NO | YES |  |  |  | 029-00050 | 029-00050 | Dynatronics | DYNATRON 650 PLUS |  |  | SMR-(WDLS)-Conroe North | MHHS-SMR |  |  |  | 029-00050 | 029-00050 | Woodlands | MHHS-Others | SMR-(WDLS)-Conroe North | Open Gym | 2/1/20 |  | 8/1/20 |  | ULTRASOUND THERAPY SYSTEM | Stimulator, Neuromuscular | STIMNEUROMUSC-Dynatronics-D650 |  |  |  |  | STIMNEUROMUSC-Dynatronics-D650 | DYNATRONICS |  |  |  |  | 11/25/19 |  |  | Covered PM Repair - Biomedical | MHHS-SMR | [8 empty] | STIMNEUROMUSC | Stimulator, Neuromuscular | Dynatronics
YES | YES |  |  |  |  | 129-02033 | Dynatronics | Dynatron 709 |  |  | SMR - (SL) - SL IRONMAN [MP2-STE100] | [5 empty] | 129-02033 | Sugar Land | IRONMAN Sports Medicine Institute at Sugar Land (#100) | SMR - (SL) - SL IRONMAN [MP2-STE100] | Gym | 3/1/19 |  | 3/1/20 |  |  | Therapy Unit, Ultrasound | THERAPYUNITULTRASOUND-Dynatronics-Dynatron 709 | [12 empty] | TUU-SA | [9 empty] | Therapy Unit, Ultrasound | THERAPYUNITULTRASOUND | Therapy Unit, Ultrasound | Dynatronics
YES | YES | Serial Number Cnf |  |  |  | 129-02034 | Dynatronics | Dynatron 709 |  | Cnf | SMR - (SL) - SL IRONMAN [MP2-STE100] | [5 empty] | 129-02034 | Sugar Land | IRONMAN Sports Medicine Institute at Sugar Land (#100) | SMR - (SL) - SL IRONMAN [MP2-STE100] | Gym |  |  |  | Serial peeled off |  | Therapy Unit, Ultrasound | THERAPYUNITULTRASOUND-Dynatronics-Dynatron 709 | [12 empty] | TUU-SA | [9 empty] | Therapy Unit, Ultrasound | THERAPYUNITULTRASOUND | Therapy Unit, Ultrasound | Dynatronics
NO | YES |  |  |  | 129-00411 | 129-00411 | Dynatronics | DYNATRON 850 |  |  | SMR - (SL) - SL IRONMAN [MP2-STE100] | MHHS-SMR |  |  |  | 129-00411 | 129-00411 | Sugar Land | MHHS-Others | SMR - (SL) - SL IRONMAN [MP2-STE100] | Room 2 | 10/1/19 | 10/1/20 |  |  | ULTRASOUND THERAPY SYSTEM | Therapy Unit, Ultrasound | THERAPYUNITULTRASOUND-Dynatronics-D850 |  |  |  |  | THERAPYUNITULTRASOUND-Dynatronics-D850 | DYNATRONICS |  |  |  |  | 9/30/19 |  | TUU-SA | Covered PM Repair - Biomedical | MHHS-SMR | [8 empty] | THERAPYUNITULTRASOUND | Therapy Unit, Ultrasound | Dynatronics
NO | YES |  |  |  | 129-01175 | 129-01175 | Dynatronics | DYNATRON 850 |  |  | SMR - (SL) - WILLIAMS TRACE | MHHS-SMR |  |  |  | 129-01175 | 129-01175 | Sugar Land | Memorial Hermann Sports Medicine | SMR - (SL) - WILLIAMS TRACE | Exam room 3 | 10/1/19 | 4/1/20 |  |  | ULTRASOUND THERAPY SYSTEM | Therapy Unit, Ultrasound | THERAPYUNITULTRASOUND-Dynatronics-D850 |  |  |  |  | THERAPYUNITULTRASOUND-Dynatronics-D850 | DYNATRONICS |  |  |  |  | 3/31/20 |  | TUU-SA | Not Covered Vendor Only - Biomedical | MHHS-SMR | [8 empty] | THERAPYUNITULTRASOUND | Therapy Unit, Ultrasound | Dynatronics
NO | NO |  |  |  | 005-02897 |  | Dynatronics | DYNATRON 850 |  |  | SMR - (SE) - CLEAR LAKE (WEBSTER) | MHHS-SMR |  |  |  | 005-02897 |  | Southeast & Bay Area |  | SMR - (SE) - CLEAR LAKE (WEBSTER) | [5 empty] | ULTRASOUND THERAPY SYSTEM |  | STIMNEUROMUSC-Dynatronics-D650 |  |  |  |  | STIMNEUROMUSC-Dynatronics-D650 | DYNATRONICS | [7 empty] | Covered PM Repair - Biomedical | MHHS-SMR
NO | YES |  |  |  | 029-05935 | 029-05935 | Dynatronics | DYNATRON 850 PLUS |  |  | SMR-(WDLS)-Med Plaza 4 (Mp4) | MHHS-SMR |  |  |  | 029-05935 | 029-05935 | Woodlands | MHHS-Others | SMR-(WDLS)-Med Plaza 4 (Mp4) | MED PLAZA 4 | 8/1/19 |  | 8/1/20 |  | ULTRASOUND THERAPY SYSTEM | Therapy Unit, Ultrasound | THERAPYUNITULTRASOUND-Dynatronics-D850 |  |  |  |  | THERAPYUNITULTRASOUND-Dynatronics-D850 | DYNATRONICS |  |  |  |  | 3/31/20 |  | TUU-SA | Not Covered Vendor Only - Biomedical | MHHS-SMR | [8 empty] | THERAPYUNITULTRASOUND | Therapy Unit, Ultrasound | Dynatronics
NO | NO |  |  |  | 029-05936 |  | Dynatronics | DYNATRON 850 PLUS |  |  | SMR - (WDLS) - MED PLAZA 4 (MP4) | MHHS-SMR |  |  |  | 029-05936 |  | Woodlands |  | SMR - (WDLS) - MED PLAZA 4 (MP4) | [5 empty] | ULTRASOUND THERAPY SYSTEM |  | THERAPYUNITULTRASOUND-Dynatronics-D850 |  |  |  |  | THERAPYUNITULTRASOUND-Dynatronics-D850 | DYNATRONICS | [7 empty] | Covered PM Repair - Biomedical | MHHS-SMR
NO | YES |  |  |  | 009-06131 | 009-06131 | Dynatronics | DYNATRON 900 |  | IC2128005 | SMR-(GH)-Greater Heights | MHHS-SMR |  |  |  | 009-06131 | 009-06131 | Central | MHHS-Others | SMR-(GH)-Greater Heights | Storage | 11/1/19 | 11/1/20 |  |  | TRACTION UNITS | Traction Apparatus | TRACTIONAPPARATUS-Dynatronics-900-A |  |  |  |  | TRACTIONAPPARATUS-Dynatronics-900-A | DYNATRONICS |  |  |  |  | 8/1/19 |  | TA-A | Covered PM Repair - Biomedical | MHHS-SMR | [8 empty] | TRACTIONAPPARATUS | Traction Apparatus | Dynatronics
NO | YES |  |  |  | 142-01936 | 142-01936 | Dynatronics | DYNATRON 900 |  | 1C0262015 | SMR-(NE)-Ne Hospital | MHHS-SMR |  |  |  | 142-01936 | 142-01936 | Katy | MHHS-Others | SMR-(NE)-Ne Hospital | Sports Med Procedure Room | 9/1/19 | 9/1/20 |  |  | TRACTION UNITS | Traction Apparatus | TRACTIONAPPARATUS-Dynatronics-900-A |  |  |  |  | TRACTIONAPPARATUS-Dynatronics-900-A | DYNATRONICS |  |  |  |  | 8/1/19 |  | TA-A | Covered PM Repair - Biomedical | MHHS-SMR | [8 empty] | TRACTIONAPPARATUS | Traction Apparatus | Dynatronics
NO | YES |  |  |  | 142-05598 | 142-05598 | Dynatronics | DYNATRON 900 |  | 1C2128037 | SMR-(NE)-Summer Creek CCC | MHHS-SMR |  |  |  | 142-05598 | 142-05598 | Katy | MHHS-Others | SMR-(NE)-Summer Creek CCC | Treatment 2 | 7/1/19 | 7/1/20 |  |  | TRACTION UNITS | Traction Apparatus | TRACTIONAPPARATUS-Dynatronics-900-A |  |  |  |  | TRACTIONAPPARATUS-Dynatronics-900-A | DYNATRONICS | [6 empty] | TA-A | Covered PM Repair - Biomedical | MHHS-SMR | [8 empty] | TRACTIONAPPARATUS | Traction Apparatus | Dynatronics
NO | YES |  |  |  | 005-09079 |  | Dynatronics | DYNATRON 900 |  | 1c1092043 | SMR - (SE) - BEAUMONT | MHHS-SMR |  |  |  | 005-09079 |  | Southeast & Bay Area |  | SMR - (SE) - BEAUMONT |  | 09/06/2019 |  |  |  | TRACTION UNITS |  | TRACTIONAPPARATUS-Dynatronics-900-A |  |  |  |  | TRACTIONAPPARATUS-Dynatronics-900-A | DYNATRONICS | [7 empty] | Covered PM Repair - Biomedical | MHHS-SMR
NO | YES |  |  |  | 129-06850 | 129-06850 | Dynatronics | DYNATRON 900 |  | 1C5378039 | SMR - (SL) - SL IRONMAN [MP2-STE100] | MHHS-SMR |  |  |  | 129-06850 | 129-06850 | Sugar Land | MHHS-Others | SMR - (SL) - SL IRONMAN [MP2-STE100] |  | 10/1/19 | 10/1/20 |  |  | TRACTION UNITS | Traction Apparatus | TRACTIONAPPARATUS-Dynatronics-900-A |  |  |  |  | TRACTIONAPPARATUS-Dynatronics-900-A | DYNATRONICS |  |  |  |  | 8/1/19 |  | TA-A | Covered PM Repair - Biomedical | MHHS-SMR | [8 empty] | TRACTIONAPPARATUS | Traction Apparatus | Dynatronics
YES | YES | Serial Number Cnf |  |  | 029-10184 | 029-10184 | Dynatronics | Dynatron 900 |  | Cnf | SMR - (TMC) - SHEPHERD SQUARE |  |  |  |  | 029-10184 | 029-10184 | TMC |  | SMR - (TMC) - SHEPHERD SQUARE |  | 2/1/20 |  |  |  |  | Traction Apparatus | TRACTIONAPPARATUS-Dynatronics-900-A | [12 empty] | TA-A | [10 empty] | TRACTIONAPPARATUS | Traction Apparatus | Dynatronics
YES | YES |  |  |  | 129-04704 | 129-04704 | Dynatronics | Dynatron 900 |  | 1C1294026 | SMR - (SL) - SIENNA PLANTATION |  |  |  |  | 129-04704 | 129-04704 | Sugar Land |  | SMR - (SL) - SIENNA PLANTATION | Sports |  |  |  | No pm |  | Traction Apparatus | TRACTIONAPPARATUS-Dynatronics-900-A | [12 empty] | TA-A | [10 empty] | TRACTIONAPPARATUS | Traction Apparatus | Dynatronics
YES | YES |  |  |  | 005-08700 | 005-08700 | Dynatronics | Dynatron 900 |  |  | SMR - (SE) - SOUTHEAST (620 |  |  |  |  | 005-08700 | 005-08700 | Southeast | Memorial Hermann Sports Medicine | SMR - (SE) - SOUTHEAST (620 | Sports | 2/1/20 |  | 2/1/21 |  |  |  | TRACTIONAPPARATUS-Dynatronics-900-A
NO | YES |  |  |  | 000-03392 | 000-03392 | Dynatronics | DYNATRON 900 PLUS |  | 1C4310046 | SMR - (CY) - CYPRESS CCC (MP1) | MHHS-SMR |  |  |  | 000-03392 | 000-03392 | Northwest | MHHS-Others | SMR - (CY) - CYPRESS CCC (MP1) | Treatment room 1 | 11/1/19 | 5/1/20 |  |  | TRACTION UNITS |  | .needs class | [5 empty] | DYNATRONICS |  |  |  |  | 8/1/19 |  |  | Covered PM Repair - Biomedical | MHHS-SMR
NO | YES |  |  |  | 009-10598 | 009-10598 | Dynatronics | DYNATRON 900 PLUS |  | 1C6192021 | SMR-(GH)-Greater Heights CCC | MHHS-SMR |  |  |  | 009-10598 | 009-10598 | Central | MHHS-Others | SMR-(GH)-Greater Heights CCC | Treatment 2 | 4/1/19 | 4/1/20 |  |  | TRACTION UNITS |  | .needs class | [5 empty] | DYNATRONICS |  |  |  |  | 8/1/19 |  |  | Covered PM Repair - Biomedical | MHHS-SMR
NO | YES |  |  |  | 005-12436 | 005-12436 | Dynatronics | DYNATRON 900 PLUS |  | 1c6294026 | SMR - (MC) - WILLOWBROOK | MHHS-SMR |  |  |  | 005-12436 | 005-12436 | West | Willowbrooke | SMR - (MC) - WILLOWBROOK | Bay 1 | 10/1/19 | 10/1/20 |  |  | TRACTION UNITS |  | .needs class | [5 empty] | DYNATRONICS |  |  |  |  | 8/1/19 |  |  | Covered PM Repair - Biomedical | MHHS-SMR
NO | YES |  |  |  | 000-04120 | 000-04120 | Dynatronics | DYNATRON 900 PLUS |  | 1C8135016 | SMR-(NE)-Kingwood CCC | MHHS-SMR |  |  |  | 000-04120 | 000-04120 | Katy | MHHS-Others | SMR-(NE)-Kingwood CCC | Exam 1 | 10/1/19 | 4/1/20 |  |  | TRACTION UNITS |  | .needs class | [5 empty] | DYNATRONICS |  |  |  |  | 8/1/19 |  |  | Covered PM Repair - Biomedical | MHHS-SMR
NO | YES |  |  |  | 005-08895 | 005-08895 | Dynatronics | DYNATRON 900 PLUS |  | 1C1092019 | SMR - (SE) - CLEAR LAKE (WEBSTER) | MHHS-SMR |  |  |  | 005-08895 | 005-08895 | Southeast | Memorial Hermann Medical Group Clear Lakem (#3) | SMR - (SE) - CLEAR LAKE (WEBSTER) | Sports and rehab | 9/1/19 |  |  |  | TRACTION UNITS |  | .needs class | [5 empty] | DYNATRONICS | [7 empty] | Covered PM Repair - Biomedical | MHHS-SMR
NO | YES |  |  |  | 029-08142 | 029-08142 | Dynatronics | DYNATRON 900 PLUS |  | 1C1294027 | SMR-(TMC)-Shepherd Square | MHHS-SMR |  |  |  | 029-08142 | 029-08142 | TMC | MHHS-Others | SMR-(TMC)-Shepherd Square |  | 10/1/19 | 4/1/20 |  |  | TRACTION UNITS |  | .needs class | [5 empty] | DYNATRONICS | [7 empty] | Covered PM Repair - Biomedical | MHHS-SMR
NO | YES |  |  |  | 029-11564 | 029-11564 | Dynatronics | DYNATRON 900 PLUS |  | 1C6192024 | SMR-(WDLS)-Spring CCC | MHHS-SMR |  |  |  | 029-11564 | 029-11564 | Woodlands | MHHS-Others | SMR-(WDLS)-Spring CCC | Sports medicine | 11/1/19 |  | 5/1/20 |  | TRACTION UNITS |  | .needs class | [5 empty] | DYNATRONICS |  |  |  |  | 8/1/19 |  |  | Covered PM Repair - Biomedical | MHHS-SMR
NO | YES |  |  |  | 029-07991 | 029-07991 | Dynatronics | DYNATRON 900 PLUS |  | 1C-1294010 | SMR - (WDLS) - STERLING RIDGE | MHHS-SMR |  |  |  | 029-07991 | 029-07991 | Woodlands | Sports Medicine | SMR - (WDLS) - STERLING RIDGE | [5 empty] | TRACTION UNITS |  | .needs class | [5 empty] | DYNATRONICS | [7 empty] | Covered PM Repair - Biomedical | MHHS-SMR
NO | NO |  |  |  | 583-01004 |  | Dynatronics | DYNATRON 900 PLUS |  | 1C4261033 | SMR - (KY) - SOUTH KATY CCC | MHHS-SMR |  |  |  | 583-01004 |  | Katy |  | SMR - (KY) - SOUTH KATY CCC | [5 empty] | TRACTION UNITS |  | .needs class | [5 empty] | DYNATRONICS | [7 empty] | Covered PM Repair - Biomedical | MHHS-SMR
NO | NO |  |  |  | 013-36166 |  | Dynatronics | DYNATRON 900 PLUS |  | 1C1092038 | SMR - (TMC) - GREENWAY PLAZA | MHHS-SMR |  |  |  | 013-36166 |  | TMC |  | SMR - (TMC) - GREENWAY PLAZA | [5 empty] | TRACTION UNITS |  | .needs class | [5 empty] | DYNATRONICS | [7 empty] | Covered PM Repair - Biomedical | MHHS-SMR
NO | NO |  |  |  | 029-10097 |  | Dynatronics | DYNATRON 900 PLUS |  | 1C4310002 | SMR - (WDLS) - CONROE SOUTH | MHHS-SMR |  |  |  | 029-10097 |  | Woodlands |  | SMR - (WDLS) - CONROE SOUTH | [5 empty] | TRACTION UNITS |  | .needs class | [5 empty] | DYNATRONICS | [7 empty] | Covered PM Repair - Biomedical | MHHS-SMR
NO | NO |  |  |  | 000-03546 |  | Dynatronics | DYNATRON 925 |  | 000-03546 | SMR - (KY) - IRONMAN KATY | MHHS-SMR |  | Therapy Unit, Ultrasound |  | 000-03546 |  | Katy |  | SMR - (KY) - IRONMAN KATY | [5 empty] | ULTRASOUND THERAPY SYSTEM |  | THERAPYUNITULTRASOUND-Dynatronics-Dynatron 925 | THERAPYUNITULTRASOUND | Dynatron 925 |  |  |  | Dynatronics | Therapy Unit, Ultrasound |  | THERAPYUNITULTRASOUND-Dynatronics-Dynatron 925 |  |  |  |  | Covered PM Repair - Biomedical | MHHS-SMR
NO | YES |  |  |  | 129-04094 | 129-04094 | Dynatronics | DYNATRON 950 |  |  | SMR - (SL) - SL IRONMAN [MP2-STE100] | MHHS-SMR |  |  |  | 129-04094 | 129-04094 | Sugar Land | MHHS-Others | SMR - (SL) - SL IRONMAN [MP2-STE100] |  | 10/1/19 | 10/1/20 |  |  | ULTRASOUND THERAPY SYSTEM | Therapy Unit, Ultrasound | THERAPYUNITULTRASOUND-Dynatronics-D950 |  |  |  |  | THERAPYUNITULTRASOUND-Dynatronics-D950 | DYNATRONICS |  |  |  |  | 8/1/19 |  | TUU-SA | Covered PM Repair - Biomedical | MHHS-SMR | [8 empty] | THERAPYUNITULTRASOUND | Therapy Unit, Ultrasound | Dynatronics
NO | YES |  |  |  | 133-01025 | 133-01025 | Dynatronics | DYNATRON 950 PLUS |  |  | Katy-Physical Therapy | MHHS-Katy |  |  |  | 133-01025 | 133-01025 | Katy | MHHS-Katy | Katy-Physical Therapy | Rehab office 1st floor | 7/1/19 | 1/1/20 |  |  | STIMULATORS, ELECTRICAL, NEUROMUSCULAR | Therapy Unit, Ultrasound | THERAPYUNITULTRASOUND-DYNATRONICS-D950 Plus |  |  |  |  | THERAPYUNITULTRASOUND-DYNATRONICS-D950 Plus | DYNATRONICS |  |  |  |  | 8/1/19 |  | TUU-SA | Covered PM Repair - Biomedical | MHHS-Katy | [8 empty] | THERAPYUNITULTRASOUND | Therapy Unit, Ultrasound | DYNATRONICS
NO | YES |  |  |  | 005-01162 | 005-01162 | Dynatronics | DYNATRON 950 PLUS |  |  | SMR-(PL)-Pearland East | MHHS-SMR |  |  |  | 005-01162 | 005-01162 | Pearland | MHHS-Others | SMR-(PL)-Pearland East |  | 9/1/19 | 3/1/20 |  |  | STIMULATORS, ELECTRICAL, NEUROMUSCULAR | Therapy Unit, Ultrasound | THERAPYUNITULTRASOUND-DYNATRONICS-D950 Plus |  |  |  |  | THERAPYUNITULTRASOUND-DYNATRONICS-D950 Plus | DYNATRONICS |  |  |  |  | 8/1/19 |  | TUU-SA | Covered PM Repair - Biomedical | MHHS-SMR | [8 empty] | THERAPYUNITULTRASOUND | Therapy Unit, Ultrasound | DYNATRONICS
NO | YES |  |  |  | 005-07260 | 005-07260 | Dynatronics | DYNATRON 950 PLUS |  |  | SMR-(PL)-Pearland East | MHHS-SMR |  |  |  | 005-07260 | 005-07260 | Pearland | MHHS-Others | SMR-(PL)-Pearland East | Gym floor | 9/1/19 | 3/1/20 |  |  | STIMULATORS, ELECTRICAL, NEUROMUSCULAR | Therapy Unit, Ultrasound | THERAPYUNITULTRASOUND-DYNATRONICS-D950 Plus |  |  |  |  | THERAPYUNITULTRASOUND-DYNATRONICS-D950 Plus | DYNATRONICS |  |  |  |  | 8/1/19 |  | TUU-SA | Covered PM Repair - Biomedical | MHHS-SMR | [8 empty] | THERAPYUNITULTRASOUND | Therapy Unit, Ultrasound | DYNATRONICS
NO | YES |  |  |  | 005-09025 |  | Dynatronics | DYNATRON 950 PLUS |  |  | SMR - (SE) - BEAUMONT | MHHS-SMR |  |  |  | 005-09025 |  | Southeast & Bay Area |  | SMR - (SE) - BEAUMONT |  | 09/06/2019 |  |  |  | STIMULATORS, ELECTRICAL, NEUROMUSCULAR |  | THERAPYUNITULTRASOUND-DYNATRONICS-D950 Plus |  |  |  |  | THERAPYUNITULTRASOUND-DYNATRONICS-D950 Plus | DYNATRONICS | [7 empty] | Covered PM Repair - Biomedical | MHHS-SMR
NO | YES |  |  |  | 005-09026 |  | Dynatronics | DYNATRON 950 PLUS |  |  | SMR - (SE) - BEAUMONT | MHHS-SMR |  |  |  | 005-09026 |  | Southeast & Bay Area |  | SMR - (SE) - BEAUMONT |  | 09/06/2019 |  |  |  | STIMULATORS, ELECTRICAL, NEUROMUSCULAR |  | THERAPYUNITULTRASOUND-DYNATRONICS-D950 Plus |  |  |  |  | THERAPYUNITULTRASOUND-DYNATRONICS-D950 Plus | DYNATRONICS |  |  |  |  | 08/01/2019 |  |  | Covered PM Repair - Biomedical | MHHS-SMR
NO | YES |  |  |  | 005-07089 | 005-07089 | Dynatronics | DYNATRON 950 PLUS |  |  | SMR - (SE) - CLEAR LAKE (WEBSTER) | MHHS-SMR |  |  |  | 005-07089 | 005-07089 | Southeast |  | SMR - (SE) - CLEAR LAKE (WEBSTER) |  | 9/1/19 |  |  |  | STIMULATORS, ELECTRICAL, NEUROMUSCULAR | Therapy Unit, Ultrasound | THERAPYUNITULTRASOUND-DYNATRONICS-D950 Plus |  |  |  |  | THERAPYUNITULTRASOUND-DYNATRONICS-D950 Plus | DYNATRONICS |  |  |  |  | 8/1/19 |  | TUU-SA | Covered PM Repair - Biomedical | MHHS-SMR | [8 empty] | THERAPYUNITULTRASOUND | Therapy Unit, Ultrasound | DYNATRONICS
NO | YES |  |  |  | 241-01468 | 241-01468 | Dynatronics | DYNATRON 950 PLUS |  |  | SMR - (SE) - PASADENA | MHHS-SMR |  |  |  | 241-01468 | 241-01468 | Southeast | Memorial Hermann Sports Medicine | SMR - (SE) - PASADENA | Storage | 2/1/20 |  | 2/1/21 |  | STIMULATORS, ELECTRICAL, NEUROMUSCULAR | Therapy Unit, Ultrasound | THERAPYUNITULTRASOUND-DYNATRONICS-D950 Plus |  |  |  |  | THERAPYUNITULTRASOUND-DYNATRONICS-D950 Plus | DYNATRONICS |  |  |  |  | 8/1/19 |  | TUU-SA | Covered PM Repair - Biomedical | MHHS-SMR | [8 empty] | THERAPYUNITULTRASOUND | Therapy Unit, Ultrasound | DYNATRONICS
NO | YES |  |  |  | 129-03202 | 129-03202 | Dynatronics | DYNATRON 950 PLUS |  |  | SMR - (SL) - WILLIAMS TRACE | MHHS-SMR |  |  |  | 129-03202 | 129-03202 | Sugar Land | Memorial Hermann Sports Medicine | SMR - (SL) - WILLIAMS TRACE | Gym Floor | 11/1/19 | 5/1/20 |  |  | STIMULATORS, ELECTRICAL, NEUROMUSCULAR | Therapy Unit, Ultrasound | THERAPYUNITULTRASOUND-DYNATRONICS-D950 Plus |  |  |  |  | THERAPYUNITULTRASOUND-DYNATRONICS-D950 Plus | DYNATRONICS | [6 empty] | TUU-SA | Covered PM Repair - Biomedical | MHHS-SMR | [8 empty] | THERAPYUNITULTRASOUND | Therapy Unit, Ultrasound | DYNATRONICS
NO | YES |  |  |  | 129-03203 | 129-03203 | Dynatronics | DYNATRON 950 PLUS |  |  | SMR - (SL) - WILLIAMS TRACE | MHHS-SMR |  |  |  | 129-03203 | 129-03203 | Sugar Land | Memorial Hermann Sports Medicine | SMR - (SL) - WILLIAMS TRACE | Gym Floor | 11/1/19 | 5/1/20 |  |  | STIMULATORS, ELECTRICAL, NEUROMUSCULAR | Therapy Unit, Ultrasound | THERAPYUNITULTRASOUND-DYNATRONICS-D950 Plus |  |  |  |  | THERAPYUNITULTRASOUND-DYNATRONICS-D950 Plus | DYNATRONICS | [6 empty] | TUU-SA | Covered PM Repair - Biomedical | MHHS-SMR | [8 empty] | THERAPYUNITULTRASOUND | Therapy Unit, Ultrasound | DYNATRONICS
NO | YES |  |  |  |  | 241-01414 | Dynatronics | DYNATRON 950 PLUS |  |  | SMR-(WDLS)-Med Plaza 4 (Mp4) | MHHS-SMR |  |  |  |  | 241-01414 | Woodlands | MHHS-Others | SMR-(WDLS)-Med Plaza 4 (Mp4) | Open Gym | 2/1/20 |  | 8/1/20 |  | STIMULATORS, ELECTRICAL, NEUROMUSCULAR | Therapy Unit, Ultrasound | THERAPYUNITULTRASOUND-DYNATRONICS-D950 Plus |  |  |  |  | THERAPYUNITULTRASOUND-DYNATRONICS-D950 Plus | DYNATRONICS |  |  |  |  | 6/2/17 |  | TUU-SA | Covered PM Repair - Biomedical | MHHS-SMR | [8 empty] | THERAPYUNITULTRASOUND | Therapy Unit, Ultrasound | DYNATRONICS
YES | YES |  |  |  | 005-07364 | 005-07364 | Dynatronics | DYNATRON 950 PLUS |  |  | SMR - (SE) - SOUTHEAST (MP1) |  |  |  |  | 005-07364 | 005-07364 | Southeast | Memorial Hermann Sports Medicine | SMR - (SE) - SOUTHEAST (MP1) | SMR SE | 2/1/20 |  | 2/1/21
NO | NO | [5 empty] | Dynatronics | DYNATRON 950 PLUS |  |  | SMR - (MC) - P&RC | MHHS-SMR | [5 empty] | West & Memorial City |  | SMR - (MC) - P&RC | [5 empty] | STIMULATORS, ELECTRICAL, NEUROMUSCULAR |  | THERAPYUNITULTRASOUND-DYNATRONICS-D950 Plus |  |  |  |  | THERAPYUNITULTRASOUND-DYNATRONICS-D950 Plus | DYNATRONICS | [7 empty] | Covered PM Repair - Biomedical | MHHS-SMR
NO | NO |  |  |  | 000-03700 |  | Dynatronics | DYNATRON 950 PLUS |  |  | SMR - (NE) - ATASCOCITA | MHHS-SMR |  |  |  | 000-03700 |  | Katy |  | SMR - (NE) - ATASCOCITA | [5 empty] | STIMULATORS, ELECTRICAL, NEUROMUSCULAR |  | THERAPYUNITULTRASOUND-DYNATRONICS-D950 Plus |  |  |  |  | THERAPYUNITULTRASOUND-DYNATRONICS-D950 Plus | DYNATRONICS | [7 empty] | Covered PM Repair - Biomedical | MHHS-SMR
NO | NO |  |  |  | 005-05234 |  | Dynatronics | DYNATRON 950 PLUS |  |  | SMR - (SE) - CLEAR LAKE (WEBSTER) | MHHS-SMR |  |  |  | 005-05234 |  | Southeast & Bay Area |  | SMR - (SE) - CLEAR LAKE (WEBSTER) | [5 empty] | STIMULATORS, ELECTRICAL, NEUROMUSCULAR |  | THERAPYUNITULTRASOUND-DYNATRONICS-D950 Plus |  |  |  |  | THERAPYUNITULTRASOUND-DYNATRONICS-D950 Plus | DYNATRONICS | [7 empty] | Covered PM Repair - Biomedical | MHHS-SMR
NO | NO |  |  |  | 129-00777 |  | Dynatronics | DYNATRON 950 PLUS |  |  | SMR - (SL) - WILLIAMS TRACE | MHHS-SMR |  |  |  | 129-00777 |  | Sugar Land |  | SMR - (SL) - WILLIAMS TRACE | [5 empty] | STIMULATORS, ELECTRICAL, NEUROMUSCULAR |  | THERAPYUNITULTRASOUND-DYNATRONICS-D950 Plus |  |  |  |  | THERAPYUNITULTRASOUND-DYNATRONICS-D950 Plus | DYNATRONICS | [7 empty] | Covered PM Repair - Biomedical | MHHS-SMR
NO | NO |  |  |  | 129-02070 |  | Dynatronics | DYNATRON 950 PLUS |  |  | SMR - (SL) - WILLIAMS TRACE | MHHS-SMR |  |  |  | 129-02070 |  | Sugar Land |  | SMR - (SL) - WILLIAMS TRACE | [5 empty] | STIMULATORS, ELECTRICAL, NEUROMUSCULAR |  | THERAPYUNITULTRASOUND-DYNATRONICS-D950 Plus |  |  |  |  | THERAPYUNITULTRASOUND-DYNATRONICS-D950 Plus | DYNATRONICS | [7 empty] | Covered PM Repair - Biomedical | MHHS-SMR
NO | NO |  |  |  | 241-00507 |  | Dynatronics | DYNATRON 950 PLUS |  |  | SMR - (TMC) - GREENWAY PLAZA | MHHS-SMR |  |  |  | 241-00507 |  | TMC |  | SMR - (TMC) - GREENWAY PLAZA | [5 empty] | STIMULATORS, ELECTRICAL, NEUROMUSCULAR |  | THERAPYUNITULTRASOUND-DYNATRONICS-D950 Plus |  |  |  |  | THERAPYUNITULTRASOUND-DYNATRONICS-D950 Plus | DYNATRONICS | [7 empty] | Covered PM Repair - Biomedical | MHHS-SMR
NO | NO |  |  |  | 241-00721 |  | Dynatronics | DYNATRON 950 PLUS |  |  | SMR - (TMC) - GREENWAY PLAZA | MHHS-SMR |  |  |  | 241-00721 |  | TMC |  | SMR - (TMC) - GREENWAY PLAZA | [5 empty] | STIMULATORS, ELECTRICAL, NEUROMUSCULAR |  | THERAPYUNITULTRASOUND-DYNATRONICS-D950 Plus |  |  |  |  | THERAPYUNITULTRASOUND-DYNATRONICS-D950 Plus | DYNATRONICS | [7 empty] | Covered PM Repair - Biomedical | MHHS-SMR
NO | YES |  |  |  | 000-04188 | 000-04188 | Dynatronics | DYNATRON J1 |  |  | SMR-(NE)-Kingwood CCC | MHHS-SMR |  |  |  | 000-04188 | 000-04188 | Katy | MHHS-Others | SMR-(NE)-Kingwood CCC | SMR | 10/1/19 | 10/1/20 |  |  | EXERCISERS |  | .needs class | [5 empty] | DYNATRONICS | [7 empty] | Covered PM Repair - Biomedical | MHHS-SMR
NO | NO | [5 empty] | Dynatronics | DYNATRON J1 |  |  | MEMORIAL CITY - SUCCESSFUL RETURNS | MHHS-Mem City | [5 empty] | West & Memorial City |  | MEMORIAL CITY - SUCCESSFUL RETURNS | [5 empty] | EXERCISERS |  | .needs class | [5 empty] | DYNATRONICS | [7 empty] | Covered PM Repair - Biomedical | MHHS-Mem City
NO | NO |  |  |  | 000-03541 |  | Dynatronics | DYNATRON J1 |  |  | SMR - (KY) - IRONMAN KATY | MHHS-SMR |  |  |  | 000-03541 |  | Katy |  | SMR - (KY) - IRONMAN KATY | [5 empty] | EXERCISERS |  | .needs class | [5 empty] | DYNATRONICS | [7 empty] | Covered PM Repair - Biomedical | MHHS-SMR
NO | NO |  |  |  | 000-03870 |  | Dynatronics | DYNATRON J1 |  |  | SMR - (SE) - LEAGUE CITY CCC | MHHS-SMR |  |  |  | 000-03870 |  | Southeast & Bay Area |  | SMR - (SE) - LEAGUE CITY CCC | [5 empty] | EXERCISERS |  | .needs class | [5 empty] | DYNATRONICS | [7 empty] | Covered PM Repair - Biomedical | MHHS-SMR
YES | YES | Serial Number Cnf |  |  | 009-33042 | 009-33042 | Dynatronics | Dynatron Pressure Gauge |  | Cnf | [5 empty] | 009-33042 | 009-33042 |  | Memorial Hermann |  | Occupational medicine
NO | YES |  |  |  | 013-36517 | 013-36517 | Dynatronics | DYNATRON SOLARIS 708 |  | SP81411009 | SMR-(STX)-Wharton | MHHS-SMR |  |  |  | 013-36517 | 013-36517 | South | MHHS-Others | SMR-(STX)-Wharton | Exam 2 | 10/1/19 | 4/1/20 |  |  | ULTRASOUND THERAPY SYSTEM | Therapy Unit, Ultrasound | THERAPYUNITULTRASOUND-Dynatronics-Solaris 709 Plus |  |  |  |  | THERAPYUNITULTRASOUND-Dynatronics-Solaris 709 Plus | DYNATRONICS | [6 empty] | TUU-SA | Covered PM Repair - Biomedical | MHHS-SMR | [8 empty] | THERAPYUNITULTRASOUND | Therapy Unit, Ultrasound | DYNATRONICS
NO | YES |  |  |  | 129-06239 | 129-06239 | Dynatronics | DYNATRON SOLARIS 708 |  | SP81411010 | SMR-(STX)-Wharton | MHHS-SMR |  |  |  | 129-06239 | 129-06239 | South | MHHS-Others | SMR-(STX)-Wharton | Gym Floor | 10/1/19 | 10/1/20 |  |  | ULTRASOUND THERAPY SYSTEM | Therapy Unit, Ultrasound | THERAPYUNITULTRASOUND-Dynatronics-Solaris 709 Plus |  |  |  |  | THERAPYUNITULTRASOUND-Dynatronics-Solaris 709 Plus | DYNATRONICS | [6 empty] | TUU-SA | Covered PM Repair - Biomedical | MHHS-SMR | [8 empty] | THERAPYUNITULTRASOUND | Therapy Unit, Ultrasound | DYNATRONICS
NO | YES |  |  |  | 013-13877 | 013-13877 | Dynatronics | DYNATRON SOLARIS 708 |  |  | SMR-(SW)-Southwest (Mp4) | MHHS-SMR |  |  |  | 013-13877 | 013-13877 | Southwest | MHHS-Others | SMR-(SW)-Southwest (Mp4) | Medical Plaza 4 Suite 570 | 10/1/19 |  |  |  | ULTRASOUND THERAPY SYSTEM | Therapy Unit, Ultrasound | THERAPYUNITULTRASOUND-Dynatronics-Solaris 709 Plus |  |  |  |  | THERAPYUNITULTRASOUND-Dynatronics-Solaris 709 Plus | DYNATRONICS |  |  |  |  | 4/30/20 |  | TUU-SA | Not Covered Vendor Only - Biomedical | MHHS-SMR | [8 empty] | THERAPYUNITULTRASOUND | Therapy Unit, Ultrasound | DYNATRONICS
NO | NO |  |  |  | 029-08140 |  | Dynatronics | DYNATRON SOLARIS 708 |  |  | SMR - (SL) - WILLIAMS TRACE | MHHS-SMR |  |  |  | 029-08140 |  | Sugar Land |  | SMR - (SL) - WILLIAMS TRACE | [5 empty] | ULTRASOUND THERAPY SYSTEM |  | THERAPYUNITULTRASOUND-Dynatronics-Solaris 709 Plus |  |  |  |  | THERAPYUNITULTRASOUND-Dynatronics-Solaris 709 Plus | DYNATRONICS | [7 empty] | Covered PM Repair - Biomedical | MHHS-SMR
NO | NO |  |  |  | 029-08141 |  | Dynatronics | DYNATRON SOLARIS 708 |  |  | SMR - (WDLS) - SPRING CCC | MHHS-SMR |  |  |  | 029-08141 |  | Woodlands |  | SMR - (WDLS) - SPRING CCC | [5 empty] | ULTRASOUND THERAPY SYSTEM |  | THERAPYUNITULTRASOUND-Dynatronics-Solaris 709 Plus |  |  |  |  | THERAPYUNITULTRASOUND-Dynatronics-Solaris 709 Plus | DYNATRONICS | [7 empty] | Covered PM Repair - Lab Analyzers/Anesth | MHHS-SMR
NO | YES |  |  |  | 009-06308 | 009-06308 | Dynatronics | DYNATRON SOLARIS 709 |  |  | SMR-(GH)-Greater Heights | MHHS-SMR |  |  |  | 009-06308 | 009-06308 | Central | MHHS-Others | SMR-(GH)-Greater Heights | Storage | 10/1/19 | 10/1/20 |  |  | ULTRASOUND THERAPY SYSTEM | Therapy Unit, Ultrasound | THERAPYUNITULTRASOUND-Dynatronics-Solaris 709 Plus |  |  |  |  | THERAPYUNITULTRASOUND-Dynatronics-Solaris 709 Plus | DYNATRONICS | [6 empty] | TUU-SA | Covered PM Repair - Biomedical | MHHS-SMR | [8 empty] | THERAPYUNITULTRASOUND | Therapy Unit, Ultrasound | DYNATRONICS
NO | YES |  |  |  | 133-02839 | 133-02839 | Dynatronics | DYNATRON SOLARIS 709 |  |  | SMR-(KY)-Katy (Mp2) | MHHS-SMR |  |  |  | 133-02839 | 133-02839 | Katy | MHHS-Others | SMR-(KY)-Katy (Mp2) | Rehab | 1/1/20 | 1/1/21 |  |  | ULTRASOUND THERAPY SYSTEM | Therapy Unit, Ultrasound | THERAPYUNITULTRASOUND-Dynatronics-Solaris 709 Plus |  |  |  |  | THERAPYUNITULTRASOUND-Dynatronics-Solaris 709 Plus | DYNATRONICS | [6 empty] | TUU-SA | Covered PM Repair - Biomedical | MHHS-SMR | [8 empty] | THERAPYUNITULTRASOUND | Therapy Unit, Ultrasound | DYNATRONICS
NO | YES |  |  |  | 133-02841 | 133-02841 | Dynatronics | DYNATRON SOLARIS 709 |  |  | SMR-(KY)-Katy (Mp2) | MHHS-SMR |  |  |  | 133-02841 | 133-02841 | Katy | MHHS-Others | SMR-(KY)-Katy (Mp2) | Rehab | 1/1/20 | 7/1/20 |  |  | ULTRASOUND THERAPY SYSTEM | Therapy Unit, Ultrasound | THERAPYUNITULTRASOUND-Dynatronics-Solaris 709 Plus |  |  |  |  | THERAPYUNITULTRASOUND-Dynatronics-Solaris 709 Plus | DYNATRONICS | [6 empty] | TUU-SA | Covered PM Repair - Biomedical | MHHS-SMR | [8 empty] | THERAPYUNITULTRASOUND | Therapy Unit, Ultrasound | DYNATRONICS
NO | YES |  |  |  | 041-16029 | 041-16029 | Dynatronics | DYNATRON SOLARIS 709 |  | SP91306011 | SMR - (MC) - MC IRONMAN [GARAGE5-STE101] | MHHS-SMR |  |  |  | 041-16029 | 041-16029 | West | MHHS-Others | SMR - (MC) - MC IRONMAN [GARAGE5-STE101] |  | 12/1/19 |  |  |  | ULTRASOUND THERAPY SYSTEM |  | THERAPYUNITULTRASOUND-Dynatronics-Solaris 709 Plus |  |  |  |  | THERAPYUNITULTRASOUND-Dynatronics-Solaris 709 Plus | DYNATRONICS | [7 empty] | Covered PM Repair - Biomedical | MHHS-SMR
NO | YES |  |  |  | 041-16030 | 041-16030 | Dynatronics | DYNATRON SOLARIS 709 |  | SP91306013 | SMR - (MC) - MC IRONMAN [GARAGE5-STE101] | MHHS-SMR |  |  |  | 041-16030 | 041-16030 | West | MHHS-Others | SMR - (MC) - MC IRONMAN [GARAGE5-STE101] | Ironman | 12/1/19 |  |  |  | ULTRASOUND THERAPY SYSTEM |  | THERAPYUNITULTRASOUND-Dynatronics-Solaris 709 Plus |  |  |  |  | THERAPYUNITULTRASOUND-Dynatronics-Solaris 709 Plus | DYNATRONICS | [7 empty] | Covered PM Repair - Biomedical | MHHS-SMR
NO | YES |  |  |  | 000-03684 | 000-03684 | Dynatronics | DYNATRON SOLARIS 709 |  |  | SMR - (NE) - KINGWOOD WEST | MHHS-SMR |  |  |  | 000-03684 | 000-03684 | Katy | SMR - (NE) KINGWOOD | SMR - (NE) - KINGWOOD WEST | SMR - (NE) - KINGWOOD |  |  |  |  | ULTRASOUND THERAPY SYSTEM |  | THERAPYUNITULTRASOUND-Dynatronics-Solaris 709 Plus |  |  |  |  | THERAPYUNITULTRASOUND-Dynatronics-Solaris 709 Plus | DYNATRONICS | [7 empty] | Not Covered Vendor Only - Lab Ana/Anes | MHHS-SMR
NO | YES |  |  |  | 000-03689 | 000-03689 | Dynatronics | DYNATRON SOLARIS 709 |  |  | SMR - (NE) - KINGWOOD WEST | MHHS-SMR |  |  |  | 000-03689 | 000-03689 | Katy | SMR - (NE) KINGWOOD | SMR - (NE) - KINGWOOD WEST | SMR - (NE) - KINGWOOD |  |  |  |  | ULTRASOUND THERAPY SYSTEM |  | THERAPYUNITULTRASOUND-Dynatronics-Solaris 709 Plus |  |  |  |  | THERAPYUNITULTRASOUND-Dynatronics-Solaris 709 Plus | DYNATRONICS | [7 empty] | Not Covered Vendor Only - Lab Ana/Anes | MHHS-SMR
NO | YES |  |  |  | 142-01934 | 142-01934 | Dynatronics | DYNATRON SOLARIS 709 |  |  | SMR-(NE)-Ne Hospital | MHHS-SMR |  |  |  | 142-01934 | 142-01934 | Katy | MHHS-Others | SMR-(NE)-Ne Hospital | Sports medicine | 9/1/19 | 9/1/20 |  |  | ULTRASOUND THERAPY SYSTEM | Therapy Unit, Ultrasound | THERAPYUNITULTRASOUND-Dynatronics-Solaris 709 Plus |  |  |  |  | THERAPYUNITULTRASOUND-Dynatronics-Solaris 709 Plus | DYNATRONICS | [6 empty] | TUU-SA | Not Covered Vendor Only - Lab Ana/Anes | MHHS-SMR | [8 empty] | THERAPYUNITULTRASOUND | Therapy Unit, Ultrasound | DYNATRONICS
NO | YES |  |  |  | 142-01939 | 142-01939 | Dynatronics | DYNATRON SOLARIS 709 |  |  | SMR-(NE)-Ne Hospital | MHHS-SMR |  |  |  | 142-01939 | 142-01939 | Katy | MHHS-Others | SMR-(NE)-Ne Hospital |  | 9/1/19 | 3/1/20 |  |  | ULTRASOUND THERAPY SYSTEM | Therapy Unit, Ultrasound | THERAPYUNITULTRASOUND-Dynatronics-Solaris 709 Plus |  |  |  |  | THERAPYUNITULTRASOUND-Dynatronics-Solaris 709 Plus | DYNATRONICS | [6 empty] | TUU-SA | Not Covered Vendor Only - Lab Ana/Anes | MHHS-SMR | [8 empty] | THERAPYUNITULTRASOUND | Therapy Unit, Ultrasound | DYNATRONICS
NO | YES |  |  |  | 005-09214 |  | Dynatronics | DYNATRON SOLARIS 709 |  |  | SMR - (SE) - BEAUMONT | MHHS-SMR |  |  |  | 005-09214 |  | Southeast & Bay Area |  | SMR - (SE) - BEAUMONT |  | 09/06/2019 |  |  |  | ULTRASOUND THERAPY SYSTEM |  | THERAPYUNITULTRASOUND-Dynatronics-Solaris 709 Plus |  |  |  |  | THERAPYUNITULTRASOUND-Dynatronics-Solaris 709 Plus | DYNATRONICS | [7 empty] | Covered PM Repair - Biomedical | MHHS-SMR
NO | YES |  |  |  | 129-04565 | 129-04565 | Dynatronics | DYNATRON SOLARIS 709 |  |  | SMR - (SL) - SIENNA PLANTATION | MHHS-SMR |  |  |  | 129-04565 | 129-04565 | Sugar Land | Memorial Hermann Sports Medicine | SMR - (SL) - SIENNA PLANTATION | Treatment Room | 10/1/19 |  | 4/1/20 |  | ULTRASOUND THERAPY SYSTEM | Therapy Unit, Ultrasound | THERAPYUNITULTRASOUND-Dynatronics-Solaris 709 Plus |  |  |  |  | THERAPYUNITULTRASOUND-Dynatronics-Solaris 709 Plus | DYNATRONICS | [6 empty] | TUU-SA | Covered PM Repair - Biomedical | MHHS-SMR | [8 empty] | THERAPYUNITULTRASOUND | Therapy Unit, Ultrasound | DYNATRONICS
NO | YES |  |  |  | 129-04566 | 129-04566 | Dynatronics | DYNATRON SOLARIS 709 |  |  | SMR - (SL) - SIENNA PLANTATION | MHHS-SMR |  |  |  | 129-04566 | 129-04566 | Sugar Land | Memorial Hermann Sports Medicine | SMR - (SL) - SIENNA PLANTATION | Treatment Room | 10/1/19 |  | 4/1/20 |  | ULTRASOUND THERAPY SYSTEM | Therapy Unit, Ultrasound | THERAPYUNITULTRASOUND-Dynatronics-Solaris 709 Plus |  |  |  |  | THERAPYUNITULTRASOUND-Dynatronics-Solaris 709 Plus | DYNATRONICS | [6 empty] | TUU-SA | Covered PM Repair - Biomedical | MHHS-SMR | [8 empty] | THERAPYUNITULTRASOUND | Therapy Unit, Ultrasound | DYNATRONICS
NO | YES |  |  |  | 013-13410 | 013-13410 | Dynatronics | DYNATRON SOLARIS 709 |  |  | SMR - (SL) - WILLIAMS TRACE | MHHS-SMR |  |  |  | 013-13410 | 013-13410 | Sugar Land | Memorial Hermann Sports Medicine | SMR - (SL) - WILLIAMS TRACE | Treatment 1 | 10/1/19 | 4/1/20 |  |  | ULTRASOUND THERAPY SYSTEM | Therapy Unit, Ultrasound | THERAPYUNITULTRASOUND-Dynatronics-Solaris 709 Plus |  |  |  |  | THERAPYUNITULTRASOUND-Dynatronics-Solaris 709 Plus | DYNATRONICS |  |  |  |  | 4/4/17 |  | TUU-SA | Covered PM Repair - Biomedical | MHHS-SMR | [8 empty] | THERAPYUNITULTRASOUND | Therapy Unit, Ultrasound | DYNATRONICS
NO | YES |  |  |  | 013-35900 | 013-35900 | Dynatronics | DYNATRON SOLARIS 709 |  | SP91209064 | SMR - (STX) - RBJ - RICHMOND | MHHS-SMR |  |  |  | 013-35900 | 013-35900 | South | Sports med | SMR - (STX) - RBJ - RICHMOND | Sports med | 10/1/19 | 10/1/20 |  |  | ULTRASOUND THERAPY SYSTEM | Therapy Unit, Ultrasound | THERAPYUNITULTRASOUND-Dynatronics-Solaris 709 Plus |  |  |  |  | THERAPYUNITULTRASOUND-Dynatronics-Solaris 709 Plus | DYNATRONICS | [6 empty] | TUU-SA | Covered PM Repair - Biomedical | MHHS-SMR | [8 empty] | THERAPYUNITULTRASOUND | Therapy Unit, Ultrasound | DYNATRONICS
NO | YES |  |  |  | 241-02442 | 241-02442 | Dynatronics | DYNATRON SOLARIS 709 |  |  | SMR - (STX) - RBJ - RICHMOND | MHHS-SMR |  |  |  | 241-02442 | 241-02442 | South | Richmond Sports Medicine and Rehabilitation | SMR - (STX) - RBJ - RICHMOND | Rehab | 10/1/19 | 10/1/20 |  |  | ULTRASOUND THERAPY SYSTEM | Therapy Unit, Ultrasound | THERAPYUNITULTRASOUND-Dynatronics-Solaris 709 Plus |  |  |  |  | THERAPYUNITULTRASOUND-Dynatronics-Solaris 709 Plus | DYNATRONICS | [6 empty] | TUU-SA | Covered PM Repair - Biomedical | MHHS-SMR | [8 empty] | THERAPYUNITULTRASOUND | Therapy Unit, Ultrasound | DYNATRONICS
NO | YES |  |  |  | 000-02718 | 000-02718 | Dynatronics | DYNATRON SOLARIS 709 |  |  | SMR-(STX)-Wharton | MHHS-SMR |  |  |  | 000-02718 | 000-02718 | South | MHHS-Others | SMR-(STX)-Wharton | Exam rm 1 | 10/1/19 | 4/1/20 |  |  | ULTRASOUND THERAPY SYSTEM | Therapy Unit, Ultrasound | THERAPYUNITULTRASOUND-Dynatronics-Solaris 709 Plus |  |  |  |  | THERAPYUNITULTRASOUND-Dynatronics-Solaris 709 Plus | DYNATRONICS |  |  |  |  | 4/3/17 |  | TUU-SA | Covered PM Repair - Biomedical | MHHS-SMR | [8 empty] | THERAPYUNITULTRASOUND | Therapy Unit, Ultrasound | DYNATRONICS
NO | YES |  |  |  | 000-02721 | 000-02721 | Dynatronics | DYNATRON SOLARIS 709 |  |  | SMR-(STX)-Wharton | MHHS-SMR |  |  |  | 000-02721 | 000-02721 | South | MHHS-Others | SMR-(STX)-Wharton | Exam room 3 | 10/1/19 | 4/1/20 |  |  | ULTRASOUND THERAPY SYSTEM | Therapy Unit, Ultrasound | THERAPYUNITULTRASOUND-Dynatronics-Solaris 709 Plus |  |  |  |  | THERAPYUNITULTRASOUND-Dynatronics-Solaris 709 Plus | DYNATRONICS | [6 empty] | TUU-SA | Covered PM Repair - Biomedical | MHHS-SMR | [8 empty] | THERAPYUNITULTRASOUND | Therapy Unit, Ultrasound | DYNATRONICS
NO | YES |  |  |  | 013-15689 | 013-15689 | Dynatronics | DYNATRON SOLARIS 709 |  |  | SMR-(SW)-Southwest (Mp4) | MHHS-SMR |  |  |  | 013-15689 | 013-15689 | Southwest | MHHS-Others | SMR-(SW)-Southwest (Mp4) | Medical Plaza 4 Suite 570 | 10/1/19 |  |  |  | ULTRASOUND THERAPY SYSTEM | Therapy Unit, Ultrasound | THERAPYUNITULTRASOUND-Dynatronics-Solaris 709 Plus |  |  |  |  | THERAPYUNITULTRASOUND-Dynatronics-Solaris 709 Plus | DYNATRONICS | [6 empty] | TUU-SA | Covered PM Repair - Biomedical | MHHS-SMR | [8 empty] | THERAPYUNITULTRASOUND | Therapy Unit, Ultrasound | DYNATRONICS
NO | YES |  |  |  | 013-35842 | 013-35842 | Dynatronics | DYNATRON SOLARIS 709 |  |  | SMR-(SW)-Southwest (Mp4) | MHHS-SMR |  |  |  | 013-35842 | 013-35842 | Southwest | MHHS-Others | SMR-(SW)-Southwest (Mp4) | Medical Plaza 4 Suite 570 | 10/1/19 |  |  |  | ULTRASOUND THERAPY SYSTEM | Therapy Unit, Ultrasound | THERAPYUNITULTRASOUND-Dynatronics-Solaris 709 Plus |  |  |  |  | THERAPYUNITULTRASOUND-Dynatronics-Solaris 709 Plus | DYNATRONICS |  |  |  |  | 8/20/15 |  | TUU-SA | Covered PM Repair - Biomedical | MHHS-SMR | [8 empty] | THERAPYUNITULTRASOUND | Therapy Unit, Ultrasound | DYNATRONICS
NO | YES |  |  |  | 069-23229 |  | Dynatronics | DYNATRON SOLARIS 709 |  |  | SMR-(TMC)-Ironman [MHMP-16Flr] | MHHS-SMR |  |  |  | 069-23229 |  | TMC | MHHS-Others | SMR-(TMC)-Ironman [MHMP-16Flr] | Iron man | 11/1/19 |  | 5/1/20 |  | ULTRASOUND THERAPY SYSTEM | Therapy Unit, Ultrasound | THERAPYUNITULTRASOUND-Dynatronics-Solaris 709 Plus |  |  |  |  | THERAPYUNITULTRASOUND-Dynatronics-Solaris 709 Plus | DYNATRONICS |  |  |  |  | 1/8/16 |  | TUU-SA | Covered PM Repair - Biomedical | MHHS-SMR | [8 empty] | THERAPYUNITULTRASOUND | Therapy Unit, Ultrasound | DYNATRONICS
NO | YES |  |  |  | 069-23254 |  | Dynatronics | DYNATRON SOLARIS 709 |  |  | SMR-(TMC)-Ironman [MHMP-16Flr] | MHHS-SMR |  |  |  | 069-23254 |  | TMC | MHHS-Others | SMR-(TMC)-Ironman [MHMP-16Flr] | Ironman | 11/1/19 |  | 5/1/20 |  | ULTRASOUND THERAPY SYSTEM | Therapy Unit, Ultrasound | THERAPYUNITULTRASOUND-Dynatronics-Solaris 709 Plus |  |  |  |  | THERAPYUNITULTRASOUND-Dynatronics-Solaris 709 Plus | DYNATRONICS |  |  |  |  | 10/1/15 |  | TUU-SA | Covered PM Repair - Biomedical | MHHS-SMR | [8 empty] | THERAPYUNITULTRASOUND | Therapy Unit, Ultrasound | DYNATRONICS
NO | YES |  |  |  | 069-23255 | 069-23255 | Dynatronics | DYNATRON SOLARIS 709 |  |  | SMR - (TMC) - IRONMAN [MHMP-16FLR] | MHHS-SMR |  |  |  | 069-23255 | 069-23255 | TMC | MHHS-Others | SMR - (TMC) - IRONMAN [MHMP-16FLR] | Gym | 11/1/19 |  | 5/1/20 |  | ULTRASOUND THERAPY SYSTEM | Therapy Unit, Ultrasound | THERAPYUNITULTRASOUND-Dynatronics-Solaris 709 Plus |  |  |  |  | THERAPYUNITULTRASOUND-Dynatronics-Solaris 709 Plus | DYNATRONICS | [6 empty] | TUU-SA | Covered PM Repair - Biomedical | MHHS-SMR | [8 empty] | THERAPYUNITULTRASOUND | Therapy Unit, Ultrasound | DYNATRONICS
NO | YES |  |  |  | 069-23258 | 069-23258 | Dynatronics | DYNATRON SOLARIS 709 |  |  | SMR - (TMC) - IRONMAN [MHMP-16FLR] | MHHS-SMR |  |  |  | 069-23258 | 069-23258 | TMC | MHHS-Others | SMR - (TMC) - IRONMAN [MHMP-16FLR] | Gym | 11/1/19 |  | 5/1/20 |  | ULTRASOUND THERAPY SYSTEM | Therapy Unit, Ultrasound | THERAPYUNITULTRASOUND-Dynatronics-Solaris 709 Plus |  |  |  |  | THERAPYUNITULTRASOUND-Dynatronics-Solaris 709 Plus | DYNATRONICS | [6 empty] | TUU-SA | Covered PM Repair - Biomedical | MHHS-SMR | [8 empty] | THERAPYUNITULTRASOUND | Therapy Unit, Ultrasound | DYNATRONICS
NO | YES |  |  |  | 069-37629 | 069-37629 | Dynatronics | DYNATRON SOLARIS 709 |  |  | SMR-(TMC)-Ironman [MHMP-16Flr] | MHHS-SMR |  |  |  | 069-37629 | 069-37629 | TMC | MHHS-Others | SMR-(TMC)-Ironman [MHMP-16Flr] | Ironman | 11/1/19 |  | 11/1/20 | No PM required | ULTRASOUND THERAPY SYSTEM | Therapy Unit, Ultrasound | THERAPYUNITULTRASOUND-Dynatronics-Solaris 709 Plus |  |  |  |  | THERAPYUNITULTRASOUND-Dynatronics-Solaris 709 Plus | DYNATRONICS | [6 empty] | TUU-SA | Covered PM Repair - Biomedical | MHHS-SMR | [8 empty] | THERAPYUNITULTRASOUND | Therapy Unit, Ultrasound | DYNATRONICS
NO | YES |  |  |  | 069-37630 | 069-37630 | Dynatronics | DYNATRON SOLARIS 709 |  |  | SMR-(TMC)-Ironman [MHMP-16Flr] | MHHS-SMR |  |  |  | 069-37630 | 069-37630 | TMC | MHHS-Others | SMR-(TMC)-Ironman [MHMP-16Flr] | Ironman | 11/1/19 |  | 11/1/20 |  | ULTRASOUND THERAPY SYSTEM | Therapy Unit, Ultrasound | THERAPYUNITULTRASOUND-Dynatronics-Solaris 709 Plus |  |  |  |  | THERAPYUNITULTRASOUND-Dynatronics-Solaris 709 Plus | DYNATRONICS | [6 empty] | TUU-SA | Covered PM Repair - Biomedical | MHHS-SMR | [8 empty] | THERAPYUNITULTRASOUND | Therapy Unit, Ultrasound | DYNATRONICS
NO | YES |  |  |  | 925-00840 |  | Dynatronics | DYNATRON SOLARIS 709 |  |  | SMR-(TMC)-Ironman [MHMP-16Flr] | MHHS-SMR |  |  |  | 925-00840 |  | TMC | MHHS-Others | SMR-(TMC)-Ironman [MHMP-16Flr] | Iron man | 11/1/19 |  | 5/1/20 |  | ULTRASOUND THERAPY SYSTEM | Therapy Unit, Ultrasound | THERAPYUNITULTRASOUND-Dynatronics-Solaris 709 Plus |  |  |  |  | THERAPYUNITULTRASOUND-Dynatronics-Solaris 709 Plus | DYNATRONICS | [6 empty] | TUU-SA | Covered PM Repair - Biomedical | MHHS-SMR | [8 empty] | THERAPYUNITULTRASOUND | Therapy Unit, Ultrasound | DYNATRONICS
NO | YES |  |  |  | 029-03198 | 029-03198 | Dynatronics | DYNATRON SOLARIS 709 |  |  | SMR-(WDLS)-Med Plaza 4 (Mp4) | MHHS-SMR |  |  |  | 029-03198 | 029-03198 | Woodlands | MHHS-Others | SMR-(WDLS)-Med Plaza 4 (Mp4) | MED PLAZA 4 | 8/1/19 |  | 8/1/20 |  | ULTRASOUND THERAPY SYSTEM | Therapy Unit, Ultrasound | THERAPYUNITULTRASOUND-Dynatronics-Solaris 709 Plus |  |  |  |  | THERAPYUNITULTRASOUND-Dynatronics-Solaris 709 Plus | DYNATRONICS | [6 empty] | TUU-SA | Covered PM Repair - Biomedical | MHHS-SMR | [8 empty] | THERAPYUNITULTRASOUND | Therapy Unit, Ultrasound | DYNATRONICS
NO | YES |  |  |  |  | 029-05067 | Dynatronics | DYNATRON SOLARIS 709 |  |  | SMR-(WDLS)-Med Plaza 4 (Mp4) | MHHS-SMR |  |  |  |  | 029-05067 | Woodlands | MHHS-Others | SMR-(WDLS)-Med Plaza 4 (Mp4) | Open Gym | 2/1/20 |  | 8/1/20 |  | ULTRASOUND THERAPY SYSTEM | Therapy Unit, Ultrasound | THERAPYUNITULTRASOUND-Dynatronics-Solaris 709 Plus |  |  |  |  | THERAPYUNITULTRASOUND-Dynatronics-Solaris 709 Plus | DYNATRONICS | [6 empty] | TUU-SA | Covered PM Repair - Biomedical | MHHS-SMR | [8 empty] | THERAPYUNITULTRASOUND | Therapy Unit, Ultrasound | DYNATRONICS
NO | YES |  |  |  | 029-04995 | 029-04995 | Dynatronics | DYNATRON SOLARIS 709 |  |  | SMR - (WDLS) - STERLING RIDGE | MHHS-SMR |  |  |  | 029-04995 | 029-04995 | Woodlands | Sports Medicine | SMR - (WDLS) - STERLING RIDGE | [5 empty] | ULTRASOUND THERAPY SYSTEM |  | THERAPYUNITULTRASOUND-Dynatronics-Solaris 709 Plus |  |  |  |  | THERAPYUNITULTRASOUND-Dynatronics-Solaris 709 Plus | DYNATRONICS | [7 empty] | Covered PM Repair - Biomedical | MHHS-SMR
NO | YES |  |  |  | 029-08711 | 029-08711 | Dynatronics | DYNATRON SOLARIS 709 |  |  | SMR - (WDLS) - STERLING RIDGE | MHHS-SMR |  |  |  | 029-08711 | 029-08711 | Woodlands | Sports medicine and rehab | SMR - (WDLS) - STERLING RIDGE | Sports medicine and rehabilitation |  |  |  |  | ULTRASOUND THERAPY SYSTEM |  | THERAPYUNITULTRASOUND-Dynatronics-Solaris 709 Plus |  |  |  |  | THERAPYUNITULTRASOUND-Dynatronics-Solaris 709 Plus | DYNATRONICS | [7 empty] | Covered PM Repair - Biomedical | MHHS-SMR
NO | YES |  |  |  | 029-08834 | 029-08834 | Dynatronics | DYNATRON SOLARIS 709 |  |  | SMR - (WDLS) - STERLING RIDGE | MHHS-SMR |  |  |  | 029-08834 | 029-08834 | Woodlands | Sports medicine and rehab | SMR - (WDLS) - STERLING RIDGE | Sports medicine and rehabilitation |  |  |  |  | ULTRASOUND THERAPY SYSTEM |  | THERAPYUNITULTRASOUND-Dynatronics-Solaris 709 Plus |  |  |  |  | THERAPYUNITULTRASOUND-Dynatronics-Solaris 709 Plus | DYNATRONICS | [7 empty] | Covered PM Repair - Biomedical | MHHS-SMR
NO | YES |  |  |  | 142-05600 | 142-05600 | Dynatronics | DYNATRON SOLARIS 709 |  |  | SMR-(WDLS)-Wl Ironman [Pinecroft-Ste450] | MHHS-SMR |  |  |  | 142-05600 | 142-05600 | Woodlands | MHHS-Others | SMR-(WDLS)-Wl Ironman [Pinecroft-Ste450] |  | 8/1/19 |  | 8/1/20 |  | ULTRASOUND THERAPY SYSTEM | Therapy Unit, Ultrasound | THERAPYUNITULTRASOUND-Dynatronics-Solaris 709 Plus |  |  |  |  | THERAPYUNITULTRASOUND-Dynatronics-Solaris 709 Plus | DYNATRONICS |  |  |  |  | 12/31/14 |  | TUU-SA | Covered PM Repair - Biomedical | MHHS-SMR | [8 empty] | THERAPYUNITULTRASOUND | Therapy Unit, Ultrasound | DYNATRONICS
NO | YES |  |  |  |  | 241-01994 | Dynatronics | DYNATRON SOLARIS 709 |  |  | TIRR-Kirby Glenn | MHHS-TIRR |  |  |  |  | 241-01994 | TMC | MHHS-Others | TIRR-Kirby Glenn | Area A | 10/1/19 |  |  |  | ULTRASOUND THERAPY SYSTEM | Therapy Unit, Ultrasound | THERAPYUNITULTRASOUND-Dynatronics-Solaris 709 Plus |  |  |  |  | THERAPYUNITULTRASOUND-Dynatronics-Solaris 709 Plus | DYNATRONICS | [6 empty] | TUU-SA | Covered PM Repair - Lab Analyzers/Anesth | MHHS-TIRR | [8 empty] | THERAPYUNITULTRASOUND | Therapy Unit, Ultrasound | DYNATRONICS
NO | NO |  |  |  | 000-03706 |  | Dynatronics | DYNATRON SOLARIS 709 |  |  | SMR - (NE) - ATASCOCITA | MHHS-SMR |  |  |  | 000-03706 |  | Katy |  | SMR - (NE) - ATASCOCITA | [5 empty] | ULTRASOUND THERAPY SYSTEM |  | THERAPYUNITULTRASOUND-Dynatronics-Solaris 709 Plus |  |  |  |  | THERAPYUNITULTRASOUND-Dynatronics-Solaris 709 Plus | DYNATRONICS | [7 empty] | Covered PM Repair - Biomedical | MHHS-SMR
NO | NO |  |  |  | 000-03707 |  | Dynatronics | DYNATRON SOLARIS 709 |  |  | SMR - (NE) - ATASCOCITA | MHHS-SMR |  |  |  | 000-03707 |  | Katy |  | SMR - (NE) - ATASCOCITA | [5 empty] | ULTRASOUND THERAPY SYSTEM |  | THERAPYUNITULTRASOUND-Dynatronics-Solaris 709 Plus |  |  |  |  | THERAPYUNITULTRASOUND-Dynatronics-Solaris 709 Plus | DYNATRONICS | [7 empty] | Covered PM Repair - Biomedical | MHHS-SMR
NO | NO |  |  |  | 142-05601 |  | Dynatronics | DYNATRON SOLARIS 709 |  |  | SMR - (NE) - SUMMER CREEK CCC | MHHS-SMR |  |  |  | 142-05601 |  | Katy |  | SMR - (NE) - SUMMER CREEK CCC | [5 empty] | ULTRASOUND THERAPY SYSTEM |  | THERAPYUNITULTRASOUND-Dynatronics-Solaris 709 Plus |  |  |  |  | THERAPYUNITULTRASOUND-Dynatronics-Solaris 709 Plus | DYNATRONICS | [7 empty] | Covered PM Repair - Biomedical | MHHS-SMR
NO | NO |  |  |  | 013-18295 |  | Dynatronics | DYNATRON SOLARIS 709 |  |  | SMR - (SL) - WILLIAMS TRACE | MHHS-SMR |  |  |  | 013-18295 |  | Sugar Land |  | SMR - (SL) - WILLIAMS TRACE | [5 empty] | ULTRASOUND THERAPY SYSTEM |  | THERAPYUNITULTRASOUND-Dynatronics-Solaris 709 Plus |  |  |  |  | THERAPYUNITULTRASOUND-Dynatronics-Solaris 709 Plus | DYNATRONICS | [7 empty] | Covered PM Repair - Biomedical | MHHS-SMR
NO | YES |  |  |  | 041-20019 | 041-20019 | Dynatronics | DYNATRON SOLARIS 709 PLUS |  | SP91512016 | SMR - (CY) - CYPRESS CCC (MP1) | MHHS-SMR |  |  |  | 041-20019 | 041-20019 | Northwest | MHHS-Others | SMR - (CY) - CYPRESS CCC (MP1) | Treatment room 3 | 11/1/19 | 5/1/20 |  | Could not get pic of data plate | ULTRASOUND THERAPY SYSTEM | Therapy Unit, Ultrasound | THERAPYUNITULTRASOUND-Dynatronics-Solaris 709 Plus |  |  |  |  | THERAPYUNITULTRASOUND-Dynatronics-Solaris 709 Plus | DYNATRONICS |  |  |  |  | 12/31/14 |  | TUU-SA | Covered PM Repair - Biomedical | MHHS-SMR | [8 empty] | THERAPYUNITULTRASOUND | Therapy Unit, Ultrasound | DYNATRONICS
NO | YES |  |  |  | 041-20020 | 041-20020 | Dynatronics | DYNATRON SOLARIS 709 PLUS |  | SP91512015 | SMR - (CY) - CYPRESS CCC (MP1) | MHHS-SMR |  |  |  | 041-20020 | 041-20020 | Northwest | MHHS-Others | SMR - (CY) - CYPRESS CCC (MP1) | Treatment room 3 | 11/1/19 | 5/1/20 |  | Could not get picture of serial and model info | ULTRASOUND THERAPY SYSTEM | Therapy Unit, Ultrasound | THERAPYUNITULTRASOUND-Dynatronics-Solaris 709 Plus |  |  |  |  | THERAPYUNITULTRASOUND-Dynatronics-Solaris 709 Plus | DYNATRONICS | [6 empty] | TUU-SA | Covered PM Repair - Biomedical | MHHS-SMR | [8 empty] | THERAPYUNITULTRASOUND | Therapy Unit, Ultrasound | DYNATRONICS
NO | YES |  |  |  | 583-00998 | 583-00998 | Dynatronics | DYNATRON SOLARIS 709 PLUS |  | SPG1503059 | SMR-(KY)-South Katy CCC | MHHS-SMR |  |  |  | 583-00998 | 583-00998 | Katy | MHHS-Others | SMR-(KY)-South Katy CCC | Rehab | 10/1/19 | 10/1/20 |  |  | ULTRASOUND THERAPY SYSTEM | Therapy Unit, Ultrasound | THERAPYUNITULTRASOUND-Dynatronics-Solaris 709 Plus |  |  |  |  | THERAPYUNITULTRASOUND-Dynatronics-Solaris 709 Plus | DYNATRONICS |  |  |  |  | 4/3/17 |  | TUU-SA | Covered PM Repair - Biomedical | MHHS-SMR | [8 empty] | THERAPYUNITULTRASOUND | Therapy Unit, Ultrasound | DYNATRONICS
NO | YES |  |  |  | 583-01001 | 583-01001 | Dynatronics | DYNATRON SOLARIS 709 PLUS |  | SP91503052 | SMR-(KY)-South Katy CCC | MHHS-SMR |  |  |  | 583-01001 | 583-01001 | Katy | MHHS-Others | SMR-(KY)-South Katy CCC | Rehab | 10/1/19 | 10/1/20 |  |  | ULTRASOUND THERAPY SYSTEM | Therapy Unit, Ultrasound | THERAPYUNITULTRASOUND-Dynatronics-Solaris 709 Plus |  |  |  |  | THERAPYUNITULTRASOUND-Dynatronics-Solaris 709 Plus | DYNATRONICS | [6 empty] | TUU-SA | Covered PM Repair - Biomedical | MHHS-SMR | [8 empty] | THERAPYUNITULTRASOUND | Therapy Unit, Ultrasound | DYNATRONICS
NO | YES |  |  |  | 009-10607 | 009-10607 | Dynatronics | DYNATRON SOLARIS 709 PLUS |  | ST91708002 | SMR - (MC) - TOWN | MHHS-SMR |  |  |  | 009-10607 | 009-10607 | West | Memorial Hermann Sports Medicine | SMR - (MC) - TOWN | Gym Floor | 6/1/19 |  | 6/1/20 |  | ULTRASOUND THERAPY SYSTEM | Therapy Unit, Ultrasound | THERAPYUNITULTRASOUND-Dynatronics-Solaris 709 Plus |  |  |  |  | THERAPYUNITULTRASOUND-Dynatronics-Solaris 709 Plus | DYNATRONICS | [6 empty] | TUU-SA | Covered PM Repair - Biomedical | MHHS-SMR | [8 empty] | THERAPYUNITULTRASOUND | Therapy Unit, Ultrasound | DYNATRONICS
NO | YES |  |  |  | 005-12437 | 005-12437 | Dynatronics | DYNATRON SOLARIS 709 PLUS |  | ST91801040 | SMR - (MC) - WILLOWBROOK | MHHS-SMR |  |  |  | 005-12437 | 005-12437 | West | Willowbrooke | SMR - (MC) - WILLOWBROOK | Bay 1 | 10/1/19 | 10/1/20 |  |  | ULTRASOUND THERAPY SYSTEM | Therapy Unit, Ultrasound | THERAPYUNITULTRASOUND-Dynatronics-Solaris 709 Plus |  |  |  |  | THERAPYUNITULTRASOUND-Dynatronics-Solaris 709 Plus | DYNATRONICS | [6 empty] | TUU-SA | Covered PM Repair - Biomedical | MHHS-SMR | [8 empty] | THERAPYUNITULTRASOUND | Therapy Unit, Ultrasound | DYNATRONICS
NO | YES |  |  |  | 005-12438 | 005-12438 | Dynatronics | DYNATRON SOLARIS 709 PLUS |  | ST91801049 | SMR - (MC) - WILLOWBROOK | MHHS-SMR |  |  |  | 005-12438 | 005-12438 | West | Willowbrook | SMR - (MC) - WILLOWBROOK |  | 10/1/19 | 10/1/19 |  |  | ULTRASOUND THERAPY SYSTEM | Therapy Unit, Ultrasound | THERAPYUNITULTRASOUND-Dynatronics-Solaris 709 Plus |  |  |  |  | THERAPYUNITULTRASOUND-Dynatronics-Solaris 709 Plus | DYNATRONICS |  |  |  |  | 4/3/17 |  | TUU-SA | Covered PM Repair - Biomedical | MHHS-SMR | [8 empty] | THERAPYUNITULTRASOUND | Therapy Unit, Ultrasound | DYNATRONICS
NO | YES |  |  |  | 000-04117 | 000-04117 | Dynatronics | DYNATRON SOLARIS 709 PLUS |  | ST91808053 | MH MG-(NE)-Kingwood CCC-Timeshare | MHHS-SMR |  |  |  | 000-04117 | 000-04117 | Katy | MHHS-MG | MH MG-(NE)-Kingwood CCC-Timeshare | Rehab | 10/1/19 | 4/1/20 |  |  | ULTRASOUND THERAPY SYSTEM | Therapy Unit, Ultrasound | THERAPYUNITULTRASOUND-Dynatronics-Solaris 709 Plus |  |  |  |  | THERAPYUNITULTRASOUND-Dynatronics-Solaris 709 Plus | DYNATRONICS |  |  |  |  | 4/3/17 |  | TUU-SA | Covered PM Repair - Biomedical | MHHS-SMR | [8 empty] | THERAPYUNITULTRASOUND | Therapy Unit, Ultrasound | DYNATRONICS
NO | YES |  |  |  | 000-04118 | 000-04118 | Dynatronics | DYNATRON SOLARIS 709 PLUS |  | NSN | SMR-(NE)-Kingwood CCC | MHHS-SMR |  |  |  | 000-04118 | 000-04118 | Katy | MHHS-Others | SMR-(NE)-Kingwood CCC | Exam 2 | 10/1/19 | 4/1/20 |  |  | ULTRASOUND THERAPY SYSTEM | Therapy Unit, Ultrasound | THERAPYUNITULTRASOUND-Dynatronics-Solaris 709 Plus |  |  |  |  | THERAPYUNITULTRASOUND-Dynatronics-Solaris 709 Plus | DYNATRONICS |  |  |  |  | 4/3/17 |  | TUU-SA | Covered PM Repair - Biomedical | MHHS-SMR | [8 empty] | THERAPYUNITULTRASOUND | Therapy Unit, Ultrasound | DYNATRONICS
NO | YES |  |  |  | 000-04121 | 000-04121 | Dynatronics | DYNATRON SOLARIS 709 PLUS |  | ST91810002 | MH MG-(NE)-Kingwood CCC-Timeshare | MHHS-SMR |  |  |  | 000-04121 | 000-04121 | Katy | MHHS-MG | MH MG-(NE)-Kingwood CCC-Timeshare | Rehab | 10/1/19 | 4/1/20 |  |  | ULTRASOUND THERAPY SYSTEM | Therapy Unit, Ultrasound | THERAPYUNITULTRASOUND-Dynatronics-Solaris 709 Plus |  |  |  |  | THERAPYUNITULTRASOUND-Dynatronics-Solaris 709 Plus | DYNATRONICS |  |  |  |  | 4/4/17 |  | TUU-SA | Covered PM Repair - Biomedical | MHHS-SMR | [8 empty] | THERAPYUNITULTRASOUND | Therapy Unit, Ultrasound | DYNATRONICS
NO | YES |  |  |  | 005-12360 | 005-12360 | Dynatronics | DYNATRON SOLARIS 709 PLUS |  | ST91712010 | SMR - (SE) - LEAGUE CITY CCC | MHHS-SMR |  |  |  | 005-12360 | 005-12360 | Southeast | MHHS-Others | SMR - (SE) - LEAGUE CITY CCC |  | 9/1/19 |  |  |  | ULTRASOUND THERAPY SYSTEM | Therapy Unit, Ultrasound | THERAPYUNITULTRASOUND-Dynatronics-Solaris 709 Plus |  |  |  |  | THERAPYUNITULTRASOUND-Dynatronics-Solaris 709 Plus | DYNATRONICS |  |  |  |  | 4/4/17 |  | TUU-SA | Covered PM Repair - Biomedical | MHHS-SMR | [8 empty] | THERAPYUNITULTRASOUND | Therapy Unit, Ultrasound | DYNATRONICS
NO | YES |  |  |  | 129-06814 | 129-06814 | Dynatronics | DYNATRON SOLARIS 709 PLUS |  | SP91602074 | SMR - (SL) - SL IRONMAN [MP2-STE100] | MHHS-SMR |  |  |  | 129-06814 | 129-06814 | Sugar Land | MHHS-Others | SMR - (SL) - SL IRONMAN [MP2-STE100] |  | 10/1/19 | 10/1/20 |  |  | ULTRASOUND THERAPY SYSTEM | Therapy Unit, Ultrasound | THERAPYUNITULTRASOUND-Dynatronics-Solaris 709 Plus |  |  |  |  | THERAPYUNITULTRASOUND-Dynatronics-Solaris 709 Plus | DYNATRONICS | [6 empty] | TUU-SA | Covered PM Repair - Biomedical | MHHS-SMR | [8 empty] | THERAPYUNITULTRASOUND | Therapy Unit, Ultrasound | DYNATRONICS
NO | YES |  |  |  | 129-06818 | 129-06818 | Dynatronics | DYNATRON SOLARIS 709 PLUS |  | SP91602070 | SMR - (SL) - SL IRONMAN [MP2-STE100] | MHHS-SMR |  |  |  | 129-06818 | 129-06818 | Sugar Land | MHHS-Others | SMR - (SL) - SL IRONMAN [MP2-STE100] | Gym Floor | 10/1/19 |  | 4/1/20 |  | ULTRASOUND THERAPY SYSTEM | Therapy Unit, Ultrasound | THERAPYUNITULTRASOUND-Dynatronics-Solaris 709 Plus |  |  |  |  | THERAPYUNITULTRASOUND-Dynatronics-Solaris 709 Plus | DYNATRONICS | [6 empty] | TUU-SA | Covered PM Repair - Biomedical | MHHS-SMR | [8 empty] | THERAPYUNITULTRASOUND | Therapy Unit, Ultrasound | DYNATRONICS
NO | YES |  |  |  | 129-06854 | 129-06854 | Dynatronics | DYNATRON SOLARIS 709 PLUS |  | SP91602075 | SMR - (SL) - SL IRONMAN [MP2-STE100] | MHHS-SMR |  |  |  | 129-06854 | 129-06854 | Sugar Land | MHHS-Others | SMR - (SL) - SL IRONMAN [MP2-STE100] |  | 10/1/19 | 10/1/20 |  |  | ULTRASOUND THERAPY SYSTEM | Therapy Unit, Ultrasound | THERAPYUNITULTRASOUND-Dynatronics-Solaris 709 Plus |  |  |  |  | THERAPYUNITULTRASOUND-Dynatronics-Solaris 709 Plus | DYNATRONICS | [6 empty] | TUU-SA | Covered PM Repair - Biomedical | MHHS-SMR | [8 empty] | THERAPYUNITULTRASOUND | Therapy Unit, Ultrasound | DYNATRONICS
NO | YES |  |  |  | 029-10098 | 029-10098 | Dynatronics | DYNATRON SOLARIS 709 PLUS |  | SP91507037 | SMR-(TMC)-Shepherd Square | MHHS-SMR |  |  |  | 029-10098 | 029-10098 | TMC | MHHS-Others | SMR-(TMC)-Shepherd Square | Gym Floor | 8/1/19 | 2/1/20 |  |  | ULTRASOUND THERAPY SYSTEM | Therapy Unit, Ultrasound | THERAPYUNITULTRASOUND-Dynatronics-Solaris 709 Plus |  |  |  |  | THERAPYUNITULTRASOUND-Dynatronics-Solaris 709 Plus | DYNATRONICS | [6 empty] | TUU-SA | Covered PM Repair - Biomedical | MHHS-SMR | [8 empty] | THERAPYUNITULTRASOUND | Therapy Unit, Ultrasound | DYNATRONICS
NO | YES |  |  |  | 029-08636 | 029-08636 | Dynatronics | DYNATRON SOLARIS 709 PLUS |  | SP91209063 | SMR-(WDLS)-Med Plaza 4 (Mp4) | MHHS-SMR |  |  |  | 029-08636 | 029-08636 | Woodlands | MHHS-Others | SMR-(WDLS)-Med Plaza 4 (Mp4) | MED-PLAZA4 | 8/1/19 |  | 8/1/20 |  | ULTRASOUND THERAPY SYSTEM | Therapy Unit, Ultrasound | THERAPYUNITULTRASOUND-Dynatronics-Solaris 709 Plus |  |  |  |  | THERAPYUNITULTRASOUND-Dynatronics-Solaris 709 Plus | DYNATRONICS | [6 empty] | TUU-SA | Covered PM Repair - Biomedical | MHHS-SMR | [8 empty] | THERAPYUNITULTRASOUND | Therapy Unit, Ultrasound | DYNATRONICS
NO | YES |  |  |  | 029-11561 | 029-11561 | Dynatronics | DYNATRON SOLARIS 709 PLUS |  | ST91610059 | SMR-(WDLS)-Spring CCC | MHHS-SMR |  |  |  | 029-11561 | 029-11561 | Woodlands | MHHS-Others | SMR-(WDLS)-Spring CCC | Sports medicine | 11/1/19 |  | 11/1/20 |  | ULTRASOUND THERAPY SYSTEM | Therapy Unit, Ultrasound | THERAPYUNITULTRASOUND-Dynatronics-Solaris 709 Plus |  |  |  |  | THERAPYUNITULTRASOUND-Dynatronics-Solaris 709 Plus | DYNATRONICS | [6 empty] | TUU-SA | Covered PM Repair - Biomedical | MHHS-SMR | [8 empty] | THERAPYUNITULTRASOUND | Therapy Unit, Ultrasound | DYNATRONICS
NO | YES |  |  |  | 029-11562 | 029-11562 | Dynatronics | DYNATRON SOLARIS 709 PLUS |  | ST91610060 | SMR-(WDLS)-Spring CCC | MHHS-SMR |  |  |  | 029-11562 | 029-11562 | Woodlands | MHHS-Others | SMR-(WDLS)-Spring CCC | Sports medicine | 11/1/19 |  | 5/1/20 |  | ULTRASOUND THERAPY SYSTEM | Therapy Unit, Ultrasound | THERAPYUNITULTRASOUND-Dynatronics-Solaris 709 Plus |  |  |  |  | THERAPYUNITULTRASOUND-Dynatronics-Solaris 709 Plus | DYNATRONICS | [6 empty] | TUU-SA | Covered PM Repair - Biomedical | MHHS-SMR | [8 empty] | THERAPYUNITULTRASOUND | Therapy Unit, Ultrasound | DYNATRONICS
NO | YES |  |  |  | 029-11994 | 029-11994 | Dynatronics | DYNATRON SOLARIS 709 PLUS |  | SP91606044 | SMR-(WDLS)-Spring Sports Park | MHHS-SMR |  |  |  | 029-11994 | 029-11994 | Woodlands | MHHS-Others | SMR-(WDLS)-Spring Sports Park | Sport rehab | 8/1/19 |  | 8/1/20 |  | ULTRASOUND THERAPY SYSTEM | Therapy Unit, Ultrasound | THERAPYUNITULTRASOUND-Dynatronics-Solaris 709 Plus |  |  |  |  | THERAPYUNITULTRASOUND-Dynatronics-Solaris 709 Plus | DYNATRONICS | [6 empty] | TUU-SA | Covered PM Repair - Biomedical | MHHS-SMR | [8 empty] | THERAPYUNITULTRASOUND | Therapy Unit, Ultrasound | DYNATRONICS
NO | YES |  |  |  | 029-08046 | 029-08046 | Dynatronics | DYNATRON SOLARIS 709 PLUS |  | SP91301049 | SMR-(WDLS)-Wl Ironman [Pinecroft-Ste450] | MHHS-SMR |  |  |  | 029-08046 | 029-08046 | Woodlands | MHHS-Others | SMR-(WDLS)-Wl Ironman [Pinecroft-Ste450] | Treatment Room 3 | 8/1/19 |  | 8/1/20 |  | ULTRASOUND THERAPY SYSTEM | Therapy Unit, Ultrasound | THERAPYUNITULTRASOUND-Dynatronics-Solaris 709 Plus |  |  |  |  | THERAPYUNITULTRASOUND-Dynatronics-Solaris 709 Plus | DYNATRONICS | [6 empty] | TUU-SA | Covered PM Repair - Biomedical | MHHS-SMR | [8 empty] | THERAPYUNITULTRASOUND | Therapy Unit, Ultrasound | DYNATRONICS
NO | YES |  |  |  | 129-06855 | 129-06855 | Dynatronics | DYNATRON SOLARIS 709 PLUS |  | NSN | SMR - (SL) - SL IRONMAN [MP2-STE100] |  |  |  |  | 129-06855 | 129-06855 | Sugar Land |  | SMR - (SL) - SL IRONMAN [MP2-STE100] |  |  |  |  | No pm |  | Therapy Unit, Ultrasound | THERAPYUNITULTRASOUND-Dynatronics-Solaris 709 Plus | [12 empty] | TUU-SA | [10 empty] | THERAPYUNITULTRASOUND | Therapy Unit, Ultrasound | DYNATRONICS
NO | NO |  |  |  | 929-01019 |  | Dynatronics | DYNATRON SOLARIS 709 PLUS |  | NEED | SMR - (MHOSH) - BELLAIRE | MHHS-SMR |  |  |  | 929-01019 |  | Central & Greater Heights |  | SMR - (MHOSH) - BELLAIRE | [5 empty] | ULTRASOUND THERAPY SYSTEM |  | THERAPYUNITULTRASOUND-Dynatronics-Solaris 709 Plus |  |  |  |  | THERAPYUNITULTRASOUND-Dynatronics-Solaris 709 Plus | DYNATRONICS | [7 empty] | Covered PM Repair - Biomedical | MHHS-SMR
NO | NO |  |  |  | 000-03854 |  | Dynatronics | DYNATRON SOLARIS 709 PLUS |  | SP91309020 | SMR - (NE) - FALL CREEK | MHHS-SMR |  |  |  | 000-03854 |  | Katy |  | SMR - (NE) - FALL CREEK | [5 empty] | ULTRASOUND THERAPY SYSTEM |  | THERAPYUNITULTRASOUND-Dynatronics-Solaris 709 Plus |  |  |  |  | THERAPYUNITULTRASOUND-Dynatronics-Solaris 709 Plus | DYNATRONICS | [7 empty] | Covered PM Repair - Biomedical | MHHS-SMR
NO | NO |  |  |  | 005-33599 |  | Dynatronics | DYNATRON SOLARIS 709 PLUS |  | ST91806008 | SMR - (SE) - EAST HOUSTON | MHHS-SMR |  |  |  | 005-33599 |  | Southeast & Bay Area |  | SMR - (SE) - EAST HOUSTON | [5 empty] | ULTRASOUND THERAPY SYSTEM |  | THERAPYUNITULTRASOUND-Dynatronics-Solaris 709 Plus |  |  |  |  | THERAPYUNITULTRASOUND-Dynatronics-Solaris 709 Plus | DYNATRONICS | [7 empty] | Covered PM Repair - Biomedical | MHHS-SMR
NO | NO |  |  |  | 005-33601 |  | Dynatronics | DYNATRON SOLARIS 709 PLUS |  | st91806007 | SMR - (SE) - EAST HOUSTON | MHHS-SMR |  |  |  | 005-33601 |  | Southeast & Bay Area |  | SMR - (SE) - EAST HOUSTON | [5 empty] | ULTRASOUND THERAPY SYSTEM |  | THERAPYUNITULTRASOUND-Dynatronics-Solaris 709 Plus |  |  |  |  | THERAPYUNITULTRASOUND-Dynatronics-Solaris 709 Plus | DYNATRONICS | [7 empty] | Covered PM Repair - Biomedical | MHHS-SMR
NO | NO |  |  |  | 029-10086 |  | Dynatronics | DYNATRON SOLARIS 709 PLUS |  | SP91507057 | SMR - (WDLS) - CONROE SOUTH | MHHS-SMR |  |  |  | 029-10086 |  | Woodlands |  | SMR - (WDLS) - CONROE SOUTH | [5 empty] | ULTRASOUND THERAPY SYSTEM |  | THERAPYUNITULTRASOUND-Dynatronics-Solaris 709 Plus |  |  |  |  | THERAPYUNITULTRASOUND-Dynatronics-Solaris 709 Plus | DYNATRONICS | [7 empty] | Covered PM Repair - Biomedical | MHHS-SMR
NO | NO |  |  |  | 029-10096 |  | Dynatronics | DYNATRON SOLARIS 709 PLUS |  | SP91507036 | SMR - (WDLS) - CONROE SOUTH | MHHS-SMR |  |  |  | 029-10096 |  | Woodlands |  | SMR - (WDLS) - CONROE SOUTH | [5 empty] | ULTRASOUND THERAPY SYSTEM |  | THERAPYUNITULTRASOUND-Dynatronics-Solaris 709 Plus |  |  |  |  | THERAPYUNITULTRASOUND-Dynatronics-Solaris 709 Plus | DYNATRONICS | [7 empty] | Covered PM Repair - Biomedical | MHHS-SMR
NO | YES |  |  |  | 005-12351 | 005-12351 | Dynatronics | DYNATRON T3 |  | T3001592 | SMR - (SE) - LEAGUE CITY CCC | MHHS-SMR |  |  |  | 005-12351 | 005-12351 | Southeast | MHHS-Others | SMR - (SE) - LEAGUE CITY CCC | Sports center rehab |  |  |  |  | BEDS, NON-ELECTRIC |  | .needs class | [5 empty] | DYNATRONICS | [7 empty] | Covered PM Repair - Biomedical | MHHS-SMR
NO | YES |  |  |  | 009-10599 | 009-10599 | Dynatronics | DYNATRON T4 |  | T4001366 | SMR-(GH)-Greater Heights CCC | MHHS-SMR |  |  |  | 009-10599 | 009-10599 | Central | MHHS-Others | SMR-(GH)-Greater Heights CCC | Treatment 2 | 4/1/18 |  |  |  | TABLES, EXAMINATION/TREATMENT, ADJUSTABLE, ORTHOPE |  | .needs class | [5 empty] | DYNATRONICS | [7 empty] | Covered PM Repair - Biomedical | MHHS-SMR
NO | YES |  |  |  | 000-04119 | 000-04119 | Dynatronics | DYNATRON T4 |  | T4001426 | SMR-(NE)-Kingwood CCC | MHHS-SMR |  |  |  | 000-04119 | 000-04119 | Katy | MHHS-Others | SMR-(NE)-Kingwood CCC | Exam 1 | 10/1/18 | 10/1/19 |  |  | TABLES, EXAMINATION/TREATMENT, ADJUSTABLE, ORTHOPE |  | .needs class | [5 empty] | DYNATRONICS | [7 empty] | Covered PM Repair - Biomedical | MHHS-SMR
NO | YES |  |  |  | 142-01944 | 142-01944 | Dynatronics | DYNATRON T4 |  | T4000763 | SMR-(NE)-Ne Hospital | MHHS-SMR |  |  |  | 142-01944 | 142-01944 | Katy | MHHS-Others | SMR-(NE)-Ne Hospital | Sports Med Procedure Room | 8/1/18 |  |  |  | TABLES, EXAMINATION/TREATMENT, ADJUSTABLE, ORTHOPE |  | .needs class | [5 empty] | DYNATRONICS |  |  |  |  | 11/1/19 |  |  | Covered PM Repair - Biomedical | MHHS-SMR
NO | YES |  |  |  | 142-05597 | 142-05597 | Dynatronics | DYNATRON T4 |  |  | SMR-(NE)-Summer Creek CCC | MHHS-SMR |  |  |  | 142-05597 | 142-05597 | Katy | MHHS-Others | SMR-(NE)-Summer Creek CCC | Treatment 2 | 2/1/19 |  |  | No pm required | TABLES, EXAMINATION/TREATMENT, ADJUSTABLE, ORTHOPE |  | .needs class | [5 empty] | DYNATRONICS |  |  |  |  | 6/12/20 |  |  | Not Covered Vendor Only - Biomedical | MHHS-SMR
NO | YES |  |  |  | 005-08699 | 005-08699 | Dynatronics | DYNATRON T4 |  | t4 000842 | SMR - (SE) - SOUTHEAST (620 | MHHS-SMR |  |  |  | 005-08699 | 005-08699 | Southeast | Memorial Hermann Sports Medicine | SMR - (SE) - SOUTHEAST (620 | Sports | 2/1/20 |  | 2/1/21 |  | TABLES, EXAMINATION/TREATMENT, ADJUSTABLE, ORTHOPE |  | .needs class | [5 empty] | DYNATRONICS |  |  |  |  | 5/2/20 |  |  | Not Covered Vendor Only - Biomedical | MHHS-SMR
NO | YES |  |  |  | 129-06831 | 129-06831 | Dynatronics | DYNATRON T4 |  |  | SMR - (SL) - SL IRONMAN [MP2-STE100] | MHHS-SMR |  |  |  | 129-06831 | 129-06831 | Sugar Land | MHHS-Others | SMR - (SL) - SL IRONMAN [MP2-STE100] |  | 3/1/18 | 3/1/19 |  |  | TABLES, EXAMINATION/TREATMENT, ADJUSTABLE, ORTHOPE |  | .needs class | [5 empty] | DYNATRONICS | [7 empty] | Covered PM Repair - Biomedical | MHHS-SMR
NO | YES |  |  |  | 925-01954 | 925-01954 | Dynatronics | DYNATRON T4 |  | T4000634 | SMR-(TMC)-Shepherd Square | MHHS-SMR |  |  |  | 925-01954 | 925-01954 | TMC | MHHS-Others | SMR-(TMC)-Shepherd Square | Gym Floor | 3/1/19 | 3/1/20 |  |  | TABLES, EXAMINATION/TREATMENT, ADJUSTABLE, ORTHOPE |  | .needs class | [5 empty] | DYNATRONICS | [7 empty] | Not Covered Vendor Only - Biomedical | MHHS-SMR
NO | YES |  |  |  | 929-01377 | 929-01377 | Dynatronics | DYNATRON T4 |  | T4001351 | SMR-(WDLS)-Spring CCC | MHHS-SMR |  |  |  | 929-01377 | 929-01377 | Woodlands | MHHS-Others | SMR-(WDLS)-Spring CCC | Sports medicine | 5/1/19 |  |  |  | TABLES, EXAMINATION/TREATMENT, ADJUSTABLE, ORTHOPE |  | .needs class | [5 empty] | DYNATRONICS | [7 empty] | Covered PM Repair - Biomedical | MHHS-SMR
NO | YES |  |  |  | 041-15046 | 041-15046 | Dynatronics | DYNATRON T4 |  | T4000601 | MH MG-(WDLS)-Urgent Care-Spring | MHHS-SMR |  |  |  | 041-15046 | 041-15046 | Woodlands | MHHS-MG | MH MG-(WDLS)-Urgent Care-Spring | Spring | 5/1/19 |  | 5/1/20 |  | TABLES, EXAMINATION/TREATMENT, ADJUSTABLE, ORTHOPE |  | .needs class | [5 empty] | DYNATRONICS | [7 empty] | Covered PM Repair - Biomedical | MHHS-SMR
NO | YES |  |  |  | 029-09029 | 029-09029 | Dynatronics | DYNATRON T4 |  | T4000710 | SMR - (WDLS) - STERLING RIDGE | MHHS-SMR |  |  |  | 029-09029 | 029-09029 | Woodlands | Sports Medicine | SMR - (WDLS) - STERLING RIDGE | [5 empty] | TABLES, EXAMINATION/TREATMENT, ADJUSTABLE, ORTHOPE |  | .needs class | [5 empty] | DYNATRONICS | [7 empty] | Covered PM Repair - Biomedical | MHHS-SMR
NO | YES |  |  |  | 029-10185 | 029-10185 | Dynatronics | DYNATRON T4 |  | T4000940 | SMR - (WDLS) - STERLING RIDGE | MHHS-SMR |  |  |  | 029-10185 | 029-10185 | Woodlands | Sports Medicine | SMR - (WDLS) - STERLING RIDGE | [5 empty] | TABLES, EXAMINATION/TREATMENT, ADJUSTABLE, ORTHOPE |  | .needs class | [5 empty] | DYNATRONICS | [7 empty] | Covered PM Repair - Biomedical | MHHS-SMR
YES | YES |  |  |  |  | 074-06224 | Dynatronics | DYNATRON T4 |  | COB0314 | SMR - (WDLS) - STERLING RIDGE | [5 empty] | 074-06224 | Woodlands | Sports Medicine | SMR - (WDLS) - STERLING RIDGE
NO | NO |  |  |  | 029-10182 |  | Dynatronics | DYNATRON T4 |  | T4001230 | SMR - (WDLS) - CONROE SOUTH | MHHS-SMR |  |  |  | 029-10182 |  | Woodlands |  | SMR - (WDLS) - CONROE SOUTH | [5 empty] | TABLES, EXAMINATION/TREATMENT, ADJUSTABLE, ORTHOPE |  | .needs class | [5 empty] | DYNATRONICS | [7 empty] | Covered PM Repair - Biomedical | MHHS-SMR
NO | NO | [5 empty] | Dynatronics | DYNATRON T4 |  | T4000902 | SMR - (WDLS) - MED PLAZA 4 (MP4) | MHHS-SMR | [5 empty] | Woodlands |  | SMR - (WDLS) - MED PLAZA 4 (MP4) | [5 empty] | TABLES, EXAMINATION/TREATMENT, ADJUSTABLE, ORTHOPE |  | .needs class | [5 empty] | DYNATRONICS | [7 empty] | Covered PM Repair - Biomedical | MHHS-SMR
NO | YES |  |  |  | 133-02840 | 133-02840 | Dynatronics | DYNATRON XPB |  | BB0511194 | SMR-(KY)-Katy (Mp2) | MHHS-SMR |  |  |  | 133-02840 | 133-02840 | Katy | MHHS-Others | SMR-(KY)-Katy (Mp2) | Rehab | 1/1/19 |  |  |  | LIGHTS, INFRARED |  | .needs class | [5 empty] | DYNATRONICS |  |  |  |  | 4/3/17 |  |  | Covered PM Repair - Biomedical | MHHS-SMR
NO | YES |  |  |  | 099-10495 | 099-10495 | Dynatronics | Exam Table |  | T002124 | SMR-(SW)-Southwest (Mp4) |  |  |  |  | 099-10495 | 099-10495 | Southwest | MHHS-Others | SMR-(SW)-Southwest (Mp4) | Suite 570 |  |  |  | New Add - ?AuNo PM Required?Au sticker
YES | YES |  |  |  | 005-33654 | 005-33654 | Dynatronics | Healthrec |  | E008105 | Rehabilitation Center |  |  |  |  | 005-33654 | 005-33654 | Katy | SMR NE Kingwood | Rehabilitation Center | Gym |  |  |  | No p.m.
NO | YES |  |  |  | 583-01161 | 583-01161 | Dynatronics | HLT3 |  | HLT3-002091 | Katy Rehab-Outpatient Rehab 3rd Floor | MHHS-Katy Rehab |  | Table, Exam |  | 583-01161 | 583-01161 | Katy | MHHS-Others | Katy Rehab-Outpatient Rehab 3rd Floor | Gym floor | 3/1/19 | 3/1/20 |  |  | TABLES, EXAMINATION/TREATMENT | Table, Exam | TABLEEXAM-Dynatronics-HLT3 | TABLEEXAM | HLT3 |  |  |  | Dynatronics | Table, Exam |  | TABLEEXAM-Dynatronics-HLT3 |  | 10/1/18 |  |  | Covered PM Repair - Respiratory/Steriliz | MHHS-Katy Rehab | [7 empty] | Table, Exam | TABLEEXAM | Table, Exam | Dynatronics
NO | YES |  |  |  | 583-01999 | 583-01999 | Dynatronics | HLT3 |  | HLT3-001876 | Katy Rehab-Outpatient Rehab 3rd Floor | MHHS-Katy Rehab |  | Table, Exam |  | 583-01999 | 583-01999 | Katy | MHHS-Others | Katy Rehab-Outpatient Rehab 3rd Floor | Gym floor | 3/1/19 |  |  |  | TABLES, EXAMINATION/TREATMENT | Table, Exam | TABLEEXAM-Dynatronics-HLT3 | TABLEEXAM | HLT3 |  |  |  | Dynatronics | Table, Exam |  | TABLEEXAM-Dynatronics-HLT3 |  | 3/31/22 |  |  | Not Covered Vendor Only - Biomedical | MHHS-Katy Rehab | [7 empty] | Table, Exam | TABLEEXAM | Table, Exam | Dynatronics
NO | YES |  |  |  | 009-05231 | 009-05231 | Dynatronics | HLT3 |  |  | SMR-(GH)-Greater Heights | MHHS-SMR |  | Table, Exam |  | 009-05231 | 009-05231 | Central | MHHS-Others | SMR-(GH)-Greater Heights | Storage | 4/1/18 | 4/1/20 |  |  | TABLES, EXAMINATION/TREATMENT | Table, Exam | TABLEEXAM-Dynatronics-HLT3 | TABLEEXAM | HLT3 |  |  |  | Dynatronics | Table, Exam |  | TABLEEXAM-Dynatronics-HLT3 |  | 3/31/22 |  |  | Not Covered Vendor Only - Biomedical | MHHS-SMR | [7 empty] | Table, Exam | TABLEEXAM | Table, Exam | Dynatronics
NO | YES |  |  |  | 009-05233 | 009-05233 | Dynatronics | HLT3 |  |  | SMR-(GH)-Greater Heights | MHHS-SMR |  | Table, Exam |  | 009-05233 | 009-05233 | Central | MHHS-Others | SMR-(GH)-Greater Heights | Storage | 4/1/18 | 4/1/20 |  |  | TABLES, EXAMINATION/TREATMENT | Table, Exam | TABLEEXAM-Dynatronics-HLT3 | TABLEEXAM | HLT3 |  |  |  | Dynatronics | Table, Exam |  | TABLEEXAM-Dynatronics-HLT3 |  | 3/25/20 |  |  | Not Covered Vendor Only - Resp/Ster | MHHS-SMR | [7 empty] | Table, Exam | TABLEEXAM | Table, Exam | Dynatronics
NO | YES |  |  |  | 009-05235 | 009-05235 | Dynatronics | HLT3 |  |  | SMR-(GH)-Greater Heights | MHHS-SMR |  | Table, Exam |  | 009-05235 | 009-05235 | Central | MHHS-Others | SMR-(GH)-Greater Heights | Gym floor | 4/1/18 |  |  | Could not take pics | TABLES, EXAMINATION/TREATMENT | Table, Exam | TABLEEXAM-Dynatronics-HLT3 | TABLEEXAM | HLT3 |  |  |  | Dynatronics | Table, Exam |  | TABLEEXAM-Dynatronics-HLT3 |  | 3/25/20 |  |  | Not Covered Vendor Only - Resp/Ster | MHHS-SMR | [7 empty] | Table, Exam | TABLEEXAM | Table, Exam | Dynatronics
NO | YES |  |  |  | 029-08824 | 029-08824 | Dynatronics | HLT3 |  |  | SMR-(KY)-Katy (Mp2) | MHHS-SMR |  | Table, Exam |  | 029-08824 | 029-08824 | Katy | MHHS-Others | SMR-(KY)-Katy (Mp2) | Therapy | 1/1/19 |  |  |  | TABLES, EXAMINATION/TREATMENT | Table, Exam | TABLEEXAM-Dynatronics-HLT3 | TABLEEXAM | HLT3 |  |  |  | Dynatronics | Table, Exam |  | TABLEEXAM-Dynatronics-HLT3 |  | 3/25/20 |  |  | Not Covered Vendor Only - Resp/Ster | MHHS-SMR | [7 empty] | Table, Exam | TABLEEXAM | Table, Exam | Dynatronics
NO | YES | Asset Tag 133-09068 |  |  | 133-09068 | 133-09068 | Dynatronics | HLT3 |  | HLT3003122 | SMR-(KY)-Katy (Mp2) | MHHS-SMR |  | Table, Exam |  | 133-09068 | 133-09068 | Katy | MHHS-Others | SMR-(KY)-Katy (Mp2) |  | 1/16/19 |  |  |  | TABLES, EXAMINATION/TREATMENT | Table, Exam | TABLEEXAM-Dynatronics-HLT3 | TABLEEXAM | HLT3 |  |  |  | Dynatronics | Table, Exam |  | TABLEEXAM-Dynatronics-HLT3 |  |  | Finished from Script 3/27/2020 12:11:52pm (Central) |  | Not Covered Vendor Only - Biomedical | MHHS-SMR | [7 empty] | Table, Exam | TABLEEXAM | Table, Exam | Dynatronics
NO | YES |  |  |  | 133-09069 | 133-09069 | Dynatronics | HLT3 |  | HLT3003117 | SMR-(KY)-Katy (Mp2) | MHHS-SMR |  | Table, Exam |  | 133-09069 | 133-09069 | Katy | MHHS-Others | SMR-(KY)-Katy (Mp2) | Therapy | 1/1/19 |  |  |  | TABLES, EXAMINATION/TREATMENT | Table, Exam | TABLEEXAM-Dynatronics-HLT3 | TABLEEXAM | HLT3 |  |  |  | Dynatronics | Table, Exam |  | TABLEEXAM-Dynatronics-HLT3 |  | 3/31/22 |  |  | Not Covered Vendor Only - Resp/Ster | MHHS-SMR | [7 empty] | Table, Exam | TABLEEXAM | Table, Exam | Dynatronics
NO | YES |  |  |  | 133-09070 | 133-09070 | Dynatronics | HLT3 |  | HLT3003124 | SMR-(KY)-Katy (Mp2) | MHHS-SMR |  | Table, Exam |  | 133-09070 | 133-09070 | Katy | MHHS-Others | SMR-(KY)-Katy (Mp2) | Therapy | 1/1/19 |  |  |  | TABLES, EXAMINATION/TREATMENT | Table, Exam | TABLEEXAM-Dynatronics-HLT3 | TABLEEXAM | HLT3 |  |  |  | Dynatronics | Table, Exam |  | TABLEEXAM-Dynatronics-HLT3 |  | 3/31/22 |  |  | Not Covered Vendor Only - Resp/Ster | MHHS-SMR | [7 empty] | Table, Exam | TABLEEXAM | Table, Exam | Dynatronics
NO | YES |  |  |  | 133-09071 | 133-09071 | Dynatronics | HLT3 |  | HLT3003118 | Katy-Physical Therapy | MHHS-SMR |  | Table, Exam |  | 133-09071 | 133-09071 | Katy | MHHS-Katy | Katy-Physical Therapy | 1st floor | 1/1/19 | 1/1/20 |  |  | TABLES, EXAMINATION/TREATMENT | Table, Exam | TABLEEXAM-Dynatronics-HLT3 | TABLEEXAM | HLT3 |  |  |  | Dynatronics | Table, Exam |  | TABLEEXAM-Dynatronics-HLT3 |  | 3/31/22 |  |  | Not Covered Vendor Only - Resp/Ster | MHHS-SMR | [7 empty] | Table, Exam | TABLEEXAM | Table, Exam | Dynatronics
NO | YES |  |  |  | 133-09072 | 133-09072 | Dynatronics | HLT3 |  | HLT3003123 | Katy-Physical Therapy | MHHS-SMR |  | Table, Exam |  | 133-09072 | 133-09072 | Katy | MHHS-Katy | Katy-Physical Therapy | 1st floor | 1/1/19 | 1/1/20 |  |  | TABLES, EXAMINATION/TREATMENT | Table, Exam | TABLEEXAM-Dynatronics-HLT3 | TABLEEXAM | HLT3 |  |  |  | Dynatronics | Table, Exam |  | TABLEEXAM-Dynatronics-HLT3 |  | 3/31/22 |  |  | Not Covered Vendor Only - Resp/Ster | MHHS-SMR | [7 empty] | Table, Exam | TABLEEXAM | Table, Exam | Dynatronics
NO | YES |  |  |  | 133-09073 | 133-09073 | Dynatronics | HLT3 |  | HLT3003119 | SMR-(KY)-Katy (Mp2) | MHHS-SMR |  | Table, Exam |  | 133-09073 | 133-09073 | Katy | MHHS-Others | SMR-(KY)-Katy (Mp2) | Main |  |  |  |  | TABLES, EXAMINATION/TREATMENT | Table, Exam | TABLEEXAM-Dynatronics-HLT3 | TABLEEXAM | HLT3 |  |  |  | Dynatronics | Table, Exam |  | TABLEEXAM-Dynatronics-HLT3 |  | 4/20/17 |  |  | Covered PM Repair - Biomedical | MHHS-SMR | [7 empty] | Table, Exam | TABLEEXAM | Table, Exam | Dynatronics
NO | YES |  |  |  | 133-09074 | 133-09074 | Dynatronics | HLT3 |  | HLT3003120 | SMR-(KY)-Katy (Mp2) | MHHS-SMR |  | Table, Exam |  | 133-09074 | 133-09074 | Katy | MHHS-Others | SMR-(KY)-Katy (Mp2) | Therapy | 1/1/19 |  |  |  | TABLES, EXAMINATION/TREATMENT | Table, Exam | TABLEEXAM-Dynatronics-HLT3 | TABLEEXAM | HLT3 |  |  |  | Dynatronics | Table, Exam |  | TABLEEXAM-Dynatronics-HLT3 |  | 4/20/17 |  |  | Covered PM Repair - Biomedical | MHHS-SMR | [7 empty] | Table, Exam | TABLEEXAM | Table, Exam | Dynatronics
NO | YES |  |  |  | 133-09496 | 133-09496 | Dynatronics | HLT3 |  | HLT3003121 | Katy-Physical Therapy | MHHS-SMR |  | Table, Exam |  | 133-09496 | 133-09496 | Katy | MHHS-Katy | Katy-Physical Therapy | 1st floor | 1/1/19 | 1/1/20 |  |  | TABLES, EXAMINATION/TREATMENT | Table, Exam | TABLEEXAM-Dynatronics-HLT3 | TABLEEXAM | HLT3 |  |  |  | Dynatronics | Table, Exam |  | TABLEEXAM-Dynatronics-HLT3 |  | 4/20/17 |  |  | Covered PM Repair - Biomedical | MHHS-SMR | [7 empty] | Table, Exam | TABLEEXAM | Table, Exam | Dynatronics
NO | YES |  |  |  | 041-18157 | 041-18157 | Dynatronics | HLT3 |  | 550-04-757 | SMR - (MC) - TOWN | MHHS-SMR |  | Table, Exam |  | 041-18157 | 041-18157 | West | Memorial Hermann Sports Medicine | SMR - (MC) - TOWN | Gym Floor | 6/1/18 |  |  |  | TABLES, EXAMINATION/TREATMENT | Table, Exam | TABLEEXAM-Dynatronics-HLT3 | TABLEEXAM | HLT3 |  |  |  | Dynatronics | Table, Exam |  | TABLEEXAM-Dynatronics-HLT3 |  | 4/20/17 |  |  | Covered PM Repair - Biomedical | MHHS-SMR | [7 empty] | Table, Exam | TABLEEXAM | Table, Exam | Dynatronics
NO | YES |  |  |  | 142-01935 | 142-01935 | Dynatronics | HLT3 |  | HLT3001175 | SMR-(NE)-Ne Hospital | MHHS-SMR |  | Table, Exam |  | 142-01935 | 142-01935 | Katy | MHHS-Others | SMR-(NE)-Ne Hospital |  | 8/1/18 |  |  | M/A | TABLES, EXAMINATION/TREATMENT | Table, Exam | TABLEEXAM-Dynatronics-HLT3 | TABLEEXAM | HLT3 |  |  |  | Dynatronics | Table, Exam |  | TABLEEXAM-Dynatronics-HLT3 |  | 3/22/17 |  |  | Covered PM Repair - Biomedical | MHHS-SMR | [7 empty] | Table, Exam | TABLEEXAM | Table, Exam | Dynatronics
NO | YES |  |  |  | 142-01943 | 142-01943 | Dynatronics | HLT3 |  | HLT3001174 | SMR-(NE)-Ne Hospital | MHHS-SMR |  | Table, Exam |  | 142-01943 | 142-01943 | Katy | MHHS-Others | SMR-(NE)-Ne Hospital | Sports Med Gym Floor | 8/1/18 |  |  |  | TABLES, EXAMINATION/TREATMENT | Table, Exam | TABLEEXAM-Dynatronics-HLT3 | TABLEEXAM | HLT3 |  |  |  | Dynatronics | Table, Exam |  | TABLEEXAM-Dynatronics-HLT3 |  | 3/21/17 |  |  | Covered PM Repair - Biomedical | MHHS-SMR | [7 empty] | Table, Exam | TABLEEXAM | Table, Exam | Dynatronics
NO | YES |  |  |  | 142-05594 | 142-05594 | Dynatronics | HLT3 |  |  | SMR-(NE)-Summer Creek CCC | MHHS-SMR |  | Table, Exam |  | 142-05594 | 142-05594 | Katy | MHHS-Others | SMR-(NE)-Summer Creek CCC | Gym floor | 2/1/18 |  |  | No pm required | TABLES, EXAMINATION/TREATMENT | Table, Exam | TABLEEXAM-Dynatronics-HLT3 | TABLEEXAM | HLT3 |  |  |  | Dynatronics | Table, Exam |  | TABLEEXAM-Dynatronics-HLT3 |  | 3/22/17 |  |  | Covered PM Repair - Biomedical | MHHS-SMR | [7 empty] | Table, Exam | TABLEEXAM | Table, Exam | Dynatronics
NO | YES |  |  |  | 142-05595 | 142-05595 | Dynatronics | HLT3 |  |  | SMR-(NE)-Summer Creek CCC | MHHS-SMR |  | Table, Exam |  | 142-05595 | 142-05595 | Katy | MHHS-Others | SMR-(NE)-Summer Creek CCC | Gym floor | 2/1/18 |  |  | No pm | TABLES, EXAMINATION/TREATMENT | Table, Exam | TABLEEXAM-Dynatronics-HLT3 | TABLEEXAM | HLT3 |  |  |  | Dynatronics | Table, Exam |  | TABLEEXAM-Dynatronics-HLT3 |  | 3/21/17 |  |  | Covered PM Repair - Biomedical | MHHS-SMR | [7 empty] | Table, Exam | TABLEEXAM | Table, Exam | Dynatronics
NO | YES |  |  |  | 005-09066 | 005-09066 | Dynatronics | HLT3 |  |  | SMR-(PL)-Pearland East | MHHS-SMR |  | Table, Exam |  | 005-09066 | 005-09066 | Pearland | MHHS-Others | SMR-(PL)-Pearland East |  | 2/1/19 |  |  |  | TABLES, EXAMINATION/TREATMENT | Table, Exam | TABLEEXAM-Dynatronics-HLT3 | TABLEEXAM | HLT3 |  |  |  | Dynatronics | Table, Exam |  | TABLEEXAM-Dynatronics-HLT3 |  | 3/22/17 |  |  | Covered PM Repair - Biomedical | MHHS-SMR | [7 empty] | Table, Exam | TABLEEXAM | Table, Exam | Dynatronics
NO | YES |  |  |  | 029-08164 | 029-08164 | Dynatronics | HLT3 |  | HLT3001525 | SMR-(PL)-Pearland West (Silverlake) | MHHS-SMR |  | Table, Exam |  | 029-08164 | 029-08164 | Pearland | MHHS-Others | SMR-(PL)-Pearland West (Silverlake) | Sports med | 2/1/19 |  |  |  | TABLES, EXAMINATION/TREATMENT | Table, Exam | TABLEEXAM-Dynatronics-HLT3 | TABLEEXAM | HLT3 |  |  |  | Dynatronics | Table, Exam |  | TABLEEXAM-Dynatronics-HLT3 |  | 3/21/17 |  |  | Covered PM Repair - Biomedical | MHHS-SMR | [7 empty] | Table, Exam | TABLEEXAM | Table, Exam | Dynatronics
NO | YES |  |  |  | 005-10054 | 005-10054 | Dynatronics | HLT3 |  | HLT3001831 | SMR - (SE) - ALVIN | MHHS-SMR |  | Table, Exam |  | 005-10054 | 005-10054 | Southeast |  | SMR - (SE) - ALVIN |  | 3/1/19 |  |  |  | TABLES, EXAMINATION/TREATMENT | Table, Exam | TABLEEXAM-Dynatronics-HLT3 | TABLEEXAM | HLT3 |  |  |  | Dynatronics | Table, Exam |  | TABLEEXAM-Dynatronics-HLT3 |  | 3/22/17 |  |  | Covered PM Repair - Biomedical | MHHS-SMR | [7 empty] | Table, Exam | TABLEEXAM | Table, Exam | Dynatronics
NO | YES |  |  |  | 005-09216 |  | Dynatronics | HLT3 |  |  | SMR - (SE) - BEAUMONT | MHHS-SMR |  | Table, Exam |  | 005-09216 |  | Southeast & Bay Area |  | SMR - (SE) - BEAUMONT |  | 03/09/2018 |  |  |  | TABLES, EXAMINATION/TREATMENT |  | TABLEEXAM-Dynatronics-HLT3 | TABLEEXAM | HLT3 |  |  |  | Dynatronics | Table, Exam |  | TABLEEXAM-Dynatronics-HLT3 |  | 03/22/2017 |  |  | Covered PM Repair - Biomedical | MHHS-SMR
NO | YES | [5 empty] | Dynatronics | HLT3 |  |  | SMR - (SE) - BEAUMONT | MHHS-SMR |  | Table, Exam |  |  |  | Southeast & Bay Area |  | SMR - (SE) - BEAUMONT |  | 03/09/2018 |  |  |  | TABLES, EXAMINATION/TREATMENT |  | TABLEEXAM-Dynatronics-HLT3 | TABLEEXAM | HLT3 |  |  |  | Dynatronics | Table, Exam |  | TABLEEXAM-Dynatronics-HLT3 |  | 03/22/2017 |  |  | Covered PM Repair - Biomedical | MHHS-SMR
NO | YES |  |  |  | 029-08825 | 029-08825 | Dynatronics | HLT3 |  | hlt3001907 | SMR - (SE) - SOUTHEAST (MP1) | MHHS-SMR |  | Table, Exam |  | 029-08825 | 029-08825 | Southeast | Sports Rehab | SMR - (SE) - SOUTHEAST (MP1) |  | 11/1/18 |  |  |  | TABLES, EXAMINATION/TREATMENT | Table, Exam | TABLEEXAM-Dynatronics-HLT3 | TABLEEXAM | HLT3 |  |  |  | Dynatronics | Table, Exam |  | TABLEEXAM-Dynatronics-HLT3 |  | 3/21/17 |  |  | Covered PM Repair - Biomedical | MHHS-SMR | [7 empty] | Table, Exam | TABLEEXAM | Table, Exam | Dynatronics
NO | YES |  |  |  | 129-04567 | 129-04567 | Dynatronics | HLT3 |  | HLT3001389 | SMR - (SL) - SIENNA PLANTATION | MHHS-SMR |  | Table, Exam |  | 129-04567 | 129-04567 | Sugar Land | Memorial Hermann Sports Medicine | SMR - (SL) - SIENNA PLANTATION | Gym Floor | 3/1/18 |  |  |  | TABLES, EXAMINATION/TREATMENT | Table, Exam | TABLEEXAM-Dynatronics-HLT3 | TABLEEXAM | HLT3 |  |  |  | Dynatronics | Table, Exam |  | TABLEEXAM-Dynatronics-HLT3 |  | 3/21/17 |  |  | Covered PM Repair - Biomedical | MHHS-SMR | [7 empty] | Table, Exam | TABLEEXAM | Table, Exam | Dynatronics
NO | YES |  |  |  | 129-02036 | 129-02036 | Dynatronics | HLT3 |  | T002203 | SMR - (SL) - SL IRONMAN [MP2-STE100] | MHHS-SMR |  | Table, Exam |  | 129-02036 | 129-02036 | Sugar Land | MHHS-Others | SMR - (SL) - SL IRONMAN [MP2-STE100] | Main area | 3/1/18 |  |  |  | TABLES, EXAMINATION/TREATMENT | Table, Exam | TABLEEXAM-Dynatronics-HLT3 | TABLEEXAM | HLT3 |  |  |  | Dynatronics | Table, Exam |  | TABLEEXAM-Dynatronics-HLT3 |  | 3/22/17 |  |  | Covered PM Repair - Biomedical | MHHS-SMR | [7 empty] | Table, Exam | TABLEEXAM | Table, Exam | Dynatronics
NO | YES |  |  |  | 013-36008 | 013-36008 | Dynatronics | HLT3 |  | HLT3001510 | SMR - (SL) - WILLIAMS TRACE | MHHS-SMR |  | Table, Exam |  | 013-36008 | 013-36008 | Sugar Land | Memorial Hermann Sports Medicine | SMR - (SL) - WILLIAMS TRACE | Gym Floor | 3/1/18 |  |  |  | TABLES, EXAMINATION/TREATMENT | Table, Exam | TABLEEXAM-Dynatronics-HLT3 | TABLEEXAM | HLT3 |  |  |  | Dynatronics | Table, Exam |  | TABLEEXAM-Dynatronics-HLT3 |  | 3/21/17 |  |  | Covered PM Repair - Biomedical | MHHS-SMR | [7 empty] | Table, Exam | TABLEEXAM | Table, Exam | Dynatronics
NO | YES |  |  |  | 013-36009 | 013-36009 | Dynatronics | HLT3 |  | HLT3001511 | SMR - (SL) - WILLIAMS TRACE | MHHS-SMR |  | Table, Exam |  | 013-36009 | 013-36009 | Sugar Land | Memorial Hermann Sports Medicine | SMR - (SL) - WILLIAMS TRACE | Gym | 3/1/18 |  |  | No pm required | TABLES, EXAMINATION/TREATMENT | Table, Exam | TABLEEXAM-Dynatronics-HLT3 | TABLEEXAM | HLT3 |  |  |  | Dynatronics | Table, Exam |  | TABLEEXAM-Dynatronics-HLT3 |  | 3/22/17 |  |  | Covered PM Repair - Biomedical | MHHS-SMR | [7 empty] | Table, Exam | TABLEEXAM | Table, Exam | Dynatronics
NO | YES |  |  |  | 129-06627 | 129-06627 | Dynatronics | HLT3 |  | HLT3 3001558 |  | MHHS-SMR |  | Table, Exam |  | 129-06627 | 129-06627 | Sugar Land | Memorial Hermann Sports Medicine |  | Main area | 3/1/18 |  |  |  | TABLES, EXAMINATION/TREATMENT | Table, Exam | TABLEEXAM-Dynatronics-HLT3 | TABLEEXAM | HLT3 |  |  |  | Dynatronics | Table, Exam |  | TABLEEXAM-Dynatronics-HLT3 |  | 3/22/17 |  |  | Covered PM Repair - Biomedical | MHHS-SMR | [7 empty] | Table, Exam | TABLEEXAM | Table, Exam | Dynatronics
NO | YES |  |  |  | 129-06617 | 129-06617 | Dynatronics | HLT3 |  | HLT001580 | SMR - (STX) - RBJ - RICHMOND | MHHS-SMR |  | Table, Exam |  | 129-06617 | 129-06617 | South | Sports med | SMR - (STX) - RBJ - RICHMOND | Sports med | 3/1/19 | 3/1/20 |  |  | TABLES, EXAMINATION/TREATMENT | Table, Exam | TABLEEXAM-Dynatronics-HLT3 | TABLEEXAM | HLT3 |  |  |  | Dynatronics | Table, Exam |  | TABLEEXAM-Dynatronics-HLT3 |  | 3/22/17 |  |  | Covered PM Repair - Biomedical | MHHS-SMR | [7 empty] | Table, Exam | TABLEEXAM | Table, Exam | Dynatronics
NO | YES |  |  |  | 000-02710 | 000-02710 | Dynatronics | HLT3 |  | T3000367 | SMR-(STX)-Wharton | MHHS-SMR |  | Table, Exam |  | 000-02710 | 000-02710 | South | MHHS-Others | SMR-(STX)-Wharton | Exam 4 | 6/1/18 |  |  |  | TABLES, EXAMINATION/TREATMENT | Table, Exam | TABLEEXAM-Dynatronics-HLT3 | TABLEEXAM | HLT3 |  |  |  | Dynatronics | Table, Exam |  | TABLEEXAM-Dynatronics-HLT3 |  | 3/22/17 |  |  | Covered PM Repair - Biomedical | MHHS-SMR | [7 empty] | Table, Exam | TABLEEXAM | Table, Exam | Dynatronics
NO | YES |  |  |  |  | 013-16002 | Dynatronics | HLT3 |  | T002121 | SMR-(SW)-Southwest (Mp4) | MHHS-SMR |  | Table, Exam |  |  | 013-16002 | Southwest | MHHS-Others | SMR-(SW)-Southwest (Mp4) | Suite 570 | 2/1/18 |  |  |  | TABLES, EXAMINATION/TREATMENT | Table, Exam | TABLEEXAM-Dynatronics-HLT3 | TABLEEXAM | HLT3 |  |  |  | Dynatronics | Table, Exam |  | TABLEEXAM-Dynatronics-HLT3 |  | 3/21/17 |  |  | Covered PM Repair - Biomedical | MHHS-SMR | [7 empty] | Table, Exam | TABLEEXAM | Table, Exam | Dynatronics
NO | YES |  |  |  |  | 013-19221 | Dynatronics | HLT3 |  | T001483 | SMR-(SW)-Southwest (Mp4) | MHHS-SMR |  | Table, Exam |  |  | 013-19221 | Southwest | MHHS-Others | SMR-(SW)-Southwest (Mp4) | Suite 570 | 2/1/18 |  |  |  | TABLES, EXAMINATION/TREATMENT | Table, Exam | TABLEEXAM-Dynatronics-HLT3 | TABLEEXAM | HLT3 |  |  |  | Dynatronics | Table, Exam |  | TABLEEXAM-Dynatronics-HLT3 |  | 3/21/17 |  |  | Covered PM Repair - Biomedical | MHHS-SMR | [7 empty] | Table, Exam | TABLEEXAM | Table, Exam | Dynatronics
NO | YES |  |  |  |  | 013-19222 | Dynatronics | HLT3 |  | T001527 | SMR-(SW)-Southwest (Mp4) | MHHS-SMR |  | Table, Exam |  |  | 013-19222 | Southwest | MHHS-Others | SMR-(SW)-Southwest (Mp4) | Suite 570 | 2/1/18 |  |  |  | TABLES, EXAMINATION/TREATMENT | Table, Exam | TABLEEXAM-Dynatronics-HLT3 | TABLEEXAM | HLT3 |  |  |  | Dynatronics | Table, Exam |  | TABLEEXAM-Dynatronics-HLT3 |  | 3/21/17 |  |  | Covered PM Repair - Biomedical | MHHS-SMR | [7 empty] | Table, Exam | TABLEEXAM | Table, Exam | Dynatronics
NO | YES |  |  |  | 013-35841 | 013-35841 | Dynatronics | HLT3 |  | hlt3001653 | SMR-(SW)-Southwest (Mp4) | MHHS-SMR |  | Table, Exam |  | 013-35841 | 013-35841 | Southwest | MHHS-Others | SMR-(SW)-Southwest (Mp4) | Suite 570 | 2/1/18 |  |  |  | TABLES, EXAMINATION/TREATMENT | Table, Exam | TABLEEXAM-Dynatronics-HLT3 | TABLEEXAM | HLT3 |  |  |  | Dynatronics | Table, Exam |  | TABLEEXAM-Dynatronics-HLT3 |  | 3/22/17 |  |  | Covered PM Repair - Biomedical | MHHS-SMR | [7 empty] | Table, Exam | TABLEEXAM | Table, Exam | Dynatronics
NO | YES |  |  |  | 013-35844 | 013-35844 | Dynatronics | HLT3 |  |  | SMR-(SW)-Southwest (Mp4) | MHHS-SMR |  | Table, Exam |  | 013-35844 | 013-35844 | Southwest | MHHS-Others | SMR-(SW)-Southwest (Mp4) | Suite 570 | 2/1/18 |  |  |  | TABLES, EXAMINATION/TREATMENT | Table, Exam | TABLEEXAM-Dynatronics-HLT3 | TABLEEXAM | HLT3 |  |  |  | Dynatronics | Table, Exam |  | TABLEEXAM-Dynatronics-HLT3 |  | 3/22/17 |  |  | Covered PM Repair - Biomedical | MHHS-SMR | [7 empty] | Table, Exam | TABLEEXAM | Table, Exam | Dynatronics
NO | YES |  |  |  | 069-36728 | 069-36728 | Dynatronics | HLT3 |  | HTL3001848 | SMR-(TMC)-Shepherd Square | MHHS-SMR |  | Table, Exam |  | 069-36728 | 069-36728 | TMC | MHHS-Others | SMR-(TMC)-Shepherd Square | Gym Floor | 3/1/19 | 3/1/20 |  |  | TABLES, EXAMINATION/TREATMENT | Table, Exam | TABLEEXAM-Dynatronics-HLT3 | TABLEEXAM | HLT3 |  |  |  | Dynatronics | Table, Exam |  | TABLEEXAM-Dynatronics-HLT3 |  | 3/22/17 |  |  | Covered PM Repair - Biomedical | MHHS-SMR | [7 empty] | Table, Exam | TABLEEXAM | Table, Exam | Dynatronics
NO | YES |  |  |  | 069-36729 | 069-36729 | Dynatronics | HLT3 |  | HTL3001851 | SMR-(TMC)-Shepherd Square | MHHS-SMR |  | Table, Exam |  | 069-36729 | 069-36729 | TMC | MHHS-Others | SMR-(TMC)-Shepherd Square | Gym Floor | 3/1/19 | 3/1/20 |  |  | TABLES, EXAMINATION/TREATMENT | Table, Exam | TABLEEXAM-Dynatronics-HLT3 | TABLEEXAM | HLT3 |  |  |  | Dynatronics | Table, Exam |  | TABLEEXAM-Dynatronics-HLT3 |  | 1/1/14 |  |  | Covered PM Repair - Respiratory/Steriliz | MHHS-SMR | [7 empty] | Table, Exam | TABLEEXAM | Table, Exam | Dynatronics
NO | YES | Asset Tag 069-36730 |  |  | 069-36730 | 069-36730 | Dynatronics | HLT3 |  | HTL3001854 | SMR-(TMC)-Shepherd Square | MHHS-SMR |  | Table, Exam |  | 069-36730 | 069-36730 | TMC | MHHS-Others | SMR-(TMC)-Shepherd Square | Gym Floor | 3/1/19 | 3/1/20 |  |  | TABLES, EXAMINATION/TREATMENT | Table, Exam | TABLEEXAM-Dynatronics-HLT3 | TABLEEXAM | HLT3 |  |  |  | Dynatronics | Table, Exam |  | TABLEEXAM-Dynatronics-HLT3 |  | 4/3/19 |  |  | Covered PM Repair - Biomedical | MHHS-SMR | [7 empty] | Table, Exam | TABLEEXAM | Table, Exam | Dynatronics
NO | YES |  |  |  | 069-36731 | 069-36731 | Dynatronics | HLT3 |  | HLT3001852 | SMR-(TMC)-Shepherd Square | MHHS-SMR |  | Table, Exam |  | 069-36731 | 069-36731 | TMC | MHHS-Others | SMR-(TMC)-Shepherd Square | Gym Floor | 3/1/19 | 3/1/20 |  |  | TABLES, EXAMINATION/TREATMENT | Table, Exam | TABLEEXAM-Dynatronics-HLT3 | TABLEEXAM | HLT3 |  |  |  | Dynatronics | Table, Exam |  | TABLEEXAM-Dynatronics-HLT3 |  | 12/7/18 |  |  | Covered PM Repair - Biomedical | MHHS-SMR | [7 empty] | Table, Exam | TABLEEXAM | Table, Exam | Dynatronics
NO | YES |  |  |  | 069-36732 | 069-36732 | Dynatronics | HLT3 |  | HLT3001850 | SMR-(TMC)-Shepherd Square | MHHS-SMR |  | Table, Exam |  | 069-36732 | 069-36732 | TMC | MHHS-Others | SMR-(TMC)-Shepherd Square | Gym Floor | 3/1/19 | 3/1/20 |  |  | TABLES, EXAMINATION/TREATMENT | Table, Exam | TABLEEXAM-Dynatronics-HLT3 | TABLEEXAM | HLT3 |  |  |  | Dynatronics | Table, Exam |  | TABLEEXAM-Dynatronics-HLT3 |  | 12/7/18 |  |  | Covered PM Repair - Biomedical | MHHS-SMR | [7 empty] | Table, Exam | TABLEEXAM | Table, Exam | Dynatronics
NO | YES |  |  |  | 069-36733 | 069-36733 | Dynatronics | HLT3 |  | HLT3001849 | SMR-(TMC)-Shepherd Square | MHHS-SMR |  | Table, Exam |  | 069-36733 | 069-36733 | TMC | MHHS-Others | SMR-(TMC)-Shepherd Square | Gym Floor | 2/1/18 | 2/1/19 |  |  | TABLES, EXAMINATION/TREATMENT | Table, Exam | TABLEEXAM-Dynatronics-HLT3 | TABLEEXAM | HLT3 |  |  |  | Dynatronics | Table, Exam |  | TABLEEXAM-Dynatronics-HLT3 |  | 12/7/18 |  |  | Covered PM Repair - Biomedical | MHHS-SMR | [7 empty] | Table, Exam | TABLEEXAM | Table, Exam | Dynatronics
NO | YES |  |  |  | 069-36735 | 069-36735 | Dynatronics | HLT3 |  | HLT3001853 | SMR-(TMC)-Shepherd Square | MHHS-SMR |  | Table, Exam |  | 069-36735 | 069-36735 | TMC | MHHS-Others | SMR-(TMC)-Shepherd Square | Gym Floor | 3/1/19 | 3/1/20 |  |  | TABLES, EXAMINATION/TREATMENT | Table, Exam | TABLEEXAM-Dynatronics-HLT3 | TABLEEXAM | HLT3 |  |  |  | Dynatronics | Table, Exam |  | TABLEEXAM-Dynatronics-HLT3 |  | 12/7/18 |  |  | Covered PM Repair - Biomedical | MHHS-SMR | [7 empty] | Table, Exam | TABLEEXAM | Table, Exam | Dynatronics
NO | YES |  |  |  | 029-07459 | 029-07459 | Dynatronics | HLT3 |  | HLT3001518 | SMR-(WDLS)-Conroe North | MHHS-SMR |  | Table, Exam |  | 029-07459 | 029-07459 | Woodlands | MHHS-Others | SMR-(WDLS)-Conroe North | Sports medicine | 4/1/18 |  |  |  | TABLES, EXAMINATION/TREATMENT | Table, Exam | TABLEEXAM-Dynatronics-HLT3 | TABLEEXAM | HLT3 |  |  |  | Dynatronics | Table, Exam |  | TABLEEXAM-Dynatronics-HLT3 |  | 12/7/18 |  |  | Covered PM Repair - Biomedical | MHHS-SMR | [7 empty] | Table, Exam | TABLEEXAM | Table, Exam | Dynatronics
NO | YES |  |  |  |  | 029-07024 | Dynatronics | HLT3 |  | HLT30012524 | SMR-(WDLS)-Med Plaza 4 (Mp4) | MHHS-SMR |  | Table, Exam |  |  | 029-07024 | Woodlands | MHHS-Others | SMR-(WDLS)-Med Plaza 4 (Mp4) | Open Gym |  |  |  | ?AuNo PM Required?Au Sticker | TABLES, EXAMINATION/TREATMENT | Table, Exam | TABLEEXAM-Dynatronics-HLT3 | TABLEEXAM | HLT3 |  |  |  | Dynatronics | Table, Exam |  | TABLEEXAM-Dynatronics-HLT3 |  | 12/7/18 |  |  | Covered PM Repair - Biomedical | MHHS-SMR | [7 empty] | Table, Exam | TABLEEXAM | Table, Exam | Dynatronics
NO | YES |  |  |  | 029-07992 | 029-07992 | Dynatronics | HLT3 |  | HLT3001557 | SMR - (WDLS) - STERLING RIDGE | MHHS-SMR |  | Table, Exam |  | 029-07992 | 029-07992 | Woodlands | Sports Medicine | SMR - (WDLS) - STERLING RIDGE | [5 empty] | TABLES, EXAMINATION/TREATMENT |  | TABLEEXAM-Dynatronics-HLT3 | TABLEEXAM | HLT3 |  |  |  | Dynatronics | Table, Exam |  | TABLEEXAM-Dynatronics-HLT3 |  |  |  |  | Covered PM Repair - Biomedical | MHHS-SMR
NO | YES |  |  |  | 029-08845 | 029-08845 | Dynatronics | HLT3 |  |  | SMR-(WDLS)-Wl Ironman [Pinecroft-Ste450] | MHHS-SMR |  | Table, Exam |  | 029-08845 | 029-08845 | Woodlands | MHHS-Others | SMR-(WDLS)-Wl Ironman [Pinecroft-Ste450] | Gym | 10/1/17 |  |  |  | TABLES, EXAMINATION/TREATMENT | Table, Exam | TABLEEXAM-Dynatronics-HLT3 | TABLEEXAM | HLT3 |  |  |  | Dynatronics | Table, Exam |  | TABLEEXAM-Dynatronics-HLT3 |  | 12/7/18 |  |  | Covered PM Repair - Biomedical | MHHS-SMR | [7 empty] | Table, Exam | TABLEEXAM | Table, Exam | Dynatronics
NO | YES |  |  |  | 129-06618 | 129-06618 | Dynatronics | HLT3 |  | HLT3001561 | SMR - (STX) - RBJ - RICHMOND |  |  |  |  | 129-06618 | 129-06618 | South | Richmond Sports Medicine and Rehab | SMR - (STX) - RBJ - RICHMOND | Rehab | [5 empty] | Table, Exam | TABLEEXAM-Dynatronics-HLT3 | [22 empty] | Table, Exam | TABLEEXAM | Table, Exam | Dynatronics
YES | YES |  |  |  | 005-11859 | 005-11859 | Dynatronics | HLT3 |  |  | SMR - (PL) - PEARLAND WEST (SILVERLAKE) |  |  |  |  | 005-11859 | 005-11859 | Pearland | Memorial Hermann Sports Medicine | SMR - (PL) - PEARLAND WEST (SILVERLAKE) | Sports med | [5 empty] | Table, Exam | TABLEEXAM-Dynatronics-HLT3 | [22 empty] | Table, Exam | TABLEEXAM | Table, Exam | Dynatronics
NO | YES |  |  |  | 129-06626 | 129-06626 | Dynatronics | HLT3 |  | HLT3001559 | [5 empty] | 129-06626 | 129-06626 | Sugar Land | Memorial Hermann Sports Medicine |  | Main area | 2/1/20 |  |  |  |  | Table, Exam | TABLEEXAM-Dynatronics-HLT3 | [22 empty] | Table, Exam | TABLEEXAM | Table, Exam | Dynatronics
YES | YES |  |  |  | 069-45401 | 069-45401 | Dynatronics | HLT3 |  | HLT3003980 | Iron Man |  |  |  |  | 069-45401 | 069-45401 | TMC | IRONMAN Sports Medicine Institute at the Texas Medical Center 16th Floor | Iron Man | Gym |  |  |  | PM Not Required |  | Table, Exam | TABLEEXAM-Dynatronics-HLT3 | [22 empty] | Table, Exam | TABLEEXAM | Table, Exam | Dynatronics
YES | YES |  |  |  |  | 099-12186 | Dynatronics | HLT3 |  |  | Sports Rehab | [5 empty] | 099-12186 | Southeast | Memorial Hermann Sports Medicine | Sports Rehab | Main Gym |  |  |  | New Add - No PM Required Sticker |  | Table, Exam | TABLEEXAM-Dynatronics-HLT3 | [11 empty] | (null) | [10 empty] | Table, Exam | TABLEEXAM | Table, Exam | Dynatronics
YES | YES |  |  |  | 041-11656 | 041-11656 | Dynatronics | HLT3 |  | HLT3000556 | Ironman |  |  |  |  | 041-11656 | 041-11656 | West | IRONMAN Sports Medicine Institute Memorial City (#101) | Ironman | IRONMAN Katy Freeway | [5 empty] | Table, Exam | TABLEEXAM-Dynatronics-HLT3 | [22 empty] | Table, Exam | TABLEEXAM | Table, Exam | Dynatronics
YES | YES |  |  |  | 000-05043 | 000-05043 | Dynatronics | HLT3 |  | HLY300001643 | Ironman |  |  |  |  | 000-05043 | 000-05043 | West | IRONMAN Sports Medicine Institute Memorial City (#101) | Ironman | IRONMAN Katy Freeway | [5 empty] | Table, Exam | TABLEEXAM-Dynatronics-HLT3 | [22 empty] | Table, Exam | TABLEEXAM | Table, Exam | Dynatronics
YES | YES |  |  |  | 000-05041 | 000-05041 | Dynatronics | HLT3 |  |  | SMR - (MC) - MC IRONMAN [GARAGE5-STE101] |  |  |  |  | 000-05041 | 000-05041 | West | MHHS-Others | SMR - (MC) - MC IRONMAN [GARAGE5-STE101] | Physical therapy |  |  |  | No pm |  | Table, Exam | TABLEEXAM-Dynatronics-HLT3 | [22 empty] | Table, Exam | TABLEEXAM | Table, Exam | Dynatronics
YES | YES | Serial Number Check pic |  |  | 000-03321 | 000-03321 | Dynatronics | HLT3 |  | Check pic | SMR - (MC) - MC IRONMAN [GARAGE5-STE101] |  |  |  |  | 000-03321 | 000-03321 | West | IRONMAN Sports Medicine Institute Memorial City (#101) | SMR - (MC) - MC IRONMAN [GARAGE5-STE101] |  |  |  | 4/1/20 |  |  | Table, Exam | TABLEEXAM-Dynatronics-HLT3 | [22 empty] | Table, Exam | TABLEEXAM | Table, Exam | Dynatronics
YES | YES |  |  |  | 041-11655 | 041-11655 | Dynatronics | HLT3 |  | HLT3000553 | Ironman |  |  |  |  | 041-11655 | 041-11655 | West | IRONMAN Sports Medicine Institute Memorial City (#101) | Ironman | IRONMAN Katy Freeway | [5 empty] | Table, Exam | TABLEEXAM-Dynatronics-HLT3 | [22 empty] | Table, Exam | TABLEEXAM | Table, Exam | Dynatronics
NO | NO |  |  |  | 929-01018 |  | Dynatronics | HLT3 |  | HLT3002802 | SMR - (MHOSH) - BELLAIRE | MHHS-SMR |  | Table, Exam |  | 929-01018 |  | Central & Greater Heights |  | SMR - (MHOSH) - BELLAIRE | [5 empty] | TABLES, EXAMINATION/TREATMENT |  | TABLEEXAM-Dynatronics-HLT3 | TABLEEXAM | HLT3 |  |  |  | Dynatronics | Table, Exam |  | TABLEEXAM-Dynatronics-HLT3 |  |  |  |  | Covered PM Repair - Biomedical | MHHS-SMR
NO | NO |  |  |  | 929-01024 |  | Dynatronics | HLT3 |  | HLT3002801 | SMR - (MHOSH) - BELLAIRE | MHHS-SMR |  | Table, Exam |  | 929-01024 |  | Central & Greater Heights |  | SMR - (MHOSH) - BELLAIRE | [5 empty] | TABLES, EXAMINATION/TREATMENT |  | TABLEEXAM-Dynatronics-HLT3 | TABLEEXAM | HLT3 |  |  |  | Dynatronics | Table, Exam |  | TABLEEXAM-Dynatronics-HLT3 |  |  |  |  | Covered PM Repair - Biomedical | MHHS-SMR
NO | NO |  |  |  | 929-01025 |  | Dynatronics | HLT3 |  | HLT3002799 | SMR - (MHOSH) - BELLAIRE | MHHS-SMR |  | Table, Exam |  | 929-01025 |  | Central & Greater Heights |  | SMR - (MHOSH) - BELLAIRE | [5 empty] | TABLES, EXAMINATION/TREATMENT |  | TABLEEXAM-Dynatronics-HLT3 | TABLEEXAM | HLT3 |  |  |  | Dynatronics | Table, Exam |  | TABLEEXAM-Dynatronics-HLT3 |  |  |  |  | Covered PM Repair - Biomedical | MHHS-SMR
NO | NO |  |  |  | 929-01026 |  | Dynatronics | HLT3 |  | HLT3002798 | SMR - (MHOSH) - BELLAIRE | MHHS-SMR |  | Table, Exam |  | 929-01026 |  | Central & Greater Heights |  | SMR - (MHOSH) - BELLAIRE | [5 empty] | TABLES, EXAMINATION/TREATMENT |  | TABLEEXAM-Dynatronics-HLT3 | TABLEEXAM | HLT3 |  |  |  | Dynatronics | Table, Exam |  | TABLEEXAM-Dynatronics-HLT3 |  |  |  |  | Covered PM Repair - Biomedical | MHHS-SMR
NO | NO |  |  |  | 929-01027 |  | Dynatronics | HLT3 |  | HLT3002797 | SMR - (MHOSH) - BELLAIRE | MHHS-SMR |  | Table, Exam |  | 929-01027 |  | Central & Greater Heights |  | SMR - (MHOSH) - BELLAIRE | [5 empty] | TABLES, EXAMINATION/TREATMENT |  | TABLEEXAM-Dynatronics-HLT3 | TABLEEXAM | HLT3 |  |  |  | Dynatronics | Table, Exam |  | TABLEEXAM-Dynatronics-HLT3 |  |  |  |  | Covered PM Repair - Biomedical | MHHS-SMR
NO | NO |  |  |  | 929-01028 |  | Dynatronics | HLT3 |  | HLT3002788 | SMR - (MHOSH) - BELLAIRE | MHHS-SMR |  | Table, Exam |  | 929-01028 |  | Central & Greater Heights |  | SMR - (MHOSH) - BELLAIRE | [5 empty] | TABLES, EXAMINATION/TREATMENT |  | TABLEEXAM-Dynatronics-HLT3 | TABLEEXAM | HLT3 |  |  |  | Dynatronics | Table, Exam |  | TABLEEXAM-Dynatronics-HLT3 |  |  |  |  | Covered PM Repair - Biomedical | MHHS-SMR
NO | NO |  |  |  | 929-01029 |  | Dynatronics | HLT3 |  | HLT3002795 | SMR - (MHOSH) - BELLAIRE | MHHS-SMR |  | Table, Exam |  | 929-01029 |  | Central & Greater Heights |  | SMR - (MHOSH) - BELLAIRE | [5 empty] | TABLES, EXAMINATION/TREATMENT |  | TABLEEXAM-Dynatronics-HLT3 | TABLEEXAM | HLT3 |  |  |  | Dynatronics | Table, Exam |  | TABLEEXAM-Dynatronics-HLT3 |  |  |  |  | Covered PM Repair - Biomedical | MHHS-SMR
NO | NO |  |  |  | 929-01030 |  | Dynatronics | HLT3 |  | HLT3002800 | SMR - (MHOSH) - BELLAIRE | MHHS-SMR |  | Table, Exam |  | 929-01030 |  | Central & Greater Heights |  | SMR - (MHOSH) - BELLAIRE | [5 empty] | TABLES, EXAMINATION/TREATMENT |  | TABLEEXAM-Dynatronics-HLT3 | TABLEEXAM | HLT3 |  |  |  | Dynatronics | Table, Exam |  | TABLEEXAM-Dynatronics-HLT3 |  |  |  |  | Covered PM Repair - Biomedical | MHHS-SMR
NO | NO |  |  |  | 142-05596 |  | Dynatronics | HLT3 |  |  | SMR - (NE) - SUMMER CREEK CCC | MHHS-SMR |  | Table, Exam |  | 142-05596 |  | Katy |  | SMR - (NE) - SUMMER CREEK CCC | [5 empty] | TABLES, EXAMINATION/TREATMENT |  | TABLEEXAM-Dynatronics-HLT3 | TABLEEXAM | HLT3 |  |  |  | Dynatronics | Table, Exam |  | TABLEEXAM-Dynatronics-HLT3 |  |  |  |  | Covered PM Repair - Biomedical | MHHS-SMR
NO | NO |  |  |  | 000-03604 |  | Dynatronics | HLT3 |  |  | SMR - (SE) - ALVIN | MHHS-SMR |  | Table, Exam |  | 000-03604 |  | Southeast & Bay Area |  | SMR - (SE) - ALVIN | [5 empty] | TABLES, EXAMINATION/TREATMENT |  | TABLEEXAM-Dynatronics-HLT3 | TABLEEXAM | HLT3 |  |  |  | Dynatronics | Table, Exam |  | TABLEEXAM-Dynatronics-HLT3 |  |  |  |  | Covered PM Repair - Biomedical | MHHS-SMR
NO | NO | [5 empty] | Dynatronics | HLT3 |  | HLT001482 | SMR - (SE) - CLEAR LAKE (WEBSTER) | MHHS-SMR |  | Table, Exam |  |  |  | Southeast & Bay Area |  | SMR - (SE) - CLEAR LAKE (WEBSTER) | [5 empty] | TABLES, EXAMINATION/TREATMENT |  | TABLEEXAM-Dynatronics-HLT3 | TABLEEXAM | HLT3 |  |  |  | Dynatronics | Table, Exam |  | TABLEEXAM-Dynatronics-HLT3 |  |  |  |  | Covered PM Repair - Biomedical | MHHS-SMR
NO | NO |  |  |  | 005-08897 |  | Dynatronics | HLT3 |  | HLT3001516 | SMR - (SE) - PASADENA | MHHS-SMR |  | Table, Exam |  | 005-08897 |  | Southeast & Bay Area |  | SMR - (SE) - PASADENA | [5 empty] | TABLES, EXAMINATION/TREATMENT |  | TABLEEXAM-Dynatronics-HLT3 | TABLEEXAM | HLT3 |  |  |  | Dynatronics | Table, Exam |  | TABLEEXAM-Dynatronics-HLT3 |  |  |  |  | Covered PM Repair - Biomedical | MHHS-SMR
NO | NO |  |  |  | 013-36258 |  | Dynatronics | HLT3 |  | HLT3001387 | SMR - (SL) - SIENNA PLANTATION | MHHS-SMR |  | Table, Exam |  | 013-36258 |  | Sugar Land |  | SMR - (SL) - SIENNA PLANTATION | [5 empty] | TABLES, EXAMINATION/TREATMENT |  | TABLEEXAM-Dynatronics-HLT3 | TABLEEXAM | HLT3 |  |  |  | Dynatronics | Table, Exam |  | TABLEEXAM-Dynatronics-HLT3 |  |  |  |  | Covered PM Repair - Biomedical | MHHS-SMR
NO | NO |  |  |  | 129-00627 |  | Dynatronics | HLT3 |  | HLT3001668 | SMR - (SL) - WILLIAMS TRACE | MHHS-SMR |  | Table, Exam |  | 129-00627 |  | Sugar Land |  | SMR - (SL) - WILLIAMS TRACE | [5 empty] | TABLES, EXAMINATION/TREATMENT |  | TABLEEXAM-Dynatronics-HLT3 | TABLEEXAM | HLT3 |  |  |  | Dynatronics | Table, Exam |  | TABLEEXAM-Dynatronics-HLT3 |  |  |  |  | Covered PM Repair - Biomedical | MHHS-SMR
NO | NO |  |  |  | 069-36734 |  | Dynatronics | HLT3 |  | HLT3001855 | SMR - (TMC) - SHEPHERD SQUARE | MHHS-SMR |  | Table, Exam |  | 069-36734 |  | TMC |  | SMR - (TMC) - SHEPHERD SQUARE | [5 empty] | TABLES, EXAMINATION/TREATMENT |  | TABLEEXAM-Dynatronics-HLT3 | TABLEEXAM | HLT3 |  |  |  | Dynatronics | Table, Exam |  | TABLEEXAM-Dynatronics-HLT3 |  |  |  |  | Covered PM Repair - Biomedical | MHHS-SMR
NO | NO |  |  |  | 029-09030 |  | Dynatronics | HLT3 |  | HLT001526 | SMR - (WDLS) - STERLING RIDGE | MHHS-SMR |  | Table, Exam |  | 029-09030 |  | Woodlands |  | SMR - (WDLS) - STERLING RIDGE | [5 empty] | TABLES, EXAMINATION/TREATMENT |  | TABLEEXAM-Dynatronics-HLT3 | TABLEEXAM | HLT3 |  |  |  | Dynatronics | Table, Exam |  | TABLEEXAM-Dynatronics-HLT3 |  |  |  |  | Covered PM Repair - Biomedical | MHHS-SMR
NO | YES |  |  |  | 009-05232 | 009-05232 | Dynatronics | HLT4 |  |  | SMR-(GH)-Greater Heights | MHHS-SMR |  |  |  | 009-05232 | 009-05232 | Central | MHHS-Others | SMR-(GH)-Greater Heights | Hand therapy | 4/1/18 | 4/1/19 |  |  | TABLES, EXAMINATION/TREATMENT |  | .needs class | [5 empty] | DYNATRONICS |  |  |  |  | 12/7/18 |  |  | Covered PM Repair - Biomedical | MHHS-SMR
NO | YES |  |  |  | 000-04927 | 000-04927 | Dynatronics | HLT4 |  | HLT3004530 | SMR - (NE) - KINGWOOD WEST | MHHS-SMR |  |  |  | 000-04927 | 000-04927 | Katy | SMR - (NE) KINGWOOD | SMR - (NE) - KINGWOOD WEST | SMR - (NE) - KINGWOOD |  |  |  |  | TABLES, EXAMINATION/TREATMENT |  | .needs class | [5 empty] | DYNATRONICS | [7 empty] | Covered PM Repair - Biomedical | MHHS-SMR
NO | YES |  |  |  | 005-33651 | 005-33651 | Dynatronics | HLT4 |  | E008108 | SMR - (NE) - KINGWOOD WEST | MHHS-SMR |  |  |  | 005-33651 | 005-33651 | Katy | SMR - (NE) KINGWOOD | SMR - (NE) - KINGWOOD WEST | SMR - (NE) - KINGWOOD |  |  |  |  | TABLES, EXAMINATION/TREATMENT |  | .needs class | [5 empty] | DYNATRONICS | [7 empty] | Covered PM Repair - Biomedical | MHHS-SMR
NO | YES |  |  |  | 005-33653 |  | Dynatronics | HLT4 |  | E008106 | Rehabilitation Center | MHHS-SMR |  |  |  | 005-33653 |  | Katy | SMR NE Kingwood | Rehabilitation Center | Gym |  |  |  | No pm | TABLES, EXAMINATION/TREATMENT |  | .needs class | [5 empty] | DYNATRONICS | [7 empty] | Covered PM Repair - Biomedical | MHHS-SMR
NO | YES | [5 empty] | Dynatronics | HLT4 |  |  | SMR - (SE) - BEAUMONT | MHHS-SMR | [5 empty] | Southeast & Bay Area |  | SMR - (SE) - BEAUMONT |  | 03/09/2018 |  |  |  | TABLES, EXAMINATION/TREATMENT |  | .needs class | [5 empty] | DYNATRONICS |  |  |  |  | 04/04/2019 |  |  | Covered PM Repair - Biomedical | MHHS-SMR
NO | YES |  |  |  |  | 005-08896 | Dynatronics | HLT4 |  | T4000909 | SMR - (SE) - CLEAR LAKE (WEBSTER) | MHHS-SMR |  |  |  |  | 005-08896 | Southeast | Memorial Hermann Medical Group Clear Lakem (#3) | SMR - (SE) - CLEAR LAKE (WEBSTER) | Sports and rehab | 2/1/19 |  |  |  | TABLES, EXAMINATION/TREATMENT |  | .needs class | [5 empty] | DYNATRONICS |  |  |  |  | 4/4/19 |  |  | Covered PM Repair - Biomedical | MHHS-SMR
NO | YES |  |  |  | 129-06832 | 129-06832 | Dynatronics | HLT4 |  |  | SMR - (SL) - SL IRONMAN [MP2-STE100] | MHHS-SMR |  |  |  | 129-06832 | 129-06832 | Sugar Land | MHHS-Others | SMR - (SL) - SL IRONMAN [MP2-STE100] |  | 3/1/18 |  |  |  | TABLES, EXAMINATION/TREATMENT |  | .needs class | [5 empty] | DYNATRONICS | [7 empty] | Covered PM Repair - Biomedical | MHHS-SMR
NO | NO |  |  |  | 005-33603 |  | Dynatronics | HLT4 |  | e008102 | SMR - (NE) - ATASCOCITA | MHHS-SMR |  |  |  | 005-33603 |  | Katy |  | SMR - (NE) - ATASCOCITA | [5 empty] | TABLES, EXAMINATION/TREATMENT |  | .needs class | [5 empty] | DYNATRONICS | [7 empty] | Covered PM Repair - Biomedical | MHHS-SMR
NO | NO |  |  |  | 005-33604 |  | Dynatronics | HLT4 |  | E008103 | SMR - (NE) - ATASCOCITA | MHHS-SMR |  |  |  | 005-33604 |  | Katy |  | SMR - (NE) - ATASCOCITA | [5 empty] | TABLES, EXAMINATION/TREATMENT |  | .needs class | [5 empty] | DYNATRONICS | [7 empty] | Covered PM Repair - Biomedical | MHHS-SMR
NO | NO |  |  |  | 005-33605 |  | Dynatronics | HLT4 |  | E008071 | SMR - (NE) - FALL CREEK | MHHS-SMR |  |  |  | 005-33605 |  | Katy |  | SMR - (NE) - FALL CREEK | [5 empty] | TABLES, EXAMINATION/TREATMENT |  | .needs class | [5 empty] | DYNATRONICS | [7 empty] | Covered PM Repair - Biomedical | MHHS-SMR
NO | NO |  |  |  | 000-03691 |  | Dynatronics | HLT4 |  |  | SMR - (NE) - KINGWOOD WEST | MHHS-SMR |  |  |  | 000-03691 |  | Katy |  | SMR - (NE) - KINGWOOD WEST | [5 empty] | TABLES, EXAMINATION/TREATMENT |  | .needs class | [5 empty] | DYNATRONICS | [7 empty] | Covered PM Repair - Biomedical | MHHS-SMR
NO | NO |  |  |  | 005-33598 |  | Dynatronics | HLT4 |  |  | SMR - (SE) - EAST HOUSTON | MHHS-SMR |  |  |  | 005-33598 |  | Southeast & Bay Area |  | SMR - (SE) - EAST HOUSTON | [5 empty] | TABLES, EXAMINATION/TREATMENT |  | .needs class | [5 empty] | DYNATRONICS | [7 empty] | Covered PM Repair - Biomedical | MHHS-SMR
NO | NO |  |  |  | 005-09791 |  | Dynatronics | HLT4 |  | T4000708 | SMR - (SE) - PASADENA | MHHS-SMR |  |  |  | 005-09791 |  | Southeast & Bay Area |  | SMR - (SE) - PASADENA | [5 empty] | TABLES, EXAMINATION/TREATMENT |  | .needs class | [5 empty] | DYNATRONICS | [7 empty] | Covered PM Repair - Biomedical | MHHS-SMR
NO | NO |  |  |  | 129-06833 |  | Dynatronics | HLT4 |  |  | SMR - (SL) - SL IRONMAN [MP2-STE100] | MHHS-SMR |  |  |  | 129-06833 |  | Sugar Land |  | SMR - (SL) - SL IRONMAN [MP2-STE100] | [5 empty] | TABLES, EXAMINATION/TREATMENT |  | .needs class | [5 empty] | DYNATRONICS | [7 empty] | Covered PM Repair - Biomedical | MHHS-SMR
NO | NO |  |  |  | 005-09734 |  | Dynatronics | HLT5 |  |  | SMR - (SE) - CLEAR LAKE (WEBSTER) | MHHS-SMR |  |  |  | 005-09734 |  | Southeast & Bay Area |  | SMR - (SE) - CLEAR LAKE (WEBSTER) | [5 empty] | TABLES, EXAMINATION/TREATMENT |  | .needs class | [5 empty] | DYNATRONICS | [7 empty] | Covered PM Repair - Biomedical | MHHS-SMR
NO | YES |  |  |  | 583-01167 | 583-01167 | Dynatronics | HMT 6X8 |  | HMT-000190 | Katy Rehab-Inpatient Rehab Gym | MHHS-Katy Rehab |  |  |  | 583-01167 | 583-01167 | Katy | MHHS-Others | Katy Rehab-Inpatient Rehab Gym | Gym floor | 3/1/19 | 3/1/20 |  |  | TABLES, EXAMINATION/TREATMENT |  | .needs class | [5 empty] | DYNATRONICS | [7 empty] | Covered PM Repair - Biomedical | MHHS-Katy Rehab
NO | YES |  |  |  | 005-33628 | 005-33628 | Dynatronics | HMT 6X8 |  | HMT000593 | SMR-(GH)-Greater Heights | MHHS-SMR |  |  |  | 005-33628 | 005-33628 | Central | MHHS-Others | SMR-(GH)-Greater Heights | Gym floor | 9/1/18 |  |  | One time safety | TABLES, EXAMINATION/TREATMENT |  | .needs class | [5 empty] | DYNATRONICS | [7 empty] | Covered PM Repair - Biomedical | MHHS-SMR
NO | YES |  |  |  | 017-01003 | 017-01003 | Dynatronics | HMT 6X8 |  |  | SMR-(PL)-Pearland East | MHHS-SMR |  |  |  | 017-01003 | 017-01003 | Pearland | MHHS-Others | SMR-(PL)-Pearland East | Gym floor | 2/1/19 |  |  | One time pm sticker | TABLES, EXAMINATION/TREATMENT |  | .needs class | [5 empty] | DYNATRONICS | [7 empty] | Covered PM Repair - Biomedical | MHHS-SMR
NO | NO |  |  |  | 583-01160 |  | Dynatronics | HMT 6X8 |  | HMT-000189 | KATY REHAB - OUTPATIENT REHAB 3RD FLOOR | MHHS-Katy Rehab |  |  |  | 583-01160 |  | Katy |  | KATY REHAB - OUTPATIENT REHAB 3RD FLOOR | [5 empty] | TABLES, EXAMINATION/TREATMENT |  | .needs class | [5 empty] | DYNATRONICS | [7 empty] | Covered PM Repair - Biomedical | MHHS-Katy Rehab
NO | NO |  |  |  | 583-01221 |  | Dynatronics | HMT 6X8 |  | HMT000298 | SMR - (KY) - SOUTH KATY CCC | MHHS-SMR |  |  |  | 583-01221 |  | Katy |  | SMR - (KY) - SOUTH KATY CCC | [5 empty] | TABLES, EXAMINATION/TREATMENT |  | .needs class | [5 empty] | DYNATRONICS | [7 empty] | Covered PM Repair - Biomedical | MHHS-SMR
YES | YES | Serial Number Cnf |  |  | 041-15093 | 041-15093 | Dynatronics | HMTD4 |  | Cnf | West broadway sports rehab |  |  |  |  | 041-15093 | 041-15093 | Pearland | Memorial Hermann Sports Medicine | West broadway sports rehab | Gym floor | 2/1/20 |  |  | Could not get to serial |  | Table, Exam | TABLEEXAM-Dynatronics-HMTD4 | [22 empty] | Table, Exam | TABLEEXAM | Table, Exam | Dynatronics
NO | YES |  |  |  | 005-12350 | 005-12350 | Dynatronics | HMTD6 |  | HMT000525 | SMR - (SE) - LEAGUE CITY CCC | MHHS-SMR |  |  |  | 005-12350 | 005-12350 | Southeast | MHHS-Others | SMR - (SE) - LEAGUE CITY CCC | Sports center rehab | 2/1/18 |  |  |  | TABLES, EXAMINATION/TREATMENT |  | .needs class | [5 empty] | DYNATRONICS | [7 empty] | Covered PM Repair - Biomedical | MHHS-SMR
NO | NO |  |  |  | 583-01046 |  | Dynatronics | HMTD6 |  | E004168 | KATY REHAB - INPATIENT REHAB GYM | MHHS-Katy Rehab |  |  |  | 583-01046 |  | Katy |  | KATY REHAB - INPATIENT REHAB GYM | [5 empty] | TABLES, EXAMINATION/TREATMENT |  | .needs class | [5 empty] | DYNATRONICS | [7 empty] | Covered PM Repair - Biomedical | MHHS-Katy Rehab
NO | NO |  |  |  | 005-10056 |  | Dynatronics | HMTD6 |  | HMT000118 | SMR - (SE) - ALVIN | MHHS-SMR |  |  |  | 005-10056 |  | Southeast & Bay Area |  | SMR - (SE) - ALVIN | [5 empty] | TABLES, EXAMINATION/TREATMENT |  | .needs class | [5 empty] | DYNATRONICS | [7 empty] | Covered PM Repair - Biomedical | MHHS-SMR
NO | NO |  |  |  | 929-01199 |  | Dynatronics | HMTD6 |  | HMT000323 | SMR - (WDLS) - CONROE SOUTH | MHHS-SMR |  |  |  | 929-01199 |  | Woodlands |  | SMR - (WDLS) - CONROE SOUTH | [5 empty] | TABLES, EXAMINATION/TREATMENT |  | .needs class | [5 empty] | DYNATRONICS | [7 empty] | Covered PM Repair - Biomedical | MHHS-SMR
NO | NO |  |  |  | 029-11581 |  | Dynatronics | HMTD6 |  | HMT000406 | SMR - (WDLS) - SPRING CCC | MHHS-SMR |  |  |  | 029-11581 |  | Woodlands |  | SMR - (WDLS) - SPRING CCC | [5 empty] | TABLES, EXAMINATION/TREATMENT |  | .needs class | [5 empty] | DYNATRONICS | [7 empty] | Covered PM Repair - Biomedical | MHHS-SMR
NO | YES |  |  |  | 000-04189 | 000-04189 | Dynatronics | JPG |  |  | SMR-(NE)-Kingwood CCC | MHHS-SMR |  |  |  | 000-04189 | 000-04189 | Katy | MHHS-Others | SMR-(NE)-Kingwood CCC | SMR | 10/1/19 | 10/1/20 |  |  | EXERCISERS |  | .needs class | [5 empty] | DYNATRONICS | [7 empty] | Covered PM Repair - Biomedical | MHHS-SMR
YES | YES |  |  |  | 029-08832 | 029-08832 | Dynatronics | N/A |  |  | SMR - (WDLS) - STERLING RIDGE |  |  |  |  | 029-08832 | 029-08832 | Woodlands | Sports medicine and rehab | SMR - (WDLS) - STERLING RIDGE | Sports medicine and rehabilitation
NO | YES |  |  |  |  | 583-01650 | Dynatronics | Premium Oak Hi-Lo Mat Table |  |  | MEMORIAL CITY - PELVIC CENTER | MHHS-Mem City |  |  |  |  | 583-01650 | West | West | MEMORIAL CITY - PELVIC CENTER | Physical Therapy Room2 |  |  |  |  | TABLES, EXAMINATION/TREATMENT |  | .needs class | [5 empty] | DYNATRONICS | [7 empty] | Not Covered Vendor Only - Biomedical | MHHS-Mem City
NO | YES |  |  |  |  | 583-01652 | Dynatronics | Premium Oak Hi-Lo Mat Table |  |  | MEMORIAL CITY - PELVIC CENTER | MHHS-Mem City |  |  |  |  | 583-01652 | West | West | MEMORIAL CITY - PELVIC CENTER | Physical Therapy Room 1 |  |  |  |  | TABLES, EXAMINATION/TREATMENT |  | .needs class | [5 empty] | DYNATRONICS | [7 empty] | Not Covered Vendor Only - Biomedical | MHHS-Mem City
YES | YES |  |  |  | 009-10606 | 009-10606 | Dynatronics | Sloaris 709 plus |  | ST91708001 | SMR - (GH) - GREATER HEIGHTS CCC |  |  |  |  | 009-10606 | 009-10606 | Central | Memorial Hermann Sports Medicine | SMR - (GH) - GREATER HEIGHTS CCC |  | 4/1/19 | 4/1/20
NO | YES |  |  |  | 005-33652 | 005-33652 | Dynatronics | SMARTRAC |  |  | SMR - (NE) - KINGWOOD WEST | MHHS-SMR |  |  |  | 005-33652 | 005-33652 | Katy | SMR - (NE) KINGWOOD | SMR - (NE) - KINGWOOD WEST | SMR - (NE) - KINGWOOD |  |  |  |  | TABLES, EXAMINATION/TREATMENT |  | .needs class | [5 empty] | DYNATRONICS | [7 empty] | Covered PM Repair - Biomedical | MHHS-SMR
YES | YES | Serial Number Check pic |  |  | 041-18785 | 041-18785 | Dynatronics | Solaris 709 Plus |  | Check pic | SMR - (MC) - MC IRONMAN [GARAGE5-STE101] |  |  |  |  | 041-18785 | 041-18785 | West | IRONMAN Sports Medicine Institute Memorial City (#101) | SMR - (MC) - MC IRONMAN [GARAGE5-STE101] | [6 empty] | Therapy Unit, Ultrasound | THERAPYUNITULTRASOUND-Dynatronics-Solaris 709 Plus | [12 empty] | TUU-SA | [9 empty] | Therapy Unit, Ultrasound | THERAPYUNITULTRASOUND | Therapy Unit, Ultrasound | DYNATRONICS
NO | YES |  |  |  | 009-10593 | 009-10593 | Dynatronics | T-12-M |  |  | SMR-(GH)-Greater Heights CCC | MHHS-SMR |  | Hydrocollator, Heated |  | 009-10593 | 009-10593 | Central | MHHS-Others | SMR-(GH)-Greater Heights CCC | Gym Floor | 4/1/19 | 4/1/20 |  |  | MOIST HEAT THERAPY PACK CONDITIONERS | Hydrocollator, Heated | HYDROCOLLATORHEATED-WhitehallMfgDiv-T-12-M | HYDROCOLLATORHEATED | T-12-M |  |  |  | WhitehallMfgDiv | Hydrocollator, Heated |  |  | HYDROCOLLATORHEATED-WhitehallMfgDiv-T-12-M |  |  | HCH-A | Covered PM Repair - Biomedical | MHHS-SMR | [8 empty] | HYDROCOLLATORHEATED | Hydrocollator, Heated | WhitehallMfgDiv
NO | YES |  |  |  | 029-09732 | 029-09732 | Dynatronics | T3 |  | T3001197 | SMR-(WDLS)-Med Plaza 4 (Mp4) | MHHS-SMR |  | Computer, Data Management |  | 029-09732 | 029-09732 | Woodlands | MHHS-Others | SMR-(WDLS)-Med Plaza 4 (Mp4) | MED PLAZA 4 | 2/1/18 |  |  |  | TABLES, EXAMINATION/TREATMENT | Computer, Data Management | COMPUTERDATAMANAGEMENT-AeroScout Inc-T3 | COMPUTERDATAMANAGEMENT | T3 |  |  |  | AeroScout Inc | Computer, Data Management |  |  | COMPUTERDATAMANAGEMENT-AeroScout Inc-T3 | 11/30/18 |  |  | Covered PM Repair - Biomedical | MHHS-SMR | [8 empty] | COMPUTERDATAMANAGEMENT | Computer, Data Management | AeroScout Inc
NO | YES |  |  |  | 029-09733 | 029-09733 | Dynatronics | T3 |  | T3001196 | SMR-(WDLS)-Med Plaza 4 (Mp4) | MHHS-SMR |  | Computer, Data Management |  | 029-09733 | 029-09733 | Woodlands | MHHS-Others | SMR-(WDLS)-Med Plaza 4 (Mp4) | MED PLAZA 4 | 2/1/18 |  |  |  | TABLES, EXAMINATION/TREATMENT | Computer, Data Management | COMPUTERDATAMANAGEMENT-AeroScout Inc-T3 | COMPUTERDATAMANAGEMENT | T3 |  |  |  | AeroScout Inc | Computer, Data Management |  |  | COMPUTERDATAMANAGEMENT-AeroScout Inc-T3 | 11/30/18 |  |  | Covered PM Repair - Biomedical | MHHS-SMR | [8 empty] | COMPUTERDATAMANAGEMENT | Computer, Data Management | AeroScout Inc
NO | YES |  |  |  | 029-09738 | 029-09738 | Dynatronics | T3 |  | T3001240 | SMR - (WDLS) - STERLING RIDGE | MHHS-SMR |  | Computer, Data Management |  | 029-09738 | 029-09738 | Woodlands | Sports medicine and rehab | SMR - (WDLS) - STERLING RIDGE | Sports medicine and rehabilitation |  |  |  |  | TABLES, EXAMINATION/TREATMENT |  | COMPUTERDATAMANAGEMENT-AeroScout Inc-T3 | COMPUTERDATAMANAGEMENT | T3 |  |  |  | AeroScout Inc | Computer, Data Management |  |  | COMPUTERDATAMANAGEMENT-AeroScout Inc-T3 |  |  |  | Covered PM Repair - Biomedical | MHHS-SMR
NO | NO |  |  |  | 005-07265 |  | Dynatronics | T3 |  | T3000392 | SMR - (SE) - ALVIN | MHHS-SMR |  | Computer, Data Management |  | 005-07265 |  | Southeast & Bay Area |  | SMR - (SE) - ALVIN | [5 empty] | TABLES, EXAMINATION/TREATMENT |  | COMPUTERDATAMANAGEMENT-AeroScout Inc-T3 | COMPUTERDATAMANAGEMENT | T3 |  |  |  | AeroScout Inc | Computer, Data Management |  |  | COMPUTERDATAMANAGEMENT-AeroScout Inc-T3 |  |  |  | Covered PM Repair - Biomedical | MHHS-SMR
NO | NO |  |  |  | 029-08406 |  | Dynatronics | T3 |  | T000429 | SMR - (WDLS) - CONROE NORTH | MHHS-SMR |  | Computer, Data Management |  | 029-08406 |  | Woodlands |  | SMR - (WDLS) - CONROE NORTH | [5 empty] | TABLES, EXAMINATION/TREATMENT |  | COMPUTERDATAMANAGEMENT-AeroScout Inc-T3 | COMPUTERDATAMANAGEMENT | T3 |  |  |  | AeroScout Inc | Computer, Data Management |  |  | COMPUTERDATAMANAGEMENT-AeroScout Inc-T3 |  |  |  | Covered PM Repair - Biomedical | MHHS-SMR
NO | YES | Asset Tag 133-09068 |  |  | 133-09068 | 133-09068 | Dynatronics | Table |  |  | Katy - Sports Medicine And Rehab |  |  |  |  | 133-09068 | 133-09068 | Katy | Memorial Hermann Katy Hospital | Katy - Sports Medicine And Rehab | Sports Medicine And Rehab
NO | YES |  |  |  | 029-12288 | 029-12288 | Dynatronics | TC1-T5NA-3 |  |  | SMR-(WDLS)-Med Plaza 4 (Mp4) | MHHS-SMR |  |  |  | 029-12288 | 029-12288 | Woodlands | MHHS-Others | SMR-(WDLS)-Med Plaza 4 (Mp4) | Open Gym |  |  |  | ?AuOne Time Inspection?Au Sticker | TABLES, EXAMINATION/TREATMENT |  | .needs class | [10 empty] | 5/20/16 |  |  | Covered PM Repair - Biomedical | MHHS-SMR
NO | YES |  |  |  | 041-14102 | 041-14102 | Dynatronics | TE1 |  |  | SMR - (MC) - BASEBALL USA | MHHS-SMR |  |  |  | 041-14102 | 041-14102 | West | Memorial Hermann Sports Medicine | SMR - (MC) - BASEBALL USA | Gym Floor | 6/1/18 |  |  |  | TABLES, EXAMINATION/TREATMENT |  | .needs class | [5 empty] | DYNATRONICS |  |  |  |  | 5/20/16 |  |  | Covered PM Repair - Biomedical | MHHS-SMR
NO | YES |  |  |  | 041-19284 | 041-19284 | Dynatronics | TE1 |  | T4000700 | SMR - (MC) - BASEBALL USA | MHHS-SMR |  |  |  | 041-19284 | 041-19284 | West | Memorial Hermann Sports Medicine | SMR - (MC) - BASEBALL USA | Treatment Room | 6/1/18 |  |  |  | TABLES, EXAMINATION/TREATMENT |  | .needs class | [5 empty] | DYNATRONICS |  |  |  |  | 5/20/16 |  |  | Covered PM Repair - Biomedical | MHHS-SMR
YES | YES | Serial Number Cnf |  |  | 041-18754 | 041-18754 | Dynatronics | TE1 |  | Cnf | SMR - (MC) - BASEBALL USA |  |  |  |  | 041-18754 | 041-18754 | West | Memorial Hermann Sports Medicine | SMR - (MC) - BASEBALL USA | Gym Floor
NO | YES |  |  |  | 041-15374 | 041-15374 | Dynatronics | TX900 |  | 1c0116021 | SMR - (MC) - BASEBALL USA | MHHS-SMR |  |  |  | 041-15374 | 041-15374 | West | Memorial Hermann Sports Medicine | SMR - (MC) - BASEBALL USA | Treatment Room | 6/1/19 |  | 6/1/20 |  | TRACTION UNITS |  | .needs class | [5 empty] | DYNATRONICS |  |  |  |  | 4/1/18 |  |  | Covered PM Repair - Biomedical | MHHS-SMR
NO | YES | Serial Number 6 |  |  | 029-11576 | 029-11576 | Dynatronics | ULTRA |  |  | SMR-(WDLS)-Med Plaza 4 (Mp4) | MHHS-OPID |  |  |  | 029-11576 | 029-11576 | Woodlands | MHHS-Others | SMR-(WDLS)-Med Plaza 4 (Mp4) | Treatment Room 1 | 1/1/18 |  | 1/1/19 |  | TABLES, EXAMINATION/TREATMENT |  | .needs class | [5 empty] | DYNATRONICS |  |  |  |  | 3/31/18 |  |  | Not Covered Vendor Only - Biomedical | MHHS-OPID
NO | YES |  |  |  | 041-19999 | 041-19999 | Dynatronics | ULTRA |  | 550-05-594 | SMR - (CY) - CYPRESS CCC (MP1) | MHHS-SMR |  |  |  | 041-19999 | 041-19999 | Northwest | MHHS-Others | SMR - (CY) - CYPRESS CCC (MP1) | Rehab |  |  |  | No pm req. | TABLES, EXAMINATION/TREATMENT |  | .needs class | [5 empty] | DYNATRONICS |  |  |  |  | 5/1/18 |  |  | Covered PM Repair - Biomedical | MHHS-SMR
NO | YES |  |  |  | 041-20000 | 041-20000 | Dynatronics | ULTRA |  | 550-05-571 | SMR - (CY) - CYPRESS CCC (MP1) | MHHS-SMR |  |  |  | 041-20000 | 041-20000 | Northwest | MHHS-Others | SMR - (CY) - CYPRESS CCC (MP1) | Rehab |  | 2/1/20 |  | No pm req | TABLES, EXAMINATION/TREATMENT |  | .needs class | [5 empty] | DYNATRONICS |  |  |  |  | 4/1/18 |  |  | Covered PM Repair - Biomedical | MHHS-SMR
NO | YES |  |  |  | 041-20002 | 041-20002 | Dynatronics | ULTRA |  | 550-05-570 | SMR - (CY) - CYPRESS CCC (MP1) | MHHS-SMR |  |  |  | 041-20002 | 041-20002 | Northwest | MHHS-Others | SMR - (CY) - CYPRESS CCC (MP1) | Gym floor |  |  |  | No pm sticker | TABLES, EXAMINATION/TREATMENT |  | .needs class | [5 empty] | DYNATRONICS |  |  |  |  | 4/1/18 |  |  | Covered PM Repair - Biomedical | MHHS-SMR
NO | YES |  |  |  | 041-20003 | 041-20003 | Dynatronics | ULTRA |  | 550-05-572 | SMR - (CY) - CYPRESS CCC (MP1) | MHHS-SMR |  |  |  | 041-20003 | 041-20003 | Northwest | MHHS-Others | SMR - (CY) - CYPRESS CCC (MP1) | Rehab |  | 2/1/20 |  | No pm req | TABLES, EXAMINATION/TREATMENT |  | .needs class | [5 empty] | DYNATRONICS |  |  |  |  | 4/1/18 |  |  | Covered PM Repair - Biomedical | MHHS-SMR
NO | YES |  |  |  | 041-20004 | 041-20004 | Dynatronics | ULTRA |  | 550-05-583 | SMR - (CY) - CYPRESS CCC (MP1) |  |  |  |  | 041-20004 | 041-20004 | Northwest | MHHS-Others | SMR - (CY) - CYPRESS CCC (MP1) | Rehab |  |  |  | No pm req
NO | YES |  |  |  | 041-20011 | 041-20011 | Dynatronics | ULTRA |  | 550-05-596 | SMR - (CY) - CYPRESS CCC (MP1) | MHHS-SMR |  |  |  | 041-20011 | 041-20011 | Northwest | MHHS-Others | SMR - (CY) - CYPRESS CCC (MP1) | Rehab |  |  |  | No pm req | TABLES, EXAMINATION/TREATMENT |  | .needs class | [5 empty] | DYNATRONICS |  |  |  |  | 4/1/18 |  |  | Covered PM Repair - Biomedical | MHHS-SMR
NO | YES |  |  |  | 041-20012 | 041-20012 | Dynatronics | ULTRA |  | 550-05-593 | SMR - (CY) - CYPRESS CCC (MP1) | MHHS-SMR |  |  |  | 041-20012 | 041-20012 | Northwest | MHHS-Others | SMR - (CY) - CYPRESS CCC (MP1) | Rehab |  |  |  | No pm req | TABLES, EXAMINATION/TREATMENT |  | .needs class | [5 empty] | DYNATRONICS |  |  |  |  | 4/1/18 |  |  | Covered PM Repair - Biomedical | MHHS-SMR
NO | YES |  |  |  | 029-12028 | 029-12028 | Dynatronics | ULTRA |  |  | SMR-(GH)-Greater Heights | MHHS-SMR |  |  |  | 029-12028 | 029-12028 | Central | MHHS-Others | SMR-(GH)-Greater Heights | Treatment 2 | 11/1/18 |  |  | One time safety | TABLES, EXAMINATION/TREATMENT |  | .needs class | [5 empty] | DYNATRONICS |  |  |  |  | 2/22/17 |  |  | Covered PM Repair - Biomedical | MHHS-SMR
NO | YES |  |  |  | 133-09085 | 133-09085 | Dynatronics | ULTRA |  | 550-05-621 | SMR-(KY)-Katy (Mp2) | MHHS-SMR |  |  |  | 133-09085 | 133-09085 | Katy | MHHS-Others | SMR-(KY)-Katy (Mp2) | Therapy | 1/1/19 |  |  |  | TABLES, EXAMINATION/TREATMENT |  | .needs class | [5 empty] | DYNATRONICS |  |  |  |  | 3/31/18 |  |  | Not Covered Vendor Only - Lab Ana/Anes | MHHS-SMR
NO | YES |  |  |  | 583-00999 | 583-00999 | Dynatronics | ULTRA |  | 550-05-567 | SMR-(KY)-South Katy CCC | MHHS-SMR |  |  |  | 583-00999 | 583-00999 | Katy | MHHS-Others | SMR-(KY)-South Katy CCC | Rehab |  |  |  |  | TABLES, EXAMINATION/TREATMENT |  | .needs class | [5 empty] | DYNATRONICS |  |  |  |  | 4/1/18 |  |  | Not Covered Vendor Only - Biomedical | MHHS-SMR
NO | YES |  |  |  | 583-01002 | 583-01002 | Dynatronics | ULTRA |  | 550-05-569 | SMR-(KY)-South Katy CCC | MHHS-SMR |  |  |  | 583-01002 | 583-01002 | Katy | MHHS-Others | SMR-(KY)-South Katy CCC | Rehab |  |  |  |  | TABLES, EXAMINATION/TREATMENT |  | .needs class | [5 empty] | DYNATRONICS |  |  |  |  | 4/1/18 |  |  | Covered PM Repair - Biomedical | MHHS-SMR
NO | YES |  |  |  | 929-01429 | 929-01429 | Dynatronics | ULTRA |  | 08-514 | SMR - (MC) - MC IRONMAN [GARAGE5-STE101] | MHHS-SMR |  |  |  | 929-01429 | 929-01429 | West | MHHS-Others | SMR - (MC) - MC IRONMAN [GARAGE5-STE101] | [5 empty] | TABLES, EXAMINATION/TREATMENT |  | .needs class | [5 empty] | DYNATRONICS |  |  |  |  | 1/31/17 |  |  | Covered PM Repair - Biomedical | MHHS-SMR
NO | YES | [5 empty] | Dynatronics | ULTRA |  | 550-05-602 | SMR-(NE)-Summer Creek CCC | MHHS-SMR | [5 empty] | Katy | MHHS-Others | SMR-(NE)-Summer Creek CCC |  | 2/1/18 | 2/1/19 |  |  | TABLES, EXAMINATION/TREATMENT |  | .needs class | [5 empty] | DYNATRONICS |  |  |  |  | 3/1/18 |  |  | Not Covered Vendor Only - Biomedical | MHHS-SMR
NO | YES | Serial Number 6 |  |  | 005-11860 | 005-11860 | Dynatronics | ULTRA |  |  | SMR-(PL)-Pearland East | MHHS-SMR |  |  |  | 005-11860 | 005-11860 | Pearland | MHHS-Others | SMR-(PL)-Pearland East | Gym floor | 5/1/19 |  |  | One time safety | TABLES, EXAMINATION/TREATMENT |  | .needs class | [5 empty] | DYNATRONICS |  |  |  |  | 4/1/18 |  |  | Not Covered Vendor Only - Biomedical | MHHS-SMR
NO | YES |  |  |  | 000-04965 | 000-04965 | Dynatronics | ULTRA |  |  | SMR-(PL)-Pearland West (Silverlake) | MHHS-SMR |  |  |  | 000-04965 | 000-04965 | Pearland | MHHS-Others | SMR-(PL)-Pearland West (Silverlake) | Sports med | 7/1/19 |  |  |  | TABLES, EXAMINATION/TREATMENT |  | .needs class | [5 empty] | DYNATRONICS |  |  |  |  | 4/1/18 |  |  | Covered PM Repair - Biomedical | MHHS-SMR
NO | YES |  |  |  | 005-11069 | 005-11069 | Dynatronics | ULTRA |  | 550-05-623 | SMR-(PL)-Pearland West (Silverlake) | MHHS-SMR |  |  |  | 005-11069 | 005-11069 | Pearland | MHHS-Others | SMR-(PL)-Pearland West (Silverlake) | Sports med |  |  |  |  | TABLES, EXAMINATION/TREATMENT |  | .needs class | [5 empty] | DYNATRONICS |  |  |  |  | 1/1/16 |  |  | Covered PM Repair - Biomedical | MHHS-SMR
NO | YES | Serial Number 6 |  |  | 005-11577 | 005-11577 | Dynatronics | ULTRA |  |  | SMR - (SE) - CLEAR LAKE (WEBSTER) | MHHS-SMR |  |  |  | 005-11577 | 005-11577 | Southeast |  | SMR - (SE) - CLEAR LAKE (WEBSTER) |  | 2/1/19 |  |  |  | TABLES, EXAMINATION/TREATMENT |  | .needs class | [5 empty] | DYNATRONICS |  |  |  |  | 3/1/17 |  |  | Covered PM Repair - Biomedical | MHHS-SMR
NO | YES |  |  |  | 029-12287 | 029-12287 | Dynatronics | ULTRA |  |  | SMR-(WDLS)-Med Plaza 4 (Mp4) | MHHS-SMR |  |  |  | 029-12287 | 029-12287 | Woodlands | MHHS-Others | SMR-(WDLS)-Med Plaza 4 (Mp4) | Open Gym |  |  |  | ?AuNo PM Required?Au Sticker | TABLES, EXAMINATION/TREATMENT |  | .needs class | [5 empty] | DYNATRONICS |  |  |  |  | 3/15/18 |  |  | Covered PM Repair - Biomedical | MHHS-SMR
NO | YES | Serial Number 6 |  |  | 029-11574 | 029-11574 | Dynatronics | ULTRA |  |  | SMR-(WDLS)-Spring CCC | MHHS-SMR |  |  |  | 029-11574 | 029-11574 | Woodlands | MHHS-Others | SMR-(WDLS)-Spring CCC | Sports medicine |  |  |  |  | TABLES, EXAMINATION/TREATMENT |  | .needs class | [5 empty] | DYNATRONICS | [7 empty] | Covered PM Repair - Biomedical | MHHS-SMR
NO | YES | Serial Number 6 |  |  | 029-11575 | 029-11575 | Dynatronics | ULTRA |  |  | SMR-(WDLS)-Spring CCC | MHHS-SMR |  |  |  | 029-11575 | 029-11575 | Woodlands | MHHS-Others | SMR-(WDLS)-Spring CCC |  | 5/1/19 |  |  |  | TABLES, EXAMINATION/TREATMENT |  | .needs class | [5 empty] | DYNATRONICS |  |  |  |  | 1/1/00 |  |  | Clinical Miscellaneous | MHHS-SMR
NO | YES | Serial Number 6 |  |  | 029-11577 | 029-11577 | Dynatronics | ULTRA |  |  | SMR-(WDLS)-Spring CCC | MHHS-SMR |  |  |  | 029-11577 | 029-11577 | Woodlands | MHHS-Others | SMR-(WDLS)-Spring CCC | Sports medicine | 5/1/19 |  |  |  | TABLES, EXAMINATION/TREATMENT |  | .needs class | [5 empty] | DYNATRONICS |  |  |  |  | 4/1/18 |  |  | Covered PM Repair - Biomedical | MHHS-SMR
NO | YES | Serial Number 6 |  |  | 929-01376 | 929-01376 | Dynatronics | ULTRA |  |  | Ptt | MHHS-SMR |  |  |  | 929-01376 | 929-01376 | Woodlands | 24 Hour Emergency Room - Convenient Care Center in Spring | Ptt | Pt | 5/1/19 |  |  |  | TABLES, EXAMINATION/TREATMENT |  | .needs class | [5 empty] | DYNATRONICS |  |  |  |  | 1/15/19 |  |  | Covered PM Repair - Biomedical | MHHS-SMR
NO | YES |  |  |  | 029-09781 | 029-09781 | Dynatronics | ULTRA |  | 550-05-598 | SMR - (WDLS) - STERLING RIDGE | MHHS-SMR |  |  |  | 029-09781 | 029-09781 | Woodlands | Sports medicine and rehab | SMR - (WDLS) - STERLING RIDGE | Sports medicine and rehabilitation |  |  |  |  | TABLES, EXAMINATION/TREATMENT |  | .needs class | [5 empty] | DYNATRONICS | [7 empty] | Covered PM Repair - Biomedical | MHHS-SMR
NO | YES | Serial Number 6 |  |  | 029-12322 | 029-12322 | Dynatronics | Ultra |  |  | SMR - (WDLS) - MED PLAZA 4 (MP4) |  |  |  |  | 029-12322 | 029-12322 | Woodlands | Woodlands Med Plaza 4 | SMR - (WDLS) - MED PLAZA 4 (MP4) | Treatment Room 2 |  |  |  | ?AuNo PM Required?Au sticker
YES | YES |  |  |  | 041-34309 | 041-34309 | Dynatronics | Ultra |  |  | Memorial Hermann city- health center |  |  |  |  | 041-34309 | 041-34309 |  | Memorial Hermann city- health center | Memorial Hermann city- health center |  | 4/1/20 |  |  | No PM Sticker
NO | NO |  |  |  | 000-03539 |  | Dynatronics | ULTRA |  |  | SMR - (KY) - IRONMAN KATY | MHHS-SMR |  |  |  | 000-03539 |  | Katy |  | SMR - (KY) - IRONMAN KATY | [5 empty] | TABLES, EXAMINATION/TREATMENT |  | .needs class | [5 empty] | DYNATRONICS | [7 empty] | Not Covered Vendor Only - Lab Ana/Anes | MHHS-SMR
NO | NO |  |  |  | 000-03540 |  | Dynatronics | ULTRA |  |  | SMR - (KY) - IRONMAN KATY | MHHS-SMR |  |  |  | 000-03540 |  | Katy |  | SMR - (KY) - IRONMAN KATY | [5 empty] | TABLES, EXAMINATION/TREATMENT |  | .needs class | [5 empty] | DYNATRONICS | [7 empty] | Not Covered Vendor Only - Biomedical | MHHS-SMR
NO | NO |  |  |  | 000-03545 |  | Dynatronics | ULTRA |  |  | SMR - (KY) - IRONMAN KATY | MHHS-SMR |  |  |  | 000-03545 |  | Katy |  | SMR - (KY) - IRONMAN KATY | [5 empty] | TABLES, EXAMINATION/TREATMENT |  | .needs class | [5 empty] | DYNATRONICS | [7 empty] | Not Covered Vendor Only - Lab Ana/Anes | MHHS-SMR
NO | NO |  |  |  | 000-03607 |  | Dynatronics | ULTRA |  | 550-05-615 | SMR - (SE) - ALVIN | MHHS-SMR |  |  |  | 000-03607 |  | Southeast & Bay Area |  | SMR - (SE) - ALVIN | [5 empty] | TABLES, EXAMINATION/TREATMENT |  | .needs class | [5 empty] | DYNATRONICS | [7 empty] | Covered PM Repair - Biomedical | MHHS-SMR
NO | NO |  |  |  | 009-10726 |  | Dynatronics | ULTRA |  |  | SMR - (SE) - CLEAR LAKE (WEBSTER) | MHHS-SMR |  |  |  | 009-10726 |  | Southeast & Bay Area |  | SMR - (SE) - CLEAR LAKE (WEBSTER) | [5 empty] | TABLES, EXAMINATION/TREATMENT |  | .needs class | [5 empty] | DYNATRONICS | [7 empty] | Covered PM Repair - Biomedical | MHHS-SMR
NO | NO |  |  |  | 005-12353 |  | Dynatronics | ULTRA |  |  | SMR - (SE) - LEAGUE CITY CCC | MHHS-SMR |  |  |  | 005-12353 |  | Southeast & Bay Area |  | SMR - (SE) - LEAGUE CITY CCC | [5 empty] | TABLES, EXAMINATION/TREATMENT |  | .needs class | [5 empty] | DYNATRONICS | [7 empty] | Covered PM Repair - Biomedical | MHHS-SMR
NO | NO |  |  |  | 005-12354 |  | Dynatronics | ULTRA |  |  | SMR - (SE) - LEAGUE CITY CCC | MHHS-SMR |  |  |  | 005-12354 |  | Southeast & Bay Area |  | SMR - (SE) - LEAGUE CITY CCC | [5 empty] | TABLES, EXAMINATION/TREATMENT |  | .needs class | [5 empty] | DYNATRONICS | [7 empty] | Covered PM Repair - Biomedical | MHHS-SMR
NO | NO |  |  |  | 029-11815 |  | Dynatronics | ULTRA |  | 550-05-586 | SMR - (SL) - WILLIAMS TRACE | MHHS-SMR |  |  |  | 029-11815 |  | Sugar Land |  | SMR - (SL) - WILLIAMS TRACE | [5 empty] | TABLES, EXAMINATION/TREATMENT |  | .needs class | [5 empty] | DYNATRONICS | [7 empty] | Covered PM Repair - Biomedical | MHHS-SMR
NO | NO |  |  |  | 000-04929 |  | Dynatronics | ULTRA |  |  | SMR - (TMC) - GREENWAY PLAZA | MHHS-SMR |  |  |  | 000-04929 |  | TMC |  | SMR - (TMC) - GREENWAY PLAZA | [5 empty] | TABLES, EXAMINATION/TREATMENT |  | .needs class | [5 empty] | DYNATRONICS | [7 empty] | Covered PM Repair - Biomedical | MHHS-SMR
NO | NO |  |  |  | 013-36004 |  | Dynatronics | ULTRA |  |  | SMR - (TMC) - GREENWAY PLAZA | MHHS-SMR |  |  |  | 013-36004 |  | TMC |  | SMR - (TMC) - GREENWAY PLAZA | [5 empty] | TABLES, EXAMINATION/TREATMENT |  | .needs class | [5 empty] | DYNATRONICS | [7 empty] | Covered PM Repair - Biomedical | MHHS-SMR
NO | NO |  |  |  | 013-36005 |  | Dynatronics | ULTRA |  |  | SMR - (TMC) - GREENWAY PLAZA | MHHS-SMR |  |  |  | 013-36005 |  | TMC |  | SMR - (TMC) - GREENWAY PLAZA | [5 empty] | TABLES, EXAMINATION/TREATMENT |  | .needs class | [5 empty] | DYNATRONICS | [7 empty] | Covered PM Repair - Biomedical | MHHS-SMR
NO | NO |  |  |  | 013-36164 |  | Dynatronics | ULTRA |  |  | SMR - (TMC) - GREENWAY PLAZA | MHHS-SMR |  |  |  | 013-36164 |  | TMC |  | SMR - (TMC) - GREENWAY PLAZA | [5 empty] | TABLES, EXAMINATION/TREATMENT |  | .needs class | [5 empty] | DYNATRONICS | [7 empty] | Not Covered Vendor Only - Lab Ana/Anes | MHHS-SMR
NO | NO |  |  |  | 925-01125 |  | Dynatronics | ULTRA |  |  | SMR - (TMC) - GREENWAY PLAZA | MHHS-SMR |  |  |  | 925-01125 |  | TMC |  | SMR - (TMC) - GREENWAY PLAZA | [5 empty] | TABLES, EXAMINATION/TREATMENT |  | .needs class | [5 empty] | DYNATRONICS | [7 empty] | Covered PM Repair - Biomedical | MHHS-SMR
NO | NO |  |  |  | 029-10084 |  | Dynatronics | ULTRA |  | 550-05-624 | SMR - (WDLS) - CONROE SOUTH | MHHS-SMR |  |  |  | 029-10084 |  | Woodlands |  | SMR - (WDLS) - CONROE SOUTH | [5 empty] | TABLES, EXAMINATION/TREATMENT |  | .needs class | [5 empty] | DYNATRONICS | [7 empty] | Covered PM Repair - Biomedical | MHHS-SMR
NO | NO |  |  |  | 029-10085 |  | Dynatronics | ULTRA |  | 550-05-617 | SMR - (WDLS) - CONROE SOUTH | MHHS-SMR |  |  |  | 029-10085 |  | Woodlands |  | SMR - (WDLS) - CONROE SOUTH | [5 empty] | TABLES, EXAMINATION/TREATMENT |  | .needs class | [5 empty] | DYNATRONICS | [7 empty] | Covered PM Repair - Biomedical | MHHS-SMR
NO | NO |  |  |  | 029-10087 |  | Dynatronics | ULTRA |  | 550-05-610 | SMR - (WDLS) - CONROE SOUTH | MHHS-SMR |  |  |  | 029-10087 |  | Woodlands |  | SMR - (WDLS) - CONROE SOUTH | [5 empty] | TABLES, EXAMINATION/TREATMENT |  | .needs class | [5 empty] | DYNATRONICS | [7 empty] | Covered PM Repair - Radiology, Low End | MHHS-SMR
NO | NO |  |  |  | 029-10088 |  | Dynatronics | ULTRA |  | 550-05-601 | SMR - (WDLS) - CONROE SOUTH | MHHS-SMR |  |  |  | 029-10088 |  | Woodlands |  | SMR - (WDLS) - CONROE SOUTH | [5 empty] | TABLES, EXAMINATION/TREATMENT |  | .needs class | [5 empty] | DYNATRONICS | [7 empty] | Covered PM Repair - Biomedical | MHHS-SMR
NO | NO |  |  |  | 005-33595 |  | Dynatronics | Unknown |  |  | SMR - (SE) - EAST HOUSTON | MHHS-SMR |  |  |  | 005-33595 |  | Southeast & Bay Area |  | SMR - (SE) - EAST HOUSTON | [5 empty] | TABLES, EXAMINATION/TREATMENT |  | .needs class |  |  |  |  | .needs class | DYNATRONICS | [7 empty] | Covered PM Repair - Biomedical | MHHS-SMR
NO | NO |  |  |  | 005-33609 |  | Dynatronics | Unknown |  |  | SMR - (SE) - EAST HOUSTON | MHHS-SMR |  |  |  | 005-33609 |  | Southeast & Bay Area |  | SMR - (SE) - EAST HOUSTON | [5 empty] | TABLES, EXAMINATION/TREATMENT |  | .needs class |  |  |  |  | .needs class | DYNATRONICS | [7 empty] | Covered PM Repair - Biomedical | MHHS-SMR
YES | YES |  |  |  | 013-13878 | 013-13878 | Dynatronics | XPB |  | BB0511008 | Sports Medicine |  |  |  |  | 013-13878 | 013-13878 | Southwest | Memorial Hermann Hospital - Sports Medicine | Sports Medicine | Suite 570
YES | YES |  |  |  | 069-23256 | 069-23256 | Dynatronics | XPB |  | BB0510084 | Iron man |  |  |  |  | 069-23256 | 069-23256 | TMC | IRONMAN Sports Medicine Institute at the Texas Medical Center 16th Floor | Iron man | Iron man | 3/1/20 |  |  | No PM Sticker
YES | YES |  |  |  | 069-23257 | 069-23257 | Dynatronics | Xpb |  | BB0511007 | Iron Man |  |  |  |  | 069-23257 | 069-23257 | TMC | IRONMAN Sports Medicine Institute at the Texas Medical Center 16th Floor | Iron Man | Gym |  |  |  | No PM Sticker
NO | NO |  |  |  | 029-08840 |  | DynaVox | DYNAWRITE |  | DWE403569 | WOODLANDS - DIABETES EDUCATION | MHHS-Woodlands |  |  |  | 029-08840 |  | Woodlands |  | WOODLANDS - DIABETES EDUCATION | [5 empty] | DICTATION SYSTEMS, DIGITAL, SPEECH RECOGNITION/TRA |  | .needs class | [13 empty] | Covered PM Repair - Biomedical | MHHS-Woodlands
NO | NO |  |  |  | 029-08839 |  | DynaVox | VMAX |  | VM011042 | WOODLANDS - DIABETES EDUCATION | MHHS-Woodlands |  | Communication Aids |  | 029-08839 |  | Woodlands |  | WOODLANDS - DIABETES EDUCATION | [5 empty] | DICTATION SYSTEMS, DIGITAL, SPEECH RECOGNITION/TRA |  | MISCELLANEOUS-DynaVox Mayer-Johnson-Vmax | MISCELLANEOUS | Vmax |  |  |  | DynaVox Mayer-Johnson | Communication Aids |  |  | MISCELLANEOUS-DynaVox Mayer-Johnson-Vmax |  |  |  | Covered PM Repair - Biomedical | MHHS-Woodlands
YES | YES |  |  |  | 129-00775 | 129-00775 | Dyonics Inc | D951 |  |  | Biomed |  |  |  |  | 129-00775 | 129-00775 | Sugar Land | Memorial Hermann Sugar Land Hospital | Biomed | Biomed | 3/1/17 | 9/1/17
NO | NO |  |  |  | R-069-CTMobileINJ |  | E-Z-EM Inc |  |  | P73829 | TMC - RADIOLOGY - HVI PAVILION | MHHS-TMC |  | Injector, Syringe |  | R-069-CTMobileINJ |  | TMC |  | TMC - RADIOLOGY - HVI PAVILION | [5 empty] | INJECTORS, CONTRAST MEDIA |  | INJECTORSYRINGE-Bracco Diag-9930 | INJECTORSYRINGE |  |  |  |  | Bracco Diag | Injector, Syringe |  |  | INJECTORSYRINGE-Bracco Diag-9930 |  |  |  | Covered PM Repair - Biomedical | MHHS-TMC
NO | YES |  |  |  | 099-03411 | 099-03411 | Eastman Kodak | CR850 |  |  | Woodlands-Radiology |  |  |  |  | 099-03411 | 099-03411 | Woodlands | MHHS-Woodlands | Woodlands-Radiology |  | 2/1/20 | 2/1/20
NO | YES |  |  |  | 005-06944 | 005-06944 | Eastman Kodak | DirectView CR 975 |  | 219ADBZX001150 | Imaging |  |  |  |  | 005-06944 | 005-06944 |  | Memorial Hermann Pasadena | Imaging | Reading room | 1/1/19 | 1/1/20 |  |  | CR reader
NO | YES |  |  |  | 005-06945 | 005-06945 | Eastman Kodak | DirectView CR Classic |  | 220AGBZX00025000 | Imaging |  |  |  |  | 005-06945 | 005-06945 |  | Memorial Hermann Passdena | Imaging | Reading room | 1/1/18 | 1/1/19 |  |  | CR Reader | [22 empty] | 2/1/20
YES | YES |  |  |  | 009-05120 | 009-05120 | Eastman Kodak | Dryview 8900 Laser Imager |  | K4184-1193 | [5 empty] | 009-05120 | 009-05120 |  | Herman Memorial 13114 FM RD (104) |  | 104.21 Work Room | 9/1/19 | 9/1/20 |  |  |  | Imager, Laser (DI) | IMAGERLASER-EastmanKodak-DryView 8900 | [12 empty] | IML-A | [10 empty] | IMAGERLASER | Imager, Laser (DI) | EastmanKodak
NO | YES | [5 empty] | Eastman Kodak Co |  |  | PL100881 | TMC - RADIOLOGY - CHILDRENS HOSPITAL (OLD) | MHHS-TMC | [5 empty] | TMC |  | TMC - RADIOLOGY - CHILDRENS HOSPITAL (OLD) | [5 empty] | IMAGE STORAGE DEVICES |  | .needs class |  |  |  |  | .needs class | EastmanKodak |  |  |  |  | 9/18/18 |  |  | Covered PM Repair - Biomedical | MHHS-TMC
NO | YES | [5 empty] | Eastman Kodak Co | DIRECTVIEW |  |  | OPID - (MC) - WILLOWBROOK - 463 | MHHS-OPID |  | Processor, Digital (CR) |  |  |  | West & Memorial City |  | OPID - (MC) - WILLOWBROOK - 463 | [5 empty] | DIGITAL IMAGING SYSTEMS, COMPUTED RADIOGRAPHY |  | PROCESSDIGITAL-CARESTREAM-DirectView | PROCESSDIGITAL | DirectView |  |  |  | CARESTREAM | Processor, Digital (CR) |  |  | PROCESSDIGITAL-CARESTREAM-DirectView | 5/1/16 |  |  | Covered PM Repair - Radiology, Low End | MHHS-OPID
NO | YES |  |  |  | R-005-FWCR1 |  | Eastman Kodak Co | DIRECTVIEW CLASSIC CR |  |  | OPID - (SE) - FRIENDSWOOD - 401 | MHHS-OPID |  |  |  | R-005-FWCR1 |  | Southeast & Bay Area |  | OPID - (SE) - FRIENDSWOOD - 401 |  | 7/1/19 |  |  |  | DIGITAL IMAGING SYSTEMS, COMPUTED RADIOGRAPHY |  | .needs class | [5 empty] | EastmanKodak | [7 empty] | Covered PM Repair - Biomedical | MHHS-OPID
NO | YES |  |  |  | 005-06935 |  | Eastman Kodak Co | DIRECTVIEW CLASSIC CR |  |  | OPID - (SE) - PASADENA - 465 | MHHS-OPID |  |  |  | 005-06935 |  | Southeast & Bay Area |  | OPID - (SE) - PASADENA - 465 | [5 empty] | DIGITAL IMAGING SYSTEMS, COMPUTED RADIOGRAPHY |  | .needs class | [5 empty] | EastmanKodak | [7 empty] | Covered PM Repair - Biomedical | MHHS-OPID
NO | YES |  |  |  | 009-05121 |  | Eastman Kodak Co | DIRECTVIEW CR500 |  |  | OPID - (PL) - PEARLAND - 406 (MP1) | MHHS-OPID |  | Processor, Digital (CR) |  | 009-05121 |  | Pearland |  | OPID - (PL) - PEARLAND - 406 (MP1) | [5 empty] | DIGITAL IMAGING SYSTEMS, COMPUTED RADIOGRAPHY |  | PROCESSDIGITAL-EastmanKodak-DirectView CR 500 | PROCESSDIGITAL | DirectView CR 500 |  |  |  | EastmanKodak | Processor, Digital (CR) |  |  | PROCESSDIGITAL-EastmanKodak-DirectView CR 500 |  |  |  | Covered PM Repair - Biomedical | MHHS-OPID
NO | YES |  |  |  | 069-18444 | 069-18444 | Eastman Kodak Co | DIRECTVIEW CR950 |  |  | TMC-Outpatient-Imaging | MHHS-OPID |  | Processor, Digital (CR) |  | 069-18444 | 069-18444 | TMC | Memorial Hermann-Texas Medical Center Outpatient | TMC-Outpatient-Imaging | Outpatient MH Imaging Center - Chest Room | 7/1/19 |  |  |  | DIGITAL IMAGING SYSTEMS, COMPUTED RADIOGRAPHY |  | PROCESSDIGITAL-EastmanKodak-DirectView CR 950 | PROCESSDIGITAL | DirectView CR 950 |  |  |  | EastmanKodak | Processor, Digital (CR) |  |  | PROCESSDIGITAL-EastmanKodak-DirectView CR 950 |  |  |  | Covered PM Repair - Biomedical | MHHS-OPID
NO | YES |  |  |  | R-005-IPCR |  | Eastman Kodak Co | DIRECTVIEW CR950 |  |  | SE - RADIOLOGY | MHHS-Southeast |  | Processor, Digital (CR) |  | R-005-IPCR |  | Southeast & Bay Area |  | SE - RADIOLOGY |  | 11/15/19 |  |  |  | DIGITAL IMAGING SYSTEMS, COMPUTED RADIOGRAPHY |  | PROCESSDIGITAL-EastmanKodak-DirectView CR 950 | PROCESSDIGITAL | DirectView CR 950 |  |  |  | EastmanKodak | Processor, Digital (CR) |  |  | PROCESSDIGITAL-EastmanKodak-DirectView CR 950 |  |  |  | Covered PM Repair - Biomedical | MHHS-Southeast
NO | YES |  |  |  | R-009-06085 |  | Eastman Kodak Co | DIRECTVIEW CR975 |  |  | OPID - (MC) - WILLOWBROOK - 463 | MHHS-OPID |  | Processor, Digital (CR) |  | R-009-06085 |  | West & Memorial City |  | OPID - (MC) - WILLOWBROOK - 463 |  | 6/4/18 |  |  |  | DIGITAL IMAGING SYSTEMS, COMPUTED RADIOGRAPHY |  | PROCESSDIGITAL-EastmanKodak-DirectView CR 975 | PROCESSDIGITAL | DirectView CR 975 |  |  |  | EastmanKodak | Processor, Digital (CR) |  |  | PROCESSDIGITAL-EastmanKodak-DirectView CR 975 |  |  |  | Covered PM Repair - Biomedical | MHHS-OPID
NO | YES |  |  |  | 069-16247 |  | Eastman Kodak Co | DIRECTVIEW CR975 |  |  | OPID - (TMC) - MH IMAGING CENTER - 417 | MHHS-OPID |  | Processor, Digital (CR) |  | 069-16247 |  | TMC |  | OPID - (TMC) - MH IMAGING CENTER - 417 |  | 7/11/19 |  |  |  | DIGITAL IMAGING SYSTEMS, COMPUTED RADIOGRAPHY |  | PROCESSDIGITAL-EastmanKodak-DirectView CR 975 | PROCESSDIGITAL | DirectView CR 975 |  |  |  | EastmanKodak | Processor, Digital (CR) |  |  | PROCESSDIGITAL-EastmanKodak-DirectView CR 975 | 10/16/20 |  |  | Not Covered Vendor Only - Biomedical | MHHS-OPID
NO | YES |  |  |  | 069-18144 | 069-18144 | Eastman Kodak Co | DIRECTVIEW CR975 |  |  | TMC-Outpatient-Imaging | MHHS-OPID |  | Processor, Digital (CR) |  | 069-18144 | 069-18144 | TMC | Memorial Hermann-Texas Medical Center Outpatient | TMC-Outpatient-Imaging | Outpatient MH Imaging Center-GE Room | 7/1/19 |  |  |  | DIGITAL IMAGING SYSTEMS, COMPUTED RADIOGRAPHY |  | PROCESSDIGITAL-EastmanKodak-DirectView CR 975 | PROCESSDIGITAL | DirectView CR 975 |  |  |  | EastmanKodak | Processor, Digital (CR) |  |  | PROCESSDIGITAL-EastmanKodak-DirectView CR 975 | 1/16/18 |  |  | Covered PM Repair - Biomedical | MHHS-OPID
NO | YES | [5 empty] | Eastman Kodak Co | DRYCAM |  | k4170-9910 | TMC - RADIOLOGY - JONES PAVILION | MHHS-TMC | [5 empty] | TMC |  | TMC - RADIOLOGY - JONES PAVILION |  | 1/2/12 |  |  |  | DRY FILM IMAGER |  | .needs class | [5 empty] | EastmanKodak | [7 empty] | Covered PM Repair - Biomedical | MHHS-TMC
NO | YES |  |  |  | 005-08581 |  | Eastman Kodak Co | DRYVIEW |  |  | OPID - (PL) - PEARLAND - 406 (MP1) | MHHS-OPID |  |  |  | 005-08581 |  | Pearland |  | OPID - (PL) - PEARLAND - 406 (MP1) |  | 9/14/15 |  |  |  | LASER IMAGER |  | .needs class | [5 empty] | EastmanKodak | [7 empty] | Not Covered Vendor Only - Biomedical | MHHS-OPID
NO | YES | [5 empty] | Eastman Kodak Co | DRYVIEW 6800 |  |  | OPID - (MC) - BOBETTA LINDIG BREAST CARE [MP4-STE300] - 452 | MHHS-OPID |  | Imager, Laser (DI) |  |  |  | West & Memorial City |  | OPID - (MC) - BOBETTA LINDIG BREAST CARE [MP4-STE300] - 452 |  | 1/24/14 |  |  |  | LASER IMAGER |  | IMAGERLASER-EastmanKodak-DryView 6800 | IMAGERLASER | DryView 6800 |  |  |  | EastmanKodak | Imager, Laser (DI) |  | IMAGERLASER-EastmanKodak-DryView 6800 |  |  |  |  | Covered PM Repair - Biomedical | MHHS-OPID
NO | YES | [5 empty] | Eastman Kodak Co | DRYVIEW 6800 |  |  | OPID - (MC) - MEMORIAL CITY - 422 (MP4) | MHHS-OPID |  | Imager, Laser (DI) |  |  |  | West & Memorial City |  | OPID - (MC) - MEMORIAL CITY - 422 (MP4) |  | 11/15/13 |  |  |  | LASER IMAGER |  | IMAGERLASER-EastmanKodak-DryView 6800 | IMAGERLASER | DryView 6800 |  |  |  | EastmanKodak | Imager, Laser (DI) |  | IMAGERLASER-EastmanKodak-DryView 6800 |  |  |  |  | Covered PM Repair - Biomedical | MHHS-OPID
NO | YES |  |  |  | 129-31095 | 129-31095 | Eastman Kodak Co | DRYVIEW 6800 |  |  | OPID - (SL) - SUGAR LAND BREAST CENTER - (MP1) | MHHS-OPID |  | Imager, Laser (DI) |  | 129-31095 | 129-31095 | Sugar Land | MH SL | OPID - (SL) - SUGAR LAND BREAST CENTER - (MP1) | SL, PB1, 112 | 12/1/18 | 12/1/19 |  |  | LASER IMAGER | Imager, Laser (DI) | IMAGERLASER-EastmanKodak-DryView 6800 | IMAGERLASER | DryView 6800 |  |  |  | EastmanKodak | Imager, Laser (DI) |  | IMAGERLASER-EastmanKodak-DryView 6800 |  |  |  | IML-A | Covered PM Repair - Biomedical | MHHS-OPID | [8 empty] | IMAGERLASER | Imager, Laser (DI) | EastmanKodak
NO | YES |  |  |  | R-005-07066 |  | Eastman Kodak Co | DRYVIEW 6800 |  |  | SE - RADIOLOGY | MHHS-Southeast |  | Imager, Laser (DI) |  | R-005-07066 |  | Southeast & Bay Area |  | SE - RADIOLOGY |  | 2/16/15 |  |  |  | LASER IMAGER |  | IMAGERLASER-EastmanKodak-DryView 6800 | IMAGERLASER | DryView 6800 |  |  |  | EastmanKodak | Imager, Laser (DI) |  | IMAGERLASER-EastmanKodak-DryView 6800 |  |  |  |  | Covered PM Repair - Biomedical | MHHS-Southeast
NO | NO |  |  |  | 013-17985 |  | Eastman Kodak Co | DRYVIEW 6800 |  |  | SW - PATIENT ACCESS MP3 | MHHS-Southwest |  | Imager, Laser (DI) |  | 013-17985 |  | Southwest |  | SW - PATIENT ACCESS MP3 | [5 empty] | LASER IMAGER |  | IMAGERLASER-EastmanKodak-DryView 6800 | IMAGERLASER | DryView 6800 |  |  |  | EastmanKodak | Imager, Laser (DI) |  | IMAGERLASER-EastmanKodak-DryView 6800 |  |  |  |  | Covered PM Repair - Biomedical | MHHS-Southwest
NO | NO |  |  |  | 013-17986 |  | Eastman Kodak Co | DRYVIEW 6800 |  |  | SW - PATIENT ACCESS MP3 | MHHS-Southwest |  | Imager, Laser (DI) |  | 013-17986 |  | Southwest |  | SW - PATIENT ACCESS MP3 | [5 empty] | LASER IMAGER |  | IMAGERLASER-EastmanKodak-DryView 6800 | IMAGERLASER | DryView 6800 |  |  |  | EastmanKodak | Imager, Laser (DI) |  | IMAGERLASER-EastmanKodak-DryView 6800 |  |  |  |  | Covered PM Repair - Biomedical | MHHS-Southwest
NO | YES |  |  |  | 005-06366 |  | Eastman Kodak Co | DRYVIEW 8400 |  |  | OPID - (PL) - PEARLAND - 406 (MP1) | MHHS-OPID |  |  |  | 005-06366 |  | Pearland |  | OPID - (PL) - PEARLAND - 406 (MP1) |  | 2/2/12 |  |  |  | LASER IMAGER |  | .needs class | [5 empty] | EastmanKodak | [7 empty] | Covered PM Repair - Biomedical | MHHS-OPID
NO | YES |  |  |  | 013-06500 |  | Eastman Kodak Co | DRYVIEW 8700 |  |  | SW - RADIOLOGY | MHHS-Southwest |  | Imager, Laser (DI) |  | 013-06500 |  | Southwest |  | SW - RADIOLOGY |  | 8/12/13 |  |  |  | LASER IMAGER |  | IMAGERLASER-EastmanKodak-DryView 8700 | IMAGERLASER | DryView 8700 |  |  |  | EastmanKodak | Imager, Laser (DI) |  | IMAGERLASER-EastmanKodak-DryView 8700 |  |  |  |  | Covered PM Repair - Biomedical | MHHS-Southwest
NO | NO | [5 empty] | Eastman Kodak Co | DRYVIEW 8700 |  |  | SW - OR | MHHS-Southwest |  | Imager, Laser (DI) |  |  |  | Southwest |  | SW - OR | [5 empty] | LASER IMAGER |  | IMAGERLASER-EastmanKodak-DryView 8700 | IMAGERLASER | DryView 8700 |  |  |  | EastmanKodak | Imager, Laser (DI) |  | IMAGERLASER-EastmanKodak-DryView 8700 |  |  |  |  | Covered PM Repair - Biomedical | MHHS-Southwest
NO | YES |  |  |  | 041-09490 |  | Eastman Kodak Co | DRYVIEW 8900 |  |  | MEMORIAL CITY - RADIOLOGY - OUTPATIENT | MHHS-Mem City |  | Imager, Laser (DI) |  | 041-09490 |  | West & Memorial City |  | MEMORIAL CITY - RADIOLOGY - OUTPATIENT |  | 11/5/18 |  |  |  | LASER IMAGER |  | IMAGERLASER-EastmanKodak-DryView 8900 | IMAGERLASER | DryView 8900 |  |  |  | EastmanKodak | Imager, Laser (DI) |  | IMAGERLASER-EastmanKodak-DryView 8900 |  |  |  |  | Covered PM Repair - Biomedical | MHHS-Mem City
NO | YES | [5 empty] | Eastman Kodak Co | DRYVIEW 8900 |  |  | NE - RADIOLOGY | MHHS-Northeast |  | Imager, Laser (DI) |  |  |  | Katy |  | NE - RADIOLOGY |  | 11/17/14 |  |  |  | LASER IMAGER |  | IMAGERLASER-EastmanKodak-DryView 8900 | IMAGERLASER | DryView 8900 |  |  |  | EastmanKodak | Imager, Laser (DI) |  | IMAGERLASER-EastmanKodak-DryView 8900 |  |  |  |  | Covered PM Repair - Biomedical | MHHS-Northeast
NO | YES | [5 empty] | Eastman Kodak Co | DRYVIEW 8900 |  |  | OPID - (CY) - CY-FAIR MED PLAZA - 426 | MHHS-OPID |  | Imager, Laser (DI) |  |  |  | Northwest & Cypress |  | OPID - (CY) - CY-FAIR MED PLAZA - 426 |  | 7/22/13 |  |  |  | LASER IMAGER |  | IMAGERLASER-EastmanKodak-DryView 8900 | IMAGERLASER | DryView 8900 |  |  |  | EastmanKodak | Imager, Laser (DI) |  | IMAGERLASER-EastmanKodak-DryView 8900 |  |  |  |  | Covered PM Repair - Biomedical | MHHS-OPID
NO | YES | [5 empty] | Eastman Kodak Co | DRYVIEW 8900 |  |  | OPID - (NE) - NORTHEAST - 437 (MP1) | MHHS-OPID |  | Imager, Laser (DI) |  |  |  | Katy |  | OPID - (NE) - NORTHEAST - 437 (MP1) |  | 12/7/18 |  |  |  | LASER IMAGER |  | IMAGERLASER-EastmanKodak-DryView 8900 | IMAGERLASER | DryView 8900 |  |  |  | EastmanKodak | Imager, Laser (DI) |  | IMAGERLASER-EastmanKodak-DryView 8900 |  |  |  |  | Covered PM Repair - Biomedical | MHHS-OPID
NO | YES |  |  |  | 013-17689 |  | Eastman Kodak Co | DRYVIEW 8900 |  |  | OPID - (SW) - SOUTHWEST - 433 (MP4) | MHHS-OPID |  | Imager, Laser (DI) |  | 013-17689 |  | Southwest |  | OPID - (SW) - SOUTHWEST - 433 (MP4) |  | 7/2/19 |  |  |  | LASER IMAGER |  | IMAGERLASER-EastmanKodak-DryView 8900 | IMAGERLASER | DryView 8900 |  |  |  | EastmanKodak | Imager, Laser (DI) |  | IMAGERLASER-EastmanKodak-DryView 8900 |  |  |  |  | Covered PM Repair - Biomedical | MHHS-OPID
NO | YES |  |  |  | 013-13526 | 013-13526 | Eastman Kodak Co | DRYVIEW 8900 |  |  | OPID-(SW)-Southwest Bc-450 (Mp1) | MHHS-OPID |  | Imager, Laser (DI) |  | 013-13526 | 013-13526 | Southwest | MHHS-Others | OPID-(SW)-Southwest Bc-450 (Mp1) | Staff room |  |  |  |  | LASER IMAGER | Imager, Laser (DI) | IMAGERLASER-EastmanKodak-DryView 8900 | IMAGERLASER | DryView 8900 |  |  |  | EastmanKodak | Imager, Laser (DI) |  | IMAGERLASER-EastmanKodak-DryView 8900 |  |  |  | IML-A | Covered PM Repair - Biomedical | MHHS-OPID | [5 empty] | 2/1/20 |  |  | IMAGERLASER | Imager, Laser (DI) | EastmanKodak
NO | YES |  |  |  |  | 069-18410 | Eastman Kodak Co | DRYVIEW 8900 |  |  | OPID - (TMC) - BREAST CARE CENTER [MHMP-STE1600] - 453 | MHHS-OPID |  | Imager, Laser (DI) |  |  | 069-18410 | TMC | Memorial Hermann Breast Care Center - Texas Medical Center (#1600) | OPID - (TMC) - BREAST CARE CENTER [MHMP-STE1600] - 453 | Ultrasound Room | 8/1/17 |  |  | Being disposed | LASER IMAGER | Imager, Laser (DI) | IMAGERLASER-EastmanKodak-DryView 8900 | IMAGERLASER | DryView 8900 |  |  |  | EastmanKodak | Imager, Laser (DI) |  | IMAGERLASER-EastmanKodak-DryView 8900 |  |  |  | IML-A | Covered PM Repair - Biomedical | MHHS-OPID | [8 empty] | IMAGERLASER | Imager, Laser (DI) | EastmanKodak
NO | YES |  |  |  | R-005-02830 |  | Eastman Kodak Co | DRYVIEW 8900 |  |  | SE - RADIOLOGY | MHHS-Southeast |  | Imager, Laser (DI) |  | R-005-02830 |  | Southeast & Bay Area |  | SE - RADIOLOGY |  | 2/25/15 |  |  |  | LASER IMAGER |  | IMAGERLASER-EastmanKodak-DryView 8900 | IMAGERLASER | DryView 8900 |  |  |  | EastmanKodak | Imager, Laser (DI) |  | IMAGERLASER-EastmanKodak-DryView 8900 |  |  |  |  | Covered PM Repair - Biomedical | MHHS-Southeast
NO | YES |  |  |  | R-005-05360 |  | Eastman Kodak Co | DRYVIEW 8900 |  |  | SE - RADIOLOGY | MHHS-Southeast |  | Imager, Laser (DI) |  | R-005-05360 |  | Southeast & Bay Area |  | SE - RADIOLOGY |  | 11/27/13 |  |  |  | LASER IMAGER |  | IMAGERLASER-EastmanKodak-DryView 8900 | IMAGERLASER | DryView 8900 |  |  |  | EastmanKodak | Imager, Laser (DI) |  | IMAGERLASER-EastmanKodak-DryView 8900 |  |  |  |  | Covered PM Repair - Biomedical | MHHS-Southeast
NO | YES |  |  |  | 013-14290 |  | Eastman Kodak Co | DRYVIEW 8900 |  |  | SW - RADIOLOGY | MHHS-Southwest |  | Imager, Laser (DI) |  | 013-14290 |  | Southwest |  | SW - RADIOLOGY |  | 9/25/12 |  |  |  | LASER IMAGER |  | IMAGERLASER-EastmanKodak-DryView 8900 | IMAGERLASER | DryView 8900 |  |  |  | EastmanKodak | Imager, Laser (DI) |  | IMAGERLASER-EastmanKodak-DryView 8900 |  |  |  |  | Covered PM Repair - Biomedical | MHHS-Southwest
NO | YES |  |  |  | R-069-DryviewJones |  | Eastman Kodak Co | DRYVIEW 8900 |  | K4316-9683 | TMC - RADIOLOGY - JONES PAVILION | MHHS-TMC |  | Imager, Laser (DI) |  | R-069-DryviewJones |  | TMC |  | TMC - RADIOLOGY - JONES PAVILION |  | 2/9/18 |  |  |  | LASER IMAGER |  | IMAGERLASER-EastmanKodak-DryView 8900 | IMAGERLASER | DryView 8900 |  |  |  | EastmanKodak | Imager, Laser (DI) |  | IMAGERLASER-EastmanKodak-DryView 8900 |  |  |  |  | Covered PM Repair - Biomedical | MHHS-TMC
NO | YES | [5 empty] | Eastman Kodak Co | DRYVIEW 8900 |  | K4201-6413 | WOODLANDS - OUTPATIENT RADIOLOGY | MHHS-Woodlands |  | Imager, Laser (DI) |  |  |  | Woodlands |  | WOODLANDS - OUTPATIENT RADIOLOGY |  | 3/18/19 |  |  |  | LASER IMAGER |  | IMAGERLASER-EastmanKodak-DryView 8900 | IMAGERLASER | DryView 8900 |  |  |  | EastmanKodak | Imager, Laser (DI) |  | IMAGERLASER-EastmanKodak-DryView 8900 |  |  |  |  | Covered PM Repair - Biomedical | MHHS-Woodlands
NO | NO | [5 empty] | Eastman Kodak Co | DRYVIEW 8900 |  |  | SUGAR LAND - FILM FILE | MHHS-Sugarland |  | Imager, Laser (DI) |  |  |  | Sugar Land |  | SUGAR LAND - FILM FILE | [5 empty] | LASER IMAGER |  | IMAGERLASER-EastmanKodak-DryView 8900 | IMAGERLASER | DryView 8900 |  |  |  | EastmanKodak | Imager, Laser (DI) |  | IMAGERLASER-EastmanKodak-DryView 8900 |  |  |  |  | Covered PM Repair - Biomedical | MHHS-Sugarland
NO | NO | [5 empty] | Eastman Kodak Co | ESP 7250 |  | a272523 | KATY - OR | MHHS-Katy |  | Printer, Color |  |  |  | Katy |  | KATY - OR | [5 empty] | PRINTERS |  | PRINTERCOLOR-EastmanKodak-ESP 7250 | PRINTERCOLOR | ESP 7250 |  |  |  | EastmanKodak | Printer, Color |  | PRINTERCOLOR-EastmanKodak-ESP 7250 |  |  |  |  | Covered PM Repair - Biomedical | MHHS-Katy
NO | NO |  |  |  | 133-08503 |  | Eastman Kodak Co | ESP 7250 |  | A266715 | KATY - OR | MHHS-Katy |  | Printer, Color |  | 133-08503 |  | Katy |  | KATY - OR | [5 empty] | PRINTERS |  | PRINTERCOLOR-EastmanKodak-ESP 7250 | PRINTERCOLOR | ESP 7250 |  |  |  | EastmanKodak | Printer, Color |  | PRINTERCOLOR-EastmanKodak-ESP 7250 |  |  |  |  | Covered PM Repair - Biomedical | MHHS-Katy
NO | NO | [5 empty] | Eastman Kodak Co | ESP 7250 |  | CN1K670064538B410484 | NE - OR | MHHS-Northeast |  | Printer, Color |  |  |  | Katy |  | NE - OR | [5 empty] | PRINTERS |  | PRINTERCOLOR-EastmanKodak-ESP 7250 | PRINTERCOLOR | ESP 7250 |  |  |  | EastmanKodak | Printer, Color |  | PRINTERCOLOR-EastmanKodak-ESP 7250 |  |  |  |  | Covered PM Repair - Biomedical | MHHS-Northeast
NO | NO | [5 empty] | Eastman Kodak Co | ESP 7250 |  | CN1K670064538B410505 | NE - OR | MHHS-Northeast |  | Printer, Color |  |  |  | Katy |  | NE - OR | [5 empty] | PRINTERS |  | PRINTERCOLOR-EastmanKodak-ESP 7250 | PRINTERCOLOR | ESP 7250 |  |  |  | EastmanKodak | Printer, Color |  | PRINTERCOLOR-EastmanKodak-ESP 7250 |  |  |  |  | Covered PM Repair - Biomedical | MHHS-Northeast
NO | NO | [5 empty] | Eastman Kodak Co | ESP 7250 |  | A285693 | TMC - HERMANN - STICU (3HP) | MHHS-TMC |  | Printer, Color |  |  |  | TMC |  | TMC - HERMANN - STICU (3HP) | [5 empty] | PRINTERS |  | PRINTERCOLOR-EastmanKodak-ESP 7250 | PRINTERCOLOR | ESP 7250 |  |  |  | EastmanKodak | Printer, Color |  | PRINTERCOLOR-EastmanKodak-ESP 7250 |  |  |  |  | Covered PM Repair - Respiratory/Steriliz | MHHS-TMC
NO | NO | [5 empty] | Eastman Kodak Co | ESP 7250 |  | A279002 | TMC - OR - CVOR (7HVI) | MHHS-TMC |  | Printer, Color |  |  |  | TMC |  | TMC - OR - CVOR (7HVI) | [5 empty] | PRINTERS |  | PRINTERCOLOR-EastmanKodak-ESP 7250 | PRINTERCOLOR | ESP 7250 |  |  |  | EastmanKodak | Printer, Color |  | PRINTERCOLOR-EastmanKodak-ESP 7250 |  |  |  |  | Covered PM Repair - Respiratory/Steriliz | MHHS-TMC
NO | NO | [5 empty] | Eastman Kodak Co | ESP 7250 |  | CN1k670064538B6A0465 | TMC - OR - CVOR (7HVI) | MHHS-TMC |  | Printer, Color |  |  |  | TMC |  | TMC - OR - CVOR (7HVI) | [5 empty] | PRINTERS |  | PRINTERCOLOR-EastmanKodak-ESP 7250 | PRINTERCOLOR | ESP 7250 |  |  |  | EastmanKodak | Printer, Color |  | PRINTERCOLOR-EastmanKodak-ESP 7250 |  |  |  |  | Covered PM Repair - Biomedical | MHHS-TMC
NO | NO | [5 empty] | Eastman Kodak Co | ESP 7250 |  | CN1670064538B6A0474 | TMC - OR - CVOR (7HVI) | MHHS-TMC |  | Printer, Color |  |  |  | TMC |  | TMC - OR - CVOR (7HVI) | [5 empty] | PRINTERS |  | PRINTERCOLOR-EastmanKodak-ESP 7250 | PRINTERCOLOR | ESP 7250 |  |  |  | EastmanKodak | Printer, Color |  | PRINTERCOLOR-EastmanKodak-ESP 7250 |  |  |  |  | Covered PM Repair - Respiratory/Steriliz | MHHS-TMC
NO | NO | [5 empty] | Eastman Kodak Co | ESP 7250 |  | A285662 | TMC - OR - CVOR (7HVI) | MHHS-TMC |  | Printer, Color |  |  |  | TMC |  | TMC - OR - CVOR (7HVI) | [5 empty] | PRINTERS |  | PRINTERCOLOR-EastmanKodak-ESP 7250 | PRINTERCOLOR | ESP 7250 |  |  |  | EastmanKodak | Printer, Color |  | PRINTERCOLOR-EastmanKodak-ESP 7250 |  |  |  |  | Covered PM Repair - Respiratory/Steriliz | MHHS-TMC
NO | NO |  |  |  | 069-38678 |  | Eastman Kodak Co | ESP 7250 |  | A283153 | TMC - OR - PEDI OR (2R) | MHHS-TMC |  | Printer, Color |  | 069-38678 |  | TMC |  | TMC - OR - PEDI OR (2R) | [5 empty] | PRINTERS |  | PRINTERCOLOR-EastmanKodak-ESP 7250 | PRINTERCOLOR | ESP 7250 |  |  |  | EastmanKodak | Printer, Color |  | PRINTERCOLOR-EastmanKodak-ESP 7250 |  |  |  |  | Not Covered Vendor Only - Resp/Ster | MHHS-TMC
NO | NO | [5 empty] | Eastman Kodak Co | ESP 7250 |  | A263812 | TMC - OR - PEDI OR (2R) | MHHS-TMC |  | Printer, Color |  |  |  | TMC |  | TMC - OR - PEDI OR (2R) | [5 empty] | PRINTERS |  | PRINTERCOLOR-EastmanKodak-ESP 7250 | PRINTERCOLOR | ESP 7250 |  |  |  | EastmanKodak | Printer, Color |  | PRINTERCOLOR-EastmanKodak-ESP 7250 |  |  |  |  | Not Covered Vendor Only - Resp/Ster | MHHS-TMC
NO | NO | [5 empty] | Eastman Kodak Co | ESP 7250 |  | A292368 | TMC - OR - PEDI OR (2R) | MHHS-TMC |  | Printer, Color |  |  |  | TMC |  | TMC - OR - PEDI OR (2R) | [5 empty] | PRINTERS |  | PRINTERCOLOR-EastmanKodak-ESP 7250 | PRINTERCOLOR | ESP 7250 |  |  |  | EastmanKodak | Printer, Color |  | PRINTERCOLOR-EastmanKodak-ESP 7250 |  |  |  |  | Not Covered Vendor Only - Resp/Ster | MHHS-TMC
NO | NO |  |  |  | 069-38677 |  | Eastman Kodak Co | ESP 7250 |  | A270309 | TMC - OR - ROBERTSON (2R) | MHHS-TMC |  | Printer, Color |  | 069-38677 |  | TMC |  | TMC - OR - ROBERTSON (2R) | [5 empty] | PRINTERS |  | PRINTERCOLOR-EastmanKodak-ESP 7250 | PRINTERCOLOR | ESP 7250 |  |  |  | EastmanKodak | Printer, Color |  | PRINTERCOLOR-EastmanKodak-ESP 7250 |  |  |  |  | Not Covered Vendor Only - Resp/Ster | MHHS-TMC
NO | NO |  |  |  | 069-41853 |  | Eastman Kodak Co | ESP 7250 |  | A290198 | TMC - OR - ROBERTSON (2R) | MHHS-TMC |  | Printer, Color |  | 069-41853 |  | TMC |  | TMC - OR - ROBERTSON (2R) | [5 empty] | PRINTERS |  | PRINTERCOLOR-EastmanKodak-ESP 7250 | PRINTERCOLOR | ESP 7250 |  |  |  | EastmanKodak | Printer, Color |  | PRINTERCOLOR-EastmanKodak-ESP 7250 |  |  |  |  | Covered PM Repair - Biomedical | MHHS-TMC
NO | NO |  |  |  | 069-41854 |  | Eastman Kodak Co | ESP 7250 |  | A290217 | TMC - OR - ROBERTSON (2R) | MHHS-TMC |  | Printer, Color |  | 069-41854 |  | TMC |  | TMC - OR - ROBERTSON (2R) | [5 empty] | PRINTERS |  | PRINTERCOLOR-EastmanKodak-ESP 7250 | PRINTERCOLOR | ESP 7250 |  |  |  | EastmanKodak | Printer, Color |  | PRINTERCOLOR-EastmanKodak-ESP 7250 |  |  |  |  | Covered PM Repair - Biomedical | MHHS-TMC
NO | NO |  |  |  | 069-42657 |  | Eastman Kodak Co | ESP 7250 |  | A290679 | TMC - OR - ROBERTSON (2R) | MHHS-TMC |  | Printer, Color |  | 069-42657 |  | TMC |  | TMC - OR - ROBERTSON (2R) | [5 empty] | PRINTERS |  | PRINTERCOLOR-EastmanKodak-ESP 7250 | PRINTERCOLOR | ESP 7250 |  |  |  | EastmanKodak | Printer, Color |  | PRINTERCOLOR-EastmanKodak-ESP 7250 |  |  |  |  | Covered PM Repair - Biomedical | MHHS-TMC
NO | NO | [5 empty] | Eastman Kodak Co | ESP 7250 |  | A238197 | WOODLANDS - OR | MHHS-Woodlands |  | Printer, Color |  |  |  | Woodlands |  | WOODLANDS - OR | [5 empty] | PRINTERS |  | PRINTERCOLOR-EastmanKodak-ESP 7250 | PRINTERCOLOR | ESP 7250 |  |  |  | EastmanKodak | Printer, Color |  | PRINTERCOLOR-EastmanKodak-ESP 7250 |  |  |  |  | Covered PM Repair - Biomedical | MHHS-Woodlands
NO | NO | [5 empty] | Eastman Kodak Co | ESP 7250 |  | CN1K670064538B4I0459 | WOODLANDS - OR | MHHS-Woodlands |  | Printer, Color |  |  |  | Woodlands |  | WOODLANDS - OR | [5 empty] | PRINTERS |  | PRINTERCOLOR-EastmanKodak-ESP 7250 | PRINTERCOLOR | ESP 7250 |  |  |  | EastmanKodak | Printer, Color |  | PRINTERCOLOR-EastmanKodak-ESP 7250 |  |  |  |  | Covered PM Repair - Biomedical | MHHS-Woodlands
NO | NO | [5 empty] | Eastman Kodak Co | ESP 7250 |  | CNIK670064538B4I0459 | WOODLANDS - OR | MHHS-Woodlands |  | Printer, Color |  |  |  | Woodlands |  | WOODLANDS - OR | [5 empty] | PRINTERS |  | PRINTERCOLOR-EastmanKodak-ESP 7250 | PRINTERCOLOR | ESP 7250 |  |  |  | EastmanKodak | Printer, Color |  | PRINTERCOLOR-EastmanKodak-ESP 7250 |  |  |  |  | Covered PM Repair - Biomedical | MHHS-Woodlands
NO | NO | [5 empty] | Eastman Kodak Co | ESP 7250 |  | CNIK670064538B5CG678 | WOODLANDS - OR | MHHS-Woodlands |  | Printer, Color |  |  |  | Woodlands |  | WOODLANDS - OR | [5 empty] | PRINTERS |  | PRINTERCOLOR-EastmanKodak-ESP 7250 | PRINTERCOLOR | ESP 7250 |  |  |  | EastmanKodak | Printer, Color |  | PRINTERCOLOR-EastmanKodak-ESP 7250 |  |  |  |  | Covered PM Repair - Biomedical | MHHS-Woodlands
NO | NO | [5 empty] | Eastman Kodak Co | ESP 7250 |  | CNIK670064538B5C0642 | WOODLANDS - OR | MHHS-Woodlands |  | Printer, Color |  |  |  | Woodlands |  | WOODLANDS - OR | [5 empty] | PRINTERS |  | PRINTERCOLOR-EastmanKodak-ESP 7250 | PRINTERCOLOR | ESP 7250 |  |  |  | EastmanKodak | Printer, Color |  | PRINTERCOLOR-EastmanKodak-ESP 7250 |  |  |  |  | Covered PM Repair - Biomedical | MHHS-Woodlands
NO | YES | [5 empty] | Eastman Kodak Co | PACS LINK |  | LPCADZO | WOODLANDS - RADIOLOGY | MHHS-Woodlands |  | Computer, Data Management |  |  |  | Woodlands |  | WOODLANDS - RADIOLOGY |  | 10/23/13 |  |  |  | IMAGE STORAGE DEVICES |  | COMPUTERDATAMANAGEMENT-EastmanKodak-PACS LINK | COMPUTERDATAMANAGEMENT | PACS LINK |  |  |  | EastmanKodak | Computer, Data Management |  | COMPUTERDATAMANAGEMENT-EastmanKodak-PACS LINK |  |  |  |  | Covered PM Repair - Biomedical | MHHS-Woodlands
YES | YES |  |  |  | 099-14793 | 099-14793 | Easystand | Evolv |  |  | TIRR - KIRBY GLENN |  |  |  |  | 099-14793 | 099-14793 | TMC | TIRR Memorial Hermann | TIRR - KIRBY GLENN | Rehab
YES | YES |  |  |  | 099-14796 | 099-14796 | Easystand | Evolv |  |  | TIRR - KIRBY GLENN |  |  |  |  | 099-14796 | 099-14796 | TMC | TIRR Memorial Hermann | TIRR - KIRBY GLENN | Rehab
YES | YES |  |  |  | 069-06031 | 069-06031 | Easyvac | Aspirator |  |  | TMC |  |  |  |  | 069-06031 | 069-06031 | TMC |  | TMC | H9/74
YES | YES |  |  |  |  | 069-29783 | Eaton | 14GE |  | BD074JBA21 | OPID - (TMC) - MH IMAGING CENTER - 417 | [5 empty] | 069-29783 | TMC | Hermann-Medical Center | OPID - (TMC) - MH IMAGING CENTER - 417 | CT/PET
YES | YES |  |  |  | 013-36437 | 013-36437 | Eaton | 9395 power expert | [7 empty] | 013-36437 | 013-36437 |  | Memorial Herman Southwest | [5 empty] | 256 Slice CT UPS
NO | YES |  |  |  | 005-09518 | 005-09518 | Eaton Corp | 5S1500LCD |  | G344F28015 | SE-Cath Lab-Recovery |  |  |  |  | 005-09518 | 005-09518 | Southeast | MHHS-Southeast | SE-Cath Lab-Recovery | Nuclear Medicine 4 | [5 empty] | Power Supply, UPS | POWERSUPPLYUPS-Eaton Corp-5S1500LCD | [12 empty] | PSU-2Y | [9 empty] | Power Supply, UPS | POWERSUPPLYUPS | Power Supply, UPS | Eaton Corp
YES | YES | Serial Number Cnf |  |  | 099-04816 | 099-04816 | Eaton Corp |  |  | Cnf | PEARLAND - LABORATORY - MAIN |  |  |  |  | 099-04816 | 099-04816 | Pearland | Memorial Hermann Pearland Hospital | PEARLAND - LABORATORY - MAIN | Lab |  |  |  | Could not get to serial |  | Power Supply, UPS | POWERSUPPLYUPS-Eaton Corp-9130 | [12 empty] | PSU-2Y | [9 empty] | Power Supply, UPS | POWERSUPPLYUPS | Power Supply, UPS | Eaton Corp
YES | YES |  |  |  | 099-01133 | 099-01133 | Eaton Corp |  |  | 9103-70009 | NE - LABORATORY |  |  |  |  | 099-01133 | 099-01133 | Katy | Memorial Hermann Northeast Hospital | NE - LABORATORY | Blood Bank | [5 empty] | Power Supply, UPS | POWERSUPPLYUPS-Eaton Corp-9130 | [12 empty] | PSU-2Y | [9 empty] | Power Supply, UPS | POWERSUPPLYUPS | Power Supply, UPS | Eaton Corp
YES | YES |  |  |  | 099-01117 | 099-01117 | Eaton Corp |  |  | PM176A8627 | NE - LABORATORY - BLOOD BANK |  |  |  |  | 099-01117 | 099-01117 | northeast |  | NE - LABORATORY - BLOOD BANK | Labatory |  |  |  | No pm |  | Power Supply, UPS | POWERSUPPLYUPS-Eaton Corp-9130 | [12 empty] | PSU-2Y | [9 empty] | Power Supply, UPS | POWERSUPPLYUPS | Power Supply, UPS | Eaton Corp
YES | YES |  |  |  | 099-05701 | 099-05701 | Eaton Corp |  |  | GG041A0294 | TMC - HERMANN - COU (1R) |  |  |  |  | 099-05701 | 099-05701 | TMC | Memorial Hermann-Texas Medical Center | TMC - HERMANN - COU (1R) | Chemistry | [5 empty] | Power Supply, UPS | POWERSUPPLYUPS-Eaton Corp-9130 | [12 empty] | PSU-2Y | [9 empty] | Power Supply, UPS | POWERSUPPLYUPS | Power Supply, UPS | Eaton Corp
YES | YES |  |  |  | 099-09320 | 099-09320 | Eaton Corp |  |  | GG273A0356 | TMC - HERMANN - COU (1R) |  |  |  |  | 099-09320 | 099-09320 | TMC | Memorial Hermann-Texas Medical Center | TMC - HERMANN - COU (1R) | Chemistry | [5 empty] | Power Supply, UPS | POWERSUPPLYUPS-Eaton Corp-9130 | [12 empty] | PSU-2Y | [9 empty] | Power Supply, UPS | POWERSUPPLYUPS | Power Supply, UPS | Eaton Corp
YES | YES | Serial Number Nsf |  |  | 099-09453 | 099-09453 | Eaton Corp |  |  | NSF | TMC - LABORATORY - BLOOD BANK (1R) |  |  |  |  | 099-09453 | 099-09453 | TMC | Memorial Hermann-Texas Medical Center | TMC - LABORATORY - BLOOD BANK (1R) | Blood Bank | [5 empty] | Power Supply, UPS | POWERSUPPLYUPS-Eaton Corp-9130 | [12 empty] | PSU-2Y | [9 empty] | Power Supply, UPS | POWERSUPPLYUPS | Power Supply, UPS | Eaton Corp
YES | YES | Serial Number Nsf |  |  | 099-09452 | 099-09452 | Eaton Corp |  |  | NSF | TMC - LABORATORY - BLOOD BANK (1R) |  |  |  |  | 099-09452 | 099-09452 | TMC | Memorial Hermann-Texas Medical Center | TMC - LABORATORY - BLOOD BANK (1R) | Blood Bank | [5 empty] | Power Supply, UPS | POWERSUPPLYUPS-Eaton Corp-9130 | [12 empty] | PSU-2Y | [9 empty] | Power Supply, UPS | POWERSUPPLYUPS | Power Supply, UPS | Eaton Corp
YES | YES |  |  |  | 099-09459 | 099-09459 | Eaton Corp |  |  |  | TMC - LABORATORY - BLOOD BANK (1R) |  |  |  |  | 099-09459 | 099-09459 | TMC | Memorial Hermann-Texas Medical Center | TMC - LABORATORY - BLOOD BANK (1R) | Blood Bank | [5 empty] | Power Supply, UPS | POWERSUPPLYUPS-Eaton Corp-9130 | [12 empty] | PSU-2Y | [9 empty] | Power Supply, UPS | POWERSUPPLYUPS | Power Supply, UPS | Eaton Corp
YES | YES |  |  |  |  | 099-09949 | Eaton Corp |  |  | GC511A0376 | SE - CATH LAB | [5 empty] | 099-09949 |  | Memorial Hermann- SE - CATH LAB | SE - CATH LAB | OR8 | 4/1/20 |  |  | No PM Sticker |  | Power Supply, UPS | POWERSUPPLYUPS-Eaton Corp-9130 | [12 empty] | PSU-2Y | [9 empty] | Power Supply, UPS | POWERSUPPLYUPS | Power Supply, UPS | Eaton Corp
YES | YES | Serial Number Cnf |  |  | 009-33528 | 009-33528 | Eaton Corp |  |  | CNF | GH - LABORATORY - BLOOD BANK |  |  |  |  | 009-33528 | 009-33528 | Central | Memorial Hermann Greater Heights Hospital | GH - LABORATORY - BLOOD BANK | Blood Bank |  |  |  | No pm sticker
YES | YES |  |  |  | 009-33450 | 009-33450 | Eaton Corp |  |  | Pl463a9295 | GH - LABORATORY |  |  |  |  | 009-33450 | 009-33450 | Central | Memorial Hermann Greater Heights Hospital | GH - LABORATORY | Blood bank |  |  |  | No pm sticker
YES | YES | Serial Number Cnf |  |  | 099-03341 | 099-03341 | Eaton Corp |  |  | CNF | Memorial Hermann - Radiology |  |  |  |  | 099-03341 | 099-03341 | Central | Memorial Hermann Greater Heights Hospital | Memorial Hermann - Radiology | GH- X-Ray 2 |  |  |  | No pm sticker
YES | YES |  |  |  | 041-34826 | 041-34826 | Eaton Corp |  |  | PL082A0169 | Laboratory |  |  |  |  | 041-34826 | 041-34826 | Southwest | Memorial Hermann Laboratory | Laboratory | Lab
YES | YES |  |  |  | 041-34828 | 041-34828 | Eaton Corp |  |  | PK294A9821 | Laboratory |  |  |  |  | 041-34828 | 041-34828 | Southwest | Memorial Hermann Laboratory | Laboratory | Lab
YES | YES |  |  |  | GK113A0154 | GK113A0154 | Eaton Corp |  |  | GK113A0154 | Laboratory |  |  |  |  | GK113A0154 | GK113A0154 | Southwest | Memorial Hermann Laboratory | Laboratory | Lab
YES | YES |  |  |  | 009-33111 | 009-33111 | Eaton Corp |  |  | GF415A1563 | Laboratory |  |  |  |  | 009-33111 | 009-33111 | Southwest | Memorial Hermann Laboratory | Laboratory | Lab - Chemistry
YES | YES |  |  |  | 009-33172 | 009-33172 | Eaton Corp |  |  | PM03487482 | Laboratory |  |  |  |  | 009-33172 | 009-33172 | Southwest | Memorial Hermann Laboratory | Laboratory | Lab - Blood Bank
YES | YES |  |  |  | 929-00741 | 929-00741 | Eaton Corp |  |  |  | SL OPID |  |  |  |  | 929-00741 | 929-00741 | Sugar Land | MH SL | SL OPID | SL, PB1, Suite 113, CT | 2/1/20 |  |  |  | UPS for CT | Power Supply, UPS | POWERSUPPLYUPS-Eaton Corp-9155 | [12 empty] | PSU-2Y | [9 empty] | Power Supply, UPS | POWERSUPPLYUPS | Power Supply, UPS | Eaton Corp
YES | YES |  |  |  | 009-33192 | 009-33192 | Eaton Corp |  |  | UPSBJ382FBB17 | Radiology |  |  |  |  | 009-33192 | 009-33192 | TMC | Memorial Hermann Imaging Center - TIRR | Radiology | Ct
YES | YES |  |  |  | 142-09172 | 142-09172 | Eaton Corp | 9207-7146-00P |  | G344D41310 | Biomed Shop |  |  |  |  | 142-09172 | 142-09172 | Woodlands | Memorial Hermann The Woodlands Medical Center | Biomed Shop | Back Corner |  |  |  | No PM Sticker
YES | YES |  |  |  | 069-45979 | 069-45979 | Eaton Corp | 9PX 2200 |  | A44V31027 | Radiology |  |  |  |  | 069-45979 | 069-45979 | Central | Joint Center - Orthopedic and Spine Hospital | Radiology | CT Scan
YES | YES |  |  |  | G205F39112 | G205F39112 | Eaton Corp | 9PX 6000 |  | G205F39112 | SW -radiology |  |  |  |  | G205F39112 | G205F39112 | Southwest | Memorial Hermann Southwest Hospital | SW -radiology | Nuc med 3 |  |  |  | No PM sticker
NO | YES |  |  |  | 005-33518 | 005-33518 | Eaton Corp | 9PX 6000 |  | P205H32562 | Nuc med |  |  |  |  | 005-33518 | 005-33518 | Southeast | Memorial Hermann Southeast Hospital | Nuc med | Rm1 |  |  |  | No pm sticker
YES | YES |  |  |  | 133-10123 | 133-10123 | Eaton Corp | 9PX6K |  | G205H20156 | Katy Imaging Dept |  |  |  |  | 133-10123 | 133-10123 | Katy | Memorial Hermann Katy | Katy Imaging Dept | Nuc Med |  |  |  |  | UPS for Discovery NM 630 | Power Supply, UPS | POWERSUPPLYUPS-Eaton Corp-9PX6K | [12 empty] | PSU-2Y | [9 empty] | Power Supply, UPS | POWERSUPPLYUPS | Power Supply, UPS | Eaton Corp
YES | YES |  |  |  | 099-03558 | 099-03558 | Eaton Corp | 9PX6K |  | 9104-12585 | Sugar Land Imaging |  |  |  |  | 099-03558 | 099-03558 | Sugar Land | Memorial Hermann Sugar Land | Sugar Land Imaging | Sugar Land West Tower Nuclear Medicine | 2/1/20 |  |  | for NM 830 | UPS | Power Supply, UPS | POWERSUPPLYUPS-Eaton Corp-9PX6K | [12 empty] | PSU-2Y | [7 empty] | 10/1/19 |  | Power Supply, UPS | POWERSUPPLYUPS | Power Supply, UPS | Eaton Corp
YES | YES |  |  |  | 099-03559 | 099-03559 | Eaton Corp | 9PX6K |  | G205F37186 | Sugar Land Imaging |  |  |  |  | 099-03559 | 099-03559 | Sugar Land | Memorial Hermann Sugar Land | Sugar Land Imaging | Sugar Land West Tower Nuclear Medicine |  |  |  |  | UPS | Power Supply, UPS | POWERSUPPLYUPS-Eaton Corp-9PX6K | [12 empty] | PSU-2Y | [7 empty] | 1/1/16 |  | Power Supply, UPS | POWERSUPPLYUPS | Power Supply, UPS | Eaton Corp
NO | YES |  |  |  | 145-00155 | 145-00155 | Eaton Corp | 9PX6K |  | G205F26135 | Pearland-Radiology-Nuc Med |  |  |  |  | 145-00155 | 145-00155 | Pearland | MHHS-Pearland Hospital | Pearland-Radiology-Nuc Med | S2 233 |  |  |  |  | UPS | Power Supply, UPS | POWERSUPPLYUPS-Eaton Corp-9PX6K | [12 empty] | PSU-2Y | [7 empty] | 6/1/16 |  | Power Supply, UPS | POWERSUPPLYUPS | Power Supply, UPS | Eaton Corp
YES | YES |  |  |  | 099-07628 | 099-07628 | Eaton Corp | 9PX6K |  | P205J19G03 | Nuc med |  |  |  |  | 099-07628 | 099-07628 | Southeast | Memorial Hermann Southeast Hospital | Nuc med | Room 3 | [5 empty] | Power Supply, UPS | POWERSUPPLYUPS-Eaton Corp-9PX6K | [12 empty] | PSU-2Y | [9 empty] | Power Supply, UPS | POWERSUPPLYUPS | Power Supply, UPS | Eaton Corp
YES | YES |  |  |  | 041-34834 | 041-34834 | Eaton Corp | 9PX6K |  | P205j34ED1 | NE - Nuc Med |  |  |  |  | 041-34834 | 041-34834 | Katy | Memorial Hermann - Northeast | NE - Nuc Med | Nuc Med |  |  |  | No pm sticker
YES | YES |  |  |  | 041-34839 | 041-34839 | Eaton Corp | EX RT 11 |  | 1CNM51014 | NE - Nuc Med |  |  |  |  | 041-34839 | 041-34839 | Katy | Memorial Hermann - Northeast | NE - Nuc Med | Nuc Med |  |  |  | No pm sticker
YES | YES |  |  |  | 009-33175 | 009-33175 | Eaton Corp | OCD9130L2000T-XL |  | PM034A7483 | SW-Lab-Blook Blank |  |  |  |  | 009-33175 | 009-33175 | Southwest | Memorial Hermann Southwest Hospital | SW-Lab-Blook Blank
YES | YES |  |  |  | 041-33431 | 041-33431 | Eaton Corp | PW5115 1400 USB |  | GE392A0192 | Biomed |  |  |  |  | 041-33431 | 041-33431 | Southeast | Memorial Hermann Southeast Hospital | Biomed | Storage S425
YES | YES |  |  |  | 069-44713 | 069-44713 | Eaton Corp | Pw9130L-130L |  | Gk093a0091 | Central suply |  |  |  |  | 069-44713 | 069-44713 | TMC | Memorial Hermann-Texas Medical Center | Central suply | Storage room
YES | YES |  |  |  | 069-44714 | 069-44714 | Eaton Corp | Pw9130L-130L |  | Gk195a0277 | Central suply |  |  |  |  | 069-44714 | 069-44714 | TMC | Memorial Hermann-Texas Medical Center | Central suply | Storage room
YES | YES |  |  |  | 009-33170 | 009-33170 | Eaton Corp | PW9130L700T |  | GJ164A0142 | SW RADIOLOGY |  |  |  |  | 009-33170 | 009-33170 | Southwest | MEMORIAL HERMANN SOUTHWEST HOSPITAL | SW RADIOLOGY | RADIOLOGY |  |  |  | No pm
YES | YES |  |  |  | 009-33191 | 009-33191 | Eaton CorpA |  |  | PL414A5017 | Radiology |  |  |  |  | 009-33191 | 009-33191 | TMC | Memorial Hermann Imaging Center - TIRR | Radiology | Room 2 |  |  |  | No PM STICKER
NO | NO |  |  |  | 029-09476 |  | Eaton Corporation | 5S1500LCD |  | G344D48043 | WOODLANDS - PCU5 | MHHS-Woodlands |  | Power Supply, UPS |  | 029-09476 |  | Woodlands |  | WOODLANDS - PCU5 | [5 empty] | POWER SYSTEMS, UNINTERRUPTIBLE |  | POWERSUPPLYUPS-Eaton Corp-5S1500LCD | POWERSUPPLYUPS | 5S1500LCD |  |  |  | Eaton Corp | Power Supply, UPS |  | POWERSUPPLYUPS-Eaton Corp-5S1500LCD |  |  |  |  | Covered PM Repair - Biomedical | MHHS-Woodlands
NO | NO |  |  |  | 029-32247 |  | Eaton Corporation | 5S1500LCD |  | G344D22249 | WOODLANDS - RADIOLOGY | MHHS-Woodlands |  | Power Supply, UPS |  | 029-32247 |  | Woodlands |  | WOODLANDS - RADIOLOGY | [5 empty] | POWER SYSTEMS, UNINTERRUPTIBLE |  | POWERSUPPLYUPS-Eaton Corp-5S1500LCD | POWERSUPPLYUPS | 5S1500LCD |  |  |  | Eaton Corp | Power Supply, UPS |  | POWERSUPPLYUPS-Eaton Corp-5S1500LCD |  |  |  |  | Covered PM Repair - Biomedical | MHHS-Woodlands
NO | YES |  |  |  | 929-00795 | 929-00795 | Eaton Corporation | 9155 UPS |  | BF402FBB09 | OPID-(NE)-Summer Creek CCC-444 | MHHS-OPID |  |  |  | 929-00795 | 929-00795 | Katy | MHHS-Others | OPID-(NE)-Summer Creek CCC-444 | CT Room | 6/1/19 |  |  |  | POWER SYSTEMS, UNINTERRUPTIBLE | Power Supply, UPS | POWERSUPPLYUPS-Eaton Corp-9155 |  |  |  |  | POWERSUPPLYUPS-Eaton Corp-9155 | Eaton Corp | [6 empty] | PSU-2Y | Covered PM Repair - Biomedical | MHHS-OPID | [8 empty] | POWERSUPPLYUPS | Power Supply, UPS | Eaton Corp
NO | YES | Asset Tag 005-03362 |  |  | 005-03362 | 005-03362 | Eaton Corporation | 9155 UPS |  | L024064C10000721440A02 | OPID-(SE)-Bayshore-403 | MHHS-OPID |  |  |  | 005-03362 | 005-03362 | Southeast & Bay Area | MHHS-Others | OPID-(SE)-Bayshore-403 |  | 3/15/18 |  |  |  | POWER SYSTEMS, UNINTERRUPTIBLE | Power Supply, UPS | POWERSUPPLYUPS-Eaton Corp-9155 |  |  |  |  | POWERSUPPLYUPS-Eaton Corp-9155 | Eaton Corp |  |  |  |  | 12/12/17 | (null) | PSU-2Y | Covered PM Repair - Biomedical | MHHS-OPID | [8 empty] | POWERSUPPLYUPS | Power Supply, UPS | Eaton Corp
NO | YES |  |  |  | 145-00850 | 145-00850 | Eaton Corporation | 9155 UPS |  | BG512FBB02 | Pearland-Radiology | MHHS-Pearland Hospital |  |  |  | 145-00850 | 145-00850 | Pearland | MHHS-Pearland Hospital | Pearland-Radiology | C1 320 CT Room | 10/1/19 | 10/1/20 |  |  | POWER SYSTEMS, UNINTERRUPTIBLE | Power Supply, UPS | POWERSUPPLYUPS-Eaton Corp-9155 |  |  |  |  | POWERSUPPLYUPS-Eaton Corp-9155 | Eaton Corp |  |  |  |  | 4/15/17 |  | PSU-2Y | Covered PM Repair - Biomedical | MHHS-Pearland Hospital | [8 empty] | POWERSUPPLYUPS | Power Supply, UPS | Eaton Corp
NO | NO |  |  |  | 142-03359 |  | Eaton Corporation | 9155 UPS |  | FA423FBB15 | NE - FACILITY ENGINEERING | MHHS-Northeast |  |  |  | 142-03359 |  | Katy |  | NE - FACILITY ENGINEERING | [5 empty] | POWER SYSTEMS, UNINTERRUPTIBLE |  | POWERSUPPLYUPS-Eaton Corp-9155 |  |  |  |  | POWERSUPPLYUPS-Eaton Corp-9155 | Eaton Corp | [7 empty] | Covered PM Repair - Biomedical | MHHS-Northeast
NO | NO |  |  |  | 029-06006 |  | Eaton Corporation | 9155 UPS |  | BC032FBB14 | WOODLANDS - TERRAMONT ER (CLINIC) | MHHS-Woodlands |  |  |  | 029-06006 |  | Woodlands |  | WOODLANDS - TERRAMONT ER (CLINIC) | [5 empty] | POWER SYSTEMS, UNINTERRUPTIBLE |  | POWERSUPPLYUPS-Eaton Corp-9155 |  |  |  |  | POWERSUPPLYUPS-Eaton Corp-9155 | Eaton Corp | [7 empty] | Covered PM Repair - Biomedical | MHHS-Woodlands
NO | NO |  |  |  | R-069-TRAUMACTUPS |  | Eaton Corporation | 93PM IBC-LH |  | FL103VXX03 | TMC - RADIOLOGY - HERMANN PAVILION | MHHS-TMC |  |  |  | R-069-TRAUMACTUPS |  | TMC |  | TMC - RADIOLOGY - HERMANN PAVILION | [5 empty] | POWER SYSTEMS, UNINTERRUPTIBLE |  | .needs class |  |  |  |  | .needs class | Eaton Corp | [7 empty] | Covered PM Repair - Biomedical | MHHS-TMC
NO | NO |  |  |  | EK274UXX03 |  | Eaton Corporation | 93PM-150-3 |  | EK274UXX03 | MEMORIAL CITY - FACILITIES ENGINEERING | MHHS-Mem City |  |  |  | EK274UXX03 |  | West & Memorial City |  | MEMORIAL CITY - FACILITIES ENGINEERING | [5 empty] | POWER SYSTEMS, UNINTERRUPTIBLE |  | .needs class |  |  |  |  | .needs class | Eaton Corp | [7 empty] | Covered PM Repair - Biomedical | MHHS-Mem City
NO | NO |  |  |  | 029-32372 |  | Eaton Corporation | 93PM-150-3 |  | EN163UXX05 | WOODLANDS - CATH LAB | MHHS-Woodlands |  |  |  | 029-32372 |  | Woodlands |  | WOODLANDS - CATH LAB | [5 empty] | POWER SYSTEMS, UNINTERRUPTIBLE |  | .needs class |  |  |  |  | .needs class | Eaton Corp | [7 empty] | Covered PM Repair - Biomedical | MHHS-Woodlands
NO | NO |  |  |  | R-929-00741 |  | Eaton Corporation | K41011000000000 |  | g410110000 | OPID - (SL) - SUGAR LAND - 449 (MP1) | MHHS-OPID |  |  |  | R-929-00741 |  | Sugar Land |  | OPID - (SL) - SUGAR LAND - 449 (MP1) | [5 empty] | POWER SYSTEMS, UNINTERRUPTIBLE |  | .needs class | [5 empty] | Eaton Corp | [7 empty] | Covered PM Repair - Biomedical | MHHS-OPID
NO | YES |  |  |  | 013-38844 | 013-38844 | Eaton Corporation | POWERWARE 9355-15-14GE |  | BE205JBA01 | SW Radiology | MHHS-Southwest |  |  |  | 013-38844 | 013-38844 | Southwest | Memorial Hermann Southwest Hospital | SW Radiology | CT room 1 |  |  |  | No pm sticker | POWER SYSTEMS, UNINTERRUPTIBLE |  | .needs class | [5 empty] | Eaton Corp | [7 empty] | Covered PM Repair - Biomedical | MHHS-Southwest
NO | NO |  |  |  | 005-07881 |  | Eaton Corporation | POWERWARE 9355-15-14GE |  | BD163JBA03 | SE - EMERGENCY CENTER | MHHS-Southeast |  |  |  | 005-07881 |  | Southeast & Bay Area |  | SE - EMERGENCY CENTER | [5 empty] | POWER SYSTEMS, UNINTERRUPTIBLE |  | .needs class | [5 empty] | Eaton Corp | [7 empty] | Covered PM Repair - Biomedical | MHHS-Southeast
NO | YES |  |  |  | 013-36656 | 013-36656 | Eaton Corporation | POWERWARE 9390-160/160 |  | EJ416CBC01 | SW-Facilities Engineering | MHHS-Southwest |  |  |  | 013-36656 | 013-36656 | Southwest | MHHS-Southwest | SW-Facilities Engineering | Ct ups room | 6/1/19 |  |  | 64 slice Siemens Ct | POWER SYSTEMS, UNINTERRUPTIBLE |  | .needs class | [5 empty] | Eaton Corp | [7 empty] | Covered PM Repair - Biomedical | MHHS-Southwest
NO | YES |  |  |  | 129-07809 | 129-07809 | Eaton Corporation | POWERWARE 9390-160/160 |  | EH467CBC01 | SUGAR LAND - RADIOLOGY | MHHS-Sugarland |  |  |  | 129-07809 | 129-07809 | Sugar Land |  | SUGAR LAND - RADIOLOGY | [5 empty] | POWER SYSTEMS, UNINTERRUPTIBLE |  | .needs class | [5 empty] | Eaton Corp | [7 empty] | Covered PM Repair - Biomedical | MHHS-Sugarland
NO | NO |  |  |  | 133-08314 |  | Eaton Corporation | POWERWARE 9390-160/160 |  | EH372CBC04 | KATY - FACILITIES ENGINEERING | MHHS-Katy |  |  |  | 133-08314 |  | Katy |  | KATY - FACILITIES ENGINEERING | [5 empty] | POWER SYSTEMS, UNINTERRUPTIBLE |  | .needs class | [5 empty] | Eaton Corp | [7 empty] | Covered PM Repair - Biomedical | MHHS-Katy
NO | NO |  |  |  | 041-12358 |  | Eaton Corporation | POWERWARE 9390-160/160 |  | EB344CBA02 | MEMORIAL CITY - FACILITIES ENGINEERING | MHHS-Mem City |  |  |  | 041-12358 |  | West & Memorial City |  | MEMORIAL CITY - FACILITIES ENGINEERING | [5 empty] | POWER SYSTEMS, UNINTERRUPTIBLE |  | .needs class | [5 empty] | Eaton Corp | [7 empty] | Covered PM Repair - Biomedical | MHHS-Mem City
NO | NO |  |  |  | 142-03599 |  | Eaton Corporation | POWERWARE 9390-160/160 |  | EC472CBB02 | NE - FACILITY ENGINEERING | MHHS-Northeast |  |  |  | 142-03599 |  | Katy |  | NE - FACILITY ENGINEERING | [5 empty] | POWER SYSTEMS, UNINTERRUPTIBLE |  | .needs class | [5 empty] | Eaton Corp | [7 empty] | Covered PM Repair - Biomedical | MHHS-Northeast
NO | NO |  |  |  | 142-03600 |  | Eaton Corporation | POWERWARE 9390-160/160 |  | EC464CBB05 | NE - FACILITY ENGINEERING | MHHS-Northeast |  |  |  | 142-03600 |  | Katy |  | NE - FACILITY ENGINEERING | [5 empty] | POWER SYSTEMS, UNINTERRUPTIBLE |  | .needs class | [5 empty] | Eaton Corp | [7 empty] | Covered PM Repair - Biomedical | MHHS-Northeast
NO | NO | [5 empty] | Eaton Corporation | POWERWARE 9390-160/160 |  | P0300-3103-1414G | OPID - (SE) - FRIENDSWOOD - 401 | MHHS-OPID | [5 empty] | Southeast & Bay Area |  | OPID - (SE) - FRIENDSWOOD - 401 | [5 empty] | POWER SYSTEMS, UNINTERRUPTIBLE |  | .needs class | [5 empty] | Eaton Corp | [7 empty] | Covered PM Repair - Biomedical | MHHS-OPID
NO | NO |  |  |  | EC224CBAO2 |  | Eaton Corporation | POWERWARE 9390-160/160 |  | EC224CBAO2 | OPID - (TMC) - UPPER KIRBY - 467 | MHHS-OPID |  |  |  | EC224CBAO2 |  | TMC |  | OPID - (TMC) - UPPER KIRBY - 467 | [5 empty] | POWER SYSTEMS, UNINTERRUPTIBLE |  | .needs class | [5 empty] | Eaton Corp | [7 empty] | Covered PM Repair - Biomedical | MHHS-OPID
NO | NO |  |  |  | 013-38134 |  | Eaton Corporation | POWERWARE 9390-160/160 |  | EK251CBC02 | SW - FACILITIES ENGINEERING | MHHS-Southwest |  |  |  | 013-38134 |  | Southwest |  | SW - FACILITIES ENGINEERING | [5 empty] | POWER SYSTEMS, UNINTERRUPTIBLE |  | .needs class | [5 empty] | Eaton Corp | [7 empty] | Covered PM Repair - Biomedical | MHHS-Southwest
NO | YES |  |  |  | 142-02012 | 142-02012 | Eaton Corporation | PW9130L700T-XL |  | GH454A0059 | NE-Biomedical Services | MHHS-Northeast |  |  |  | 142-02012 | 142-02012 | Katy | MHHS-Northeast | NE-Biomedical Services | Biomed Shop | 11/1/18 | 11/1/20 |  |  | POWER SYSTEMS, UNINTERRUPTIBLE |  | .needs class | [5 empty] | Eaton Corp | [7 empty] | Covered PM Repair - Biomedical | MHHS-Northeast
NO | YES |  |  |  | 005-09860 | 005-09860 | Eaton Corporation | PW9130L700T-XL |  | GG272A0174 | SE-Laboratory | MHHS-Southeast |  |  |  | 005-09860 | 005-09860 | Southeast | MHHS-Southeast | SE-Laboratory |  | 1/1/19 |  |  |  | POWER SYSTEMS, UNINTERRUPTIBLE |  | .needs class | [5 empty] | Eaton Corp | [7 empty] | Not Covered Vendor Only - Lab Ana/Anes | MHHS-Southeast
NO | NO |  |  |  | 005-09861 |  | Eaton Corporation | PW9130L700T-XL |  | GG272AO179 | SE - LABORATORY | MHHS-Southeast |  |  |  | 005-09861 |  | Southeast & Bay Area |  | SE - LABORATORY | [5 empty] | POWER SYSTEMS, UNINTERRUPTIBLE |  | .needs class | [5 empty] | Eaton Corp | [7 empty] | Covered PM Repair - Biomedical | MHHS-Southeast
YES | YES |  |  |  | 099-05737 | 099-05737 | EATON Electrical and System | PL275A7741 |  | PL275A7741 | Memorial Hermann- Texas Medical Center STICU |  |  |  |  | 099-05737 | 099-05737 |  | TMC | Memorial Hermann- Texas Medical Center STICU | Storage | 3/1/20 |  |  | No PM Sticker
YES | YES |  |  |  | 013-19336 | 013-19336 | Eberbach Corp | N/A |  |  | SW - LABORATORY - CHEMISTRY |  |  |  |  | 013-19336 | 013-19336 | Southwest | Memorial Hermann Diagnostic Laboratory - Southwest Medical Plaza 1 (#756) | SW - LABORATORY - CHEMISTRY | Lab |  |  |  | In use cannot ID model / SN
NO | YES | Serial Number 39106 |  |  | 151-03798 | 151-03798 | EBI | SpinalPak II Battery Charger |  |  | SMR - (STX) - RBJ - RICHMOND |  |  |  |  | 151-03798 | 151-03798 | South | Richmond Sports Medicine and Rehab | SMR - (STX) - RBJ - RICHMOND | Rehab
YES | YES |  |  |  | Memorial Hermann Northeast | 099-01179 | Ebro | TFI550 |  | N/A | [5 empty] | Memorial Hermann Northeast | 099-01179 | Katy | Memorial Hermann Northeast Hospital |  | SPD | 2/1/20 | 2/1/20 |  | No pm
NO | YES |  |  |  | 005-11181 | 005-11181 | ECHO ATL ULTRASOUND | DD7E |  |  | SE-Labor & Delivery | MHHS-Southeast |  | Warmer, Gel |  | 005-11181 | 005-11181 | Southeast | MHHS-Southeast | SE-Labor & Delivery | [5 empty] | WARMING UNITS, GEL |  | WARMERGEL-ECHOWARM-DD7E | WARMERGEL | DD7E |  |  |  | ECHOWARM | Warmer, Gel |  |  | WARMERGEL-ECHOWARM-DD7E | 9/17/20 |  |  | Not Covered Vendor Only - Biomedical | MHHS-Southeast
NO | YES |  |  |  | 151-02404 | 151-02404 | Eckel Ind. Inc. | AB-4230 |  |  | MH MG - (CY) - OCCUPATIONAL MEDICINE [MP1-STE180] | MHHS-MG |  |  |  | 151-02404 | 151-02404 | Northwest | MHHS-MG | MH MG - (CY) - OCCUPATIONAL MEDICINE [MP1-STE180] | Occupational health room C1 705 | 3/1/19 | 3/1/20 |  |  | AUDIOMETERS |  | .needs class |  |  |  |  | .needs class | Eckel Ind Inc | [7 empty] | Covered PM Repair - Biomedical | MHHS-MG
NO | YES |  |  |  | 583-01317 | 583-01317 | Eckel Ind. Inc. | AB-4230 |  | 20160214-9 | MH MG-(KY)-OCC Health Center (Mp1) | MHHS-MG |  |  |  | 583-01317 | 583-01317 | Katy | MHHS-MG | MH MG-(KY)-OCC Health Center (Mp1) | Audiometer room | 1/1/20 | 1/1/21 |  |  | AUDIOMETERS |  | .needs class |  |  |  |  | .needs class | Eckel Ind Inc | [7 empty] | Covered PM Repair - Biomedical | MHHS-MG
NO | YES |  |  |  | 029-12326 | 029-12326 | Eckel Ind. Inc. | AB-4230 |  |  | MH MG-(WDLS)-Twl Exec Health (Ste 301) | MHHS-MG |  |  |  | 029-12326 | 029-12326 | Woodlands | MHHS-MG | MH MG-(WDLS)-Twl Exec Health (Ste 301) | Testing Room | 8/1/19 |  | 8/1/20 |  | AUDIOMETERS |  | .needs class |  |  |  |  | .needs class | Eckel Ind Inc |  |  |  |  | 6/26/14 |  |  | Covered PM Repair - Biomedical | MHHS-MG
NO | NO |  |  |  | 005-33766 |  | Eckel Ind. Inc. | AB-4230 |  | 20160214-7 | MH MG - (CY) - GOODMAN WALLER | MHHS-MG |  |  |  | 005-33766 |  | Northwest & Cypress |  | MH MG - (CY) - GOODMAN WALLER | [5 empty] | AUDIOMETERS |  | .needs class |  |  |  |  | .needs class | Eckel Ind Inc | [7 empty] | Covered PM Repair - Biomedical | MHHS-MG
NO | NO |  |  |  | 005-12390 |  | Eckel Ind. Inc. | AB-4230 |  |  | MH MG - (SE) - LC CCC - OCC MED | MHHS-MG |  |  |  | 005-12390 |  | Southeast & Bay Area |  | MH MG - (SE) - LC CCC - OCC MED | [5 empty] | AUDIOMETERS |  | .needs class |  |  |  |  | .needs class | Eckel Ind Inc | [7 empty] | Covered PM Repair - Biomedical | MHHS-MG
NO | YES |  |  |  | 129-01875 | 129-01875 | Eckstein Brothers Inc | 60A |  |  | CBC - (STX) - LAMAR HIGH SCHOOL | MHHS-Neighborhood Clinics |  |  |  | 129-01875 | 129-01875 | South |  | CBC - (STX) - LAMAR HIGH SCHOOL |  | 04/09/2019 |  |  |  | AUDIOMETERS |  | .needs class |  |  |  |  | .needs class | [8 empty] | Not Covered Vendor Only - Biomedical | MHHS-Neighborhood Clinics
NO | YES |  |  |  |  | 074-00654 | ECLERIS | XENOLUX 180 |  |  | TMC-Cath Lab-Adult (2Hvi) | MHHS-TMC |  |  |  |  | 074-00654 | TMC | MHHS-TMC | TMC-Cath Lab-Adult (2Hvi) | Equipment room | 9/1/18 |  | 9/1/19 | PM Past Due | LIGHT SOURCES, FIBEROPTIC |  | .needs class | [5 empty] | ECLERIS |  |  |  |  | 4/1/17 |  |  | Covered PM Repair - Biomedical | MHHS-TMC
NO | YES |  |  |  | 099-07020 | 099-07020 | Ecm | Smk-600a |  |  | TMC - SAROFIM 3 - PACU |  |  |  |  | 099-07020 | 099-07020 |  | Memorial Hermann-tmc | TMC - SAROFIM 3 - PACU | Nurse station
NO | YES |  |  |  | 099-09851 | 099-09851 | Ecm | Smk-600a |  |  | TMC-Sarofim 3-PACU |  |  |  |  | 099-09851 | 099-09851 | TMC | MHHS-TMC | TMC-Sarofim 3-PACU | Nurse station
YES | YES |  |  |  | 029-12975 | 029-12975 | Ecolab | ORS-2038D |  |  | Surgical room |  |  |  |  | 029-12975 | 029-12975 | Woodlands | Memorial Hermann Hospital Woodlands | Surgical room | OR Room 18 | 11/1/19 |  | 11/1/20
YES | YES |  |  |  | 069-38396 | 069-38396 | Ecolab | ORS-2066R |  | Nsn | Memorial Hermann- T exas Medical Center Childrens OR |  |  |  |  | 069-38396 | 069-38396 |  | TCM | Memorial Hermann- T exas Medical Center Childrens OR | OR 53 | 4/1/20 |  |  | No PM Sticker
YES | YES |  |  |  | 041-33271 | 041-33271 | Ecolab | Quick Clic |  |  | TIRR - MEMORIAL CITY |  |  |  |  | 041-33271 | 041-33271 | West | TIRR Memorial Hermann Outpatient Rehabilitation - Memorial City (#108) | TIRR - MEMORIAL CITY | Pool Area
NO | YES |  |  |  | 041-32488 | 041-32488 | Edwards Lifesciences | EV1000 |  | TPAB552032 | MEMORIAL CITY - OPERATING ROOM | MHHS-Mem City |  |  |  | 041-32488 | 041-32488 | West | West memorial hospital - memorial herman hospital | MEMORIAL CITY - OPERATING ROOM | Surgery room 8 |  |  |  |  | MONITORS, PHYSIOLOGIC, VITAL SIGNS |  | MONITORCARDIACFIXED-Edwards Lifesci-EV1000M |  |  |  |  | MONITORCARDIACFIXED-Edwards Lifesci-EV1000M | Edwards Lifesci | [7 empty] | Not Covered Vendor Only - Resp/Ster | MHHS-Mem City
NO | YES |  |  |  | 041-32491 | 041-32491 | Edwards Lifesciences | EV1000 |  | EDV87585 | MEMORIAL CITY - OPERATING ROOM | MHHS-Mem City |  |  |  | 041-32491 | 041-32491 | West | West memorial hospital - memorial herman hospital | MEMORIAL CITY - OPERATING ROOM | Surgery room 8 |  |  |  |  | MONITORS, PHYSIOLOGIC, VITAL SIGNS |  | MONITORCARDIACFIXED-Edwards Lifesci-EV1000M |  |  |  |  | MONITORCARDIACFIXED-Edwards Lifesci-EV1000M | Edwards Lifesci | [7 empty] | Covered PM Repair - Biomedical | MHHS-Mem City
NO | YES |  |  |  | 041-32490 | 041-32490 | Edwards Lifesciences | EV1000 |  |  | MEMORIAL CITY - OPERATING ROOM | MHHS-Mem City |  |  |  | 041-32490 | 041-32490 | West | West memorial hospital - memorial herman hospital | MEMORIAL CITY - OPERATING ROOM | Surgery room 8 |  |  |  |  | CONTROLLERS |  | .needs class | [5 empty] | Edwards Lifesci | [7 empty] | Not Covered Vendor Only - Resp/Ster | MHHS-Mem City
NO | YES |  |  |  | 005-09589 | 005-09589 | Edwards Lifesciences | EV1000 |  |  | SE - Storage 4th | MHHS-Southeast |  |  |  | 005-09589 | 005-09589 | Southeast | Memorial Hermann Southeast Hospital | SE - Storage 4th | Storage |  |  |  |  | MONITORS, PHYSIOLOGIC, VITAL SIGNS |  | MONITORCARDIACFIXED-Edwards Lifesci-EV1000M |  |  |  |  | MONITORCARDIACFIXED-Edwards Lifesci-EV1000M | Edwards Lifesci |  |  |  |  | 7/24/20 |  |  | Not Covered Vendor Only - Resp/Ster | MHHS-Southeast
NO | YES |  |  |  | 129-05645 | 129-05645 | Edwards Lifesciences | EV1000 |  |  | SUGAR LAND - ICU | MHHS-Sugarland |  |  |  | 129-05645 | 129-05645 | Sugar Land | Memorial Hermann Sugar Land Hospital | SUGAR LAND - ICU | ICU | 5/1/19 |  | 4/1/20 |  | MONITORS, PHYSIOLOGIC, VITAL SIGNS | Monitor, Cardiac, Fixed | MONITORCARDIACFIXED-Edwards Lifesci-EV1000M |  |  |  |  | MONITORCARDIACFIXED-Edwards Lifesci-EV1000M | Edwards Lifesci |  |  |  |  | 10/11/22 |  | MCH-A | Not Covered Vendor Only - Biomedical | MHHS-Sugarland | [8 empty] | MONITORCARDIACFIXED | Monitor, Cardiac, Fixed | Edwards Lifesci
NO | YES |  |  |  | 069-33262 | 069-33262 | Edwards Lifesciences | EV1000 |  |  | TMC-Cullen-MICU (2C) | MHHS-TMC |  |  |  | 069-33262 | 069-33262 | TMC | MHHS-TMC | TMC-Cullen-MICU (2C) | Clean utility | 10/1/19 |  | 10/1/20 |  | MONITORS, PHYSIOLOGIC, VITAL SIGNS | Monitor, Cardiac, Fixed | MONITORCARDIACFIXED-Edwards Lifesci-EV1000M |  |  |  |  | MONITORCARDIACFIXED-Edwards Lifesci-EV1000M | Edwards Lifesci | [6 empty] | MCH-A | Covered PM Repair - Biomedical | MHHS-TMC | [8 empty] | MONITORCARDIACFIXED | Monitor, Cardiac, Fixed | Edwards Lifesci
NO | YES |  |  |  | 069-41727 | 069-41727 | Edwards Lifesciences | EV1000 |  | EVD03433 | TMC-Cullen-MICU (2C) | MHHS-TMC |  |  |  | 069-41727 | 069-41727 | TMC | MHHS-TMC | TMC-Cullen-MICU (2C) | Clean utility | 10/1/19 |  | 10/1/20 |  | MONITORS, PHYSIOLOGIC, VITAL SIGNS | Monitor, Cardiac, Fixed | MONITORCARDIACFIXED-Edwards Lifesci-EV1000M |  |  |  |  | MONITORCARDIACFIXED-Edwards Lifesci-EV1000M | Edwards Lifesci | [6 empty] | MCH-A | Covered PM Repair - Biomedical | MHHS-TMC | [8 empty] | MONITORCARDIACFIXED | Monitor, Cardiac, Fixed | Edwards Lifesci
NO | YES |  |  |  | 069-38820 | 069-38820 | Edwards Lifesciences | EV1000 |  |  | Serofim 8 | MHHS-TMC |  |  |  | 069-38820 | 069-38820 | TMC | Memorial Hermann-Texas Medical Center | Serofim 8 | S805 | 9/1/19 |  | 9/1/20 |  | MONITORS, PHYSIOLOGIC, VITAL SIGNS |  | MONITORCARDIACFIXED-Edwards Lifesci-EV1000M |  |  |  |  | MONITORCARDIACFIXED-Edwards Lifesci-EV1000M | Edwards Lifesci |  |  |  |  | 12/1/17 |  |  | Covered PM Repair - Biomedical | MHHS-TMC
NO | YES |  |  |  | 069-38821 | 069-38821 | Edwards Lifesciences | EV1000 |  | EVD02376-122011 | Serofim 8 | MHHS-TMC |  |  |  | 069-38821 | 069-38821 | TMC | Memorial Hermann-Texas Medical Center | Serofim 8 | S805 | 9/1/19 |  | 9/1/20 |  | MONITORS, PHYSIOLOGIC, VITAL SIGNS |  | MONITORCARDIACFIXED-Edwards Lifesci-EV1000M |  |  |  |  | MONITORCARDIACFIXED-Edwards Lifesci-EV1000M | Edwards Lifesci |  |  |  |  | 2/1/18 |  |  | Covered PM Repair - Biomedical | MHHS-TMC
NO | YES |  |  |  | 074-00918 | 074-00918 | Edwards Lifesciences | EV1000 |  | EVD02298 | TMC-HVI-CVICU (8Hvi) | MHHS-TMC |  |  |  | 074-00918 | 074-00918 | TMC | MHHS-TMC | TMC-HVI-CVICU (8Hvi) |  | 9/1/19 |  |  | No PM Sticker | MONITORS, PHYSIOLOGIC, VITAL SIGNS | Monitor, Cardiac, Fixed | MONITORCARDIACFIXED-Edwards Lifesci-EV1000M |  |  |  |  | MONITORCARDIACFIXED-Edwards Lifesci-EV1000M | Edwards Lifesci | [6 empty] | MCH-A | Covered PM Repair - Biomedical | MHHS-TMC | [8 empty] | MONITORCARDIACFIXED | Monitor, Cardiac, Fixed | Edwards Lifesci
NO | YES |  |  |  | 069-42435 | 069-42435 | Edwards Lifesciences | EV1000 |  | TPAA968685 | Memorial Hermann- Texas Medical Center-OR-PACU nurse station | MHHS-TMC |  |  |  | 069-42435 | 069-42435 | TMC | TMC | Memorial Hermann- Texas Medical Center-OR-PACU nurse station | OR 03 | 9/1/19 |  | 9/1/20 |  | MONITORS, PHYSIOLOGIC, VITAL SIGNS |  | MONITORCARDIACFIXED-Edwards Lifesci-EV1000M |  |  |  |  | MONITORCARDIACFIXED-Edwards Lifesci-EV1000M | Edwards Lifesci | [7 empty] | Covered PM Repair - Biomedical | MHHS-TMC
NO | YES |  |  |  | 069-42436 | 069-42436 | Edwards Lifesciences | EV1000 |  | EVD80466 | Memorial Hermann- Texas Medical Center-OR-PACU nurse station | MHHS-TMC |  |  |  | 069-42436 | 069-42436 | TMC | TMC | Memorial Hermann- Texas Medical Center-OR-PACU nurse station | OR 03 | 12/1/19 |  | 12/1/20 |  | MONITORS, PHYSIOLOGIC, VITAL SIGNS |  | MONITORCARDIACFIXED-Edwards Lifesci-EV1000M |  |  |  |  | MONITORCARDIACFIXED-Edwards Lifesci-EV1000M | Edwards Lifesci |  |  |  |  | 10/29/14 |  |  | Covered PM Repair - Biomedical | MHHS-TMC
NO | YES |  |  |  | 069-42437 | 069-42437 | Edwards Lifesciences | EV1000 |  |  | Memorial Hermann- Texas Medical Center-OR-PACU nurse station | MHHS-TMC |  |  |  | 069-42437 | 069-42437 | TMC | TMC | Memorial Hermann- Texas Medical Center-OR-PACU nurse station | OR 03 | 9/1/18 |  | 9/1/20 |  | MONITORS, PHYSIOLOGIC, VITAL SIGNS |  | MONITORCARDIACFIXED-Edwards Lifesci-EV1000M |  |  |  |  | MONITORCARDIACFIXED-Edwards Lifesci-EV1000M | Edwards Lifesci | [7 empty] | Covered PM Repair - Biomedical | MHHS-TMC
NO | YES |  |  |  | 069-42439 | 069-42439 | Edwards Lifesciences | EV1000 |  | EDV80467 | Memorial Hermann- Texas Medical Center-OR-PACU nurse station | MHHS-TMC |  |  |  | 069-42439 | 069-42439 | TMC | TMC | Memorial Hermann- Texas Medical Center-OR-PACU nurse station | OR 03 | 10/1/19 |  | 10/1/20 |  | MONITORS, PHYSIOLOGIC, VITAL SIGNS |  | MONITORCARDIACFIXED-Edwards Lifesci-EV1000M |  |  |  |  | MONITORCARDIACFIXED-Edwards Lifesci-EV1000M | Edwards Lifesci | [7 empty] | Covered PM Repair - Biomedical | MHHS-TMC
NO | YES |  |  |  | 029-32038 | 029-32038 | Edwards Lifesciences | EV1000 |  | EV086129 | Woodlands-CVICU | MHHS-Woodlands |  |  |  | 029-32038 | 029-32038 | Woodlands | MHHS-Woodlands | Woodlands-CVICU | OR | 10/1/19 |  | 10/1/20 |  | MONITORS, PHYSIOLOGIC, VITAL SIGNS | Monitor, Cardiac, Fixed | MONITORCARDIACFIXED-Edwards Lifesci-EV1000M |  |  |  |  | MONITORCARDIACFIXED-Edwards Lifesci-EV1000M | Edwards Lifesci |  |  |  |  | 10/11/22 |  | MCH-A | Not Covered Vendor Only - Biomedical | MHHS-Woodlands | [8 empty] | MONITORCARDIACFIXED | Monitor, Cardiac, Fixed | Edwards Lifesci
NO | YES |  |  |  | 029-32040 | 029-32040 | Edwards Lifesciences | EV1000 |  |  | Woodlands-CVICU | MHHS-Woodlands |  |  |  | 029-32040 | 029-32040 | Woodlands | MHHS-Woodlands | Woodlands-CVICU | OR | 10/1/19 |  | 9/1/20 |  | MONITORS, PHYSIOLOGIC, VITAL SIGNS | Monitor, Cardiac, Fixed | MONITORCARDIACFIXED-Edwards Lifesci-EV1000M |  |  |  |  | MONITORCARDIACFIXED-Edwards Lifesci-EV1000M | Edwards Lifesci |  |  |  |  | 10/11/22 |  | MCH-A | Not Covered Vendor Only - Biomedical | MHHS-Woodlands | [8 empty] | MONITORCARDIACFIXED | Monitor, Cardiac, Fixed | Edwards Lifesci
NO | YES |  |  |  | 029-09574 | 029-09574 | Edwards Lifesciences | EV1000 |  | EV060497 | Woodlands-Respiratory | MHHS-Woodlands |  |  |  | 029-09574 | 029-09574 | Woodlands | MHHS-Woodlands | Woodlands-Respiratory | CVICU | 11/1/19 |  | 11/1/20 |  | MONITORS, PHYSIOLOGIC, VITAL SIGNS | Monitor, Cardiac, Fixed | MONITORCARDIACFIXED-Edwards Lifesci-EV1000M |  |  |  |  | MONITORCARDIACFIXED-Edwards Lifesci-EV1000M | Edwards Lifesci |  |  |  |  | 6/27/20 |  | MCH-A | Not Covered Vendor Only - Resp/Ster | MHHS-Woodlands | [8 empty] | MONITORCARDIACFIXED | Monitor, Cardiac, Fixed | Edwards Lifesci
NO | YES |  |  |  | 029-32087 | 029-32087 | Edwards Lifesciences | EV1000 |  | EV054657 | Woodlands-CVICU | MHHS-Woodlands |  |  |  | 029-32087 | 029-32087 | Woodlands | MHHS-Woodlands | Woodlands-CVICU | CVICU | 11/1/19 |  | 11/1/20 |  | MONITORS, PHYSIOLOGIC, VITAL SIGNS | Monitor, Cardiac, Fixed | MONITORCARDIACFIXED-Edwards Lifesci-EV1000M |  |  |  |  | MONITORCARDIACFIXED-Edwards Lifesci-EV1000M | Edwards Lifesci |  |  |  |  | 5/13/15 |  | MCH-A | Covered PM Repair - Respiratory/Steriliz | MHHS-Woodlands | [8 empty] | MONITORCARDIACFIXED | Monitor, Cardiac, Fixed | Edwards Lifesci
NO | YES |  |  |  | 029-09576 | 029-09576 | Edwards Lifesciences | EV1000 |  | EV060498 | Woodlands-PCU4 | MHHS-Woodlands |  |  |  | 029-09576 | 029-09576 | Woodlands | MHHS-Woodlands | Woodlands-PCU4 | Storage Room | 11/1/19 |  | 11/1/20 |  | MONITORS, PHYSIOLOGIC, VITAL SIGNS | Monitor, Cardiac, Fixed | MONITORCARDIACFIXED-Edwards Lifesci-EV1000M |  |  |  |  | MONITORCARDIACFIXED-Edwards Lifesci-EV1000M | Edwards Lifesci |  |  |  |  | 5/13/15 |  | MCH-A | Covered PM Repair - Respiratory/Steriliz | MHHS-Woodlands | [8 empty] | MONITORCARDIACFIXED | Monitor, Cardiac, Fixed | Edwards Lifesci
NO | YES |  |  |  | 029-09724 | 029-09724 | Edwards Lifesciences | EV1000 |  | EV070323 | Woodlands-OR | MHHS-Woodlands |  |  |  | 029-09724 | 029-09724 | Woodlands | MHHS-Woodlands | Woodlands-OR | OR | 1/1/19 |  | 1/1/21 |  | MONITORS, PHYSIOLOGIC, VITAL SIGNS | Monitor, Cardiac, Fixed | MONITORCARDIACFIXED-Edwards Lifesci-EV1000M |  |  |  |  | MONITORCARDIACFIXED-Edwards Lifesci-EV1000M | Edwards Lifesci |  |  |  |  | 5/13/16 |  | MCH-A | Covered PM Repair - Respiratory/Steriliz | MHHS-Woodlands | [8 empty] | MONITORCARDIACFIXED | Monitor, Cardiac, Fixed | Edwards Lifesci
NO | YES |  |  |  | 029-09619 | 029-09619 | Edwards Lifesciences | EV1000 |  | EV055557 | ICU 4 | MHHS-Woodlands |  |  |  | 029-09619 | 029-09619 | Woodlands | Memorial Hermann The Woodlands Medical Center | ICU 4 | ICU 4 |  |  |  |  | MONITORS, PHYSIOLOGIC, VITAL SIGNS | Monitor, Cardiac, Fixed | MONITORCARDIACFIXED-Edwards Lifesci-EV1000M |  |  |  |  | MONITORCARDIACFIXED-Edwards Lifesci-EV1000M | Edwards Lifesci |  |  |  |  | 5/13/16 |  | MCH-A | Covered PM Repair - Respiratory/Steriliz | MHHS-Woodlands | [8 empty] | MONITORCARDIACFIXED | Monitor, Cardiac, Fixed | Edwards Lifesci
NO | YES |  |  |  | 029-09620 | 029-09620 | Edwards Lifesciences | EV1000 |  | EV060504 | Woodlands-CVICU | MHHS-Woodlands |  |  |  | 029-09620 | 029-09620 | Woodlands | MHHS-Woodlands | Woodlands-CVICU | CVICU | 11/1/19 |  | 11/1/20 |  | MONITORS, PHYSIOLOGIC, VITAL SIGNS | Monitor, Cardiac, Fixed | MONITORCARDIACFIXED-Edwards Lifesci-EV1000M |  |  |  |  | MONITORCARDIACFIXED-Edwards Lifesci-EV1000M | Edwards Lifesci |  |  |  |  | 5/13/16 |  | MCH-A | Covered PM Repair - Respiratory/Steriliz | MHHS-Woodlands | [8 empty] | MONITORCARDIACFIXED | Monitor, Cardiac, Fixed | Edwards Lifesci
YES | YES |  |  |  | 099-04140 | 099-04140 | Edwards Lifesciences | EV1000 |  | (01)00690103190113 | PEARLAND - RESPIRATORY THERAPY |  |  |  |  | 099-04140 | 099-04140 | Pearland | Memorial Hermann Pearland Hospital | PEARLAND - RESPIRATORY THERAPY | Storage
YES | YES | [5 empty] | Edwards Lifesciences | EV1000 |  |  | TMC - RESPIRATORY - ADULT | [6 empty] | TMC | Memorial Hermann-Texas Medical Center | TMC - RESPIRATORY - ADULT |  | 9/1/19 |  | 9/1/20
YES | YES |  |  |  | 005-10024 | 005-10024 | Edwards Lifesciences | EV1000 |  |  | SE - Storage 4th |  |  |  |  | 005-10024 | 005-10024 | Southeast | Memorial Hermann Southeast Hospital | SE - Storage 4th | Storage
YES | YES |  |  |  | 041-33358 | 041-33358 | Edwards Lifesciences | EV1000 |  |  | SE - Storage 4th |  |  |  |  | 041-33358 | 041-33358 | Southeast | Memorial Hermann Southeast Hospital | SE - Storage 4th | Storage
NO | NO |  |  |  | 009-33434 |  | Edwards Lifesciences | EV1000 |  |  | GH - ICU | MHHS-Greater Heights |  |  |  | 009-33434 |  | Central & Greater Heights |  | GH - ICU | [5 empty] | MONITORS, PHYSIOLOGIC, VITAL SIGNS |  | MONITORCARDIACFIXED-Edwards Lifesci-EV1000M |  |  |  |  | MONITORCARDIACFIXED-Edwards Lifesci-EV1000M | Edwards Lifesci | [7 empty] | Not Covered Vendor Only - Biomedical | MHHS-Greater Heights
NO | NO |  |  |  | 009-33436 |  | Edwards Lifesciences | EV1000 |  |  | GH - ICU | MHHS-Greater Heights |  |  |  | 009-33436 |  | Central & Greater Heights |  | GH - ICU | [5 empty] | MONITORS, PHYSIOLOGIC, VITAL SIGNS |  | MONITORCARDIACFIXED-Edwards Lifesci-EV1000M |  |  |  |  | MONITORCARDIACFIXED-Edwards Lifesci-EV1000M | Edwards Lifesci | [7 empty] | Not Covered Vendor Only - Biomedical | MHHS-Greater Heights
NO | NO |  |  |  | 009-33438 |  | Edwards Lifesciences | EV1000 |  |  | GH - ICU | MHHS-Greater Heights |  |  |  | 009-33438 |  | Central & Greater Heights |  | GH - ICU | [5 empty] | MONITORS, PHYSIOLOGIC, VITAL SIGNS |  | MONITORCARDIACFIXED-Edwards Lifesci-EV1000M |  |  |  |  | MONITORCARDIACFIXED-Edwards Lifesci-EV1000M | Edwards Lifesci | [7 empty] | Not Covered Vendor Only - Biomedical | MHHS-Greater Heights
NO | NO |  |  |  | 041-32865 |  | Edwards Lifesciences | EV1000 |  |  | MEMORIAL CITY - MICU | MHHS-Mem City |  |  |  | 041-32865 |  | West & Memorial City |  | MEMORIAL CITY - MICU | [5 empty] | MONITORS, PHYSIOLOGIC, VITAL SIGNS |  | MONITORCARDIACFIXED-Edwards Lifesci-EV1000M |  |  |  |  | MONITORCARDIACFIXED-Edwards Lifesci-EV1000M | Edwards Lifesci | [7 empty] | Not Covered Vendor Only - Resp/Ster | MHHS-Mem City
NO | NO |  |  |  | 041-32867 |  | Edwards Lifesciences | EV1000 |  |  | MEMORIAL CITY - MICU | MHHS-Mem City |  |  |  | 041-32867 |  | West & Memorial City |  | MEMORIAL CITY - MICU | [5 empty] | MONITORS, PHYSIOLOGIC, VITAL SIGNS |  | MONITORCARDIACFIXED-Edwards Lifesci-EV1000M |  |  |  |  | MONITORCARDIACFIXED-Edwards Lifesci-EV1000M | Edwards Lifesci | [7 empty] | Not Covered Vendor Only - Resp/Ster | MHHS-Mem City
NO | NO |  |  |  | 041-32864 |  | Edwards Lifesciences | EV1000 |  | EVD87700 | MEMORIAL CITY - MICU | MHHS-Mem City |  |  |  | 041-32864 |  | West & Memorial City |  | MEMORIAL CITY - MICU | [5 empty] | CONTROLLERS |  | .needs class | [5 empty] | Edwards Lifesci | [7 empty] | Covered PM Repair - Biomedical | MHHS-Mem City
NO | NO |  |  |  | 041-32866 |  | Edwards Lifesciences | EV1000 |  | EVD87703 | MEMORIAL CITY - MICU | MHHS-Mem City |  |  |  | 041-32866 |  | West & Memorial City |  | MEMORIAL CITY - MICU | [5 empty] | CONTROLLERS |  | .needs class | [5 empty] | Edwards Lifesci | [7 empty] | Covered PM Repair - Biomedical | MHHS-Mem City
NO | NO |  |  |  | 041-32914 |  | Edwards Lifesciences | EV1000 |  | EV087585 | MEMORIAL CITY - MOR | MHHS-Mem City |  |  |  | 041-32914 |  | West & Memorial City |  | MEMORIAL CITY - MOR | [5 empty] | MONITORS, PHYSIOLOGIC, VITAL SIGNS |  | MONITORCARDIACFIXED-Edwards Lifesci-EV1000M |  |  |  |  | MONITORCARDIACFIXED-Edwards Lifesci-EV1000M | Edwards Lifesci | [7 empty] | Covered PM Repair - Biomedical | MHHS-Mem City
NO | NO |  |  |  | 041-32863 |  | Edwards Lifesciences | EV1000 |  |  | MEMORIAL CITY - SICU | MHHS-Mem City |  |  |  | 041-32863 |  | West & Memorial City |  | MEMORIAL CITY - SICU | [5 empty] | MONITORS, PHYSIOLOGIC, VITAL SIGNS |  | MONITORCARDIACFIXED-Edwards Lifesci-EV1000M |  |  |  |  | MONITORCARDIACFIXED-Edwards Lifesci-EV1000M | Edwards Lifesci | [7 empty] | Not Covered Vendor Only - Resp/Ster | MHHS-Mem City
NO | NO |  |  |  | 041-32869 |  | Edwards Lifesciences | EV1000 |  |  | MEMORIAL CITY - SICU | MHHS-Mem City |  |  |  | 041-32869 |  | West & Memorial City |  | MEMORIAL CITY - SICU | [5 empty] | MONITORS, PHYSIOLOGIC, VITAL SIGNS |  | MONITORCARDIACFIXED-Edwards Lifesci-EV1000M |  |  |  |  | MONITORCARDIACFIXED-Edwards Lifesci-EV1000M | Edwards Lifesci | [7 empty] | Not Covered Vendor Only - Resp/Ster | MHHS-Mem City
NO | NO |  |  |  | 041-32862 |  | Edwards Lifesciences | EV1000 |  | EVD87702 | MEMORIAL CITY - SICU | MHHS-Mem City |  |  |  | 041-32862 |  | West & Memorial City |  | MEMORIAL CITY - SICU | [5 empty] | CONTROLLERS |  | .needs class | [5 empty] | Edwards Lifesci | [7 empty] | Covered PM Repair - Biomedical | MHHS-Mem City
NO | NO |  |  |  | 041-32868 |  | Edwards Lifesciences | EV1000 |  | EDV87701 | MEMORIAL CITY - SICU | MHHS-Mem City |  |  |  | 041-32868 |  | West & Memorial City |  | MEMORIAL CITY - SICU | [5 empty] | CONTROLLERS |  | .needs class | [5 empty] | Edwards Lifesci | [7 empty] | Not Covered Vendor Only - Resp/Ster | MHHS-Mem City
NO | NO |  |  |  | 005-09226 |  | Edwards Lifesciences | EV1000 |  |  | SE - ICU | MHHS-Southeast |  |  |  | 005-09226 |  | Southeast & Bay Area |  | SE - ICU | [5 empty] | MONITORS, PHYSIOLOGIC, VITAL SIGNS |  | MONITORCARDIACFIXED-Edwards Lifesci-EV1000M |  |  |  |  | MONITORCARDIACFIXED-Edwards Lifesci-EV1000M | Edwards Lifesci | [7 empty] | Not Covered Vendor Only - Resp/Ster | MHHS-Southeast
NO | NO |  |  |  | 005-09590 |  | Edwards Lifesciences | EV1000 |  |  | SE - ICU | MHHS-Southeast |  |  |  | 005-09590 |  | Southeast & Bay Area |  | SE - ICU | [5 empty] | MONITORS, PHYSIOLOGIC, VITAL SIGNS |  | MONITORCARDIACFIXED-Edwards Lifesci-EV1000M |  |  |  |  | MONITORCARDIACFIXED-Edwards Lifesci-EV1000M | Edwards Lifesci | [7 empty] | Not Covered Vendor Only - Biomedical | MHHS-Southeast
NO | NO |  |  |  | 069-33261 |  | Edwards Lifesciences | EV1000 |  |  | TMC - CULLEN - MICU (2C) | MHHS-TMC |  |  |  | 069-33261 |  | TMC |  | TMC - CULLEN - MICU (2C) | [5 empty] | MONITORS, PHYSIOLOGIC, VITAL SIGNS |  | MONITORCARDIACFIXED-Edwards Lifesci-EV1000M |  |  |  |  | MONITORCARDIACFIXED-Edwards Lifesci-EV1000M | Edwards Lifesci | [7 empty] | Covered PM Repair - Biomedical | MHHS-TMC
NO | NO |  |  |  | 069-41726 |  | Edwards Lifesciences | EV1000 |  | EVD03434 | TMC - CULLEN - MICU (2C) | MHHS-TMC |  |  |  | 069-41726 |  | TMC |  | TMC - CULLEN - MICU (2C) | [5 empty] | MONITORS, PHYSIOLOGIC, VITAL SIGNS |  | MONITORCARDIACFIXED-Edwards Lifesci-EV1000M |  |  |  |  | MONITORCARDIACFIXED-Edwards Lifesci-EV1000M | Edwards Lifesci | [7 empty] | Covered PM Repair - Biomedical | MHHS-TMC
NO | NO |  |  |  | 069-42441 |  | Edwards Lifesciences | EV1000 |  | TPAA959779 | TMC - OR - ANESTHESIA (OLD) | MHHS-TMC |  |  |  | 069-42441 |  | TMC |  | TMC - OR - ANESTHESIA (OLD) | [5 empty] | MONITORS, PHYSIOLOGIC, VITAL SIGNS |  | MONITORCARDIACFIXED-Edwards Lifesci-EV1000M |  |  |  |  | MONITORCARDIACFIXED-Edwards Lifesci-EV1000M | Edwards Lifesci | [7 empty] | Covered PM Repair - Biomedical | MHHS-TMC
NO | NO |  |  |  | 069-42442 |  | Edwards Lifesciences | EV1000 |  | EVD80468 | TMC - OR - ANESTHESIA (OLD) | MHHS-TMC |  |  |  | 069-42442 |  | TMC |  | TMC - OR - ANESTHESIA (OLD) | [5 empty] | MONITORS, PHYSIOLOGIC, VITAL SIGNS |  | MONITORCARDIACFIXED-Edwards Lifesci-EV1000M |  |  |  |  | MONITORCARDIACFIXED-Edwards Lifesci-EV1000M | Edwards Lifesci | [7 empty] | Covered PM Repair - Biomedical | MHHS-TMC
NO | NO |  |  |  | 069-42443 |  | Edwards Lifesciences | EV1000 |  |  | TMC - OR - ANESTHESIA (OLD) | MHHS-TMC |  |  |  | 069-42443 |  | TMC |  | TMC - OR - ANESTHESIA (OLD) | [5 empty] | MONITORS, PHYSIOLOGIC, VITAL SIGNS |  | MONITORCARDIACFIXED-Edwards Lifesci-EV1000M |  |  |  |  | MONITORCARDIACFIXED-Edwards Lifesci-EV1000M | Edwards Lifesci | [7 empty] | Covered PM Repair - Biomedical | MHHS-TMC
NO | NO |  |  |  | EVD80467 |  | Edwards Lifesciences | EV1000 |  | EVD80467 | TMC - OR - ANESTHESIA (2HP) | MHHS-TMC |  |  |  | EVD80467 |  | TMC |  | TMC - OR - ANESTHESIA (2HP) | [5 empty] | CONTROLLERS |  | .needs class | [5 empty] | Edwards Lifesci | [7 empty] | Not Covered Vendor Only - Resp/Ster | MHHS-TMC
NO | NO |  |  |  | 029-10789 |  | Edwards Lifesciences | EV1000 |  | EV080930 | WOODLANDS - CVICU | MHHS-Woodlands |  |  |  | 029-10789 |  | Woodlands |  | WOODLANDS - CVICU | [5 empty] | MONITORS, PHYSIOLOGIC, VITAL SIGNS |  | MONITORCARDIACFIXED-Edwards Lifesci-EV1000M |  |  |  |  | MONITORCARDIACFIXED-Edwards Lifesci-EV1000M | Edwards Lifesci | [7 empty] | Covered PM Repair - Respiratory/Steriliz | MHHS-Woodlands
NO | NO |  |  |  | 029-10790 |  | Edwards Lifesciences | EV1000 |  | EV080928 | WOODLANDS - CVICU | MHHS-Woodlands |  |  |  | 029-10790 |  | Woodlands |  | WOODLANDS - CVICU | [5 empty] | MONITORS, PHYSIOLOGIC, VITAL SIGNS |  | MONITORCARDIACFIXED-Edwards Lifesci-EV1000M |  |  |  |  | MONITORCARDIACFIXED-Edwards Lifesci-EV1000M | Edwards Lifesci | [7 empty] | Covered PM Repair - Respiratory/Steriliz | MHHS-Woodlands
NO | NO |  |  |  | 029-09725 |  | Edwards Lifesciences | EV1000 |  | EV070318 | WOODLANDS - OR | MHHS-Woodlands |  |  |  | 029-09725 |  | Woodlands |  | WOODLANDS - OR | [5 empty] | MONITORS, PHYSIOLOGIC, VITAL SIGNS |  | MONITORCARDIACFIXED-Edwards Lifesci-EV1000M |  |  |  |  | MONITORCARDIACFIXED-Edwards Lifesci-EV1000M | Edwards Lifesci | [7 empty] | Covered PM Repair - Respiratory/Steriliz | MHHS-Woodlands
NO | NO |  |  |  | 029-10611 |  | Edwards Lifesciences | EV1000 |  | EV080775 | WOODLANDS - OR | MHHS-Woodlands |  |  |  | 029-10611 |  | Woodlands |  | WOODLANDS - OR | [5 empty] | MONITORS, PHYSIOLOGIC, VITAL SIGNS |  | MONITORCARDIACFIXED-Edwards Lifesci-EV1000M |  |  |  |  | MONITORCARDIACFIXED-Edwards Lifesci-EV1000M | Edwards Lifesci | [7 empty] | Covered PM Repair - Respiratory/Steriliz | MHHS-Woodlands
NO | NO | [5 empty] | Edwards Lifesciences | EV1000 |  |  | WOODLANDS - OR | MHHS-Woodlands | [5 empty] | Woodlands |  | WOODLANDS - OR | [5 empty] | CONTROLLERS |  | .needs class | [5 empty] | Edwards Lifesci | [7 empty] | Covered PM Repair - Respiratory/Steriliz | MHHS-Woodlands
YES | YES | Serial Number (01)00690103193213 |  |  | 029-10614 | 029-10614 | Edwards Lifesciences | EV1000A |  | (01)00690103193213 | WOODLANDS - OR |  |  |  |  | 029-10614 | 029-10614 | Woodlands | Memorial Hermann The Woodlands Medical Center | WOODLANDS - OR | OR | 1/1/20 |  | 1/1/21
YES | YES |  |  |  | 005-09641 | 005-09641 | Edwards Lifesciences | EV1000A |  |  | SE - Storage 4th |  |  |  |  | 005-09641 | 005-09641 | Southeast | Memorial Hermann Southeast Hospital | SE - Storage 4th | Storage
YES | YES |  |  |  | 041-33360 | 041-33360 | Edwards Lifesciences | EV1000A |  |  | SE - Storage 4th |  |  |  |  | 041-33360 | 041-33360 | Southeast | Memorial Hermann Southeast Hospital | SE - Storage 4th | Storage
YES | YES |  |  |  | 041-33359 | 041-33359 | Edwards Lifesciences | EV1000A |  |  | SE - Storage 4th |  |  |  |  | 041-33359 | 041-33359 | Southeast | Memorial Hermann Southeast Hospital | SE - Storage 4th | Storage
NO | YES |  |  |  | 069-42438 | 069-42438 | Edwards Lifesciences | EV1000M |  | TPAA968597 | Memorial Hermann- Texas Medical Center-OR-PACU nurse station | MHHS-TMC |  | Monitor, Cardiac, Fixed |  | 069-42438 | 069-42438 | TMC | TMC | Memorial Hermann- Texas Medical Center-OR-PACU nurse station | OR 03 | 12/1/19 |  | 12/1/20 |  | COMPUTERS |  | MONITORCARDIACFIXED-Edwards Lifesci-EV1000M | MONITORCARDIACFIXED | EV1000M |  |  |  | Edwards Lifesci | Monitor, Cardiac, Fixed |  | MONITORCARDIACFIXED-Edwards Lifesci-EV1000M |  | 5/13/16 |  |  | Covered PM Repair - Respiratory/Steriliz | MHHS-TMC
NO | NO |  |  |  | 009-33433 |  | Edwards Lifesciences | EV1000M |  | TPAB302092 | GH - ICU | MHHS-Greater Heights |  | Monitor, Cardiac, Fixed |  | 009-33433 |  | Central & Greater Heights |  | GH - ICU | [5 empty] | COMPUTERS |  | MONITORCARDIACFIXED-Edwards Lifesci-EV1000M | MONITORCARDIACFIXED | EV1000M |  |  |  | Edwards Lifesci | Monitor, Cardiac, Fixed |  | MONITORCARDIACFIXED-Edwards Lifesci-EV1000M |  |  |  |  | Covered PM Repair - Respiratory/Steriliz | MHHS-Greater Heights
NO | NO |  |  |  | 009-33435 |  | Edwards Lifesciences | EV1000M |  | TPAB392195 | GH - ICU | MHHS-Greater Heights |  | Monitor, Cardiac, Fixed |  | 009-33435 |  | Central & Greater Heights |  | GH - ICU | [5 empty] | COMPUTERS |  | MONITORCARDIACFIXED-Edwards Lifesci-EV1000M | MONITORCARDIACFIXED | EV1000M |  |  |  | Edwards Lifesci | Monitor, Cardiac, Fixed |  | MONITORCARDIACFIXED-Edwards Lifesci-EV1000M |  |  |  |  | Covered PM Repair - Respiratory/Steriliz | MHHS-Greater Heights
NO | NO |  |  |  | 009-33437 |  | Edwards Lifesciences | EV1000M |  | TPAB392196 | GH - ICU | MHHS-Greater Heights |  | Monitor, Cardiac, Fixed |  | 009-33437 |  | Central & Greater Heights |  | GH - ICU | [5 empty] | COMPUTERS |  | MONITORCARDIACFIXED-Edwards Lifesci-EV1000M | MONITORCARDIACFIXED | EV1000M |  |  |  | Edwards Lifesci | Monitor, Cardiac, Fixed |  | MONITORCARDIACFIXED-Edwards Lifesci-EV1000M |  |  |  |  | Covered PM Repair - Respiratory/Steriliz | MHHS-Greater Heights
YES | YES | Serial Number (01)00690103193213 |  |  | 069-42440 | 069-42440 | Edwards Lifesciences | EVPMP |  | (01)00690103193213 | Memorial Hermann- Texas Medical Center-OR-PACU nurse station |  |  |  |  | 069-42440 | 069-42440 |  | TMC | Memorial Hermann- Texas Medical Center-OR-PACU nurse station | OR 03 | 1/1/19 |  | 1/1/20
NO | YES |  |  |  | 005-12121 | 005-12121 | Edwards Lifesciences | HEMOSPHERE |  |  | SE-OR | MHHS-Southeast |  | Monitor, Hemodynamic |  | 005-12121 | 005-12121 | Southeast | MHHS-Southeast | SE-OR | Hallway | 10/1/19 |  | 10/1/20 |  | MONITORS, PHYSIOLOGIC, VITAL SIGNS |  | MONITORHEMODYNAMIC-Edwards Lifesci-HemoSphere | MONITORHEMODYNAMIC | HemoSphere |  |  |  | Edwards Lifesci | Monitor, Hemodynamic |  | MONITORHEMODYNAMIC-Edwards Lifesci-HemoSphere |  | 5/15/18 |  |  | Covered PM Repair - Biomedical | MHHS-Southeast
NO | YES |  |  |  | 005-12129 | 005-12129 | Edwards Lifesciences | HEMOSPHERE |  |  | SE-OR | MHHS-Southeast |  | Monitor, Hemodynamic |  | 005-12129 | 005-12129 | Southeast | MHHS-Southeast | SE-OR | Room 12 | 4/1/19 |  | 4/1/20 |  | MONITORS, PHYSIOLOGIC, VITAL SIGNS |  | MONITORHEMODYNAMIC-Edwards Lifesci-HemoSphere | MONITORHEMODYNAMIC | HemoSphere |  |  |  | Edwards Lifesci | Monitor, Hemodynamic |  | MONITORHEMODYNAMIC-Edwards Lifesci-HemoSphere |  | 4/11/18 |  |  | Covered PM Repair - Biomedical | MHHS-Southeast
NO | YES |  |  |  | 005-12196 | 005-12196 | Edwards Lifesciences | HEMOSPHERE |  |  | SE-OR | MHHS-Southeast |  | Monitor, Hemodynamic |  | 005-12196 | 005-12196 | Southeast | MHHS-Southeast | SE-OR | OR14 | 5/1/19 |  |  |  | MONITORS, PHYSIOLOGIC, VITAL SIGNS |  | MONITORHEMODYNAMIC-Edwards Lifesci-HemoSphere | MONITORHEMODYNAMIC | HemoSphere |  |  |  | Edwards Lifesci | Monitor, Hemodynamic |  | MONITORHEMODYNAMIC-Edwards Lifesci-HemoSphere |  | 9/11/20 |  |  | Not Covered Vendor Only - Biomedical | MHHS-Southeast
NO | YES |  |  |  | 069-44420 | 069-44420 | Edwards Lifesciences | HEMOSPHERE |  |  | Memorial Hermann- Texas Medical Center- Radiology- OR | MHHS-TMC |  | Monitor, Hemodynamic |  | 069-44420 | 069-44420 | TMC | TMC | Memorial Hermann- Texas Medical Center- Radiology- OR | Serafin OR Storage room | 2/1/20 |  | 2/1/21 |  | MONITORS, PHYSIOLOGIC, VITAL SIGNS |  | MONITORHEMODYNAMIC-Edwards Lifesci-HemoSphere | MONITORHEMODYNAMIC | HemoSphere |  |  |  | Edwards Lifesci | Monitor, Hemodynamic |  | MONITORHEMODYNAMIC-Edwards Lifesci-HemoSphere |  |  |  |  | Covered PM Repair - Biomedical | MHHS-TMC
NO | YES |  |  |  | 074-04933 | 074-04933 | Edwards Lifesciences | HEMOSPHERE |  |  | TMC-HVI-CCU (4Hvi) | MHHS-TMC |  | Monitor, Hemodynamic |  | 074-04933 | 074-04933 | TMC | MHHS-TMC | TMC-HVI-CCU (4Hvi) |  | 1/1/20 |  | 1/1/21 |  | MONITORS, PHYSIOLOGIC, VITAL SIGNS | Monitor, Hemodynamic | MONITORHEMODYNAMIC-Edwards Lifesci-HemoSphere | MONITORHEMODYNAMIC | HemoSphere |  |  |  | Edwards Lifesci | Monitor, Hemodynamic |  | MONITORHEMODYNAMIC-Edwards Lifesci-HemoSphere |  |  |  | MH-A | Clinical Miscellaneous | MHHS-TMC | [8 empty] | MONITORHEMODYNAMIC | Monitor, Hemodynamic | Edwards Lifesci
NO | YES |  |  |  | 074-04935 | 074-04935 | Edwards Lifesciences | HEMOSPHERE |  |  | TMC-HVI-Heart Failure ICU (5Hvi) | MHHS-TMC |  | Monitor, Hemodynamic |  | 074-04935 | 074-04935 | TMC | MHHS-TMC | TMC-HVI-Heart Failure ICU (5Hvi) | 509 - storage |  |  |  |  | MONITORS, PHYSIOLOGIC, VITAL SIGNS | Monitor, Hemodynamic | MONITORHEMODYNAMIC-Edwards Lifesci-HemoSphere | MONITORHEMODYNAMIC | HemoSphere |  |  |  | Edwards Lifesci | Monitor, Hemodynamic |  | MONITORHEMODYNAMIC-Edwards Lifesci-HemoSphere |  | 1/1/25 |  | MH-A | Clinical Miscellaneous | MHHS-TMC | [8 empty] | MONITORHEMODYNAMIC | Monitor, Hemodynamic | Edwards Lifesci
NO | YES |  |  |  | 074-04936 | 074-04936 | Edwards Lifesciences | HEMOSPHERE |  |  | ICU | MHHS-TMC |  | Monitor, Hemodynamic |  | 074-04936 | 074-04936 | TMC | Memorial Hermann-Texas Medical Center | ICU |  | 1/1/20 |  | 1/1/21 |  | MONITORS, PHYSIOLOGIC, VITAL SIGNS | Monitor, Hemodynamic | MONITORHEMODYNAMIC-Edwards Lifesci-HemoSphere | MONITORHEMODYNAMIC | HemoSphere |  |  |  | Edwards Lifesci | Monitor, Hemodynamic |  | MONITORHEMODYNAMIC-Edwards Lifesci-HemoSphere |  | 1/1/25 |  | MH-A | Not Covered Vendor Only - Biomedical | MHHS-TMC | [8 empty] | MONITORHEMODYNAMIC | Monitor, Hemodynamic | Edwards Lifesci
NO | YES |  |  |  | 029-32112 | 029-32112 | Edwards Lifesciences | HEMOSPHERE |  |  | Woodlands-Anesthesia | MHHS-Woodlands |  | Monitor, Hemodynamic |  | 029-32112 | 029-32112 | Woodlands | MHHS-Woodlands | Woodlands-Anesthesia | Surgery room 18 | 10/1/19 |  | 10/1/20 |  | MONITORS, PHYSIOLOGIC, VITAL SIGNS | Monitor, Hemodynamic | MONITORHEMODYNAMIC-Edwards Lifesci-HemoSphere | MONITORHEMODYNAMIC | HemoSphere |  |  |  | Edwards Lifesci | Monitor, Hemodynamic |  | MONITORHEMODYNAMIC-Edwards Lifesci-HemoSphere |  |  |  | MH-A | Covered PM Repair - Biomedical | MHHS-Woodlands | [8 empty] | MONITORHEMODYNAMIC | Monitor, Hemodynamic | Edwards Lifesci
NO | YES |  |  |  | 029-32151 | 029-32151 | Edwards Lifesciences | HEMOSPHERE |  |  | Woodlands-OR | MHHS-Woodlands |  | Monitor, Hemodynamic |  | 029-32151 | 029-32151 | Woodlands | MHHS-Woodlands | Woodlands-OR | OR 12 | 2/1/19 |  | 2/1/20 |  | MONITORS, PHYSIOLOGIC, VITAL SIGNS | Monitor, Hemodynamic | MONITORHEMODYNAMIC-Edwards Lifesci-HemoSphere | MONITORHEMODYNAMIC | HemoSphere |  |  |  | Edwards Lifesci | Monitor, Hemodynamic |  | MONITORHEMODYNAMIC-Edwards Lifesci-HemoSphere |  |  |  | MH-A | Covered PM Repair - Biomedical | MHHS-Woodlands | [8 empty] | MONITORHEMODYNAMIC | Monitor, Hemodynamic | Edwards Lifesci
NO | YES |  |  |  | 029-12901 | 029-12901 | Edwards Lifesciences | HEMOSPHERE |  |  | Woodlands-Respiratory | MHHS-Woodlands |  | Monitor, Hemodynamic |  | 029-12901 | 029-12901 | Woodlands | MHHS-Woodlands | Woodlands-Respiratory | CVICU | 11/1/19 |  | 11/1/20 |  | MONITORS, PHYSIOLOGIC, VITAL SIGNS | Monitor, Hemodynamic | MONITORHEMODYNAMIC-Edwards Lifesci-HemoSphere | MONITORHEMODYNAMIC | HemoSphere |  |  |  | Edwards Lifesci | Monitor, Hemodynamic |  | MONITORHEMODYNAMIC-Edwards Lifesci-HemoSphere |  |  |  | MH-A | Covered PM Repair - Biomedical | MHHS-Woodlands | [8 empty] | MONITORHEMODYNAMIC | Monitor, Hemodynamic | Edwards Lifesci
NO | YES |  |  |  | 029-32043 | 029-32043 | Edwards Lifesciences | HEMOSPHERE |  |  | Woodlands-Respiratory | MHHS-Woodlands |  | Monitor, Hemodynamic |  | 029-32043 | 029-32043 | Woodlands | MHHS-Woodlands | Woodlands-Respiratory | CVICU | 11/1/19 |  | 11/1/20 |  | MONITORS, PHYSIOLOGIC, VITAL SIGNS | Monitor, Hemodynamic | MONITORHEMODYNAMIC-Edwards Lifesci-HemoSphere | MONITORHEMODYNAMIC | HemoSphere |  |  |  | Edwards Lifesci | Monitor, Hemodynamic |  | MONITORHEMODYNAMIC-Edwards Lifesci-HemoSphere |  |  |  | MH-A | Covered PM Repair - Biomedical | MHHS-Woodlands | [8 empty] | MONITORHEMODYNAMIC | Monitor, Hemodynamic | Edwards Lifesci
NO | YES |  |  |  | 029-32044 | 029-32044 | Edwards Lifesciences | HEMOSPHERE |  |  | Woodlands-Respiratory | MHHS-Woodlands |  | Monitor, Hemodynamic |  | 029-32044 | 029-32044 | Woodlands | MHHS-Woodlands | Woodlands-Respiratory | CVICU | 11/1/19 |  | 11/1/20 |  | MONITORS, PHYSIOLOGIC, VITAL SIGNS | Monitor, Hemodynamic | MONITORHEMODYNAMIC-Edwards Lifesci-HemoSphere | MONITORHEMODYNAMIC | HemoSphere |  |  |  | Edwards Lifesci | Monitor, Hemodynamic |  | MONITORHEMODYNAMIC-Edwards Lifesci-HemoSphere |  |  |  | MH-A | Covered PM Repair - Biomedical | MHHS-Woodlands | [8 empty] | MONITORHEMODYNAMIC | Monitor, Hemodynamic | Edwards Lifesci
NO | YES |  |  |  | 029-32144 | 029-32144 | Edwards Lifesciences | HEMOSPHERE |  |  | Woodlands-Respiratory | MHHS-Woodlands |  | Monitor, Hemodynamic |  | 029-32144 | 029-32144 | Woodlands | MHHS-Woodlands | Woodlands-Respiratory | CVICU | 11/1/19 |  | 11/1/20 |  | MONITORS, PHYSIOLOGIC, VITAL SIGNS | Monitor, Hemodynamic | MONITORHEMODYNAMIC-Edwards Lifesci-HemoSphere | MONITORHEMODYNAMIC | HemoSphere |  |  |  | Edwards Lifesci | Monitor, Hemodynamic |  | MONITORHEMODYNAMIC-Edwards Lifesci-HemoSphere |  |  |  | MH-A | Covered PM Repair - Biomedical | MHHS-Woodlands | [8 empty] | MONITORHEMODYNAMIC | Monitor, Hemodynamic | Edwards Lifesci
NO | NO |  |  |  | 009-33313 |  | Edwards Lifesciences | HEMOSPHERE |  |  | GH - CV ICU | MHHS-Greater Heights |  | Monitor, Hemodynamic |  | 009-33313 |  | Central & Greater Heights |  | GH - CV ICU | [5 empty] | MONITORS, PHYSIOLOGIC, VITAL SIGNS |  | MONITORHEMODYNAMIC-Edwards Lifesci-HemoSphere | MONITORHEMODYNAMIC | HemoSphere |  |  |  | Edwards Lifesci | Monitor, Hemodynamic |  | MONITORHEMODYNAMIC-Edwards Lifesci-HemoSphere |  |  |  |  | Covered PM Repair - Biomedical | MHHS-Greater Heights
NO | NO |  |  |  | 009-33316 |  | Edwards Lifesciences | HEMOSPHERE |  |  | GH - CV ICU | MHHS-Greater Heights |  | Monitor, Hemodynamic |  | 009-33316 |  | Central & Greater Heights |  | GH - CV ICU | [5 empty] | MONITORS, PHYSIOLOGIC, VITAL SIGNS |  | MONITORHEMODYNAMIC-Edwards Lifesci-HemoSphere | MONITORHEMODYNAMIC | HemoSphere |  |  |  | Edwards Lifesci | Monitor, Hemodynamic |  | MONITORHEMODYNAMIC-Edwards Lifesci-HemoSphere |  |  |  |  | Covered PM Repair - Biomedical | MHHS-Greater Heights
NO | NO |  |  |  | 009-33314 |  | Edwards Lifesciences | HEMOSPHERE |  |  | GH - OR ANESTHESIA | MHHS-Greater Heights |  | Monitor, Hemodynamic |  | 009-33314 |  | Central & Greater Heights |  | GH - OR ANESTHESIA | [5 empty] | MONITORS, PHYSIOLOGIC, VITAL SIGNS |  | MONITORHEMODYNAMIC-Edwards Lifesci-HemoSphere | MONITORHEMODYNAMIC | HemoSphere |  |  |  | Edwards Lifesci | Monitor, Hemodynamic |  | MONITORHEMODYNAMIC-Edwards Lifesci-HemoSphere |  |  |  |  | Covered PM Repair - Biomedical | MHHS-Greater Heights
NO | NO |  |  |  | 009-33315 |  | Edwards Lifesciences | HEMOSPHERE |  |  | GH - OR ANESTHESIA | MHHS-Greater Heights |  | Monitor, Hemodynamic |  | 009-33315 |  | Central & Greater Heights |  | GH - OR ANESTHESIA | [5 empty] | MONITORS, PHYSIOLOGIC, VITAL SIGNS |  | MONITORHEMODYNAMIC-Edwards Lifesci-HemoSphere | MONITORHEMODYNAMIC | HemoSphere |  |  |  | Edwards Lifesci | Monitor, Hemodynamic |  | MONITORHEMODYNAMIC-Edwards Lifesci-HemoSphere |  |  |  |  | Covered PM Repair - Biomedical | MHHS-Greater Heights
NO | NO |  |  |  | 041-34323 |  | Edwards Lifesciences | HEMOSPHERE |  |  | MEMORIAL CITY - MOR | MHHS-Mem City |  | Monitor, Hemodynamic |  | 041-34323 |  | West & Memorial City |  | MEMORIAL CITY - MOR | [5 empty] | MONITORS, PHYSIOLOGIC, VITAL SIGNS |  | MONITORHEMODYNAMIC-Edwards Lifesci-HemoSphere | MONITORHEMODYNAMIC | HemoSphere |  |  |  | Edwards Lifesci | Monitor, Hemodynamic |  | MONITORHEMODYNAMIC-Edwards Lifesci-HemoSphere |  |  |  |  | Clinical Miscellaneous | MHHS-Mem City
NO | NO |  |  |  | 041-34329 |  | Edwards Lifesciences | HEMOSPHERE |  |  | MEMORIAL CITY - MOR | MHHS-Mem City |  | Monitor, Hemodynamic |  | 041-34329 |  | West & Memorial City |  | MEMORIAL CITY - MOR | [5 empty] | MONITORS, PHYSIOLOGIC, VITAL SIGNS |  | MONITORHEMODYNAMIC-Edwards Lifesci-HemoSphere | MONITORHEMODYNAMIC | HemoSphere |  |  |  | Edwards Lifesci | Monitor, Hemodynamic |  | MONITORHEMODYNAMIC-Edwards Lifesci-HemoSphere |  |  |  |  | Covered PM Repair - Biomedical | MHHS-Mem City
NO | NO |  |  |  | 041-34330 |  | Edwards Lifesciences | HEMOSPHERE |  |  | MEMORIAL CITY - MOR | MHHS-Mem City |  | Monitor, Hemodynamic |  | 041-34330 |  | West & Memorial City |  | MEMORIAL CITY - MOR | [5 empty] | MONITORS, PHYSIOLOGIC, VITAL SIGNS |  | MONITORHEMODYNAMIC-Edwards Lifesci-HemoSphere | MONITORHEMODYNAMIC | HemoSphere |  |  |  | Edwards Lifesci | Monitor, Hemodynamic |  | MONITORHEMODYNAMIC-Edwards Lifesci-HemoSphere |  |  |  |  | Covered PM Repair - Biomedical | MHHS-Mem City
NO | NO |  |  |  | 041-34324 |  | Edwards Lifesciences | HEMOSPHERE |  |  | MEMORIAL CITY - SICU | MHHS-Mem City |  | Monitor, Hemodynamic |  | 041-34324 |  | West & Memorial City |  | MEMORIAL CITY - SICU | [5 empty] | MONITORS, PHYSIOLOGIC, VITAL SIGNS |  | MONITORHEMODYNAMIC-Edwards Lifesci-HemoSphere | MONITORHEMODYNAMIC | HemoSphere |  |  |  | Edwards Lifesci | Monitor, Hemodynamic |  | MONITORHEMODYNAMIC-Edwards Lifesci-HemoSphere |  |  |  |  | Covered PM Repair - Biomedical | MHHS-Mem City
NO | NO |  |  |  | 041-34325 |  | Edwards Lifesciences | HEMOSPHERE |  |  | MEMORIAL CITY - SICU | MHHS-Mem City |  | Monitor, Hemodynamic |  | 041-34325 |  | West & Memorial City |  | MEMORIAL CITY - SICU | [5 empty] | MONITORS, PHYSIOLOGIC, VITAL SIGNS |  | MONITORHEMODYNAMIC-Edwards Lifesci-HemoSphere | MONITORHEMODYNAMIC | HemoSphere |  |  |  | Edwards Lifesci | Monitor, Hemodynamic |  | MONITORHEMODYNAMIC-Edwards Lifesci-HemoSphere |  |  |  |  | Covered PM Repair - Biomedical | MHHS-Mem City
NO | NO |  |  |  | 041-34326 |  | Edwards Lifesciences | HEMOSPHERE |  |  | MEMORIAL CITY - SICU | MHHS-Mem City |  | Monitor, Hemodynamic |  | 041-34326 |  | West & Memorial City |  | MEMORIAL CITY - SICU | [5 empty] | MONITORS, PHYSIOLOGIC, VITAL SIGNS |  | MONITORHEMODYNAMIC-Edwards Lifesci-HemoSphere | MONITORHEMODYNAMIC | HemoSphere |  |  |  | Edwards Lifesci | Monitor, Hemodynamic |  | MONITORHEMODYNAMIC-Edwards Lifesci-HemoSphere |  |  |  |  | Not Covered Vendor Only - Biomedical | MHHS-Mem City
NO | NO |  |  |  | 041-34327 |  | Edwards Lifesciences | HEMOSPHERE |  |  | MEMORIAL CITY - SICU | MHHS-Mem City |  | Monitor, Hemodynamic |  | 041-34327 |  | West & Memorial City |  | MEMORIAL CITY - SICU | [5 empty] | MONITORS, PHYSIOLOGIC, VITAL SIGNS |  | MONITORHEMODYNAMIC-Edwards Lifesci-HemoSphere | MONITORHEMODYNAMIC | HemoSphere |  |  |  | Edwards Lifesci | Monitor, Hemodynamic |  | MONITORHEMODYNAMIC-Edwards Lifesci-HemoSphere |  |  |  |  | Not Covered Vendor Only - Biomedical | MHHS-Mem City
NO | NO |  |  |  | 041-34328 |  | Edwards Lifesciences | HEMOSPHERE |  |  | MEMORIAL CITY - SICU | MHHS-Mem City |  | Monitor, Hemodynamic |  | 041-34328 |  | West & Memorial City |  | MEMORIAL CITY - SICU | [5 empty] | MONITORS, PHYSIOLOGIC, VITAL SIGNS |  | MONITORHEMODYNAMIC-Edwards Lifesci-HemoSphere | MONITORHEMODYNAMIC | HemoSphere |  |  |  | Edwards Lifesci | Monitor, Hemodynamic |  | MONITORHEMODYNAMIC-Edwards Lifesci-HemoSphere |  |  |  |  | Not Covered Vendor Only - Biomedical | MHHS-Mem City
NO | NO |  |  |  | 005-12122 |  | Edwards Lifesciences | HEMOSPHERE |  |  | SE - ICU | MHHS-Southeast |  | Monitor, Hemodynamic |  | 005-12122 |  | Southeast & Bay Area |  | SE - ICU | [5 empty] | MONITORS, PHYSIOLOGIC, VITAL SIGNS |  | MONITORHEMODYNAMIC-Edwards Lifesci-HemoSphere | MONITORHEMODYNAMIC | HemoSphere |  |  |  | Edwards Lifesci | Monitor, Hemodynamic |  | MONITORHEMODYNAMIC-Edwards Lifesci-HemoSphere |  |  |  |  | Covered PM Repair - Biomedical | MHHS-Southeast
NO | NO |  |  |  | 005-12194 |  | Edwards Lifesciences | HEMOSPHERE |  |  | SE - ICU - CVICU | MHHS-Southeast |  | Monitor, Hemodynamic |  | 005-12194 |  | Southeast & Bay Area |  | SE - ICU - CVICU | [5 empty] | MONITORS, PHYSIOLOGIC, VITAL SIGNS |  | MONITORHEMODYNAMIC-Edwards Lifesci-HemoSphere | MONITORHEMODYNAMIC | HemoSphere |  |  |  | Edwards Lifesci | Monitor, Hemodynamic |  | MONITORHEMODYNAMIC-Edwards Lifesci-HemoSphere |  |  |  |  | Covered PM Repair - Biomedical | MHHS-Southeast
NO | NO |  |  |  | 005-12195 |  | Edwards Lifesciences | HEMOSPHERE |  |  | SE - ICU - CVICU | MHHS-Southeast |  | Monitor, Hemodynamic |  | 005-12195 |  | Southeast & Bay Area |  | SE - ICU - CVICU | [5 empty] | MONITORS, PHYSIOLOGIC, VITAL SIGNS |  | MONITORHEMODYNAMIC-Edwards Lifesci-HemoSphere | MONITORHEMODYNAMIC | HemoSphere |  |  |  | Edwards Lifesci | Monitor, Hemodynamic |  | MONITORHEMODYNAMIC-Edwards Lifesci-HemoSphere |  |  |  |  | Covered PM Repair - Biomedical | MHHS-Southeast
NO | NO |  |  |  | 005-33374 |  | Edwards Lifesciences | HEMOSPHERE |  |  | SE - ICU - CVICU | MHHS-Southeast |  | Monitor, Hemodynamic |  | 005-33374 |  | Southeast & Bay Area |  | SE - ICU - CVICU | [5 empty] | MONITORS, PHYSIOLOGIC, VITAL SIGNS |  | MONITORHEMODYNAMIC-Edwards Lifesci-HemoSphere | MONITORHEMODYNAMIC | HemoSphere |  |  |  | Edwards Lifesci | Monitor, Hemodynamic |  | MONITORHEMODYNAMIC-Edwards Lifesci-HemoSphere |  |  |  |  | Covered PM Repair - Biomedical | MHHS-Southeast
NO | NO |  |  |  | 005-33848 |  | Edwards Lifesciences | HEMOSPHERE |  |  | SE - ICU - CVICU | MHHS-Southeast |  | Monitor, Hemodynamic |  | 005-33848 |  | Southeast & Bay Area |  | SE - ICU - CVICU | [5 empty] | MONITORS, PHYSIOLOGIC, VITAL SIGNS |  | MONITORHEMODYNAMIC-Edwards Lifesci-HemoSphere | MONITORHEMODYNAMIC | HemoSphere |  |  |  | Edwards Lifesci | Monitor, Hemodynamic |  | MONITORHEMODYNAMIC-Edwards Lifesci-HemoSphere |  |  |  |  | Not Covered Vendor Only - Biomedical | MHHS-Southeast
NO | NO |  |  |  | 005-33849 |  | Edwards Lifesciences | HEMOSPHERE |  |  | SE - ICU - CVICU | MHHS-Southeast |  | Monitor, Hemodynamic |  | 005-33849 |  | Southeast & Bay Area |  | SE - ICU - CVICU | [5 empty] | MONITORS, PHYSIOLOGIC, VITAL SIGNS |  | MONITORHEMODYNAMIC-Edwards Lifesci-HemoSphere | MONITORHEMODYNAMIC | HemoSphere |  |  |  | Edwards Lifesci | Monitor, Hemodynamic |  | MONITORHEMODYNAMIC-Edwards Lifesci-HemoSphere |  |  |  |  | Covered PM Repair - Biomedical | MHHS-Southeast
NO | NO |  |  |  | 069-44419 |  | Edwards Lifesciences | HEMOSPHERE |  |  | TMC - PACU - HVI (7HVI) | MHHS-TMC |  | Monitor, Hemodynamic |  | 069-44419 |  | TMC |  | TMC - PACU - HVI (7HVI) | [5 empty] | MONITORS, PHYSIOLOGIC, VITAL SIGNS |  | MONITORHEMODYNAMIC-Edwards Lifesci-HemoSphere | MONITORHEMODYNAMIC | HemoSphere |  |  |  | Edwards Lifesci | Monitor, Hemodynamic |  | MONITORHEMODYNAMIC-Edwards Lifesci-HemoSphere |  |  |  |  | Covered PM Repair - Biomedical | MHHS-TMC
NO | NO |  |  |  | 074-04934 |  | Edwards Lifesciences | HEMOSPHERE |  |  | TMC - SAROFIM 8 - HVI ICU | MHHS-TMC |  | Monitor, Hemodynamic |  | 074-04934 |  | TMC |  | TMC - SAROFIM 8 - HVI ICU | [5 empty] | MONITORS, PHYSIOLOGIC, VITAL SIGNS |  | MONITORHEMODYNAMIC-Edwards Lifesci-HemoSphere | MONITORHEMODYNAMIC | HemoSphere |  |  |  | Edwards Lifesci | Monitor, Hemodynamic |  | MONITORHEMODYNAMIC-Edwards Lifesci-HemoSphere |  |  |  |  | Not Covered Vendor Only - Biomedical | MHHS-TMC
NO | NO |  |  |  | 074-04937 |  | Edwards Lifesciences | HEMOSPHERE |  |  | TMC - SAROFIM 8 - HVI ICU | MHHS-TMC |  | Monitor, Hemodynamic |  | 074-04937 |  | TMC |  | TMC - SAROFIM 8 - HVI ICU | [5 empty] | MONITORS, PHYSIOLOGIC, VITAL SIGNS |  | MONITORHEMODYNAMIC-Edwards Lifesci-HemoSphere | MONITORHEMODYNAMIC | HemoSphere |  |  |  | Edwards Lifesci | Monitor, Hemodynamic |  | MONITORHEMODYNAMIC-Edwards Lifesci-HemoSphere |  |  |  |  | Covered PM Repair - Biomedical | MHHS-TMC
NO | NO |  |  |  | 074-04938 |  | Edwards Lifesciences | HEMOSPHERE |  |  | TMC - SAROFIM 8 - HVI ICU | MHHS-TMC |  | Monitor, Hemodynamic |  | 074-04938 |  | TMC |  | TMC - SAROFIM 8 - HVI ICU | [5 empty] | MONITORS, PHYSIOLOGIC, VITAL SIGNS |  | MONITORHEMODYNAMIC-Edwards Lifesci-HemoSphere | MONITORHEMODYNAMIC | HemoSphere |  |  |  | Edwards Lifesci | Monitor, Hemodynamic |  | MONITORHEMODYNAMIC-Edwards Lifesci-HemoSphere |  |  |  |  | Covered PM Repair - Biomedical | MHHS-TMC
NO | NO |  |  |  | 074-04939 |  | Edwards Lifesciences | HEMOSPHERE |  |  | TMC - SAROFIM 8 - HVI ICU | MHHS-TMC |  | Monitor, Hemodynamic |  | 074-04939 |  | TMC |  | TMC - SAROFIM 8 - HVI ICU | [5 empty] | MONITORS, PHYSIOLOGIC, VITAL SIGNS |  | MONITORHEMODYNAMIC-Edwards Lifesci-HemoSphere | MONITORHEMODYNAMIC | HemoSphere |  |  |  | Edwards Lifesci | Monitor, Hemodynamic |  | MONITORHEMODYNAMIC-Edwards Lifesci-HemoSphere |  |  |  |  | Covered PM Repair - Biomedical | MHHS-TMC
NO | NO |  |  |  | 074-04940 |  | Edwards Lifesciences | HEMOSPHERE |  |  | TMC - SAROFIM 8 - HVI ICU | MHHS-TMC |  | Monitor, Hemodynamic |  | 074-04940 |  | TMC |  | TMC - SAROFIM 8 - HVI ICU | [5 empty] | MONITORS, PHYSIOLOGIC, VITAL SIGNS |  | MONITORHEMODYNAMIC-Edwards Lifesci-HemoSphere | MONITORHEMODYNAMIC | HemoSphere |  |  |  | Edwards Lifesci | Monitor, Hemodynamic |  | MONITORHEMODYNAMIC-Edwards Lifesci-HemoSphere |  |  |  |  | Covered PM Repair - Biomedical | MHHS-TMC
NO | NO |  |  |  | 074-04941 |  | Edwards Lifesciences | HEMOSPHERE |  |  | TMC - SAROFIM 8 - HVI ICU | MHHS-TMC |  | Monitor, Hemodynamic |  | 074-04941 |  | TMC |  | TMC - SAROFIM 8 - HVI ICU | [5 empty] | MONITORS, PHYSIOLOGIC, VITAL SIGNS |  | MONITORHEMODYNAMIC-Edwards Lifesci-HemoSphere | MONITORHEMODYNAMIC | HemoSphere |  |  |  | Edwards Lifesci | Monitor, Hemodynamic |  | MONITORHEMODYNAMIC-Edwards Lifesci-HemoSphere |  |  |  |  | Clinical Miscellaneous | MHHS-TMC
YES | YES |  |  |  | 074-06732 | 074-06732 | Edwards Lifesciences | HemoSphere HEM1 |  |  | TMC - HVI - HEART FAILURE ICU (5HVI) |  |  |  |  | 074-06732 | 074-06732 | TMC | Memorial Hermann-Texas Medical Center | TMC - HVI - HEART FAILURE ICU (5HVI) |  | 2/1/20 |  | 2/1/21
NO | NO |  |  |  | 009-33317 |  | Edwards Lifesciences | HEMSGM10 |  |  | GH - CV ICU | MHHS-Greater Heights |  |  |  | 009-33317 |  | Central & Greater Heights |  | GH - CV ICU | [5 empty] | MONITORS, PHYSIOLOGIC, VITAL SIGNS |  | .needs class | [5 empty] | Edwards Lifesci | [7 empty] | Covered PM Repair - Biomedical | MHHS-Greater Heights
NO | NO |  |  |  | 009-33318 |  | Edwards Lifesciences | HEMSGM10 |  |  | GH - CV ICU | MHHS-Greater Heights |  |  |  | 009-33318 |  | Central & Greater Heights |  | GH - CV ICU | [5 empty] | MONITORS, PHYSIOLOGIC, VITAL SIGNS |  | .needs class | [5 empty] | Edwards Lifesci | [7 empty] | Covered PM Repair - Biomedical | MHHS-Greater Heights
NO | NO |  |  |  | 009-33338 |  | Edwards Lifesciences | HEMSGM10 |  |  | GH - OR ANESTHESIA | MHHS-Greater Heights |  |  |  | 009-33338 |  | Central & Greater Heights |  | GH - OR ANESTHESIA | [5 empty] | MONITORS, PHYSIOLOGIC, VITAL SIGNS |  | .needs class | [5 empty] | Edwards Lifesci | [7 empty] | Not Covered Vendor Only - Biomedical | MHHS-Greater Heights
NO | NO |  |  |  | 009-33339 |  | Edwards Lifesciences | HEMSGM10 |  |  | GH - OR ANESTHESIA | MHHS-Greater Heights |  |  |  | 009-33339 |  | Central & Greater Heights |  | GH - OR ANESTHESIA | [5 empty] | MONITORS, PHYSIOLOGIC, VITAL SIGNS |  | .needs class | [5 empty] | Edwards Lifesci | [7 empty] | Covered PM Repair - Biomedical | MHHS-Greater Heights
YES | YES |  |  |  | 145-00563 | 145-00563 | Edwards Lifesciences | UTC-W10B0 |  | TPAB028235 | PEARLAND - RESPIRATORY THERAPY |  |  |  |  | 145-00563 | 145-00563 | Pearland | Memorial Hermann Pearland Hospital | PEARLAND - RESPIRATORY THERAPY | Storage | 5/1/19 | 5/1/20
NO | YES |  |  |  | 013-03717 | 013-03717 | Edwards Lifesciences | VIGILANCE |  | 22440 D | SW-HVI-CV ICU | MHHS-Southwest |  | Module/ Monitor, Cardiac Output |  | 013-03717 | 013-03717 | Southwest | MHHS-Southwest | SW-HVI-CV ICU | CVICU | 1/1/19 |  |  |  | CARDIAC OUTPUT UNITS | Module/ Monitor, Cardiac Output | MODULECARDIACOUTPUT-Edwards Lifesci-Vigilance | MODULECARDIACOUTPUT | Vigilance |  |  |  | Edwards Lifesci | Module/ Monitor, Cardiac Output |  | MODULECARDIACOUTPUT-Edwards Lifesci-Vigilance |  | 4/3/17 |  | MCO-A | Covered PM Repair - Biomedical | MHHS-Southwest | [8 empty] | MODULECARDIACOUTPUT | Module/ Monitor, Cardiac Output | Edwards Lifesci
NO | YES |  |  |  |  | 013-04506 | Edwards Lifesciences | VIGILANCE |  | 22453d | SW-HVI-CV ICU | MHHS-Southwest |  | Module/ Monitor, Cardiac Output |  |  | 013-04506 | Southwest | MHHS-Southwest | SW-HVI-CV ICU | Room 2 | 1/1/20 |  | 2/1/21 |  | CARDIAC OUTPUT UNITS | Module/ Monitor, Cardiac Output | MODULECARDIACOUTPUT-Edwards Lifesci-Vigilance | MODULECARDIACOUTPUT | Vigilance |  |  |  | Edwards Lifesci | Module/ Monitor, Cardiac Output |  | MODULECARDIACOUTPUT-Edwards Lifesci-Vigilance |  | 3/22/16 |  | MCO-A | Not Covered Vendor Only - Biomedical | MHHS-Southwest | [8 empty] | MODULECARDIACOUTPUT | Module/ Monitor, Cardiac Output | Edwards Lifesci
NO | YES | [5 empty] | Edwards Lifesciences | VIGILANCE |  | a3860l | SW-HVI-Telemetry | MHHS-Southwest |  | Module/ Monitor, Cardiac Output |  |  |  | Southwest | MHHS-Southwest | SW-HVI-Telemetry | CVICU9 | 2/1/20 |  | 2/1/21 |  | CARDIAC OUTPUT UNITS | Module/ Monitor, Cardiac Output | MODULECARDIACOUTPUT-Edwards Lifesci-Vigilance | MODULECARDIACOUTPUT | Vigilance |  |  |  | Edwards Lifesci | Module/ Monitor, Cardiac Output |  | MODULECARDIACOUTPUT-Edwards Lifesci-Vigilance |  | 8/12/17 |  | MCO-A | Covered PM Repair - Biomedical | MHHS-Southwest | [8 empty] | MODULECARDIACOUTPUT | Module/ Monitor, Cardiac Output | Edwards Lifesci
NO | YES | [5 empty] | Edwards Lifesciences | VIGILANCE |  |  | SW-HVI-CV ICU | MHHS-Southwest |  | Module/ Monitor, Cardiac Output |  |  |  | Southwest | MHHS-Southwest | SW-HVI-CV ICU | CVICU | 12/1/18 |  |  |  | CARDIAC OUTPUT UNITS | Module/ Monitor, Cardiac Output | MODULECARDIACOUTPUT-Edwards Lifesci-Vigilance | MODULECARDIACOUTPUT | Vigilance |  |  |  | Edwards Lifesci | Module/ Monitor, Cardiac Output |  | MODULECARDIACOUTPUT-Edwards Lifesci-Vigilance |  | 7/10/17 |  | MCO-A | Covered PM Repair - Biomedical | MHHS-Southwest | [8 empty] | MODULECARDIACOUTPUT | Module/ Monitor, Cardiac Output | Edwards Lifesci
NO | YES | [5 empty] | Edwards Lifesciences | VIGILANCE |  | 30633L | SW-HVI-CV ICU | MHHS-Southwest |  | Module/ Monitor, Cardiac Output |  |  |  | Southwest | MHHS-Southwest | SW-HVI-CV ICU | CVICU | 12/1/18 |  |  |  | CARDIAC OUTPUT UNITS | Module/ Monitor, Cardiac Output | MODULECARDIACOUTPUT-Edwards Lifesci-Vigilance | MODULECARDIACOUTPUT | Vigilance |  |  |  | Edwards Lifesci | Module/ Monitor, Cardiac Output |  | MODULECARDIACOUTPUT-Edwards Lifesci-Vigilance |  | 4/4/17 |  | MCO-A | Covered PM Repair - Biomedical | MHHS-Southwest | [8 empty] | MODULECARDIACOUTPUT | Module/ Monitor, Cardiac Output | Edwards Lifesci
NO | NO | [5 empty] | Edwards Lifesciences | VIGILANCE |  | a5735l | SW - HVI - CV ICU | MHHS-Southwest |  | Module/ Monitor, Cardiac Output |  |  |  | Southwest |  | SW - HVI - CV ICU | [5 empty] | CARDIAC OUTPUT UNITS |  | MODULECARDIACOUTPUT-Edwards Lifesci-Vigilance | MODULECARDIACOUTPUT | Vigilance |  |  |  | Edwards Lifesci | Module/ Monitor, Cardiac Output |  | MODULECARDIACOUTPUT-Edwards Lifesci-Vigilance |  |  |  |  | Covered PM Repair - Biomedical | MHHS-Southwest
NO | NO |  |  |  | 074-04823 |  | Edwards Lifesciences | VIGILANCE |  | VGO15725 | TMC - HVI - CVICU (8HVI) | MHHS-TMC |  | Module/ Monitor, Cardiac Output |  | 074-04823 |  | TMC |  | TMC - HVI - CVICU (8HVI) | [5 empty] | CARDIAC OUTPUT UNITS |  | MODULECARDIACOUTPUT-Edwards Lifesci-Vigilance | MODULECARDIACOUTPUT | Vigilance |  |  |  | Edwards Lifesci | Module/ Monitor, Cardiac Output |  | MODULECARDIACOUTPUT-Edwards Lifesci-Vigilance |  |  |  |  | Covered PM Repair - Biomedical | MHHS-TMC
NO | NO |  |  |  | 074-02894 |  | Edwards Lifesciences | VIGILANCE |  | VG014389 | TMC - HVI - HEART FAILURE ICU (5HVI) | MHHS-TMC |  | Module/ Monitor, Cardiac Output |  | 074-02894 |  | TMC |  | TMC - HVI - HEART FAILURE ICU (5HVI) | [5 empty] | CARDIAC OUTPUT UNITS |  | MODULECARDIACOUTPUT-Edwards Lifesci-Vigilance | MODULECARDIACOUTPUT | Vigilance |  |  |  | Edwards Lifesci | Module/ Monitor, Cardiac Output |  | MODULECARDIACOUTPUT-Edwards Lifesci-Vigilance |  |  |  |  | Covered PM Repair - Biomedical | MHHS-TMC
NO | YES |  |  |  |  | 009-06314 | Edwards Lifesciences | VIGILANCE II |  | VG006419 | GH-OR Anesthesia | MHHS-Greater Heights |  | Module/ Monitor, Cardiac Output |  |  | 009-06314 | Central | MHHS-Greater Heights | GH-OR Anesthesia | OR | 6/1/19 |  | 6/1/20 |  | CARDIAC OUTPUT UNITS | Module/ Monitor, Cardiac Output | MODULECARDIACOUTPUT-Edwards Lifesci-Vigilance II | MODULECARDIACOUTPUT | Vigilance II |  |  |  | Edwards Lifesci | Module/ Monitor, Cardiac Output |  | MODULECARDIACOUTPUT-Edwards Lifesci-Vigilance II |  |  |  | MCO-A | Covered PM Repair - Biomedical | MHHS-Greater Heights | [8 empty] | MODULECARDIACOUTPUT | Module/ Monitor, Cardiac Output | Edwards Lifesci
NO | YES |  |  |  | 041-19815 | 041-19815 | Edwards Lifesciences | VIGILANCE II |  | VG016919 | MEMORIAL CITY - MOR | MHHS-Mem City |  | Module/ Monitor, Cardiac Output |  | 041-19815 | 041-19815 | West | Memorial City - Memorial Hermann Hospital | MEMORIAL CITY - MOR | MOR 11 |  |  |  |  | CARDIAC OUTPUT UNITS |  | MODULECARDIACOUTPUT-Edwards Lifesci-Vigilance II | MODULECARDIACOUTPUT | Vigilance II |  |  |  | Edwards Lifesci | Module/ Monitor, Cardiac Output |  | MODULECARDIACOUTPUT-Edwards Lifesci-Vigilance II |  |  |  |  | Covered PM Repair - Biomedical | MHHS-Mem City
NO | YES |  |  |  | 041-20502 | 041-20502 | Edwards Lifesciences | VIGILANCE II |  | VG015673 | MEMORIAL CITY MOR | MHHS-Mem City |  | Module/ Monitor, Cardiac Output |  | 041-20502 | 041-20502 | West | Memorial Hermann Memorial City Medical Center | MEMORIAL CITY MOR | MEMORIAL CITY MOR |  |  |  |  | CARDIAC OUTPUT UNITS |  | MODULECARDIACOUTPUT-Edwards Lifesci-Vigilance II | MODULECARDIACOUTPUT | Vigilance II |  |  |  | Edwards Lifesci | Module/ Monitor, Cardiac Output |  | MODULECARDIACOUTPUT-Edwards Lifesci-Vigilance II |  |  |  |  | Not Covered Vendor Only - Rad, Low End | MHHS-Mem City
NO | YES |  |  |  |  | 029-03753 | Edwards Lifesciences | VIGILANCE II |  | VG000353 | NE-OR Holding | MHHS-Northeast |  | Module/ Monitor, Cardiac Output |  |  | 029-03753 | Katy | MHHS-Northeast | NE-OR Holding | Pacu 15 | 1/1/19 | 1/1/20 |  |  | CARDIAC OUTPUT UNITS | Module/ Monitor, Cardiac Output | MODULECARDIACOUTPUT-Edwards Lifesci-Vigilance II | MODULECARDIACOUTPUT | Vigilance II |  |  |  | Edwards Lifesci | Module/ Monitor, Cardiac Output |  | MODULECARDIACOUTPUT-Edwards Lifesci-Vigilance II |  | 9/19/20 |  | MCO-A | Not Covered Vendor Only - Biomedical | MHHS-Northeast | [8 empty] | MODULECARDIACOUTPUT | Module/ Monitor, Cardiac Output | Edwards Lifesci
NO | YES | [5 empty] | Edwards Lifesciences | VIGILANCE II |  | VG002515 | SW-HVI-CV ICU | MHHS-Southwest |  | Module/ Monitor, Cardiac Output |  |  |  | Southwest | MHHS-Southwest | SW-HVI-CV ICU | Rm 5 | 7/1/19 |  | 7/1/20 |  | CARDIAC OUTPUT UNITS | Module/ Monitor, Cardiac Output | MODULECARDIACOUTPUT-Edwards Lifesci-Vigilance II | MODULECARDIACOUTPUT | Vigilance II |  |  |  | Edwards Lifesci | Module/ Monitor, Cardiac Output |  | MODULECARDIACOUTPUT-Edwards Lifesci-Vigilance II |  |  |  | MCO-A | Covered PM Repair - Biomedical | MHHS-Southwest | [8 empty] | MODULECARDIACOUTPUT | Module/ Monitor, Cardiac Output | Edwards Lifesci
NO | YES | [5 empty] | Edwards Lifesciences | VIGILANCE II |  | VG002533 | SW-HVI-CV ICU | MHHS-Southwest |  | Module/ Monitor, Cardiac Output |  |  |  | Southwest | MHHS-Southwest | SW-HVI-CV ICU | Rm 7 | 4/1/19 |  | 4/1/20 |  | CARDIAC OUTPUT UNITS | Module/ Monitor, Cardiac Output | MODULECARDIACOUTPUT-Edwards Lifesci-Vigilance II | MODULECARDIACOUTPUT | Vigilance II |  |  |  | Edwards Lifesci | Module/ Monitor, Cardiac Output |  | MODULECARDIACOUTPUT-Edwards Lifesci-Vigilance II |  | 4/1/17 |  | MCO-A | Covered PM Repair - Biomedical | MHHS-Southwest | [8 empty] | MODULECARDIACOUTPUT | Module/ Monitor, Cardiac Output | Edwards Lifesci
NO | YES | [5 empty] | Edwards Lifesciences | VIGILANCE II |  | VG002530 | SW-HVI-CV ICU | MHHS-Southwest |  | Module/ Monitor, Cardiac Output |  |  |  | Southwest | MHHS-Southwest | SW-HVI-CV ICU | CVICU | 1/1/19 |  |  |  | CARDIAC OUTPUT UNITS | Module/ Monitor, Cardiac Output | MODULECARDIACOUTPUT-Edwards Lifesci-Vigilance II | MODULECARDIACOUTPUT | Vigilance II |  |  |  | Edwards Lifesci | Module/ Monitor, Cardiac Output |  | MODULECARDIACOUTPUT-Edwards Lifesci-Vigilance II |  | 9/19/20 |  | MCO-A | Not Covered Vendor Only - Biomedical | MHHS-Southwest | [8 empty] | MODULECARDIACOUTPUT | Module/ Monitor, Cardiac Output | Edwards Lifesci
NO | YES |  |  |  | 013-15197 | 013-15197 | Edwards Lifesciences | VIGILANCE II |  | VG006578 | SW-HVI-OR | MHHS-Southwest |  | Module/ Monitor, Cardiac Output |  | 013-15197 | 013-15197 | Southwest | MHHS-Southwest | SW-HVI-OR | SW-HVI-OR | 3/1/19 |  | 3/1/20 |  | CARDIAC OUTPUT UNITS | Module/ Monitor, Cardiac Output | MODULECARDIACOUTPUT-Edwards Lifesci-Vigilance II | MODULECARDIACOUTPUT | Vigilance II |  |  |  | Edwards Lifesci | Module/ Monitor, Cardiac Output |  | MODULECARDIACOUTPUT-Edwards Lifesci-Vigilance II |  | 9/19/20 |  | MCO-A | Not Covered Vendor Only - Biomedical | MHHS-Southwest | [8 empty] | MODULECARDIACOUTPUT | Module/ Monitor, Cardiac Output | Edwards Lifesci
NO | YES |  |  |  | 013-15199 | 013-15199 | Edwards Lifesciences | VIGILANCE II |  | VG006585 | SW-HVI-OR | MHHS-Southwest |  | Module/ Monitor, Cardiac Output |  | 013-15199 | 013-15199 | Southwest | MHHS-Southwest | SW-HVI-OR | SW-HVI-OR | 3/1/19 |  | 3/1/21 |  | CARDIAC OUTPUT UNITS | Module/ Monitor, Cardiac Output | MODULECARDIACOUTPUT-Edwards Lifesci-Vigilance II | MODULECARDIACOUTPUT | Vigilance II |  |  |  | Edwards Lifesci | Module/ Monitor, Cardiac Output |  | MODULECARDIACOUTPUT-Edwards Lifesci-Vigilance II |  | 9/19/20 |  | MCO-A | Not Covered Vendor Only - Biomedical | MHHS-Southwest | [8 empty] | MODULECARDIACOUTPUT | Module/ Monitor, Cardiac Output | Edwards Lifesci
NO | YES |  |  |  | 013-15201 | 013-15201 | Edwards Lifesciences | VIGILANCE II |  | VG006601 | SW-HVI-OR | MHHS-Southwest |  | Module/ Monitor, Cardiac Output |  | 013-15201 | 013-15201 | Southwest | MHHS-Southwest | SW-HVI-OR | Hvi or 2 | 3/1/20 |  | 3/1/21 |  | CARDIAC OUTPUT UNITS | Module/ Monitor, Cardiac Output | MODULECARDIACOUTPUT-Edwards Lifesci-Vigilance II | MODULECARDIACOUTPUT | Vigilance II |  |  |  | Edwards Lifesci | Module/ Monitor, Cardiac Output |  | MODULECARDIACOUTPUT-Edwards Lifesci-Vigilance II |  | 9/19/20 |  | MCO-A | Not Covered Vendor Only - Biomedical | MHHS-Southwest | [8 empty] | MODULECARDIACOUTPUT | Module/ Monitor, Cardiac Output | Edwards Lifesci
NO | YES |  |  |  | 013-12219 | 013-12219 | Edwards Lifesciences | VIGILANCE II |  | VG000542 | SW-HVI-CV ICU | MHHS-Southwest |  | Module/ Monitor, Cardiac Output |  | 013-12219 | 013-12219 | Southwest | MHHS-Southwest | SW-HVI-CV ICU | CVICU | 8/1/19 |  |  |  | CARDIAC OUTPUT UNITS | Module/ Monitor, Cardiac Output | MODULECARDIACOUTPUT-Edwards Lifesci-Vigilance II | MODULECARDIACOUTPUT | Vigilance II |  |  |  | Edwards Lifesci | Module/ Monitor, Cardiac Output |  | MODULECARDIACOUTPUT-Edwards Lifesci-Vigilance II |  | 9/19/20 |  | MCO-A | Not Covered Vendor Only - Biomedical | MHHS-Southwest | [8 empty] | MODULECARDIACOUTPUT | Module/ Monitor, Cardiac Output | Edwards Lifesci
NO | YES | Asset Tag 013-37893 |  |  | 013-37893 | 013-37893 | Edwards Lifesciences | VIGILANCE II |  | VG016888 | SW-OR | MHHS-Southwest |  | Module/ Monitor, Cardiac Output |  | 013-37893 | 013-37893 | Southwest | MHHS-Southwest | SW-OR |  | 12/17/19 |  |  |  | CARDIAC OUTPUT UNITS | Module/ Monitor, Cardiac Output | MODULECARDIACOUTPUT-Edwards Lifesci-Vigilance II | MODULECARDIACOUTPUT | Vigilance II |  |  |  | Edwards Lifesci | Module/ Monitor, Cardiac Output |  | MODULECARDIACOUTPUT-Edwards Lifesci-Vigilance II |  | 9/19/20 | Finished from Script 3/27/2020 12:11:52pm (Central) | MCO-A | Not Covered Vendor Only - Biomedical | MHHS-Southwest | [8 empty] | MODULECARDIACOUTPUT | Module/ Monitor, Cardiac Output | Edwards Lifesci
NO | YES |  |  |  | 129-06907 | 129-06907 | Edwards Lifesciences | VIGILANCE II |  | VG015111 | SUGAR LAND - ICU | MHHS-Sugarland |  | Module/ Monitor, Cardiac Output |  | 129-06907 | 129-06907 | Sugar Land | Memorial Hermann Sugar Land Hospital | SUGAR LAND - ICU | ICU | 11/1/18 |  | 1/1/21 |  | CARDIAC OUTPUT UNITS | Module/ Monitor, Cardiac Output | MODULECARDIACOUTPUT-Edwards Lifesci-Vigilance II | MODULECARDIACOUTPUT | Vigilance II |  |  |  | Edwards Lifesci | Module/ Monitor, Cardiac Output |  | MODULECARDIACOUTPUT-Edwards Lifesci-Vigilance II |  | 9/19/20 |  | MCO-A | Not Covered Vendor Only - Biomedical | MHHS-Sugarland | [8 empty] | MODULECARDIACOUTPUT | Module/ Monitor, Cardiac Output | Edwards Lifesci
NO | YES |  |  |  | 069-28187 | 069-28187 | Edwards Lifesciences | VIGILANCE II |  | VG007284 | TMC-Cullen-MICU (2C) | MHHS-TMC |  | Module/ Monitor, Cardiac Output |  | 069-28187 | 069-28187 | TMC | MHHS-TMC | TMC-Cullen-MICU (2C) | Clean utility | 9/1/19 |  | 9/1/20 |  | CARDIAC OUTPUT UNITS | Module/ Monitor, Cardiac Output | MODULECARDIACOUTPUT-Edwards Lifesci-Vigilance II | MODULECARDIACOUTPUT | Vigilance II |  |  |  | Edwards Lifesci | Module/ Monitor, Cardiac Output |  | MODULECARDIACOUTPUT-Edwards Lifesci-Vigilance II |  | 4/4/19 |  | MCO-A | Covered PM Repair - Biomedical | MHHS-TMC | [8 empty] | MODULECARDIACOUTPUT | Module/ Monitor, Cardiac Output | Edwards Lifesci
NO | YES |  |  |  | 069-37639 | 069-37639 | Edwards Lifesciences | VIGILANCE II |  | VG013494 | TMC-OR-CVOR (7Hvi) | MHHS-TMC |  | Module/ Monitor, Cardiac Output |  | 069-37639 | 069-37639 | TMC | MHHS-TMC | TMC-OR-CVOR (7Hvi) | Cv OR 1 | 9/1/19 |  | 9/1/20 |  | CARDIAC OUTPUT UNITS | Module/ Monitor, Cardiac Output | MODULECARDIACOUTPUT-Edwards Lifesci-Vigilance II | MODULECARDIACOUTPUT | Vigilance II |  |  |  | Edwards Lifesci | Module/ Monitor, Cardiac Output |  | MODULECARDIACOUTPUT-Edwards Lifesci-Vigilance II |  | 4/12/17 |  | MCO-A | Covered PM Repair - Respiratory/Steriliz | MHHS-TMC | [8 empty] | MODULECARDIACOUTPUT | Module/ Monitor, Cardiac Output | Edwards Lifesci
NO | YES |  |  |  | 069-28172 | 069-28172 | Edwards Lifesciences | VIGILANCE II |  | VG007597 | TMC-Hermann-STICU (3Hp) | MHHS-TMC |  | Module/ Monitor, Cardiac Output |  | 069-28172 | 069-28172 | TMC | MHHS-TMC | TMC-Hermann-STICU (3Hp) | Biomed shop | 9/1/19 |  | 9/1/20 |  | CARDIAC OUTPUT UNITS | Module/ Monitor, Cardiac Output | MODULECARDIACOUTPUT-Edwards Lifesci-Vigilance II | MODULECARDIACOUTPUT | Vigilance II |  |  |  | Edwards Lifesci | Module/ Monitor, Cardiac Output |  | MODULECARDIACOUTPUT-Edwards Lifesci-Vigilance II |  | 4/4/17 |  | MCO-A | Covered PM Repair - Biomedical | MHHS-TMC | [8 empty] | MODULECARDIACOUTPUT | Module/ Monitor, Cardiac Output | Edwards Lifesci
NO | YES |  |  |  | 069-27857 | 069-27857 | Edwards Lifesciences | VIGILANCE II |  | VG007119 | TMC-HVI-CCU (4Hvi) | MHHS-TMC |  | Module/ Monitor, Cardiac Output |  | 069-27857 | 069-27857 | TMC | MHHS-TMC | TMC-HVI-CCU (4Hvi) | Storage | 9/1/19 |  |  |  | CARDIAC OUTPUT UNITS |  | MODULECARDIACOUTPUT-Edwards Lifesci-Vigilance II | MODULECARDIACOUTPUT | Vigilance II |  |  |  | Edwards Lifesci | Module/ Monitor, Cardiac Output |  | MODULECARDIACOUTPUT-Edwards Lifesci-Vigilance II |  | 4/21/17 |  |  | Covered PM Repair - Biomedical | MHHS-TMC
NO | YES |  |  |  | 074-00304 | 074-00304 | Edwards Lifesciences | VIGILANCE II |  | VG005648 |  | MHHS-TMC |  | Module/ Monitor, Cardiac Output |  | 074-00304 | 074-00304 | TMC | Memorial Hermann Heart |  | 14-101 | 2/1/20 |  | 2/1/21 |  | CARDIAC OUTPUT UNITS | Module/ Monitor, Cardiac Output | MODULECARDIACOUTPUT-Edwards Lifesci-Vigilance II | MODULECARDIACOUTPUT | Vigilance II |  |  |  | Edwards Lifesci | Module/ Monitor, Cardiac Output |  | MODULECARDIACOUTPUT-Edwards Lifesci-Vigilance II |  |  |  | MCO-A | Covered PM Repair - Biomedical | MHHS-TMC | [8 empty] | MODULECARDIACOUTPUT | Module/ Monitor, Cardiac Output | Edwards Lifesci
NO | YES |  |  |  | 074-00308 | 074-00308 | Edwards Lifesciences | VIGILANCE II |  | VG005639 | TMC-OR-Anesthesia (Contract Equip) | MHHS-TMC |  | Module/ Monitor, Cardiac Output |  | 074-00308 | 074-00308 | TMC | MHHS-TMC | TMC-OR-Anesthesia (Contract Equip) | TMC - OR - ANESTHESIA | 9/1/19 |  | 9/1/20 |  | CARDIAC OUTPUT UNITS | Module/ Monitor, Cardiac Output | MODULECARDIACOUTPUT-Edwards Lifesci-Vigilance II | MODULECARDIACOUTPUT | Vigilance II |  |  |  | Edwards Lifesci | Module/ Monitor, Cardiac Output |  | MODULECARDIACOUTPUT-Edwards Lifesci-Vigilance II |  |  |  | MCO-A | Covered PM Repair - Biomedical | MHHS-TMC | [8 empty] | MODULECARDIACOUTPUT | Module/ Monitor, Cardiac Output | Edwards Lifesci
NO | YES |  |  |  | 069-37636 | 069-37636 | Edwards Lifesciences | VIGILANCE II |  | VG013498 | TMC-HVI-CVICU (8Hvi) | MHHS-TMC |  | Module/ Monitor, Cardiac Output |  | 069-37636 | 069-37636 | TMC | MHHS-TMC | TMC-HVI-CVICU (8Hvi) |  | 9/1/19 |  | 9/1/20 |  | CARDIAC OUTPUT UNITS | Module/ Monitor, Cardiac Output | MODULECARDIACOUTPUT-Edwards Lifesci-Vigilance II | MODULECARDIACOUTPUT | Vigilance II |  |  |  | Edwards Lifesci | Module/ Monitor, Cardiac Output |  | MODULECARDIACOUTPUT-Edwards Lifesci-Vigilance II |  | 4/13/17 |  | MCO-A | Covered PM Repair - Biomedical | MHHS-TMC | [8 empty] | MODULECARDIACOUTPUT | Module/ Monitor, Cardiac Output | Edwards Lifesci
NO | YES |  |  |  | 074-00307 | 074-00307 | Edwards Lifesciences | VIGILANCE II |  | VG005643 | TMC-HVI-CVICU (8Hvi) | MHHS-TMC |  | Module/ Monitor, Cardiac Output |  | 074-00307 | 074-00307 | TMC | MHHS-TMC | TMC-HVI-CVICU (8Hvi) | [5 empty] | CARDIAC OUTPUT UNITS | Module/ Monitor, Cardiac Output | MODULECARDIACOUTPUT-Edwards Lifesci-Vigilance II | MODULECARDIACOUTPUT | Vigilance II |  |  |  | Edwards Lifesci | Module/ Monitor, Cardiac Output |  | MODULECARDIACOUTPUT-Edwards Lifesci-Vigilance II |  |  |  | MCO-A | Covered PM Repair - Biomedical | MHHS-TMC | [8 empty] | MODULECARDIACOUTPUT | Module/ Monitor, Cardiac Output | Edwards Lifesci
NO | YES |  |  |  | 074-00999 | 074-00999 | Edwards Lifesciences | VIGILANCE II |  | VG007282 | TMC-Respiratory-Adult | MHHS-TMC |  | Module/ Monitor, Cardiac Output |  | 074-00999 | 074-00999 | TMC | MHHS-TMC | TMC-Respiratory-Adult |  | 1/1/20 |  | 1/1/21 |  | CARDIAC OUTPUT UNITS | Module/ Monitor, Cardiac Output | MODULECARDIACOUTPUT-Edwards Lifesci-Vigilance II | MODULECARDIACOUTPUT | Vigilance II |  |  |  | Edwards Lifesci | Module/ Monitor, Cardiac Output |  | MODULECARDIACOUTPUT-Edwards Lifesci-Vigilance II |  |  |  | MCO-A | Covered PM Repair - Biomedical | MHHS-TMC | [8 empty] | MODULECARDIACOUTPUT | Module/ Monitor, Cardiac Output | Edwards Lifesci
NO | YES |  |  |  | 074-02893 | 074-02893 | Edwards Lifesciences | VIGILANCE II |  | VG014384 | TMC-HVI-CVICU (8Hvi) | MHHS-TMC |  | Module/ Monitor, Cardiac Output |  | 074-02893 | 074-02893 | TMC | MHHS-TMC | TMC-HVI-CVICU (8Hvi) |  | 9/1/19 |  | 9/1/20 |  | CARDIAC OUTPUT UNITS | Module/ Monitor, Cardiac Output | MODULECARDIACOUTPUT-Edwards Lifesci-Vigilance II | MODULECARDIACOUTPUT | Vigilance II |  |  |  | Edwards Lifesci | Module/ Monitor, Cardiac Output |  | MODULECARDIACOUTPUT-Edwards Lifesci-Vigilance II |  |  |  | MCO-A | Covered PM Repair - Biomedical | MHHS-TMC | [8 empty] | MODULECARDIACOUTPUT | Module/ Monitor, Cardiac Output | Edwards Lifesci
NO | YES |  |  |  | 074-04542 | 074-04542 | Edwards Lifesciences | VIGILANCE II |  | VG004477 | TMC-HVI-Heart Failure ICU (5Hvi) | MHHS-TMC |  | Module/ Monitor, Cardiac Output |  | 074-04542 | 074-04542 | TMC | MHHS-TMC | TMC-HVI-Heart Failure ICU (5Hvi) |  | 12/1/19 |  | 12/1/20 |  | CARDIAC OUTPUT UNITS | Module/ Monitor, Cardiac Output | MODULECARDIACOUTPUT-Edwards Lifesci-Vigilance II | MODULECARDIACOUTPUT | Vigilance II |  |  |  | Edwards Lifesci | Module/ Monitor, Cardiac Output |  | MODULECARDIACOUTPUT-Edwards Lifesci-Vigilance II |  |  |  | MCO-A | Covered PM Repair - Biomedical | MHHS-TMC | [8 empty] | MODULECARDIACOUTPUT | Module/ Monitor, Cardiac Output | Edwards Lifesci
NO | YES |  |  |  | 069-27853 | 069-27853 | Edwards Lifesciences | VIGILANCE II |  | VG007146 | TMC-HVI-Heart Failure ICU (5Hvi) | MHHS-TMC |  | Module/ Monitor, Cardiac Output |  | 069-27853 | 069-27853 | TMC | MHHS-TMC | TMC-HVI-Heart Failure ICU (5Hvi) | 509 - storage | 11/1/19 |  | 11/1/20 |  | CARDIAC OUTPUT UNITS | Module/ Monitor, Cardiac Output | MODULECARDIACOUTPUT-Edwards Lifesci-Vigilance II | MODULECARDIACOUTPUT | Vigilance II |  |  |  | Edwards Lifesci | Module/ Monitor, Cardiac Output |  | MODULECARDIACOUTPUT-Edwards Lifesci-Vigilance II |  | 1/1/20 |  | MCO-A | Not Covered Vendor Only - Biomedical | MHHS-TMC | [8 empty] | MODULECARDIACOUTPUT | Module/ Monitor, Cardiac Output | Edwards Lifesci
NO | YES |  |  |  | 069-27856 | 069-27856 | Edwards Lifesciences | VIGILANCE II |  | VG007113 | TMC-HVI-Heart Failure ICU (5Hvi) | MHHS-TMC |  | Module/ Monitor, Cardiac Output |  | 069-27856 | 069-27856 | TMC | MHHS-TMC | TMC-HVI-Heart Failure ICU (5Hvi) | 509 - storage | 9/1/19 |  | 9/1/20 |  | CARDIAC OUTPUT UNITS | Module/ Monitor, Cardiac Output | MODULECARDIACOUTPUT-Edwards Lifesci-Vigilance II | MODULECARDIACOUTPUT | Vigilance II |  |  |  | Edwards Lifesci | Module/ Monitor, Cardiac Output |  | MODULECARDIACOUTPUT-Edwards Lifesci-Vigilance II |  | 1/1/19 |  | MCO-A | Covered PM Repair - Biomedical | MHHS-TMC | [8 empty] | MODULECARDIACOUTPUT | Module/ Monitor, Cardiac Output | Edwards Lifesci
NO | YES |  |  |  | 069-27859 | 069-27859 | Edwards Lifesciences | VIGILANCE II |  | VG007164 | TMC-HVI-Heart Failure ICU (5Hvi) | MHHS-TMC |  | Module/ Monitor, Cardiac Output |  | 069-27859 | 069-27859 | TMC | MHHS-TMC | TMC-HVI-Heart Failure ICU (5Hvi) | 509 - storage | 12/1/19 |  | 12/1/20 |  | CARDIAC OUTPUT UNITS | Module/ Monitor, Cardiac Output | MODULECARDIACOUTPUT-Edwards Lifesci-Vigilance II | MODULECARDIACOUTPUT | Vigilance II |  |  |  | Edwards Lifesci | Module/ Monitor, Cardiac Output |  | MODULECARDIACOUTPUT-Edwards Lifesci-Vigilance II |  | 1/16/15 |  | MCO-A | Not Covered Vendor Only - Lab Ana/Anes | MHHS-TMC | [8 empty] | MODULECARDIACOUTPUT | Module/ Monitor, Cardiac Output | Edwards Lifesci
NO | YES |  |  |  | 074-00998 | 074-00998 | Edwards Lifesciences | VIGILANCE II |  | VG007614 | TMC-HVI-Heart Failure ICU (5Hvi) | MHHS-TMC |  | Module/ Monitor, Cardiac Output |  | 074-00998 | 074-00998 | TMC | MHHS-TMC | TMC-HVI-Heart Failure ICU (5Hvi) | 509 - storage | 9/1/19 |  | 9/1/20 |  | CARDIAC OUTPUT UNITS | Module/ Monitor, Cardiac Output | MODULECARDIACOUTPUT-Edwards Lifesci-Vigilance II | MODULECARDIACOUTPUT | Vigilance II |  |  |  | Edwards Lifesci | Module/ Monitor, Cardiac Output |  | MODULECARDIACOUTPUT-Edwards Lifesci-Vigilance II |  | 4/4/17 |  | MCO-A | Covered PM Repair - Biomedical | MHHS-TMC | [8 empty] | MODULECARDIACOUTPUT | Module/ Monitor, Cardiac Output | Edwards Lifesci
NO | YES |  |  |  | 074-01000 | 074-01000 | Edwards Lifesciences | VIGILANCE II |  | VG007616 | TMC-HVI-Heart Failure ICU (5Hvi) | MHHS-TMC |  | Module/ Monitor, Cardiac Output |  | 074-01000 | 074-01000 | TMC | MHHS-TMC | TMC-HVI-Heart Failure ICU (5Hvi) | 509 - storage | 12/1/19 |  | 12/1/20 |  | CARDIAC OUTPUT UNITS | Module/ Monitor, Cardiac Output | MODULECARDIACOUTPUT-Edwards Lifesci-Vigilance II | MODULECARDIACOUTPUT | Vigilance II |  |  |  | Edwards Lifesci | Module/ Monitor, Cardiac Output |  | MODULECARDIACOUTPUT-Edwards Lifesci-Vigilance II |  | 3/1/16 |  | MCO-A | Covered PM Repair - Radiology, Low End | MHHS-TMC | [8 empty] | MODULECARDIACOUTPUT | Module/ Monitor, Cardiac Output | Edwards Lifesci
NO | YES |  |  |  | 074-04687 | 074-04687 | Edwards Lifesciences | VIGILANCE II |  | VG002264 | ICU | MHHS-TMC |  | Module/ Monitor, Cardiac Output |  | 074-04687 | 074-04687 | TMC | Memorial Hermann-Texas Medical Center | ICU |  | 12/1/19 |  | 12/1/20 |  | CARDIAC OUTPUT UNITS | Module/ Monitor, Cardiac Output | MODULECARDIACOUTPUT-Edwards Lifesci-Vigilance II | MODULECARDIACOUTPUT | Vigilance II |  |  |  | Edwards Lifesci | Module/ Monitor, Cardiac Output |  | MODULECARDIACOUTPUT-Edwards Lifesci-Vigilance II |  | 4/4/17 |  | MCO-A | Covered PM Repair - Biomedical | MHHS-TMC | [8 empty] | MODULECARDIACOUTPUT | Module/ Monitor, Cardiac Output | Edwards Lifesci
NO | YES |  |  |  | 074-04821 | 074-04821 | Edwards Lifesciences | VIGILANCE II |  | VG011274 | TMC-HVI-Heart Failure ICU (5Hvi) | MHHS-TMC |  | Module/ Monitor, Cardiac Output |  | 074-04821 | 074-04821 | TMC | MHHS-TMC | TMC-HVI-Heart Failure ICU (5Hvi) | 509 - storage | 11/1/19 |  |  |  | CARDIAC OUTPUT UNITS | Module/ Monitor, Cardiac Output | MODULECARDIACOUTPUT-Edwards Lifesci-Vigilance II | MODULECARDIACOUTPUT | Vigilance II |  |  |  | Edwards Lifesci | Module/ Monitor, Cardiac Output |  | MODULECARDIACOUTPUT-Edwards Lifesci-Vigilance II |  | 4/14/17 |  | MCO-A | Covered PM Repair - Biomedical | MHHS-TMC | [8 empty] | MODULECARDIACOUTPUT | Module/ Monitor, Cardiac Output | Edwards Lifesci
NO | YES |  |  |  | 069-28161 | 069-28161 | Edwards Lifesciences | VIGILANCE II |  | VG007275 | TMC-OR-Anesthesia (Contract Equip) | MHHS-TMC |  | Module/ Monitor, Cardiac Output |  | 069-28161 | 069-28161 | TMC | MHHS-TMC | TMC-OR-Anesthesia (Contract Equip) | CVOR 4 | 9/1/19 |  | 9/1/20 |  | CARDIAC OUTPUT UNITS | Module/ Monitor, Cardiac Output | MODULECARDIACOUTPUT-Edwards Lifesci-Vigilance II | MODULECARDIACOUTPUT | Vigilance II |  |  |  | Edwards Lifesci | Module/ Monitor, Cardiac Output |  | MODULECARDIACOUTPUT-Edwards Lifesci-Vigilance II |  | 4/1/17 |  | MCO-A | Covered PM Repair - Biomedical | MHHS-TMC | [8 empty] | MODULECARDIACOUTPUT | Module/ Monitor, Cardiac Output | Edwards Lifesci
NO | YES |  |  |  | 069-28182 | 069-28182 | Edwards Lifesciences | VIGILANCE II |  | VG007601 | TMC-OR-Anesthesia (Old) | MHHS-TMC |  | Module/ Monitor, Cardiac Output |  | 069-28182 | 069-28182 | TMC | MHHS-TMC | TMC-OR-Anesthesia (Old) |  | 9/5/19 |  |  |  | CARDIAC OUTPUT UNITS | Module/ Monitor, Cardiac Output | MODULECARDIACOUTPUT-Edwards Lifesci-Vigilance II | MODULECARDIACOUTPUT | Vigilance II |  |  |  | Edwards Lifesci | Module/ Monitor, Cardiac Output |  | MODULECARDIACOUTPUT-Edwards Lifesci-Vigilance II |  | 4/3/17 | Finished from Script 3/27/2020 12:11:52pm (Central) | MCO-A | Covered PM Repair - Biomedical | MHHS-TMC | [8 empty] | MODULECARDIACOUTPUT | Module/ Monitor, Cardiac Output | Edwards Lifesci
NO | YES |  |  |  | 069-28199 |  | Edwards Lifesciences | VIGILANCE II |  | VG007599 | TMC-OR-CVOR (7Hvi) | MHHS-TMC |  | Module/ Monitor, Cardiac Output |  | 069-28199 |  | TMC | MHHS-TMC | TMC-OR-CVOR (7Hvi) | CVOR (7HVI) | 9/1/19 |  | 9/1/20 |  | CARDIAC OUTPUT UNITS | Module/ Monitor, Cardiac Output | MODULECARDIACOUTPUT-Edwards Lifesci-Vigilance II | MODULECARDIACOUTPUT | Vigilance II |  |  |  | Edwards Lifesci | Module/ Monitor, Cardiac Output |  | MODULECARDIACOUTPUT-Edwards Lifesci-Vigilance II |  |  |  | MCO-A | Covered PM Repair - Biomedical | MHHS-TMC | [8 empty] | MODULECARDIACOUTPUT | Module/ Monitor, Cardiac Output | Edwards Lifesci
NO | YES |  |  |  | 069-29454 | 069-29454 | Edwards Lifesciences | VIGILANCE II |  | VG003382 |  | MHHS-TMC |  | Module/ Monitor, Cardiac Output |  | 069-29454 | 069-29454 | TMC | Memorial Hermann Heart |  | Cath Lab 6 | 9/1/19 |  | 9/1/20 |  | CARDIAC OUTPUT UNITS | Module/ Monitor, Cardiac Output | MODULECARDIACOUTPUT-Edwards Lifesci-Vigilance II | MODULECARDIACOUTPUT | Vigilance II |  |  |  | Edwards Lifesci | Module/ Monitor, Cardiac Output |  | MODULECARDIACOUTPUT-Edwards Lifesci-Vigilance II |  | 2/17/18 |  | MCO-A | Covered PM Repair - Radiology, Low End | MHHS-TMC | [8 empty] | MODULECARDIACOUTPUT | Module/ Monitor, Cardiac Output | Edwards Lifesci
NO | YES |  |  |  | 069-28184 |  | Edwards Lifesciences | VIGILANCE II |  | VG007281 | TMC-PACU-Robertson (2R) | MHHS-TMC |  | Module/ Monitor, Cardiac Output |  | 069-28184 |  | TMC | MHHS-TMC | TMC-PACU-Robertson (2R) | Anesthesia workroom | 9/1/19 |  | 9/1/20 |  | CARDIAC OUTPUT UNITS |  | MODULECARDIACOUTPUT-Edwards Lifesci-Vigilance II | MODULECARDIACOUTPUT | Vigilance II |  |  |  | Edwards Lifesci | Module/ Monitor, Cardiac Output |  | MODULECARDIACOUTPUT-Edwards Lifesci-Vigilance II |  | 4/1/17 |  |  | Covered PM Repair - Biomedical | MHHS-TMC
NO | YES | Asset Tag 013-37893 |  |  | 013-37893 | 013-37893 | Edwards Lifesciences | Vigilance II |  | VG016888 | SW-OR |  |  |  |  | 013-37893 | 013-37893 | Southwest | MHHS-Southwest | SW-OR | Core B | 12/1/19 |  | 12/1/20
NO | YES |  |  |  | 069-28186 | 069-28186 | Edwards Lifesciences | VIGILANCE II |  | VG007277 | TMC - CULLEN - MICU (2C) |  |  |  |  | 069-28186 | 069-28186 |  | Memorial Hermann-tmc | TMC - CULLEN - MICU (2C) | Clean utility | 3/1/20 |  | 3/1/21
NO | NO | [5 empty] | Edwards Lifesciences | VIGILANCE II |  | VG005353 | GH - OR CV PERFUSION | MHHS-Greater Heights |  | Module/ Monitor, Cardiac Output |  |  |  | Central & Greater Heights |  | GH - OR CV PERFUSION | [5 empty] | CARDIAC OUTPUT UNITS |  | MODULECARDIACOUTPUT-Edwards Lifesci-Vigilance II | MODULECARDIACOUTPUT | Vigilance II |  |  |  | Edwards Lifesci | Module/ Monitor, Cardiac Output |  | MODULECARDIACOUTPUT-Edwards Lifesci-Vigilance II |  |  |  |  | Covered PM Repair - Biomedical | MHHS-Greater Heights
NO | NO | [5 empty] | Edwards Lifesciences | VIGILANCE II |  | VG012000 | MEMORIAL CITY - MOR | MHHS-Mem City |  | Module/ Monitor, Cardiac Output |  |  |  | West & Memorial City |  | MEMORIAL CITY - MOR | [5 empty] | CARDIAC OUTPUT UNITS |  | MODULECARDIACOUTPUT-Edwards Lifesci-Vigilance II | MODULECARDIACOUTPUT | Vigilance II |  |  |  | Edwards Lifesci | Module/ Monitor, Cardiac Output |  | MODULECARDIACOUTPUT-Edwards Lifesci-Vigilance II |  |  |  |  | Covered PM Repair - Biomedical | MHHS-Mem City
NO | NO |  |  |  | 041-18998 |  | Edwards Lifesciences | VIGILANCE II |  | VG015930 | MEMORIAL CITY - SICU | MHHS-Mem City |  | Module/ Monitor, Cardiac Output |  | 041-18998 |  | West & Memorial City |  | MEMORIAL CITY - SICU | [5 empty] | CARDIAC OUTPUT UNITS |  | MODULECARDIACOUTPUT-Edwards Lifesci-Vigilance II | MODULECARDIACOUTPUT | Vigilance II |  |  |  | Edwards Lifesci | Module/ Monitor, Cardiac Output |  | MODULECARDIACOUTPUT-Edwards Lifesci-Vigilance II |  |  |  |  | Covered PM Repair - Biomedical | MHHS-Mem City
NO | NO |  |  |  | 041-18999 |  | Edwards Lifesciences | VIGILANCE II |  | VG05929 | MEMORIAL CITY - SICU | MHHS-Mem City |  | Module/ Monitor, Cardiac Output |  | 041-18999 |  | West & Memorial City |  | MEMORIAL CITY - SICU | [5 empty] | CARDIAC OUTPUT UNITS |  | MODULECARDIACOUTPUT-Edwards Lifesci-Vigilance II | MODULECARDIACOUTPUT | Vigilance II |  |  |  | Edwards Lifesci | Module/ Monitor, Cardiac Output |  | MODULECARDIACOUTPUT-Edwards Lifesci-Vigilance II |  |  |  |  | Covered PM Repair - Biomedical | MHHS-Mem City
NO | NO | [5 empty] | Edwards Lifesciences | VIGILANCE II |  | VG012002 | MEMORIAL CITY - SICU | MHHS-Mem City |  | Module/ Monitor, Cardiac Output |  |  |  | West & Memorial City |  | MEMORIAL CITY - SICU | [5 empty] | CARDIAC OUTPUT UNITS |  | MODULECARDIACOUTPUT-Edwards Lifesci-Vigilance II | MODULECARDIACOUTPUT | Vigilance II |  |  |  | Edwards Lifesci | Module/ Monitor, Cardiac Output |  | MODULECARDIACOUTPUT-Edwards Lifesci-Vigilance II |  |  |  |  | Covered PM Repair - Biomedical | MHHS-Mem City
NO | NO | [5 empty] | Edwards Lifesciences | VIGILANCE II |  | VG012003 | MEMORIAL CITY - SICU | MHHS-Mem City |  | Module/ Monitor, Cardiac Output |  |  |  | West & Memorial City |  | MEMORIAL CITY - SICU | [5 empty] | CARDIAC OUTPUT UNITS |  | MODULECARDIACOUTPUT-Edwards Lifesci-Vigilance II | MODULECARDIACOUTPUT | Vigilance II |  |  |  | Edwards Lifesci | Module/ Monitor, Cardiac Output |  | MODULECARDIACOUTPUT-Edwards Lifesci-Vigilance II |  |  |  |  | Covered PM Repair - Biomedical | MHHS-Mem City
NO | NO | [5 empty] | Edwards Lifesciences | VIGILANCE II |  | VG002527 | SW - HVI - CV ICU | MHHS-Southwest |  | Module/ Monitor, Cardiac Output |  |  |  | Southwest |  | SW - HVI - CV ICU | [5 empty] | CARDIAC OUTPUT UNITS |  | MODULECARDIACOUTPUT-Edwards Lifesci-Vigilance II | MODULECARDIACOUTPUT | Vigilance II |  |  |  | Edwards Lifesci | Module/ Monitor, Cardiac Output |  | MODULECARDIACOUTPUT-Edwards Lifesci-Vigilance II |  |  |  |  | Covered PM Repair - Biomedical | MHHS-Southwest
NO | NO | [5 empty] | Edwards Lifesciences | VIGILANCE II |  | VG002496 | SW - HVI - CV ICU | MHHS-Southwest |  | Module/ Monitor, Cardiac Output |  |  |  | Southwest |  | SW - HVI - CV ICU | [5 empty] | CARDIAC OUTPUT UNITS |  | MODULECARDIACOUTPUT-Edwards Lifesci-Vigilance II | MODULECARDIACOUTPUT | Vigilance II |  |  |  | Edwards Lifesci | Module/ Monitor, Cardiac Output |  | MODULECARDIACOUTPUT-Edwards Lifesci-Vigilance II |  |  |  |  | Covered PM Repair - Radiology, Low End | MHHS-Southwest
NO | NO | [5 empty] | Edwards Lifesciences | VIGILANCE II |  | VG002528 | SW - HVI - CV ICU | MHHS-Southwest |  | Module/ Monitor, Cardiac Output |  |  |  | Southwest |  | SW - HVI - CV ICU | [5 empty] | CARDIAC OUTPUT UNITS |  | MODULECARDIACOUTPUT-Edwards Lifesci-Vigilance II | MODULECARDIACOUTPUT | Vigilance II |  |  |  | Edwards Lifesci | Module/ Monitor, Cardiac Output |  | MODULECARDIACOUTPUT-Edwards Lifesci-Vigilance II |  |  |  |  | Clinical Miscellaneous | MHHS-Southwest
NO | NO | [5 empty] | Edwards Lifesciences | VIGILANCE II |  | VG002488 | SW - HVI - CV ICU | MHHS-Southwest |  | Module/ Monitor, Cardiac Output |  |  |  | Southwest |  | SW - HVI - CV ICU | [5 empty] | CARDIAC OUTPUT UNITS |  | MODULECARDIACOUTPUT-Edwards Lifesci-Vigilance II | MODULECARDIACOUTPUT | Vigilance II |  |  |  | Edwards Lifesci | Module/ Monitor, Cardiac Output |  | MODULECARDIACOUTPUT-Edwards Lifesci-Vigilance II |  |  |  |  | Not Covered Vendor Only - Biomedical | MHHS-Southwest
NO | NO |  |  |  | 013-15198 |  | Edwards Lifesciences | VIGILANCE II |  | VG006581 | SW - HVI - OR | MHHS-Southwest |  | Module/ Monitor, Cardiac Output |  | 013-15198 |  | Southwest |  | SW - HVI - OR | [5 empty] | CARDIAC OUTPUT UNITS |  | MODULECARDIACOUTPUT-Edwards Lifesci-Vigilance II | MODULECARDIACOUTPUT | Vigilance II |  |  |  | Edwards Lifesci | Module/ Monitor, Cardiac Output |  | MODULECARDIACOUTPUT-Edwards Lifesci-Vigilance II |  |  |  |  | Not Covered Vendor Only - Biomedical | MHHS-Southwest
NO | NO |  |  |  | 013-15200 |  | Edwards Lifesciences | VIGILANCE II |  | vg006588 | SW - HVI - OR | MHHS-Southwest |  | Module/ Monitor, Cardiac Output |  | 013-15200 |  | Southwest |  | SW - HVI - OR | [5 empty] | CARDIAC OUTPUT UNITS |  | MODULECARDIACOUTPUT-Edwards Lifesci-Vigilance II | MODULECARDIACOUTPUT | Vigilance II |  |  |  | Edwards Lifesci | Module/ Monitor, Cardiac Output |  | MODULECARDIACOUTPUT-Edwards Lifesci-Vigilance II |  |  |  |  | Not Covered Vendor Only - Biomedical | MHHS-Southwest
NO | NO |  |  |  | 013-12218 |  | Edwards Lifesciences | VIGILANCE II |  | VG000603 | SW - ICU | MHHS-Southwest |  | Module/ Monitor, Cardiac Output |  | 013-12218 |  | Southwest |  | SW - ICU | [5 empty] | CARDIAC OUTPUT UNITS |  | MODULECARDIACOUTPUT-Edwards Lifesci-Vigilance II | MODULECARDIACOUTPUT | Vigilance II |  |  |  | Edwards Lifesci | Module/ Monitor, Cardiac Output |  | MODULECARDIACOUTPUT-Edwards Lifesci-Vigilance II |  |  |  |  | Not Covered Vendor Only - Biomedical | MHHS-Southwest
NO | NO |  |  |  | 013-12220 |  | Edwards Lifesciences | VIGILANCE II |  | VG000527 | SW - ICU | MHHS-Southwest |  | Module/ Monitor, Cardiac Output |  | 013-12220 |  | Southwest |  | SW - ICU | [5 empty] | CARDIAC OUTPUT UNITS |  | MODULECARDIACOUTPUT-Edwards Lifesci-Vigilance II | MODULECARDIACOUTPUT | Vigilance II |  |  |  | Edwards Lifesci | Module/ Monitor, Cardiac Output |  | MODULECARDIACOUTPUT-Edwards Lifesci-Vigilance II |  |  |  |  | Not Covered Vendor Only - Biomedical | MHHS-Southwest
NO | NO |  |  |  | 077-06443 |  | Edwards Lifesciences | VIGILANCE II |  | VG007607 | TMC - CHILDRENS - PICU (9HP) | MHHS-TMC |  | Module/ Monitor, Cardiac Output |  | 077-06443 |  | TMC |  | TMC - CHILDRENS - PICU (9HP) | [5 empty] | CARDIAC OUTPUT UNITS |  | MODULECARDIACOUTPUT-Edwards Lifesci-Vigilance II | MODULECARDIACOUTPUT | Vigilance II |  |  |  | Edwards Lifesci | Module/ Monitor, Cardiac Output |  | MODULECARDIACOUTPUT-Edwards Lifesci-Vigilance II |  |  |  |  | Covered PM Repair - Biomedical | MHHS-TMC
NO | NO |  |  |  | 069-28188 |  | Edwards Lifesciences | VIGILANCE II |  | VG007609 | TMC - CULLEN - MICU (2C) | MHHS-TMC |  | Module/ Monitor, Cardiac Output |  | 069-28188 |  | TMC |  | TMC - CULLEN - MICU (2C) | [5 empty] | CARDIAC OUTPUT UNITS |  | MODULECARDIACOUTPUT-Edwards Lifesci-Vigilance II | MODULECARDIACOUTPUT | Vigilance II |  |  |  | Edwards Lifesci | Module/ Monitor, Cardiac Output |  | MODULECARDIACOUTPUT-Edwards Lifesci-Vigilance II |  |  |  |  | Covered PM Repair - Biomedical | MHHS-TMC
NO | NO |  |  |  | 069-37637 |  | Edwards Lifesciences | VIGILANCE II |  | VG013497 | TMC - CULLEN - MICU (2C) | MHHS-TMC |  | Module/ Monitor, Cardiac Output |  | 069-37637 |  | TMC |  | TMC - CULLEN - MICU (2C) | [5 empty] | CARDIAC OUTPUT UNITS |  | MODULECARDIACOUTPUT-Edwards Lifesci-Vigilance II | MODULECARDIACOUTPUT | Vigilance II |  |  |  | Edwards Lifesci | Module/ Monitor, Cardiac Output |  | MODULECARDIACOUTPUT-Edwards Lifesci-Vigilance II |  |  |  |  | Not Covered Vendor Only - Biomedical | MHHS-TMC
NO | NO | [5 empty] | Edwards Lifesciences | VIGILANCE II |  | VG007276 | TMC - CULLEN - MICU (2C) | MHHS-TMC |  | Module/ Monitor, Cardiac Output |  |  |  | TMC |  | TMC - CULLEN - MICU (2C) | [5 empty] | CARDIAC OUTPUT UNITS |  | MODULECARDIACOUTPUT-Edwards Lifesci-Vigilance II | MODULECARDIACOUTPUT | Vigilance II |  |  |  | Edwards Lifesci | Module/ Monitor, Cardiac Output |  | MODULECARDIACOUTPUT-Edwards Lifesci-Vigilance II |  |  |  |  | Covered PM Repair - Biomedical | MHHS-TMC
NO | NO | [5 empty] | Edwards Lifesciences | VIGILANCE II |  | VG007612 | TMC - CULLEN - MICU (2C) | MHHS-TMC |  | Module/ Monitor, Cardiac Output |  |  |  | TMC |  | TMC - CULLEN - MICU (2C) | [5 empty] | CARDIAC OUTPUT UNITS |  | MODULECARDIACOUTPUT-Edwards Lifesci-Vigilance II | MODULECARDIACOUTPUT | Vigilance II |  |  |  | Edwards Lifesci | Module/ Monitor, Cardiac Output |  | MODULECARDIACOUTPUT-Edwards Lifesci-Vigilance II |  |  |  |  | Covered PM Repair - Biomedical | MHHS-TMC
NO | NO |  |  |  | 069-28181 |  | Edwards Lifesciences | VIGILANCE II |  | VG007274 | TMC - HERMANN - STICU (3HP) | MHHS-TMC |  | Module/ Monitor, Cardiac Output |  | 069-28181 |  | TMC |  | TMC - HERMANN - STICU (3HP) | [5 empty] | CARDIAC OUTPUT UNITS |  | MODULECARDIACOUTPUT-Edwards Lifesci-Vigilance II | MODULECARDIACOUTPUT | Vigilance II |  |  |  | Edwards Lifesci | Module/ Monitor, Cardiac Output |  | MODULECARDIACOUTPUT-Edwards Lifesci-Vigilance II |  |  |  |  | Covered PM Repair - Biomedical | MHHS-TMC
NO | NO |  |  |  | 069-28197 |  | Edwards Lifesciences | VIGILANCE II |  | VG007280 | TMC - HERMANN - STICU (3HP) | MHHS-TMC |  | Module/ Monitor, Cardiac Output |  | 069-28197 |  | TMC |  | TMC - HERMANN - STICU (3HP) | [5 empty] | CARDIAC OUTPUT UNITS |  | MODULECARDIACOUTPUT-Edwards Lifesci-Vigilance II | MODULECARDIACOUTPUT | Vigilance II |  |  |  | Edwards Lifesci | Module/ Monitor, Cardiac Output |  | MODULECARDIACOUTPUT-Edwards Lifesci-Vigilance II |  |  |  |  | Covered PM Repair - Biomedical | MHHS-TMC
NO | NO |  |  |  | 074-01003 |  | Edwards Lifesciences | VIGILANCE II |  | VG007602 | TMC - HERMANN - STICU (3HP) | MHHS-TMC |  | Module/ Monitor, Cardiac Output |  | 074-01003 |  | TMC |  | TMC - HERMANN - STICU (3HP) | [5 empty] | CARDIAC OUTPUT UNITS |  | MODULECARDIACOUTPUT-Edwards Lifesci-Vigilance II | MODULECARDIACOUTPUT | Vigilance II |  |  |  | Edwards Lifesci | Module/ Monitor, Cardiac Output |  | MODULECARDIACOUTPUT-Edwards Lifesci-Vigilance II |  |  |  |  | Covered PM Repair - Biomedical | MHHS-TMC
NO | NO |  |  |  | 069-27855 |  | Edwards Lifesciences | VIGILANCE II |  | VG007162 | TMC - HVI - CCU (4HVI) | MHHS-TMC |  | Module/ Monitor, Cardiac Output |  | 069-27855 |  | TMC |  | TMC - HVI - CCU (4HVI) | [5 empty] | CARDIAC OUTPUT UNITS |  | MODULECARDIACOUTPUT-Edwards Lifesci-Vigilance II | MODULECARDIACOUTPUT | Vigilance II |  |  |  | Edwards Lifesci | Module/ Monitor, Cardiac Output |  | MODULECARDIACOUTPUT-Edwards Lifesci-Vigilance II |  |  |  |  | Covered PM Repair - Biomedical | MHHS-TMC
NO | NO |  |  |  | 074-00303 |  | Edwards Lifesciences | VIGILANCE II |  | VG005654 | TMC - HVI - CCU (4HVI) | MHHS-TMC |  | Module/ Monitor, Cardiac Output |  | 074-00303 |  | TMC |  | TMC - HVI - CCU (4HVI) | [5 empty] | CARDIAC OUTPUT UNITS |  | MODULECARDIACOUTPUT-Edwards Lifesci-Vigilance II | MODULECARDIACOUTPUT | Vigilance II |  |  |  | Edwards Lifesci | Module/ Monitor, Cardiac Output |  | MODULECARDIACOUTPUT-Edwards Lifesci-Vigilance II |  |  |  |  | Covered PM Repair - Biomedical | MHHS-TMC
NO | NO |  |  |  | 074-00679 |  | Edwards Lifesciences | VIGILANCE II |  | VG005612 | TMC - HVI - CVICU (8HVI) | MHHS-TMC |  | Module/ Monitor, Cardiac Output |  | 074-00679 |  | TMC |  | TMC - HVI - CVICU (8HVI) | [5 empty] | CARDIAC OUTPUT UNITS |  | MODULECARDIACOUTPUT-Edwards Lifesci-Vigilance II | MODULECARDIACOUTPUT | Vigilance II |  |  |  | Edwards Lifesci | Module/ Monitor, Cardiac Output |  | MODULECARDIACOUTPUT-Edwards Lifesci-Vigilance II |  |  |  |  | Covered PM Repair - Biomedical | MHHS-TMC
NO | NO |  |  |  | 074-05235 |  | Edwards Lifesciences | VIGILANCE II |  | VG005645 | TMC - HVI - CVICU (8HVI) | MHHS-TMC |  | Module/ Monitor, Cardiac Output |  | 074-05235 |  | TMC |  | TMC - HVI - CVICU (8HVI) | [5 empty] | CARDIAC OUTPUT UNITS |  | MODULECARDIACOUTPUT-Edwards Lifesci-Vigilance II | MODULECARDIACOUTPUT | Vigilance II |  |  |  | Edwards Lifesci | Module/ Monitor, Cardiac Output |  | MODULECARDIACOUTPUT-Edwards Lifesci-Vigilance II |  |  |  |  | Covered PM Repair - Biomedical | MHHS-TMC
NO | NO |  |  |  | 069-28174 |  | Edwards Lifesciences | VIGILANCE II |  | VG007613 | TMC - HVI - HEART FAILURE ICU (5HVI) | MHHS-TMC |  | Module/ Monitor, Cardiac Output |  | 069-28174 |  | TMC |  | TMC - HVI - HEART FAILURE ICU (5HVI) | [5 empty] | CARDIAC OUTPUT UNITS |  | MODULECARDIACOUTPUT-Edwards Lifesci-Vigilance II | MODULECARDIACOUTPUT | Vigilance II |  |  |  | Edwards Lifesci | Module/ Monitor, Cardiac Output |  | MODULECARDIACOUTPUT-Edwards Lifesci-Vigilance II |  |  |  |  | Not Covered Vendor Only - Lab Ana/Anes | MHHS-TMC
NO | NO |  |  |  | 069-28198 |  | Edwards Lifesciences | VIGILANCE II |  | VG007605 | TMC - JONES - BURN UNIT (8J) | MHHS-TMC |  | Module/ Monitor, Cardiac Output |  | 069-28198 |  | TMC |  | TMC - JONES - BURN UNIT (8J) | [5 empty] | CARDIAC OUTPUT UNITS |  | MODULECARDIACOUTPUT-Edwards Lifesci-Vigilance II | MODULECARDIACOUTPUT | Vigilance II |  |  |  | Edwards Lifesci | Module/ Monitor, Cardiac Output |  | MODULECARDIACOUTPUT-Edwards Lifesci-Vigilance II |  |  |  |  | Covered PM Repair - Biomedical | MHHS-TMC
NO | NO |  |  |  | 069-27858 |  | Edwards Lifesciences | VIGILANCE II |  | VG007159 | TMC - JONES - NEURO ICU (7J) | MHHS-TMC |  | Module/ Monitor, Cardiac Output |  | 069-27858 |  | TMC |  | TMC - JONES - NEURO ICU (7J) | [5 empty] | CARDIAC OUTPUT UNITS |  | MODULECARDIACOUTPUT-Edwards Lifesci-Vigilance II | MODULECARDIACOUTPUT | Vigilance II |  |  |  | Edwards Lifesci | Module/ Monitor, Cardiac Output |  | MODULECARDIACOUTPUT-Edwards Lifesci-Vigilance II |  |  |  |  | Covered PM Repair - Biomedical | MHHS-TMC
NO | NO |  |  |  | 069-27860 |  | Edwards Lifesciences | VIGILANCE II |  | VG007163 | TMC - JONES - NEURO ICU (7J) | MHHS-TMC |  | Module/ Monitor, Cardiac Output |  | 069-27860 |  | TMC |  | TMC - JONES - NEURO ICU (7J) | [5 empty] | CARDIAC OUTPUT UNITS |  | MODULECARDIACOUTPUT-Edwards Lifesci-Vigilance II | MODULECARDIACOUTPUT | Vigilance II |  |  |  | Edwards Lifesci | Module/ Monitor, Cardiac Output |  | MODULECARDIACOUTPUT-Edwards Lifesci-Vigilance II |  |  |  |  | Covered PM Repair - Radiology, Low End | MHHS-TMC
NO | NO |  |  |  | 069-28173 |  | Edwards Lifesciences | VIGILANCE II |  | VG007603 | TMC - JONES - TSCU (9J) | MHHS-TMC |  | Module/ Monitor, Cardiac Output |  | 069-28173 |  | TMC |  | TMC - JONES - TSCU (9J) | [5 empty] | CARDIAC OUTPUT UNITS |  | MODULECARDIACOUTPUT-Edwards Lifesci-Vigilance II | MODULECARDIACOUTPUT | Vigilance II |  |  |  | Edwards Lifesci | Module/ Monitor, Cardiac Output |  | MODULECARDIACOUTPUT-Edwards Lifesci-Vigilance II |  |  |  |  | Not Covered Vendor Only - Rad, Low End | MHHS-TMC
NO | NO |  |  |  | 069-29453 |  | Edwards Lifesciences | VIGILANCE II |  | VG003778 | TMC - OR - ANESTHESIA (OLD) | MHHS-TMC |  | Module/ Monitor, Cardiac Output |  | 069-29453 |  | TMC |  | TMC - OR - ANESTHESIA (OLD) | [5 empty] | CARDIAC OUTPUT UNITS |  | MODULECARDIACOUTPUT-Edwards Lifesci-Vigilance II | MODULECARDIACOUTPUT | Vigilance II |  |  |  | Edwards Lifesci | Module/ Monitor, Cardiac Output |  | MODULECARDIACOUTPUT-Edwards Lifesci-Vigilance II |  |  |  |  | Covered PM Repair - Biomedical | MHHS-TMC
NO | NO | [5 empty] | Edwards Lifesciences | VIGILANCE II |  | VG002403 | TMC - OR - CVOR (7HVI) | MHHS-TMC |  | Module/ Monitor, Cardiac Output |  |  |  | TMC |  | TMC - OR - CVOR (7HVI) | [5 empty] | CARDIAC OUTPUT UNITS |  | MODULECARDIACOUTPUT-Edwards Lifesci-Vigilance II | MODULECARDIACOUTPUT | Vigilance II |  |  |  | Edwards Lifesci | Module/ Monitor, Cardiac Output |  | MODULECARDIACOUTPUT-Edwards Lifesci-Vigilance II |  |  |  |  | Covered PM Repair - Biomedical | MHHS-TMC
NO | NO |  |  |  | 029-10992 |  | Edwards Lifesciences | VIGILANCE II |  | VG010470 | WOODLANDS - OR | MHHS-Woodlands |  | Module/ Monitor, Cardiac Output |  | 029-10992 |  | Woodlands |  | WOODLANDS - OR | [5 empty] | CARDIAC OUTPUT UNITS |  | MODULECARDIACOUTPUT-Edwards Lifesci-Vigilance II | MODULECARDIACOUTPUT | Vigilance II |  |  |  | Edwards Lifesci | Module/ Monitor, Cardiac Output |  | MODULECARDIACOUTPUT-Edwards Lifesci-Vigilance II |  |  |  |  | Not Covered Vendor Only - Biomedical | MHHS-Woodlands
NO | NO | [5 empty] | Edwards Lifesciences | VIGILANCE II |  | VG000323 | WOODLANDS - SICU | MHHS-Woodlands |  | Module/ Monitor, Cardiac Output |  |  |  | Woodlands |  | WOODLANDS - SICU | [5 empty] | CARDIAC OUTPUT UNITS |  | MODULECARDIACOUTPUT-Edwards Lifesci-Vigilance II | MODULECARDIACOUTPUT | Vigilance II |  |  |  | Edwards Lifesci | Module/ Monitor, Cardiac Output |  | MODULECARDIACOUTPUT-Edwards Lifesci-Vigilance II |  |  |  |  | Not Covered Vendor Only - Biomedical | MHHS-Woodlands
NO | NO | [5 empty] | Edwards Lifesciences | VIGILANCE II |  | VG000424 | WOODLANDS - SICU | MHHS-Woodlands |  | Module/ Monitor, Cardiac Output |  |  |  | Woodlands |  | WOODLANDS - SICU | [5 empty] | CARDIAC OUTPUT UNITS |  | MODULECARDIACOUTPUT-Edwards Lifesci-Vigilance II | MODULECARDIACOUTPUT | Vigilance II |  |  |  | Edwards Lifesci | Module/ Monitor, Cardiac Output |  | MODULECARDIACOUTPUT-Edwards Lifesci-Vigilance II |  |  |  |  | Not Covered Vendor Only - Biomedical | MHHS-Woodlands
NO | NO | [5 empty] | Edwards Lifesciences | VIGILANCE II |  | VG000336 | WOODLANDS - SICU | MHHS-Woodlands |  | Module/ Monitor, Cardiac Output |  |  |  | Woodlands |  | WOODLANDS - SICU | [5 empty] | CARDIAC OUTPUT UNITS |  | MODULECARDIACOUTPUT-Edwards Lifesci-Vigilance II | MODULECARDIACOUTPUT | Vigilance II |  |  |  | Edwards Lifesci | Module/ Monitor, Cardiac Output |  | MODULECARDIACOUTPUT-Edwards Lifesci-Vigilance II |  |  |  |  | Not Covered Vendor Only - Biomedical | MHHS-Woodlands
NO | YES |  |  |  | 041-16654 | 041-16654 | Edwards Lifesciences | Vigilance ll |  | VG012001 | MEMORIAL CITY - MOR |  |  |  |  | 041-16654 | 041-16654 | West | Memorial city -memorial herman hospital center | MEMORIAL CITY - MOR | Procedure room 2
NO | YES |  |  |  | 069-28180 | 069-28180 | Edwards Lifesciences | VIGILEO |  | VL010546 | TMC-Hermann-STICU (3Hp) | MHHS-TMC |  | Module/ Monitor, Cardiac Output |  | 069-28180 | 069-28180 | TMC | MHHS-TMC | TMC-Hermann-STICU (3Hp) | Biomed shop | 10/1/19 |  |  |  | MONITORS, PHYSIOLOGIC, VITAL SIGNS | Module/ Monitor, Cardiac Output | MODULECARDIACOUTPUT-Edwards Lifesci-Vigileo | MODULECARDIACOUTPUT | Vigileo |  |  |  | Edwards Lifesci | Module/ Monitor, Cardiac Output |  | MODULECARDIACOUTPUT-Edwards Lifesci-Vigileo |  | 9/19/20 |  | MCO-A | Not Covered Vendor Only - Biomedical | MHHS-TMC | [8 empty] | MODULECARDIACOUTPUT | Module/ Monitor, Cardiac Output | Edwards Lifesci
NO | YES |  |  |  | 069-29077 | 069-29077 | Edwards Lifesciences | VIGILEO |  | VL001842 | TMC-Jones-TSCU (9J) | MHHS-TMC |  | Module/ Monitor, Cardiac Output |  | 069-29077 | 069-29077 | TMC | MHHS-TMC | TMC-Jones-TSCU (9J) | [5 empty] | MONITORS, PHYSIOLOGIC, VITAL SIGNS |  | MODULECARDIACOUTPUT-Edwards Lifesci-Vigileo | MODULECARDIACOUTPUT | Vigileo |  |  |  | Edwards Lifesci | Module/ Monitor, Cardiac Output |  | MODULECARDIACOUTPUT-Edwards Lifesci-Vigileo |  | 9/19/20 |  |  | Not Covered Vendor Only - Biomedical | MHHS-TMC
NO | YES |  |  |  | 069-29693 |  | Edwards Lifesciences | VIGILEO |  | VL009253 | TMC-OR-Anesthesia (Old) | MHHS-TMC |  | Module/ Monitor, Cardiac Output |  | 069-29693 |  | TMC | MHHS-TMC | TMC-OR-Anesthesia (Old) | Biomed Shop | 9/1/19 |  | 9/1/20 |  | MONITORS, PHYSIOLOGIC, VITAL SIGNS | Module/ Monitor, Cardiac Output | MODULECARDIACOUTPUT-Edwards Lifesci-Vigileo | MODULECARDIACOUTPUT | Vigileo |  |  |  | Edwards Lifesci | Module/ Monitor, Cardiac Output |  | MODULECARDIACOUTPUT-Edwards Lifesci-Vigileo |  | 9/19/20 |  | MCO-A | Not Covered Vendor Only - Biomedical | MHHS-TMC | [8 empty] | MODULECARDIACOUTPUT | Module/ Monitor, Cardiac Output | Edwards Lifesci
NO | YES |  |  |  | 069-24117 | 069-24117 | Edwards Lifesciences | Vigileo |  | VL005383 | TMC-OR-Surgical Robotics (2Hp) |  |  |  |  | 069-24117 | 069-24117 | TMC | MHHS-TMC | TMC-OR-Surgical Robotics (2Hp) | S2 OR 4 | 9/1/19 |  | 9/1/20
NO | NO |  |  |  | 077-04970 |  | Edwards Lifesciences | VIGILEO |  | VL001777 | TMC - CHILDRENS - PICU (9HP) | MHHS-TMC |  | Module/ Monitor, Cardiac Output |  | 077-04970 |  | TMC |  | TMC - CHILDRENS - PICU (9HP) | [5 empty] | MONITORS, PHYSIOLOGIC, VITAL SIGNS |  | MODULECARDIACOUTPUT-Edwards Lifesci-Vigileo | MODULECARDIACOUTPUT | Vigileo |  |  |  | Edwards Lifesci | Module/ Monitor, Cardiac Output |  | MODULECARDIACOUTPUT-Edwards Lifesci-Vigileo |  |  |  |  | Not Covered Vendor Only - Biomedical | MHHS-TMC
NO | NO |  |  |  | 077-06441 |  | Edwards Lifesciences | VIGILEO |  | VL015545 | TMC - CHILDRENS - PICU (9HP) | MHHS-TMC |  | Module/ Monitor, Cardiac Output |  | 077-06441 |  | TMC |  | TMC - CHILDRENS - PICU (9HP) | [5 empty] | MONITORS, PHYSIOLOGIC, VITAL SIGNS |  | MODULECARDIACOUTPUT-Edwards Lifesci-Vigileo | MODULECARDIACOUTPUT | Vigileo |  |  |  | Edwards Lifesci | Module/ Monitor, Cardiac Output |  | MODULECARDIACOUTPUT-Edwards Lifesci-Vigileo |  |  |  |  | Not Covered Vendor Only - Biomedical | MHHS-TMC
NO | NO |  |  |  | 077-06442 |  | Edwards Lifesciences | VIGILEO |  | VL010541 | TMC - CHILDRENS - PICU (9HP) | MHHS-TMC |  | Module/ Monitor, Cardiac Output |  | 077-06442 |  | TMC |  | TMC - CHILDRENS - PICU (9HP) | [5 empty] | MONITORS, PHYSIOLOGIC, VITAL SIGNS |  | MODULECARDIACOUTPUT-Edwards Lifesci-Vigileo | MODULECARDIACOUTPUT | Vigileo |  |  |  | Edwards Lifesci | Module/ Monitor, Cardiac Output |  | MODULECARDIACOUTPUT-Edwards Lifesci-Vigileo |  |  |  |  | Not Covered Vendor Only - Biomedical | MHHS-TMC
NO | NO |  |  |  | 069-21458 |  | Edwards Lifesciences | VIGILEO |  | VL001771 | TMC - CULLEN - MICU (2C) | MHHS-TMC |  | Module/ Monitor, Cardiac Output |  | 069-21458 |  | TMC |  | TMC - CULLEN - MICU (2C) | [5 empty] | MONITORS, PHYSIOLOGIC, VITAL SIGNS |  | MODULECARDIACOUTPUT-Edwards Lifesci-Vigileo | MODULECARDIACOUTPUT | Vigileo |  |  |  | Edwards Lifesci | Module/ Monitor, Cardiac Output |  | MODULECARDIACOUTPUT-Edwards Lifesci-Vigileo |  |  |  |  | Not Covered Vendor Only - Biomedical | MHHS-TMC
NO | NO |  |  |  | 069-29078 |  | Edwards Lifesciences | VIGILEO |  | VL006479 | TMC - HERMANN - STICU (3HP) | MHHS-TMC |  | Module/ Monitor, Cardiac Output |  | 069-29078 |  | TMC |  | TMC - HERMANN - STICU (3HP) | [5 empty] | MONITORS, PHYSIOLOGIC, VITAL SIGNS |  | MODULECARDIACOUTPUT-Edwards Lifesci-Vigileo | MODULECARDIACOUTPUT | Vigileo |  |  |  | Edwards Lifesci | Module/ Monitor, Cardiac Output |  | MODULECARDIACOUTPUT-Edwards Lifesci-Vigileo |  |  |  |  | Not Covered Vendor Only - Biomedical | MHHS-TMC
NO | NO |  |  |  | 069-33768 |  | Edwards Lifesciences | VIGILEO |  | VL007676 | TMC - HERMANN - STICU (3HP) | MHHS-TMC |  | Module/ Monitor, Cardiac Output |  | 069-33768 |  | TMC |  | TMC - HERMANN - STICU (3HP) | [5 empty] | MONITORS, PHYSIOLOGIC, VITAL SIGNS |  | MODULECARDIACOUTPUT-Edwards Lifesci-Vigileo | MODULECARDIACOUTPUT | Vigileo |  |  |  | Edwards Lifesci | Module/ Monitor, Cardiac Output |  | MODULECARDIACOUTPUT-Edwards Lifesci-Vigileo |  |  |  |  | Not Covered Vendor Only - Biomedical | MHHS-TMC
NO | NO |  |  |  | 069-34002 |  | Edwards Lifesciences | VIGILEO |  | VL006484 | TMC - HERMANN - STICU (3HP) | MHHS-TMC |  | Module/ Monitor, Cardiac Output |  | 069-34002 |  | TMC |  | TMC - HERMANN - STICU (3HP) | [5 empty] | MONITORS, PHYSIOLOGIC, VITAL SIGNS |  | MODULECARDIACOUTPUT-Edwards Lifesci-Vigileo | MODULECARDIACOUTPUT | Vigileo |  |  |  | Edwards Lifesci | Module/ Monitor, Cardiac Output |  | MODULECARDIACOUTPUT-Edwards Lifesci-Vigileo |  |  |  |  | Not Covered Vendor Only - Biomedical | MHHS-TMC
NO | NO |  |  |  | 069-28177 |  | Edwards Lifesciences | VIGILEO |  | VL010548 | TMC - JONES - BURN UNIT (8J) | MHHS-TMC |  | Module/ Monitor, Cardiac Output |  | 069-28177 |  | TMC |  | TMC - JONES - BURN UNIT (8J) | [5 empty] | MONITORS, PHYSIOLOGIC, VITAL SIGNS |  | MODULECARDIACOUTPUT-Edwards Lifesci-Vigileo | MODULECARDIACOUTPUT | Vigileo |  |  |  | Edwards Lifesci | Module/ Monitor, Cardiac Output |  | MODULECARDIACOUTPUT-Edwards Lifesci-Vigileo |  |  |  |  | Not Covered Vendor Only - Biomedical | MHHS-TMC
NO | NO |  |  |  | 069-28192 |  | Edwards Lifesciences | VIGILEO |  | VL010544 | TMC - OR - ANESTHESIA (OLD) | MHHS-TMC |  | Module/ Monitor, Cardiac Output |  | 069-28192 |  | TMC |  | TMC - OR - ANESTHESIA (OLD) | [5 empty] | MONITORS, PHYSIOLOGIC, VITAL SIGNS |  | MODULECARDIACOUTPUT-Edwards Lifesci-Vigileo | MODULECARDIACOUTPUT | Vigileo |  |  |  | Edwards Lifesci | Module/ Monitor, Cardiac Output |  | MODULECARDIACOUTPUT-Edwards Lifesci-Vigileo |  |  |  |  | Not Covered Vendor Only - Biomedical | MHHS-TMC
NO | NO | [5 empty] | Edwards Lifesciences | VIGILEO |  | VL010553 | TMC - OR - ANESTHESIA (OLD) | MHHS-TMC |  | Module/ Monitor, Cardiac Output |  |  |  | TMC |  | TMC - OR - ANESTHESIA (OLD) | [5 empty] | MONITORS, PHYSIOLOGIC, VITAL SIGNS |  | MODULECARDIACOUTPUT-Edwards Lifesci-Vigileo | MODULECARDIACOUTPUT | Vigileo |  |  |  | Edwards Lifesci | Module/ Monitor, Cardiac Output |  | MODULECARDIACOUTPUT-Edwards Lifesci-Vigileo |  |  |  |  | Not Covered Vendor Only - Biomedical | MHHS-TMC
NO | YES |  |  |  | 583-01041 | 583-01041 | efi Sports Medicine | TOTAL GYM |  | EFI-2651 | Katy Rehab-Outpatient Rehab 3rd Floor | MHHS-Katy Rehab |  | System, Exerciser, Multi-Weight |  | 583-01041 | 583-01041 | Katy | MHHS-Others | Katy Rehab-Outpatient Rehab 3rd Floor | Katy - Outpatient Rehab |  |  |  |  | EXERCISERS | System, Exerciser, Multi-Weight | SYSTEMEXERMULTIWEIGHT-efi Sports Med-Total Gym | SYSTEMEXERMULTIWEIGHT | Total Gym |  |  |  | efi Sports Med | System, Exerciser, Multi-Weight |  | SYSTEMEXERMULTIWEIGHT-efi Sports Med-Total Gym |  | 4/1/18 |  |  | Covered PM Repair - Biomedical | MHHS-Katy Rehab | [8 empty] | SYSTEMEXERMULTIWEIGHT | System, Exerciser, Multi-Weight | efi Sports Med
NO | YES |  |  |  | 151-01765 | 151-01765 | Eizo Corporation | FlexScan S2133 |  |  | Biomed | MHHS-Cypress |  |  |  | 151-01765 | 151-01765 | Northwest | Memorial Hermann Cypress Hospital | Biomed | M2506 |  |  |  |  | POWER SUPPLIES |  | .needs class |  |  |  |  | .needs class | GE | [7 empty] | Covered PM Repair - Biomedical | MHHS-Cypress
YES | YES |  |  |  | 151-01769 | 151-01769 | Eizo Corporation | FlexScan S2133 |  |  | CY - OR |  |  |  |  | 151-01769 | 151-01769 | Northwest | Memorial Hermann Cypress Hospital | CY - OR | Biomed Shop | 3/1/18 | 3/1/19
YES | YES |  |  |  | 151-01766 | 151-01766 | Eizo Corporation | FlexScan S2133 |  |  | M2 506 |  |  |  |  | 151-01766 | 151-01766 | Northwest | Memorial Hermann Cypress Hospital | M2 506 | Biomed Shop Storage | 3/1/18 | 3/1/19
YES | YES |  |  |  | 151-01768 | 151-01768 | Eizo Corporation | FlexScan S2133 | [7 empty] | 151-01768 | 151-01768 | Cypress | Memorial Hermann Cypress Hospital |  | Next to the biomed shop | 3/1/19 | 3/1/18
YES | YES |  |  |  | 099-01409 | 099-01409 | Eizo Inc |  |  | SHXXN004101 | NE - IMU1 |  |  |  |  | 099-01409 | 099-01409 | Katy | Memorial Hermann Northeast Hospital | NE - IMU1 | Cath lab room 1 |  |  |  | Model may be Artis assist B
YES | YES |  |  |  | 099-01410 | 099-01410 | Eizo Inc |  |  | SHXXN004098 | [5 empty] | 099-01410 | 099-01410 | Katy | Memorial Hermann Northeast Hospital |  | Cath Lab | 2/1/20
YES | YES | Serial Number 9223372036854780000 |  |  | 099-09093 | 099-09093 | Eizo Inc | CuratOR EX2620 |  |  | TMC - sarofim 2 - OR |  |  |  |  | 099-09093 | 099-09093 | TMC | Memorial Hermann-Texas Medical Center | TMC - sarofim 2 - OR | sarofim 2 - OR | [5 empty] | Monitor, Video | MONITORVIDEO-Eizo Inc-CuratOR EX2620 | [22 empty] | Monitor, Video | MONITORVIDEO | Monitor, Video | Eizo Inc
YES | YES |  |  |  | 099-07068 | 099-07068 | Eizo Inc | DSC 5515-DC |  |  | TMC - RADIOLOGY - IR/ANGIO |  |  |  |  | 099-07068 | 099-07068 | TMC | Memorial Hermann-Texas Medical Center | TMC - RADIOLOGY - IR/ANGIO | OR-08
YES | YES |  |  |  | 099-10018 | 099-10018 | Eizo Inc | DSC5515-DC |  | S10000002441 | TMC - SAROFIM 3 - OR |  |  |  |  | 099-10018 | 099-10018 | TMC | Memorial Hermann Texas Medical Center | TMC - SAROFIM 3 - OR | Sarofim OR 3
YES | YES |  |  |  | 099-07066 | 099-07066 | Eizo Inc | DSHC 1914-DC |  |  | TMC - RADIOLOGY - IR/ANGIO |  |  |  |  | 099-07066 | 099-07066 | TMC | Memorial Hermann-Texas Medical Center | TMC - RADIOLOGY - IR/ANGIO | OR-08
YES | YES |  |  |  | 099-07067 | 099-07067 | Eizo Inc | DSHC 1914-DC |  |  | TMC - RADIOLOGY - IR/ANGIO |  |  |  |  | 099-07067 | 099-07067 | TMC | Memorial Hermann-Texas Medical Center | TMC - RADIOLOGY - IR/ANGIO | OR-08
YES | YES |  |  |  | 145-00915 | 145-00915 | Eizo Inc | FlexScan S2133 |  |  | PEARLAND - CARDIAC CATH LAB |  |  |  |  | 145-00915 | 145-00915 | Pearland | Memorial Hermann Pearland Hospital | PEARLAND - CARDIAC CATH LAB | S2 227.1 |  |  |  | No pm |  | Monitor, Video | MONITORVIDEO-Eizo Nanao Corp-FlexScan S2133 | [22 empty] | Monitor, Video | MONITORVIDEO | Monitor, Video | Eizo Inc
YES | YES |  |  |  | 041-33726 | 041-33726 | Eizo Inc | LCD2090UXI-BK-1 |  |  | MEMORIAL CITY - CATH LAB |  |  |  |  | 041-33726 | 041-33726 | West | Memorial Hermann Heart | MEMORIAL CITY - CATH LAB | Cath Lab Control Area |  |  |  |  | MONITORS, VIDEO
YES | YES |  |  |  |  | 074-00473 | Eizo Inc | Oftd0144A1 |  |  | TMC - CATH LAB - HOLDING (2HVI) | [5 empty] | 074-00473 | TMC | Memorial Hermann-Texas Medical Center | TMC - CATH LAB - HOLDING (2HVI) | HOLDING (2HVI) |  |  | 3/1/20
YES | YES |  |  |  | 041-33727 | 041-33727 | Eizo Inc | OFTD1883 |  |  | MEMORIAL CITY - CATH LAB |  |  |  |  | 041-33727 | 041-33727 | West | Memorial Hermann Heart | MEMORIAL CITY - CATH LAB | Cath Lab Control Area
NO | YES |  |  |  | 069-41783 | 069-41783 | Eizo Nanao Technologies | CURATOR EX2620 |  |  | TMC-Sarofim 1-Adult ER | MHHS-TMC |  | Monitor, Video |  | 069-41783 | 069-41783 | TMC | MHHS-TMC | TMC-Sarofim 1-Adult ER | TMC - SAROFIM 1 - ADULT T16 |  |  |  |  | MONITORS, VIDEO | Monitor, Video | MONITORVIDEO-Eizo Inc-CuratOR EX2620 | MONITORVIDEO | CuratOR EX2620 |  |  |  | Eizo Inc | Monitor, Video |  |  | MONITORVIDEO-Eizo Inc-CuratOR EX2620 | 1/15/20 |  |  | Not Covered Vendor Only - Resp/Ster | MHHS-TMC | [8 empty] | MONITORVIDEO | Monitor, Video | Eizo Inc
NO | YES |  |  |  | 069-45645 | 069-45645 | Eizo Nanao Technologies | CURATOR EX2620 |  |  | TMC-Sarofim 1-Adult ER | MHHS-TMC |  | Monitor, Video |  | 069-45645 | 069-45645 | TMC | MHHS-TMC | TMC-Sarofim 1-Adult ER | TMC - SAROFIM 1 - ADULT T17 |  |  |  |  | MONITORS, VIDEO | Monitor, Video | MONITORVIDEO-Eizo Inc-CuratOR EX2620 | MONITORVIDEO | CuratOR EX2620 |  |  |  | Eizo Inc | Monitor, Video |  |  | MONITORVIDEO-Eizo Inc-CuratOR EX2620 | 1/15/20 |  |  | Not Covered Vendor Only - Resp/Ster | MHHS-TMC | [8 empty] | MONITORVIDEO | Monitor, Video | Eizo Inc
NO | YES |  |  |  | 069-45647 | 069-45647 | Eizo Nanao Technologies | CURATOR EX2620 |  |  | TMC-Sarofim 1-Adult ER | MHHS-TMC |  | Monitor, Video |  | 069-45647 | 069-45647 | TMC | MHHS-TMC | TMC-Sarofim 1-Adult ER | TMC - SAROFIM 1 - ADULT T18 |  |  |  |  | MONITORS, VIDEO | Monitor, Video | MONITORVIDEO-Eizo Inc-CuratOR EX2620 | MONITORVIDEO | CuratOR EX2620 |  |  |  | Eizo Inc | Monitor, Video |  |  | MONITORVIDEO-Eizo Inc-CuratOR EX2620 | 1/15/20 |  |  | Not Covered Vendor Only - Resp/Ster | MHHS-TMC | [8 empty] | MONITORVIDEO | Monitor, Video | Eizo Inc
NO | YES |  |  |  | 069-45664 | 069-45664 | Eizo Nanao Technologies | CURATOR EX2620 |  |  | TMC-Hermann-Adult ER (1Hp) |  |  | Monitor, Video |  | 069-45664 | 069-45664 | TMC | MHHS-TMC | TMC-Hermann-Adult ER (1Hp) | Trauma 06 |  |  |  | No PM Sticker | MONITORS, VIDEO | Monitor, Video | MONITORVIDEO-Eizo Inc-CuratOR EX2620 | MONITORVIDEO | CuratOR EX2620 |  |  |  | Eizo Inc | Monitor, Video |  |  | MONITORVIDEO-Eizo Inc-CuratOR EX2620 | 1/15/20 |  |  | Not Covered Vendor Only - Resp/Ster | [9 empty] | MONITORVIDEO | Monitor, Video | Eizo Inc
NO | YES |  |  |  | 069-45665 | 069 /W | Eizo Nanao Technologies | CURATOR EX2620 |  |  | TMC-Sarofim 1-Adult ER | MHHS-TMC |  | Monitor, Video |  | 069-45665 | 069 /W | TMC | MHHS-TMC | TMC-Sarofim 1-Adult ER | Trauma |  |  | 3/1/20 | No PM Sticker | MONITORS, VIDEO | Monitor, Video | MONITORVIDEO-Eizo Inc-CuratOR EX2620 | MONITORVIDEO | CuratOR EX2620 |  |  |  | Eizo Inc | Monitor, Video |  |  | MONITORVIDEO-Eizo Inc-CuratOR EX2620 | 1/15/20 |  |  | Not Covered Vendor Only - Resp/Ster | MHHS-TMC | [8 empty] | MONITORVIDEO | Monitor, Video | Eizo Inc
NO | YES |  |  |  | 069-45667 | 069-45667 | Eizo Nanao Technologies | CURATOR EX2620 |  |  | TMC-Sarofim 1-Adult ER | MHHS-TMC |  | Monitor, Video |  | 069-45667 | 069-45667 | TMC | MHHS-TMC | TMC-Sarofim 1-Adult ER | Trauma 12 |  |  |  |  | MONITORS, VIDEO | Monitor, Video | MONITORVIDEO-Eizo Inc-CuratOR EX2620 | MONITORVIDEO | CuratOR EX2620 |  |  |  | Eizo Inc | Monitor, Video |  |  | MONITORVIDEO-Eizo Inc-CuratOR EX2620 | 1/15/20 |  |  | Not Covered Vendor Only - Resp/Ster | MHHS-TMC | [8 empty] | MONITORVIDEO | Monitor, Video | Eizo Inc
NO | YES |  |  |  | 069-47858 | 069-47858 | Eizo Nanao Technologies | CURATOR EX2620 |  |  | TMC-Sarofim 1-Adult ER | MHHS-TMC |  | Monitor, Video |  | 069-47858 | 069-47858 | TMC | MHHS-TMC | TMC-Sarofim 1-Adult ER | TMC - SAROFIM 1 - ADULT T02 |  |  |  |  | MONITORS, VIDEO | Monitor, Video | MONITORVIDEO-Eizo Inc-CuratOR EX2620 | MONITORVIDEO | CuratOR EX2620 |  |  |  | Eizo Inc | Monitor, Video |  |  | MONITORVIDEO-Eizo Inc-CuratOR EX2620 | 1/10/20 |  |  | Not Covered Vendor Only - Resp/Ster | MHHS-TMC | [8 empty] | MONITORVIDEO | Monitor, Video | Eizo Inc
NO | YES |  |  |  | 069-47862 | 069-47862 | Eizo Nanao Technologies | CURATOR EX2620 |  |  | TMC-Sarofim 1-Adult ER | MHHS-TMC |  | Monitor, Video |  | 069-47862 | 069-47862 | TMC | MHHS-TMC | TMC-Sarofim 1-Adult ER | Er05 | 3/1/20 |  |  | No PM Sticker | MONITORS, VIDEO | Monitor, Video | MONITORVIDEO-Eizo Inc-CuratOR EX2620 | MONITORVIDEO | CuratOR EX2620 |  |  |  | Eizo Inc | Monitor, Video |  |  | MONITORVIDEO-Eizo Inc-CuratOR EX2620 | 1/10/20 |  |  | Not Covered Vendor Only - Resp/Ster | MHHS-TMC | [8 empty] | MONITORVIDEO | Monitor, Video | Eizo Inc
NO | YES | Asset Tag 069-47864 |  |  | 069-47864 | 069-47864 | Eizo Nanao Technologies | CURATOR EX2620 |  |  | TMC-Sarofim 1-Adult ER | MHHS-TMC |  | Monitor, Video |  | 069-47864 | 069-47864 | TMC | MHHS-TMC | TMC-Sarofim 1-Adult ER | [5 empty] | MONITORS, VIDEO | Monitor, Video | MONITORVIDEO-Eizo Inc-CuratOR EX2620 | MONITORVIDEO | CuratOR EX2620 |  |  |  | Eizo Inc | Monitor, Video |  |  | MONITORVIDEO-Eizo Inc-CuratOR EX2620 | 1/10/20 | Finished from Script 3/27/2020 12:11:52pm (Central) |  | Not Covered Vendor Only - Resp/Ster | MHHS-TMC | [8 empty] | MONITORVIDEO | Monitor, Video | Eizo Inc
NO | YES |  |  |  | 069-47866 | 069-47866 | Eizo Nanao Technologies | CURATOR EX2620 |  |  | TMC-Sarofim 1-Adult ER | MHHS-TMC |  | Monitor, Video |  | 069-47866 | 069-47866 | TMC | MHHS-TMC | TMC-Sarofim 1-Adult ER | Er 7 |  |  |  |  | MONITORS, VIDEO | Monitor, Video | MONITORVIDEO-Eizo Inc-CuratOR EX2620 | MONITORVIDEO | CuratOR EX2620 |  |  |  | Eizo Inc | Monitor, Video |  |  | MONITORVIDEO-Eizo Inc-CuratOR EX2620 | 1/10/20 |  |  | Not Covered Vendor Only - Resp/Ster | MHHS-TMC | [8 empty] | MONITORVIDEO | Monitor, Video | Eizo Inc
NO | YES |  |  |  | 069-47870 | 069-47870 | Eizo Nanao Technologies | CURATOR EX2620 |  |  | TMC-Hermann-Adult ER (1Hp) | MHHS-TMC |  | Monitor, Video |  | 069-47870 | 069-47870 | TMC | MHHS-TMC | TMC-Hermann-Adult ER (1Hp) | TMC - HERMANN - ADULT ER (1HP) |  |  |  |  | MONITORS, VIDEO | Monitor, Video | MONITORVIDEO-Eizo Inc-CuratOR EX2620 | MONITORVIDEO | CuratOR EX2620 |  |  |  | Eizo Inc | Monitor, Video |  |  | MONITORVIDEO-Eizo Inc-CuratOR EX2620 | 1/10/20 |  |  | Not Covered Vendor Only - Resp/Ster | MHHS-TMC | [8 empty] | MONITORVIDEO | Monitor, Video | Eizo Inc
NO | YES |  |  |  | 069-48008 | 069-48008 | Eizo Nanao Technologies | CURATOR EX2620 |  |  | TMC-Sarofim 1-Pedi ER | MHHS-TMC |  | Monitor, Video |  | 069-48008 | 069-48008 | TMC | MHHS-TMC | TMC-Sarofim 1-Pedi ER | Pedi 17 |  |  |  |  | MONITORS, VIDEO | Monitor, Video | MONITORVIDEO-Eizo Inc-CuratOR EX2620 | MONITORVIDEO | CuratOR EX2620 |  |  |  | Eizo Inc | Monitor, Video |  |  | MONITORVIDEO-Eizo Inc-CuratOR EX2620 | 1/10/20 |  |  | Not Covered Vendor Only - Resp/Ster | MHHS-TMC | [8 empty] | MONITORVIDEO | Monitor, Video | Eizo Inc
NO | YES |  |  |  | 069-48010 | 069-48010 | Eizo Nanao Technologies | CURATOR EX2620 |  |  | TMC-Sarofim 1-Pedi ER | MHHS-TMC |  | Monitor, Video |  | 069-48010 | 069-48010 | TMC | MHHS-TMC | TMC-Sarofim 1-Pedi ER | Pedi 21 |  |  |  |  | MONITORS, VIDEO | Monitor, Video | MONITORVIDEO-Eizo Inc-CuratOR EX2620 | MONITORVIDEO | CuratOR EX2620 |  |  |  | Eizo Inc | Monitor, Video |  |  | MONITORVIDEO-Eizo Inc-CuratOR EX2620 | 1/10/20 |  |  | Not Covered Vendor Only - Resp/Ster | MHHS-TMC | [8 empty] | MONITORVIDEO | Monitor, Video | Eizo Inc
NO | YES |  |  |  | 069-48012 | 069-48012 | Eizo Nanao Technologies | CURATOR EX2620 |  |  | TMC-Hermann-Pedi ER (1Hp) | MHHS-TMC |  | Monitor, Video |  | 069-48012 | 069-48012 | TMC | MHHS-TMC | TMC-Hermann-Pedi ER (1Hp) | Nursing |  |  |  |  | MONITORS, VIDEO | Monitor, Video | MONITORVIDEO-Eizo Inc-CuratOR EX2620 | MONITORVIDEO | CuratOR EX2620 |  |  |  | Eizo Inc | Monitor, Video |  |  | MONITORVIDEO-Eizo Inc-CuratOR EX2620 | 1/10/20 |  |  | Not Covered Vendor Only - Resp/Ster | MHHS-TMC | [8 empty] | MONITORVIDEO | Monitor, Video | Eizo Inc
NO | YES |  |  |  | 069-48015 | 069-48015 | Eizo Nanao Technologies | CURATOR EX2620 |  |  | TMC-Hermann-Pedi ER (1Hp) | MHHS-TMC |  | Monitor, Video |  | 069-48015 | 069-48015 | TMC | MHHS-TMC | TMC-Hermann-Pedi ER (1Hp) | Pedi 23 |  |  |  |  | MONITORS, VIDEO | Monitor, Video | MONITORVIDEO-Eizo Inc-CuratOR EX2620 | MONITORVIDEO | CuratOR EX2620 |  |  |  | Eizo Inc | Monitor, Video |  |  | MONITORVIDEO-Eizo Inc-CuratOR EX2620 | 1/10/20 |  |  | Not Covered Vendor Only - Resp/Ster | MHHS-TMC | [8 empty] | MONITORVIDEO | Monitor, Video | Eizo Inc
NO | YES |  |  |  | 069-47271 | 069-47271 | Eizo Nanao Technologies | CURATOR EX2620 |  |  | TMC-Sarofim 2-OR | MHHS-TMC |  | Monitor, Video |  | 069-47271 | 069-47271 | TMC | MHHS-TMC | TMC-Sarofim 2-OR | S2 OR 1 |  |  |  |  | MONITORS, VIDEO |  | MONITORVIDEO-Eizo Inc-CuratOR EX2620 | MONITORVIDEO | CuratOR EX2620 |  |  |  | Eizo Inc | Monitor, Video |  |  | MONITORVIDEO-Eizo Inc-CuratOR EX2620 | 1/10/20 |  |  | Not Covered Vendor Only - Resp/Ster | MHHS-TMC
NO | YES |  |  |  | 069-47272 | 069-47272 | Eizo Nanao Technologies | CURATOR EX2620 |  |  | TMC-Sarofim 2-OR | MHHS-TMC |  | Monitor, Video |  | 069-47272 | 069-47272 | TMC | MHHS-TMC | TMC-Sarofim 2-OR | S2 OR 1 |  |  |  |  | MONITORS, VIDEO |  | MONITORVIDEO-Eizo Inc-CuratOR EX2620 | MONITORVIDEO | CuratOR EX2620 |  |  |  | Eizo Inc | Monitor, Video |  |  | MONITORVIDEO-Eizo Inc-CuratOR EX2620 |  |  |  | Covered PM Repair - Biomedical | MHHS-TMC
NO | YES |  |  |  | 069-47273 | 069-47273 | Eizo Nanao Technologies | CURATOR EX2620 |  |  | TMC-Sarofim 2-OR | MHHS-TMC |  | Monitor, Video |  | 069-47273 | 069-47273 | TMC | MHHS-TMC | TMC-Sarofim 2-OR | S2 OR 1 |  |  |  |  | MONITORS, VIDEO |  | MONITORVIDEO-Eizo Inc-CuratOR EX2620 | MONITORVIDEO | CuratOR EX2620 |  |  |  | Eizo Inc | Monitor, Video |  |  | MONITORVIDEO-Eizo Inc-CuratOR EX2620 |  |  |  | Covered PM Repair - Biomedical | MHHS-TMC
NO | YES |  |  |  | 099-09094 | 099-09094 | Eizo Nanao Technologies | CURATOR EX2620 |  |  | (null) | MHHS-TMC |  | Monitor, Video |  | 099-09094 | 099-09094 | (null) | MHHS-TMC | (null) | (null) |  |  |  | (null) | MONITORS, VIDEO |  | MONITORVIDEO-Eizo Inc-CuratOR EX2620 | MONITORVIDEO | CuratOR EX2620 |  |  |  | Eizo Inc | Monitor, Video |  |  | MONITORVIDEO-Eizo Inc-CuratOR EX2620 |  |  |  | Covered PM Repair - Biomedical | MHHS-TMC
NO | YES |  |  |  | 069-47281 | 069-47281 | Eizo Nanao Technologies | CURATOR EX2620 |  |  | TMC-Sarofim 3-OR | MHHS-TMC |  | Monitor, Video |  | 069-47281 | 069-47281 | TMC | MHHS-TMC | TMC-Sarofim 3-OR | OR3 |  |  |  |  | MONITORS, VIDEO |  | MONITORVIDEO-Eizo Inc-CuratOR EX2620 | MONITORVIDEO | CuratOR EX2620 |  |  |  | Eizo Inc | Monitor, Video |  |  | MONITORVIDEO-Eizo Inc-CuratOR EX2620 |  |  |  | Rounds - Fixed | MHHS-TMC
NO | YES |  |  |  | 069-47282 | 069-47282 | Eizo Nanao Technologies | CURATOR EX2620 |  |  | TMC-Sarofim 3-OR | MHHS-TMC |  | Monitor, Video |  | 069-47282 | 069-47282 | TMC | MHHS-TMC | TMC-Sarofim 3-OR | OR3 |  |  |  |  | MONITORS, VIDEO |  | MONITORVIDEO-Eizo Inc-CuratOR EX2620 | MONITORVIDEO | CuratOR EX2620 |  |  |  | Eizo Inc | Monitor, Video |  |  | MONITORVIDEO-Eizo Inc-CuratOR EX2620 |  |  |  | Covered PM Repair - Biomedical | MHHS-TMC
NO | YES |  |  |  | 069-47283 | 069-47283 | Eizo Nanao Technologies | CURATOR EX2620 |  |  | TMC-Sarofim 3-OR | MHHS-TMC |  | Monitor, Video |  | 069-47283 | 069-47283 | TMC | MHHS-TMC | TMC-Sarofim 3-OR | OR3 |  |  |  |  | MONITORS, VIDEO |  | MONITORVIDEO-Eizo Inc-CuratOR EX2620 | MONITORVIDEO | CuratOR EX2620 |  |  |  | Eizo Inc | Monitor, Video |  |  | MONITORVIDEO-Eizo Inc-CuratOR EX2620 | 8/8/19 |  |  | Covered PM Repair - Biomedical | MHHS-TMC
NO | YES |  |  |  | 069-47305 | 069-47305 | Eizo Nanao Technologies | CURATOR EX2620 |  |  | TMC-Sarofim 2-OR | MHHS-TMC |  | Monitor, Video |  | 069-47305 | 069-47305 | TMC | MHHS-TMC | TMC-Sarofim 2-OR | S2 OR 4 |  |  |  |  | MONITORS, VIDEO |  | MONITORVIDEO-Eizo Inc-CuratOR EX2620 | MONITORVIDEO | CuratOR EX2620 |  |  |  | Eizo Inc | Monitor, Video |  |  | MONITORVIDEO-Eizo Inc-CuratOR EX2620 | 8/8/19 |  |  | Covered PM Repair - Biomedical | MHHS-TMC
NO | YES |  |  |  | 069-47306 | 069-47306 | Eizo Nanao Technologies | CURATOR EX2620 |  |  | TMC-Sarofim 2-OR | MHHS-TMC |  | Monitor, Video |  | 069-47306 | 069-47306 | TMC | MHHS-TMC | TMC-Sarofim 2-OR | S2 OR 4 |  |  |  |  | MONITORS, VIDEO |  | MONITORVIDEO-Eizo Inc-CuratOR EX2620 | MONITORVIDEO | CuratOR EX2620 |  |  |  | Eizo Inc | Monitor, Video |  |  | MONITORVIDEO-Eizo Inc-CuratOR EX2620 | 10/31/13 |  |  | Covered PM Repair - Biomedical | MHHS-TMC
NO | YES |  |  |  | 069-47307 | 069-47307 | Eizo Nanao Technologies | CURATOR EX2620 |  |  | TMC-Sarofim 2-OR | MHHS-TMC |  | Monitor, Video |  | 069-47307 | 069-47307 | TMC | MHHS-TMC | TMC-Sarofim 2-OR | S2 OR 4 |  |  |  |  | MONITORS, VIDEO |  | MONITORVIDEO-Eizo Inc-CuratOR EX2620 | MONITORVIDEO | CuratOR EX2620 |  |  |  | Eizo Inc | Monitor, Video |  |  | MONITORVIDEO-Eizo Inc-CuratOR EX2620 | 12/1/12 |  |  | Covered PM Repair - Biomedical | MHHS-TMC
NO | YES |  |  |  | 069-47619 | 069-47619 | Eizo Nanao Technologies | CURATOR EX2620 |  |  | TMC-OR-Hermann (2Hp) | MHHS-TMC |  | Monitor, Video |  | 069-47619 | 069-47619 | TMC | MHHS-TMC | TMC-OR-Hermann (2Hp) | Or 6 or206 |  |  |  |  | MONITORS, VIDEO |  | MONITORVIDEO-Eizo Inc-CuratOR EX2620 | MONITORVIDEO | CuratOR EX2620 |  |  |  | Eizo Inc | Monitor, Video |  |  | MONITORVIDEO-Eizo Inc-CuratOR EX2620 | 7/24/20 |  |  | Not Covered Vendor Only - Biomedical | MHHS-TMC
NO | YES |  |  |  | 069-47620 | 069-47620 | Eizo Nanao Technologies | CURATOR EX2620 |  |  | TMC-OR-Hermann (2Hp) | MHHS-TMC |  | Monitor, Video |  | 069-47620 | 069-47620 | TMC | MHHS-TMC | TMC-OR-Hermann (2Hp) | Or 6 or206 |  |  |  |  | MONITORS, VIDEO |  | MONITORVIDEO-Eizo Inc-CuratOR EX2620 | MONITORVIDEO | CuratOR EX2620 |  |  |  | Eizo Inc | Monitor, Video |  |  | MONITORVIDEO-Eizo Inc-CuratOR EX2620 | 7/24/20 |  |  | Not Covered Vendor Only - Biomedical | MHHS-TMC
NO | YES |  |  |  | 069-47621 | 069-47621 | Eizo Nanao Technologies | CURATOR EX2620 |  |  | TMC-OR-Hermann (2Hp) | MHHS-TMC |  | Monitor, Video |  | 069-47621 | 069-47621 | TMC | MHHS-TMC | TMC-OR-Hermann (2Hp) | Or 6 or206 |  |  |  |  | MONITORS, VIDEO |  | MONITORVIDEO-Eizo Inc-CuratOR EX2620 | MONITORVIDEO | CuratOR EX2620 |  |  |  | Eizo Inc | Monitor, Video |  |  | MONITORVIDEO-Eizo Inc-CuratOR EX2620 | 7/24/20 |  |  | Not Covered Vendor Only - Biomedical | MHHS-TMC
NO | YES |  |  |  | 069-47743 | 069-47743 | Eizo Nanao Technologies | CURATOR EX2620 |  |  | TMC-Sarofim 2-OR | MHHS-TMC |  | Monitor, Video |  | 069-47743 | 069-47743 | TMC | MHHS-TMC | TMC-Sarofim 2-OR | TMC - SAROFIM 2 -OR |  |  |  |  | MONITORS, VIDEO |  | MONITORVIDEO-Eizo Inc-CuratOR EX2620 | MONITORVIDEO | CuratOR EX2620 |  |  |  | Eizo Inc | Monitor, Video |  |  | MONITORVIDEO-Eizo Inc-CuratOR EX2620 | 7/28/20 |  |  | Not Covered Vendor Only - Biomedical | MHHS-TMC
NO | YES |  |  |  | 069-47744 | 069-47744 | Eizo Nanao Technologies | CURATOR EX2620 |  |  | TMC-Sarofim 2-OR | MHHS-TMC |  | Monitor, Video |  | 069-47744 | 069-47744 | TMC | MHHS-TMC | TMC-Sarofim 2-OR | TMC - SAROFIM 2 -OR |  |  |  |  | MONITORS, VIDEO |  | MONITORVIDEO-Eizo Inc-CuratOR EX2620 | MONITORVIDEO | CuratOR EX2620 |  |  |  | Eizo Inc | Monitor, Video |  |  | MONITORVIDEO-Eizo Inc-CuratOR EX2620 | 7/28/20 |  |  | Not Covered Vendor Only - Biomedical | MHHS-TMC
NO | YES |  |  |  | 069-47746 | 069-47746 | Eizo Nanao Technologies | CURATOR EX2620 |  |  | TMC-Sarofim 2-OR | MHHS-TMC |  | Monitor, Video |  | 069-47746 | 069-47746 | TMC | MHHS-TMC | TMC-Sarofim 2-OR | TMC - SAROFIM 2 -OR |  |  |  |  | MONITORS, VIDEO |  | MONITORVIDEO-Eizo Inc-CuratOR EX2620 | MONITORVIDEO | CuratOR EX2620 |  |  |  | Eizo Inc | Monitor, Video |  |  | MONITORVIDEO-Eizo Inc-CuratOR EX2620 | 7/28/20 |  |  | Not Covered Vendor Only - Biomedical | MHHS-TMC
NO | YES |  |  |  | 069-47941 | 069-47941 | Eizo Nanao Technologies | CURATOR EX2620 |  |  | TMC-Sarofim 2-OR | MHHS-TMC |  | Monitor, Video |  | 069-47941 | 069-47941 | TMC | MHHS-TMC | TMC-Sarofim 2-OR | OR15 |  |  |  | No PM Sticker | MONITORS, VIDEO |  | MONITORVIDEO-Eizo Inc-CuratOR EX2620 | MONITORVIDEO | CuratOR EX2620 |  |  |  | Eizo Inc | Monitor, Video |  |  | MONITORVIDEO-Eizo Inc-CuratOR EX2620 | 7/28/20 |  |  | Not Covered Vendor Only - Biomedical | MHHS-TMC
NO | YES |  |  |  | 069-47943 | 069-47943 | Eizo Nanao Technologies | CURATOR EX2620 |  |  | TMC-Sarofim 2-OR | MHHS-TMC |  | Monitor, Video |  | 069-47943 | 069-47943 | TMC | MHHS-TMC | TMC-Sarofim 2-OR | OR15 |  |  |  | No PM Sticker | MONITORS, VIDEO |  | MONITORVIDEO-Eizo Inc-CuratOR EX2620 | MONITORVIDEO | CuratOR EX2620 |  |  |  | Eizo Inc | Monitor, Video |  |  | MONITORVIDEO-Eizo Inc-CuratOR EX2620 | 9/1/16 |  |  | Covered PM Repair - Biomedical | MHHS-TMC
NO | YES |  |  |  | 069-47316 | 069-47316 | Eizo Nanao Technologies | CURATOR EX2620 |  |  | OR | MHHS-TMC |  | Monitor, Video |  | 069-47316 | 069-47316 | TMC | Memorial Hermann-Texas Medical Center | OR | OR 41 |  |  |  |  | MONITORS, VIDEO |  | MONITORVIDEO-Eizo Inc-CuratOR EX2620 | MONITORVIDEO | CuratOR EX2620 |  |  |  | Eizo Inc | Monitor, Video |  |  | MONITORVIDEO-Eizo Inc-CuratOR EX2620 | 9/1/16 |  |  | Covered PM Repair - Biomedical | MHHS-TMC
NO | YES |  |  |  | 069-47317 | 069-47317 | Eizo Nanao Technologies | CURATOR EX2620 |  |  | TMC-Sarofim 3-OR | MHHS-TMC |  | Monitor, Video |  | 069-47317 | 069-47317 | TMC | MHHS-TMC | TMC-Sarofim 3-OR | SAROFIM 3 - OR |  |  |  |  | MONITORS, VIDEO |  | MONITORVIDEO-Eizo Inc-CuratOR EX2620 | MONITORVIDEO | CuratOR EX2620 |  |  |  | Eizo Inc | Monitor, Video |  |  | MONITORVIDEO-Eizo Inc-CuratOR EX2620 |  |  |  | Covered PM Repair - Biomedical | MHHS-TMC
NO | YES |  |  |  | 069-47626 | 069-47626 | Eizo Nanao Technologies | CURATOR EX2620 |  |  | TMC-OR-Hermann (2Hp) | MHHS-TMC |  | Monitor, Video |  | 069-47626 | 069-47626 | TMC | MHHS-TMC | TMC-OR-Hermann (2Hp) | Or 35 |  |  |  | PM Not Required | MONITORS, VIDEO |  | MONITORVIDEO-Eizo Inc-CuratOR EX2620 | MONITORVIDEO | CuratOR EX2620 |  |  |  | Eizo Inc | Monitor, Video |  |  | MONITORVIDEO-Eizo Inc-CuratOR EX2620 |  |  |  | Covered PM Repair - Biomedical | MHHS-TMC
NO | YES |  |  |  | 069-47630 | 069-47630 | Eizo Nanao Technologies | CURATOR EX2620 |  |  | TMC-MHTMC-Central Supply | MHHS-TMC |  | Monitor, Video |  | 069-47630 | 069-47630 | TMC | MHHS-TMC | TMC-MHTMC-Central Supply | Or 42 | 12/1/19 |  | 12/1/20 |  | MONITORS, VIDEO |  | MONITORVIDEO-Eizo Inc-CuratOR EX2620 | MONITORVIDEO | CuratOR EX2620 |  |  |  | Eizo Inc | Monitor, Video |  |  | MONITORVIDEO-Eizo Inc-CuratOR EX2620 |  |  |  | Covered PM Repair - Biomedical | MHHS-TMC
NO | YES |  |  |  | 069-47631 | 069-47631 | Eizo Nanao Technologies | CURATOR EX2620 |  |  | TMC-Sarofim 2-OR | MHHS-TMC |  | Monitor, Video |  | 069-47631 | 069-47631 | TMC | MHHS-TMC | TMC-Sarofim 2-OR | OR 40 |  |  |  |  | MONITORS, VIDEO |  | MONITORVIDEO-Eizo Inc-CuratOR EX2620 | MONITORVIDEO | CuratOR EX2620 |  |  |  | Eizo Inc | Monitor, Video |  |  | MONITORVIDEO-Eizo Inc-CuratOR EX2620 | 8/2/15 |  |  | Covered PM Repair - Biomedical | MHHS-TMC
NO | YES |  |  |  | 069-47632 | 069-47632 | Eizo Nanao Technologies | CURATOR EX2620 |  |  | TMC-Sarofim 2-OR | MHHS-TMC |  | Monitor, Video |  | 069-47632 | 069-47632 | TMC | MHHS-TMC | TMC-Sarofim 2-OR | OR 40 |  |  |  |  | MONITORS, VIDEO |  | MONITORVIDEO-Eizo Inc-CuratOR EX2620 | MONITORVIDEO | CuratOR EX2620 |  |  |  | Eizo Inc | Monitor, Video |  |  | MONITORVIDEO-Eizo Inc-CuratOR EX2620 | 8/2/15 |  |  | Covered PM Repair - Biomedical | MHHS-TMC
NO | YES |  |  |  | 069-47636 | 069-47636 | Eizo Nanao Technologies | CURATOR EX2620 |  |  | TMC-Sarofim 3-OR | MHHS-TMC |  | Monitor, Video |  | 069-47636 | 069-47636 | TMC | MHHS-TMC | TMC-Sarofim 3-OR | TMC - SAROFIM 3 - OR | 4/1/20 |  |  | R 47 | MONITORS, VIDEO |  | MONITORVIDEO-Eizo Inc-CuratOR EX2620 | MONITORVIDEO | CuratOR EX2620 |  |  |  | Eizo Inc | Monitor, Video |  |  | MONITORVIDEO-Eizo Inc-CuratOR EX2620 | 8/2/15 |  |  | Covered PM Repair - Biomedical | MHHS-TMC
NO | YES |  |  |  | 069-47637 | 069-47637 | Eizo Nanao Technologies | CURATOR EX2620 |  |  | TMC-Sarofim 3-OR | MHHS-TMC |  | Monitor, Video |  | 069-47637 | 069-47637 | TMC | MHHS-TMC | TMC-Sarofim 3-OR | TMC - SAROFIM 3 - OR |  |  |  |  | MONITORS, VIDEO |  | MONITORVIDEO-Eizo Inc-CuratOR EX2620 | MONITORVIDEO | CuratOR EX2620 |  |  |  | Eizo Inc | Monitor, Video |  |  | MONITORVIDEO-Eizo Inc-CuratOR EX2620 | 8/2/15 |  |  | Covered PM Repair - Biomedical | MHHS-TMC
NO | YES |  |  |  | 069-47638 | 069-47638 | Eizo Nanao Technologies | CURATOR EX2620 |  |  | TMC-Sarofim 3-OR | MHHS-TMC |  | Monitor, Video |  | 069-47638 | 069-47638 | TMC | MHHS-TMC | TMC-Sarofim 3-OR | TMC - SAROFIM 3 - OR | 4/1/20 |  |  | R 47 | MONITORS, VIDEO |  | MONITORVIDEO-Eizo Inc-CuratOR EX2620 | MONITORVIDEO | CuratOR EX2620 |  |  |  | Eizo Inc | Monitor, Video |  |  | MONITORVIDEO-Eizo Inc-CuratOR EX2620 | 12/1/17 |  |  | Covered PM Repair - Biomedical | MHHS-TMC
NO | YES |  |  |  | 069-47670 | 069-47670 | Eizo Nanao Technologies | CURATOR EX2620 |  |  | TMC-OR-Hermann (2Hp) | MHHS-TMC |  | Monitor, Video |  | 069-47670 | 069-47670 | TMC | MHHS-TMC | TMC-OR-Hermann (2Hp) | Or 35 |  |  |  | PM Not Required | MONITORS, VIDEO |  | MONITORVIDEO-Eizo Inc-CuratOR EX2620 | MONITORVIDEO | CuratOR EX2620 |  |  |  | Eizo Inc | Monitor, Video |  |  | MONITORVIDEO-Eizo Inc-CuratOR EX2620 | 12/1/17 |  |  | Covered PM Repair - Biomedical | MHHS-TMC
NO | YES |  |  |  | 069-47671 | 069-47671 | Eizo Nanao Technologies | CURATOR EX2620 |  |  | TMC-OR-Hermann (2Hp) | MHHS-TMC |  | Monitor, Video |  | 069-47671 | 069-47671 | TMC | MHHS-TMC | TMC-OR-Hermann (2Hp) | Or 35 |  |  |  | PM Not Required | MONITORS, VIDEO |  | MONITORVIDEO-Eizo Inc-CuratOR EX2620 | MONITORVIDEO | CuratOR EX2620 |  |  |  | Eizo Inc | Monitor, Video |  |  | MONITORVIDEO-Eizo Inc-CuratOR EX2620 | 2/27/19 |  |  | Covered PM Repair - Biomedical | MHHS-TMC
NO | YES |  |  |  | 069-47681 | 069-47681 | Eizo Nanao Technologies | CURATOR EX2620 |  |  | TMC-MHTMC-Central Supply | MHHS-TMC |  | Monitor, Video |  | 069-47681 | 069-47681 | TMC | MHHS-TMC | TMC-MHTMC-Central Supply | Or 38 |  |  |  |  | MONITORS, VIDEO |  | MONITORVIDEO-Eizo Inc-CuratOR EX2620 | MONITORVIDEO | CuratOR EX2620 |  |  |  | Eizo Inc | Monitor, Video |  |  | MONITORVIDEO-Eizo Inc-CuratOR EX2620 | 2/25/16 |  |  | Covered PM Repair - Biomedical | MHHS-TMC
NO | YES |  |  |  | 069-47682 | 069-47682 | Eizo Nanao Technologies | CURATOR EX2620 |  |  | TMC-MHTMC-Central Supply | MHHS-TMC |  | Monitor, Video |  | 069-47682 | 069-47682 | TMC | MHHS-TMC | TMC-MHTMC-Central Supply | Or 38 |  |  |  |  | MONITORS, VIDEO |  | MONITORVIDEO-Eizo Inc-CuratOR EX2620 | MONITORVIDEO | CuratOR EX2620 |  |  |  | Eizo Inc | Monitor, Video |  |  | MONITORVIDEO-Eizo Inc-CuratOR EX2620 | 2/25/16 |  |  | Covered PM Repair - Biomedical | MHHS-TMC
NO | YES |  |  |  | 069-47683 | 069-47683 | Eizo Nanao Technologies | CURATOR EX2620 |  |  | OR | MHHS-TMC |  | Monitor, Video |  | 069-47683 | 069-47683 | TMC | Memorial Hermann-Texas Medical Center | OR | Room 38 |  |  |  |  | MONITORS, VIDEO |  | MONITORVIDEO-Eizo Inc-CuratOR EX2620 | MONITORVIDEO | CuratOR EX2620 |  |  |  | Eizo Inc | Monitor, Video |  |  | MONITORVIDEO-Eizo Inc-CuratOR EX2620 | 12/1/14 |  |  | Covered PM Repair - Biomedical | MHHS-TMC
NO | YES |  |  |  | 069-47705 | 069-47705 | Eizo Nanao Technologies | CURATOR EX2620 |  |  | TMC-OR-Hermann (2Hp) | MHHS-TMC |  | Monitor, Video |  | 069-47705 | 069-47705 | TMC | MHHS-TMC | TMC-OR-Hermann (2Hp) | OR 36 |  |  |  |  | MONITORS, VIDEO |  | MONITORVIDEO-Eizo Inc-CuratOR EX2620 | MONITORVIDEO | CuratOR EX2620 |  |  |  | Eizo Inc | Monitor, Video |  |  | MONITORVIDEO-Eizo Inc-CuratOR EX2620 | 6/20/17 |  |  | Covered PM Repair - Biomedical | MHHS-TMC
NO | YES |  |  |  | 069-47706 | 069-47706 | Eizo Nanao Technologies | CURATOR EX2620 |  |  | TMC-OR-Hermann (2Hp) | MHHS-TMC |  | Monitor, Video |  | 069-47706 | 069-47706 | TMC | MHHS-TMC | TMC-OR-Hermann (2Hp) | OR 36 |  |  |  |  | MONITORS, VIDEO |  | MONITORVIDEO-Eizo Inc-CuratOR EX2620 | MONITORVIDEO | CuratOR EX2620 |  |  |  | Eizo Inc | Monitor, Video |  |  | MONITORVIDEO-Eizo Inc-CuratOR EX2620 |  |  |  | Covered PM Repair - Biomedical | MHHS-TMC
NO | YES |  |  |  | 069-47707 | 069-47707 | Eizo Nanao Technologies | CURATOR EX2620 |  |  | TMC-OR-Hermann (2Hp) | MHHS-TMC |  | Monitor, Video |  | 069-47707 | 069-47707 | TMC | MHHS-TMC | TMC-OR-Hermann (2Hp) | OR 36 |  |  |  |  | MONITORS, VIDEO |  | MONITORVIDEO-Eizo Inc-CuratOR EX2620 | MONITORVIDEO | CuratOR EX2620 |  |  |  | Eizo Inc | Monitor, Video |  |  | MONITORVIDEO-Eizo Inc-CuratOR EX2620 |  |  |  | Covered PM Repair - Biomedical | MHHS-TMC
NO | YES |  |  |  | 069-47725 | 069-47725 | Eizo Nanao Technologies | CURATOR EX2620 |  |  | TMC-OR-Robertson (2R) | MHHS-TMC |  | Monitor, Video |  | 069-47725 | 069-47725 | TMC | MHHS-TMC | TMC-OR-Robertson (2R) | Room 39 |  |  |  | No pm | MONITORS, VIDEO |  | MONITORVIDEO-Eizo Inc-CuratOR EX2620 | MONITORVIDEO | CuratOR EX2620 |  |  |  | Eizo Inc | Monitor, Video |  |  | MONITORVIDEO-Eizo Inc-CuratOR EX2620 | 12/30/17 |  |  | Covered PM Repair - Biomedical | MHHS-TMC
NO | YES |  |  |  | 069-47726 | 069-47726 | Eizo Nanao Technologies | CURATOR EX2620 |  |  | TMC-OR-Robertson (2R) | MHHS-TMC |  | Monitor, Video |  | 069-47726 | 069-47726 | TMC | MHHS-TMC | TMC-OR-Robertson (2R) | Room 39 |  |  |  | No pm | MONITORS, VIDEO |  | MONITORVIDEO-Eizo Inc-CuratOR EX2620 | MONITORVIDEO | CuratOR EX2620 |  |  |  | Eizo Inc | Monitor, Video |  |  | MONITORVIDEO-Eizo Inc-CuratOR EX2620 | 12/30/17 |  |  | Covered PM Repair - Biomedical | MHHS-TMC
NO | YES |  |  |  | 069-47727 | 069-47727 | Eizo Nanao Technologies | CURATOR EX2620 |  |  | TMC-OR-Robertson (2R) | MHHS-TMC |  | Monitor, Video |  | 069-47727 | 069-47727 | TMC | MHHS-TMC | TMC-OR-Robertson (2R) | Room 39 |  |  |  | No pm | MONITORS, VIDEO |  | MONITORVIDEO-Eizo Inc-CuratOR EX2620 | MONITORVIDEO | CuratOR EX2620 |  |  |  | Eizo Inc | Monitor, Video |  |  | MONITORVIDEO-Eizo Inc-CuratOR EX2620 | 12/30/17 |  |  | Covered PM Repair - Biomedical | MHHS-TMC
NO | YES |  |  |  | 069-47730 | 069-47730 | Eizo Nanao Technologies | CURATOR EX2620 |  |  | TMC-OR-Robertson (2R) | MHHS-TMC |  | Monitor, Video |  | 069-47730 | 069-47730 | TMC | MHHS-TMC | TMC-OR-Robertson (2R) | OR 38 |  |  |  |  | MONITORS, VIDEO |  | MONITORVIDEO-Eizo Inc-CuratOR EX2620 | MONITORVIDEO | CuratOR EX2620 |  |  |  | Eizo Inc | Monitor, Video |  |  | MONITORVIDEO-Eizo Inc-CuratOR EX2620 | 12/30/17 |  |  | Covered PM Repair - Biomedical | MHHS-TMC
NO | YES |  |  |  | 069-47731 | 069-47731 | Eizo Nanao Technologies | CURATOR EX2620 |  |  | TMC-OR-Robertson (2R) | MHHS-TMC |  | Monitor, Video |  | 069-47731 | 069-47731 | TMC | MHHS-TMC | TMC-OR-Robertson (2R) | OR 38 |  |  |  |  | MONITORS, VIDEO |  | MONITORVIDEO-Eizo Inc-CuratOR EX2620 | MONITORVIDEO | CuratOR EX2620 |  |  |  | Eizo Inc | Monitor, Video |  |  | MONITORVIDEO-Eizo Inc-CuratOR EX2620 | 12/30/17 |  |  | Covered PM Repair - Biomedical | MHHS-TMC
NO | YES |  |  |  | 069-47732 | 069-47732 | Eizo Nanao Technologies | CURATOR EX2620 |  |  | TMC-Sarofim 3-OR | MHHS-TMC |  | Monitor, Video |  | 069-47732 | 069-47732 | TMC | MHHS-TMC | TMC-Sarofim 3-OR | OR 38 |  |  |  |  | MONITORS, VIDEO |  | MONITORVIDEO-Eizo Inc-CuratOR EX2620 | MONITORVIDEO | CuratOR EX2620 |  |  |  | Eizo Inc | Monitor, Video |  |  | MONITORVIDEO-Eizo Inc-CuratOR EX2620 | 12/30/17 |  |  | Covered PM Repair - Biomedical | MHHS-TMC
NO | YES |  |  |  | 069-47839 | 069-47839 | Eizo Nanao Technologies | CURATOR EX2620 |  |  | Memorial Hermann- Texas Medcal Center- OR | MHHS-TMC |  | Monitor, Video |  | 069-47839 | 069-47839 | TMC | TMC | Memorial Hermann- Texas Medcal Center- OR | OR34 |  |  |  | PM Not Required | MONITORS, VIDEO |  | MONITORVIDEO-Eizo Inc-CuratOR EX2620 | MONITORVIDEO | CuratOR EX2620 |  |  |  | Eizo Inc | Monitor, Video |  |  | MONITORVIDEO-Eizo Inc-CuratOR EX2620 | 12/30/17 |  |  | Covered PM Repair - Biomedical | MHHS-TMC
NO | YES |  |  |  | 069-47840 | 069-47840 | Eizo Nanao Technologies | CURATOR EX2620 |  |  | Memorial Hermann- Texas Medcal Center- OR | MHHS-TMC |  | Monitor, Video |  | 069-47840 | 069-47840 | TMC | TMC | Memorial Hermann- Texas Medcal Center- OR | OR34 |  |  |  | PM Not Required | MONITORS, VIDEO |  | MONITORVIDEO-Eizo Inc-CuratOR EX2620 | MONITORVIDEO | CuratOR EX2620 |  |  |  | Eizo Inc | Monitor, Video |  |  | MONITORVIDEO-Eizo Inc-CuratOR EX2620 | 12/30/17 |  |  | Covered PM Repair - Biomedical | MHHS-TMC
NO | YES |  |  |  | 069-47841 | 069-47841 | Eizo Nanao Technologies | CURATOR EX2620 |  |  | TMC-OR-Hermann (2Hp) | MHHS-TMC |  | Monitor, Video |  | 069-47841 | 069-47841 | TMC | MHHS-TMC | TMC-OR-Hermann (2Hp) | Or 34 |  |  |  | PM Not Required | MONITORS, VIDEO |  | MONITORVIDEO-Eizo Inc-CuratOR EX2620 | MONITORVIDEO | CuratOR EX2620 |  |  |  | Eizo Inc | Monitor, Video |  |  | MONITORVIDEO-Eizo Inc-CuratOR EX2620 |  |  |  | Covered PM Repair - Biomedical | MHHS-TMC
NO | YES |  |  |  | 069-47850 | 069-47850 | Eizo Nanao Technologies | CURATOR EX2620 |  |  | TMC-Sarofim 3-OR | MHHS-TMC |  | Monitor, Video |  | 069-47850 | 069-47850 | TMC | MHHS-TMC | TMC-Sarofim 3-OR | OR 40 |  |  |  |  | MONITORS, VIDEO |  | MONITORVIDEO-Eizo Inc-CuratOR EX2620 | MONITORVIDEO | CuratOR EX2620 |  |  |  | Eizo Inc | Monitor, Video |  |  | MONITORVIDEO-Eizo Inc-CuratOR EX2620 | 4/15/14 |  |  | Covered PM Repair - Biomedical | MHHS-TMC
NO | YES |  |  |  | 069-47851 | 069-47851 | Eizo Nanao Technologies | CURATOR EX2620 |  |  | TMC-Sarofim 3-OR | MHHS-TMC |  | Monitor, Video |  | 069-47851 | 069-47851 | TMC | MHHS-TMC | TMC-Sarofim 3-OR | OR 40 |  |  |  |  | MONITORS, VIDEO |  | MONITORVIDEO-Eizo Inc-CuratOR EX2620 | MONITORVIDEO | CuratOR EX2620 |  |  |  | Eizo Inc | Monitor, Video |  |  | MONITORVIDEO-Eizo Inc-CuratOR EX2620 | 4/16/14 |  |  | Covered PM Repair - Biomedical | MHHS-TMC
NO | YES |  |  |  | 069-47852 | 069-47852 | Eizo Nanao Technologies | CURATOR EX2620 |  |  | TMC-Sarofim 3-OR | MHHS-TMC |  | Monitor, Video |  | 069-47852 | 069-47852 | TMC | MHHS-TMC | TMC-Sarofim 3-OR | OR 40 |  |  |  |  | MONITORS, VIDEO |  | MONITORVIDEO-Eizo Inc-CuratOR EX2620 | MONITORVIDEO | CuratOR EX2620 |  |  |  | Eizo Inc | Monitor, Video |  |  | MONITORVIDEO-Eizo Inc-CuratOR EX2620 | 4/16/14 |  |  | Covered PM Repair - Biomedical | MHHS-TMC
YES | YES | Serial Number Cnf |  |  | 099-09638 | 099-09638 | Eizo Nanao Technologies | CURATOR EX2620 |  | cnf | TMC - OR - ANESTHESIA (CONTRACT EQUIP) |  |  |  |  | 099-09638 | 099-09638 | TMC | Memorial Hermann-Texas Medical Center | TMC - OR - ANESTHESIA (CONTRACT EQUIP) | S2 OR 4 |  |  |  | No pm found
NO | NO |  |  |  | 069-45644 |  | Eizo Nanao Technologies | CURATOR EX2620 |  |  | TMC - SAROFIM 1 - ADULT ER | MHHS-TMC |  | Monitor, Video |  | 069-45644 |  | TMC |  | TMC - SAROFIM 1 - ADULT ER | [5 empty] | MONITORS, VIDEO |  | MONITORVIDEO-Eizo Inc-CuratOR EX2620 | MONITORVIDEO | CuratOR EX2620 |  |  |  | Eizo Inc | Monitor, Video |  |  | MONITORVIDEO-Eizo Inc-CuratOR EX2620 |  |  |  | Not Covered Vendor Only - Resp/Ster | MHHS-TMC
NO | NO |  |  |  | 069-45670 |  | Eizo Nanao Technologies | CURATOR EX2620 |  |  | TMC - SAROFIM 1 - ADULT ER | MHHS-TMC |  | Monitor, Video |  | 069-45670 |  | TMC |  | TMC - SAROFIM 1 - ADULT ER | [5 empty] | MONITORS, VIDEO |  | MONITORVIDEO-Eizo Inc-CuratOR EX2620 | MONITORVIDEO | CuratOR EX2620 |  |  |  | Eizo Inc | Monitor, Video |  |  | MONITORVIDEO-Eizo Inc-CuratOR EX2620 |  |  |  | Not Covered Vendor Only - Resp/Ster | MHHS-TMC
NO | NO |  |  |  | 069-47856 |  | Eizo Nanao Technologies | CURATOR EX2620 |  |  | TMC - SAROFIM 1 - ADULT ER | MHHS-TMC |  | Monitor, Video |  | 069-47856 |  | TMC |  | TMC - SAROFIM 1 - ADULT ER | [5 empty] | MONITORS, VIDEO |  | MONITORVIDEO-Eizo Inc-CuratOR EX2620 | MONITORVIDEO | CuratOR EX2620 |  |  |  | Eizo Inc | Monitor, Video |  |  | MONITORVIDEO-Eizo Inc-CuratOR EX2620 |  |  |  | Not Covered Vendor Only - Resp/Ster | MHHS-TMC
NO | NO |  |  |  | 069-47860 |  | Eizo Nanao Technologies | CURATOR EX2620 |  |  | TMC - SAROFIM 1 - ADULT ER | MHHS-TMC |  | Monitor, Video |  | 069-47860 |  | TMC |  | TMC - SAROFIM 1 - ADULT ER | [5 empty] | MONITORS, VIDEO |  | MONITORVIDEO-Eizo Inc-CuratOR EX2620 | MONITORVIDEO | CuratOR EX2620 |  |  |  | Eizo Inc | Monitor, Video |  |  | MONITORVIDEO-Eizo Inc-CuratOR EX2620 |  |  |  | Not Covered Vendor Only - Resp/Ster | MHHS-TMC
NO | NO |  |  |  | 069-47868 |  | Eizo Nanao Technologies | CURATOR EX2620 |  |  | TMC - SAROFIM 1 - ADULT ER | MHHS-TMC |  | Monitor, Video |  | 069-47868 |  | TMC |  | TMC - SAROFIM 1 - ADULT ER | [5 empty] | MONITORS, VIDEO |  | MONITORVIDEO-Eizo Inc-CuratOR EX2620 | MONITORVIDEO | CuratOR EX2620 |  |  |  | Eizo Inc | Monitor, Video |  |  | MONITORVIDEO-Eizo Inc-CuratOR EX2620 |  |  |  | Not Covered Vendor Only - Resp/Ster | MHHS-TMC
NO | NO |  |  |  | 069-47872 |  | Eizo Nanao Technologies | CURATOR EX2620 |  |  | TMC - SAROFIM 1 - ADULT ER | MHHS-TMC |  | Monitor, Video |  | 069-47872 |  | TMC |  | TMC - SAROFIM 1 - ADULT ER | [5 empty] | MONITORS, VIDEO |  | MONITORVIDEO-Eizo Inc-CuratOR EX2620 | MONITORVIDEO | CuratOR EX2620 |  |  |  | Eizo Inc | Monitor, Video |  |  | MONITORVIDEO-Eizo Inc-CuratOR EX2620 |  |  |  | Not Covered Vendor Only - Resp/Ster | MHHS-TMC
NO | NO |  |  |  | 069-47277 |  | Eizo Nanao Technologies | CURATOR EX2620 |  |  | TMC - SAROFIM 2 - OR | MHHS-TMC |  | Monitor, Video |  | 069-47277 |  | TMC |  | TMC - SAROFIM 2 - OR | [5 empty] | MONITORS, VIDEO |  | MONITORVIDEO-Eizo Inc-CuratOR EX2620 | MONITORVIDEO | CuratOR EX2620 |  |  |  | Eizo Inc | Monitor, Video |  |  | MONITORVIDEO-Eizo Inc-CuratOR EX2620 |  |  |  | Covered PM Repair - Biomedical | MHHS-TMC
NO | NO |  |  |  | 069-47310 |  | Eizo Nanao Technologies | CURATOR EX2620 |  |  | TMC - SAROFIM 2 - OR | MHHS-TMC |  | Monitor, Video |  | 069-47310 |  | TMC |  | TMC - SAROFIM 2 - OR | [5 empty] | MONITORS, VIDEO |  | MONITORVIDEO-Eizo Inc-CuratOR EX2620 | MONITORVIDEO | CuratOR EX2620 |  |  |  | Eizo Inc | Monitor, Video |  |  | MONITORVIDEO-Eizo Inc-CuratOR EX2620 |  |  |  | Covered PM Repair - Biomedical | MHHS-TMC
NO | NO |  |  |  | 069-47311 |  | Eizo Nanao Technologies | CURATOR EX2620 |  |  | TMC - SAROFIM 2 - OR | MHHS-TMC |  | Monitor, Video |  | 069-47311 |  | TMC |  | TMC - SAROFIM 2 - OR | [5 empty] | MONITORS, VIDEO |  | MONITORVIDEO-Eizo Inc-CuratOR EX2620 | MONITORVIDEO | CuratOR EX2620 |  |  |  | Eizo Inc | Monitor, Video |  |  | MONITORVIDEO-Eizo Inc-CuratOR EX2620 |  |  |  | Covered PM Repair - Biomedical | MHHS-TMC
NO | NO |  |  |  | 069-47312 |  | Eizo Nanao Technologies | CURATOR EX2620 |  |  | TMC - SAROFIM 2 - OR | MHHS-TMC |  | Monitor, Video |  | 069-47312 |  | TMC |  | TMC - SAROFIM 2 - OR | [5 empty] | MONITORS, VIDEO |  | MONITORVIDEO-Eizo Inc-CuratOR EX2620 | MONITORVIDEO | CuratOR EX2620 |  |  |  | Eizo Inc | Monitor, Video |  |  | MONITORVIDEO-Eizo Inc-CuratOR EX2620 |  |  |  | Not Covered Vendor Only - Biomedical | MHHS-TMC
NO | NO |  |  |  | 069-47942 |  | Eizo Nanao Technologies | CURATOR EX2620 |  |  | TMC - SAROFIM 2 - OR | MHHS-TMC |  | Monitor, Video |  | 069-47942 |  | TMC |  | TMC - SAROFIM 2 - OR | [5 empty] | MONITORS, VIDEO |  | MONITORVIDEO-Eizo Inc-CuratOR EX2620 | MONITORVIDEO | CuratOR EX2620 |  |  |  | Eizo Inc | Monitor, Video |  |  | MONITORVIDEO-Eizo Inc-CuratOR EX2620 |  |  |  | Not Covered Vendor Only - Biomedical | MHHS-TMC
NO | NO |  |  |  | 069-47676 |  | Eizo Nanao Technologies | CURATOR EX2620 |  |  | TMC - SAROFIM 3 - OR | MHHS-TMC |  | Monitor, Video |  | 069-47676 |  | TMC |  | TMC - SAROFIM 3 - OR | [5 empty] | MONITORS, VIDEO |  | MONITORVIDEO-Eizo Inc-CuratOR EX2620 | MONITORVIDEO | CuratOR EX2620 |  |  |  | Eizo Inc | Monitor, Video |  |  | MONITORVIDEO-Eizo Inc-CuratOR EX2620 |  |  |  | Covered PM Repair - Lab Analyzers/Anesth | MHHS-TMC
NO | NO |  |  |  | 069-47677 |  | Eizo Nanao Technologies | CURATOR EX2620 |  |  | TMC - SAROFIM 3 - OR | MHHS-TMC |  | Monitor, Video |  | 069-47677 |  | TMC |  | TMC - SAROFIM 3 - OR | [5 empty] | MONITORS, VIDEO |  | MONITORVIDEO-Eizo Inc-CuratOR EX2620 | MONITORVIDEO | CuratOR EX2620 |  |  |  | Eizo Inc | Monitor, Video |  |  | MONITORVIDEO-Eizo Inc-CuratOR EX2620 |  |  |  | Covered PM Repair - Biomedical | MHHS-TMC
NO | NO |  |  |  | 069-47678 |  | Eizo Nanao Technologies | CURATOR EX2620 |  |  | TMC - SAROFIM 3 - OR | MHHS-TMC |  | Monitor, Video |  | 069-47678 |  | TMC |  | TMC - SAROFIM 3 - OR | [5 empty] | MONITORS, VIDEO |  | MONITORVIDEO-Eizo Inc-CuratOR EX2620 | MONITORVIDEO | CuratOR EX2620 |  |  |  | Eizo Inc | Monitor, Video |  |  | MONITORVIDEO-Eizo Inc-CuratOR EX2620 |  |  |  | Covered PM Repair - Biomedical | MHHS-TMC
NO | YES |  |  |  | 009-10115 | 009-10115 | Eizo Nanao Technologies | FLEXSCAN |  |  | GH-Cath Lab | MHHS-Greater Heights |  |  |  | 009-10115 | 009-10115 | Central | MHHS-Greater Heights | GH-Cath Lab | Cathlab | 4/1/19 |  | 4/1/20 |  | MONITORS, VIDEO |  | .needs class | [10 empty] | 1/1/16 |  |  | Covered PM Repair - Biomedical | MHHS-Greater Heights
NO | YES |  |  |  | 129-05846 | 129-05846 | Eizo Nanao Technologies | FLEXSCAN |  |  | SUGAR LAND - CATH LAB | MHHS-Sugarland |  |  |  | 129-05846 | 129-05846 | Sugar Land | Memorial Hermann Sugar Land Hospital | SUGAR LAND - CATH LAB | CATH LAB | 3/1/19 |  |  |  | MONITORS, VIDEO |  | .needs class | [10 empty] | 1/1/14 |  |  | Covered PM Repair - Radiology, Low End | MHHS-Sugarland
NO | NO |  |  |  | 133-08568 |  | Eizo Nanao Technologies | FLEXSCAN |  |  | KATY - CARDIOLOGY | MHHS-Katy |  |  |  | 133-08568 |  | Katy |  | KATY - CARDIOLOGY | [5 empty] | MONITORS, VIDEO |  | .needs class | [13 empty] | Covered PM Repair - Radiology, Low End | MHHS-Katy
NO | NO |  |  |  | 029-07469 |  | Eizo Nanao Technologies | FLEXSCAN |  | 24180282 SFASZ | WOODLANDS - NONINVASIVE CARDIOLOGY | MHHS-Woodlands |  |  |  | 029-07469 |  | Woodlands |  | WOODLANDS - NONINVASIVE CARDIOLOGY | [5 empty] | MONITORS, VIDEO |  | .needs class | [13 empty] | Covered PM Repair - Radiology, Low End | MHHS-Woodlands
NO | NO |  |  |  | 009-10279 |  | Eizo Nanao Technologies | FLEXSCAN L771 |  |  | GH - RADIOLOGY | MHHS-Greater Heights |  | Monitor, Video |  | 009-10279 |  | Central & Greater Heights |  | GH - RADIOLOGY | [5 empty] | MONITORS, VIDEO |  | MONITORVIDEO-Eizo Nanao Corp-FlexScan L771 | MONITORVIDEO | FlexScan L771 |  |  |  | Eizo Inc | Monitor, Video |  |  | MONITORVIDEO-Eizo Nanao Corp-FlexScan L771 |  |  |  | Covered PM Repair - Biomedical | MHHS-Greater Heights
NO | NO |  |  |  | 009-10280 |  | Eizo Nanao Technologies | FLEXSCAN L771 |  |  | GH - RADIOLOGY | MHHS-Greater Heights |  | Monitor, Video |  | 009-10280 |  | Central & Greater Heights |  | GH - RADIOLOGY | [5 empty] | MONITORS, VIDEO |  | MONITORVIDEO-Eizo Nanao Corp-FlexScan L771 | MONITORVIDEO | FlexScan L771 |  |  |  | Eizo Inc | Monitor, Video |  |  | MONITORVIDEO-Eizo Nanao Corp-FlexScan L771 |  |  |  | Covered PM Repair - Biomedical | MHHS-Greater Heights
NO | NO |  |  |  | 151-01757 |  | Eizo Nanao Technologies | FLEXSCAN S2133 |  |  | CY - CARDIAC CATH LAB | MHHS-Cypress |  | Monitor, Video |  | 151-01757 |  | Northwest & Cypress |  | CY - CARDIAC CATH LAB | [5 empty] | MONITORS, VIDEO |  | MONITORVIDEO-Eizo Nanao Corp-FlexScan S2133 | MONITORVIDEO | FlexScan S2133 |  |  |  | Eizo Inc | Monitor, Video |  |  | MONITORVIDEO-Eizo Nanao Corp-FlexScan S2133 |  |  |  | Covered PM Repair - Biomedical | MHHS-Cypress
NO | NO |  |  |  | 151-01758 |  | Eizo Nanao Technologies | FLEXSCAN S2133 |  |  | CY - CARDIAC CATH LAB | MHHS-Cypress |  | Monitor, Video |  | 151-01758 |  | Northwest & Cypress |  | CY - CARDIAC CATH LAB | [5 empty] | MONITORS, VIDEO |  | MONITORVIDEO-Eizo Nanao Corp-FlexScan S2133 | MONITORVIDEO | FlexScan S2133 |  |  |  | Eizo Inc | Monitor, Video |  |  | MONITORVIDEO-Eizo Nanao Corp-FlexScan S2133 |  |  |  | Covered PM Repair - Biomedical | MHHS-Cypress
NO | NO |  |  |  | 151-01767 |  | Eizo Nanao Technologies | FLEXSCAN S2133 |  |  | CY - CARDIAC CATH LAB | MHHS-Cypress |  | Monitor, Video |  | 151-01767 |  | Northwest & Cypress |  | CY - CARDIAC CATH LAB | [5 empty] | MONITORS, VIDEO |  | MONITORVIDEO-Eizo Nanao Corp-FlexScan S2133 | MONITORVIDEO | FlexScan S2133 |  |  |  | Eizo Inc | Monitor, Video |  |  | MONITORVIDEO-Eizo Nanao Corp-FlexScan S2133 |  |  |  | Covered PM Repair - Biomedical | MHHS-Cypress
NO | NO |  |  |  | 151-02526 |  | Eizo Nanao Technologies | FLEXSCAN S2133 |  |  | CY - CARDIAC CATH LAB | MHHS-Cypress |  | Monitor, Video |  | 151-02526 |  | Northwest & Cypress |  | CY - CARDIAC CATH LAB | [5 empty] | MONITORS, VIDEO |  | MONITORVIDEO-Eizo Nanao Corp-FlexScan S2133 | MONITORVIDEO | FlexScan S2133 |  |  |  | Eizo Inc | Monitor, Video |  |  | MONITORVIDEO-Eizo Nanao Corp-FlexScan S2133 |  |  |  | Covered PM Repair - Biomedical | MHHS-Cypress
NO | NO |  |  |  | 041-20500 |  | Eizo Nanao Technologies | RADIFORCE LS580W |  | HXH2001213 | MEMORIAL CITY - MOR | MHHS-Mem City |  | Monitor, Video |  | 041-20500 |  | West & Memorial City |  | MEMORIAL CITY - MOR | [5 empty] | DISPLAY, REMOTE |  | MONITORVIDEO-Eizo Inc-RadiForce LS580W | MONITORVIDEO | RadiForce LS580W |  |  |  | Eizo Inc | Monitor, Video |  |  | MONITORVIDEO-Eizo Inc-RadiForce LS580W |  |  |  | Covered PM Repair - Biomedical | MHHS-Mem City
NO | YES |  |  |  | 041-19073 | 041-19073 | Eizo Nanao Technologies | RADIFORCE RX240 |  | HXF1001088 | MEMORIAL CITY - MOR | MHHS-Mem City |  |  |  | 041-19073 | 041-19073 | West | Memorial City - Memorial Hermann Hospital | MEMORIAL CITY - MOR | MOR 11 |  |  |  | PM past due | MONITORS, VIDEO |  | .needs class | [13 empty] | Covered PM Repair - Biomedical | MHHS-Mem City
YES | YES |  |  |  | 005-12281 | 005-12281 | EKOS Corp | PT-3B |  | PT3B-5753 | SE - OR |  |  |  |  | 005-12281 | 005-12281 | Southeast | Memorial Hermann South East | SE - OR | OR corridor | [5 empty] | System, Thrombectomy | SYSTEMTHROMBECTOMY-EKOS Corp-PT-3B | [12 empty] | TS-A | [9 empty] | System, Thrombectomy | SYSTEMTHROMBECTOMY | System, Thrombectomy | EKOS Corp
YES | YES |  |  |  | 005-11911 | 005-11911 | EKOS Corp | PT-3B |  | PT3B-5796 | SE - OR |  |  |  |  | 005-11911 | 005-11911 | Southeast | Memorial Hermann South East | SE - OR | OR corridor | [5 empty] | System, Thrombectomy | SYSTEMTHROMBECTOMY-EKOS Corp-PT-3B | [12 empty] | TS-A | [9 empty] | System, Thrombectomy | SYSTEMTHROMBECTOMY | System, Thrombectomy | EKOS Corp
NO | YES |  |  |  | 133-10092 | 133-10092 | EKOS Corporation | EKOSONIC CONTROL UNIT |  | PT3B-6434 | Katy-Cath Lab | MHHS-Katy |  |  |  | 133-10092 | 133-10092 | Katy | MHHS-Katy | Katy-Cath Lab | Cath lab 1 | 10/1/19 | 10/1/20 |  |  | ULTRASOUND THERAPY SYSTEM |  | .needs class | [5 empty] | EKOS Corp |  |  |  |  | 8/29/25 |  |  | Not Covered Vendor Only - Biomedical | MHHS-Katy
NO | YES |  |  |  | 133-10094 | 133-10094 | EKOS Corporation | EKOSONIC CONTROL UNIT |  | PT3B-6439 | Katy-Cath Lab | MHHS-Katy |  |  |  | 133-10094 | 133-10094 | Katy | MHHS-Katy | Katy-Cath Lab | Cath lab 1 | 10/1/19 | 10/1/20 |  |  | ULTRASOUND THERAPY SYSTEM |  | .needs class | [5 empty] | EKOS Corp |  |  |  |  | 8/29/25 |  |  | Not Covered Vendor Only - Biomedical | MHHS-Katy
NO | YES |  |  |  | 133-10459 | 133-10459 | EKOS Corporation | EKOSONIC CONTROL UNIT |  | PT3B-6894 | Katy-Cath Lab | MHHS-Katy |  |  |  | 133-10459 | 133-10459 | Katy | MHHS-Katy | Katy-Cath Lab | Cath lab 1 | 2/1/19 | 2/1/20 |  |  | ULTRASOUND THERAPY SYSTEM |  | .needs class | [5 empty] | EKOS Corp |  |  |  |  | 8/29/25 |  |  | Not Covered Vendor Only - Biomedical | MHHS-Katy
NO | YES |  |  |  | 142-07006 | 142-07006 | EKOS Corporation | EKOSONIC CONTROL UNIT |  | PT3B-6230 | NE-Cath Lab | MHHS-Northeast |  |  |  | 142-07006 | 142-07006 | Katy | MHHS-Northeast | NE-Cath Lab |  | 8/1/19 | 8/1/20 |  |  | ULTRASOUND THERAPY SYSTEM |  | .needs class | [5 empty] | EKOS Corp |  |  |  |  | 8/29/25 |  |  | Not Covered Vendor Only - Biomedical | MHHS-Northeast
NO | YES |  |  |  | 142-07007 | 142-07007 | EKOS Corporation | EKOSONIC CONTROL UNIT |  | PT3B-6232 | NE-Cath Lab | MHHS-Northeast |  |  |  | 142-07007 | 142-07007 | Katy | MHHS-Northeast | NE-Cath Lab |  | 8/1/19 | 8/1/20 |  |  | ULTRASOUND THERAPY SYSTEM |  | .needs class | [5 empty] | EKOS Corp |  |  |  |  | 8/29/25 |  |  | Not Covered Vendor Only - Biomedical | MHHS-Northeast
NO | YES |  |  |  | 074-03060 | 074-03060 | EKOS Corporation | EKOSONIC CONTROL UNIT |  | PT-3B-5879 | TMC-OR-Hermann (2Hp) | MHHS-TMC |  |  |  | 074-03060 | 074-03060 | TMC | MHHS-TMC | TMC-OR-Hermann (2Hp) | Equipment room | 11/1/19 |  | 11/1/20 |  | ULTRASOUND THERAPY SYSTEM |  | .needs class | [5 empty] | EKOS Corp |  |  |  |  | 8/29/25 |  |  | Not Covered Vendor Only - Biomedical | MHHS-TMC
NO | YES |  |  |  | 029-12473 | 029-12473 | EKOS Corporation | EKOSONIC CONTROL UNIT |  | PT3B-6695 | Woodlands-Cath Lab | MHHS-Woodlands |  |  |  | 029-12473 | 029-12473 | Woodlands | MHHS-Woodlands | Woodlands-Cath Lab | Storage room | 11/1/19 |  | 11/1/20 |  | ULTRASOUND THERAPY SYSTEM |  | .needs class | [5 empty] | EKOS Corp |  |  |  |  | 8/29/25 |  |  | Not Covered Vendor Only - Biomedical | MHHS-Woodlands
YES | YES |  |  |  | 074-06250 | 074-06250 | EKOS Corporation | EKOSONIC CONTROL UNIT |  | PT3B-5778 | WOODLANDS - CATH LAB |  |  |  |  | 074-06250 | 074-06250 |  |  | WOODLANDS - CATH LAB | Storage room
NO | NO |  |  |  | 013-16040 |  | EKOS Corporation | EKOSONIC CONTROL UNIT |  | PT3B-5564 | SW - HVI - OR | MHHS-Southwest |  |  |  | 013-16040 |  | Southwest |  | SW - HVI - OR | [5 empty] | ULTRASOUND THERAPY SYSTEM |  | .needs class | [5 empty] | EKOS Corp | [7 empty] | Not Covered Vendor Only - Biomedical | MHHS-Southwest
NO | NO |  |  |  | 013-36649 |  | EKOS Corporation | EKOSONIC CONTROL UNIT |  | PT3B-5111 | SW - HVI - OR | MHHS-Southwest |  |  |  | 013-36649 |  | Southwest |  | SW - HVI - OR | [5 empty] | ULTRASOUND THERAPY SYSTEM |  | .needs class | [5 empty] | EKOS Corp | [7 empty] | Not Covered Vendor Only - Biomedical | MHHS-Southwest
NO | NO |  |  |  | 074-04892 |  | EKOS Corporation | EKOSONIC CONTROL UNIT |  | PT3B-5724 | TMC - CATH LAB - ADULT (2HVI) | MHHS-TMC |  |  |  | 074-04892 |  | TMC |  | TMC - CATH LAB - ADULT (2HVI) | [5 empty] | ULTRASOUND THERAPY SYSTEM |  | .needs class | [5 empty] | EKOS Corp | [7 empty] | Not Covered Vendor Only - Biomedical | MHHS-TMC
NO | NO |  |  |  | 074-04893 |  | EKOS Corporation | EKOSONIC CONTROL UNIT |  | PT3B-5879 | TMC - CATH LAB - ADULT (2HVI) | MHHS-TMC |  |  |  | 074-04893 |  | TMC |  | TMC - CATH LAB - ADULT (2HVI) | [5 empty] | ULTRASOUND THERAPY SYSTEM |  | .needs class | [5 empty] | EKOS Corp | [7 empty] | Not Covered Vendor Only - Biomedical | MHHS-TMC
NO | NO |  |  |  | 074-05752 |  | EKOS Corporation | EKOSONIC CONTROL UNIT |  | PT3B-987 | TMC - CATH LAB - ADULT (2HVI) | MHHS-TMC |  |  |  | 074-05752 |  | TMC |  | TMC - CATH LAB - ADULT (2HVI) | [5 empty] | ULTRASOUND THERAPY SYSTEM |  | .needs class | [5 empty] | EKOS Corp | [7 empty] | Not Covered Vendor Only - Biomedical | MHHS-TMC
NO | NO |  |  |  | 029-12472 |  | EKOS Corporation | EKOSONIC CONTROL UNIT |  | PT3B-6709 | WOODLANDS - CATH LAB | MHHS-Woodlands |  |  |  | 029-12472 |  | Woodlands |  | WOODLANDS - CATH LAB | [5 empty] | ULTRASOUND THERAPY SYSTEM |  | .needs class | [5 empty] | EKOS Corp | [7 empty] | Not Covered Vendor Only - Biomedical | MHHS-Woodlands
NO | NO |  |  |  | 241-05060 |  | EKSO BIONICS | EKSO GT |  | REX-2015-0072 | TIRR - RESEARCH | MHHS-TIRR |  |  |  | 241-05060 |  | TMC |  | TIRR - RESEARCH | [5 empty] | ROBOTS |  | .needs class | [13 empty] | Covered PM Repair - Biomedical | MHHS-TIRR
YES | YES |  |  |  | 069-15583 | 069-15583 | Electro surgical | 454a |  |  | TMC - Biomedical |  |  |  |  | 069-15583 | 069-15583 | TMC | Memorial Hermann-Texas Medical Center | TMC - Biomedical | Biomed shop |  |  | 8/1/20
NO | NO | [5 empty] | Electro-Matic Products, Inc. | NEUTROLATOR |  | 1204N004 | MEMORIAL CITY - CENTRAL SUPPLY | MHHS-Mem City |  | Demagnetizer |  |  |  | West & Memorial City |  | MEMORIAL CITY - CENTRAL SUPPLY | [5 empty] | TEST EQUIPMENT |  | DEMAG-Electromagnetic Ind-Neutrolator | DEMAG | Neutrolator |  |  |  | Electromagnetic Ind | Demagnetizer |  |  | DEMAG-Electromagnetic Ind-Neutrolator |  |  |  | Covered PM Repair - Biomedical | MHHS-Mem City
NO | NO |  |  |  | 129-05784 |  | Electro-Matic Products, Inc. | NEUTROLATOR |  | 1410N008 | SUGAR LAND - OR | MHHS-Sugarland |  | Demagnetizer |  | 129-05784 |  | Sugar Land |  | SUGAR LAND - OR | [5 empty] | TEST EQUIPMENT |  | DEMAG-Electromagnetic Ind-Neutrolator | DEMAG | Neutrolator |  |  |  | Electromagnetic Ind | Demagnetizer |  |  | DEMAG-Electromagnetic Ind-Neutrolator |  |  |  | Covered PM Repair - Biomedical | MHHS-Sugarland
NO | NO | [5 empty] | Electro-Matic Products, Inc. | NEUTROLATOR |  | 1305N011 | TMC - OR - PEDI OR (2R) | MHHS-TMC |  | Demagnetizer |  |  |  | TMC |  | TMC - OR - PEDI OR (2R) | [5 empty] | TEST EQUIPMENT |  | DEMAG-Electromagnetic Ind-Neutrolator | DEMAG | Neutrolator |  |  |  | Electromagnetic Ind | Demagnetizer |  |  | DEMAG-Electromagnetic Ind-Neutrolator |  |  |  | Not Covered Vendor Only - Biomedical | MHHS-TMC
NO | NO |  |  |  | 069-37859 |  | Electro-Matic Products, Inc. | NEUTROLATOR |  | 305N048 | TMC - OR - ROBERTSON (2R) | MHHS-TMC |  | Demagnetizer |  | 069-37859 |  | TMC |  | TMC - OR - ROBERTSON (2R) | [5 empty] | TEST EQUIPMENT |  | DEMAG-Electromagnetic Ind-Neutrolator | DEMAG | Neutrolator |  |  |  | Electromagnetic Ind | Demagnetizer |  |  | DEMAG-Electromagnetic Ind-Neutrolator |  |  |  | Covered PM Repair - Biomedical | MHHS-TMC
YES | YES |  |  |  | 041-33174 | 041-33174 | Electroacupuncture | ES-160 |  |  | Memorial Hermann city- health center |  |  |  |  | 041-33174 | 041-33174 |  | Memorial Hermann city- health center | Memorial Hermann city- health center |  | 4/1/20 |  |  | No PM Sticker
NO | YES |  |  |  | 129-07762 | 129-07762 | Electrolux | FFFH17F2QWB |  | WB73762947 | SMR - (SL) - WILLIAMS TRACE | MHHS-SMR |  | Freezer, Kitchen |  | 129-07762 | 129-07762 | Sugar Land | Memorial Hermann Sports Medicine | SMR - (SL) - WILLIAMS TRACE | Gym Floor | 3/1/18 |  |  |  | FREEZERS, LABORATORY | Freezer, Kitchen | FREEZERKITCHEN-Frigidaire-FFFH17F2QWB | FREEZERKITCHEN | FFFH17F2QWB |  |  |  | FRIGIDAIRE | Freezer, Kitchen |  |  | FREEZERKITCHEN-Frigidaire-FFFH17F2QWB | 3/15/18 |  |  | Covered PM Repair - Biomedical | MHHS-SMR | [8 empty] | FREEZERKITCHEN | Freezer, Kitchen | FRIGIDAIRE
YES | YES |  |  |  | 005-33576 | 005-33576 | Electrolux | FRU17B2JW23 |  | WA31803663 | MH MG - (STX) - SOUTH TEXAS - WHARTON |  |  |  |  | 005-33576 | 005-33576 | South | Peds 1 | MH MG - (STX) - SOUTH TEXAS - WHARTON | Injection Room
NO | NO |  |  |  | R-069-MEG |  | Elekta | NEUROMAG TRIUX |  |  | TMC - RADIOLOGY - CHILDRENS HOSPITAL (OLD) | MHHS-TMC |  |  |  | R-069-MEG |  | TMC |  | TMC - RADIOLOGY - CHILDRENS HOSPITAL (OLD) | [5 empty] | ELECTROENCEPHALOGRAPHS |  | .needs class | [5 empty] | Elekta Inc | [7 empty] | Not Covered Vendor Only - Biomedical | MHHS-TMC
NO | NO |  |  |  | R-069-MEGWS1 |  | Elekta | NEUROMAG WORKSTATION |  | CZC1023HHC | TMC - JONES - GAMMA KNIFE (JB) | MHHS-TMC |  |  |  | R-069-MEGWS1 |  | TMC |  | TMC - JONES - GAMMA KNIFE (JB) | [5 empty] | WORKSTATIONS |  | .needs class | [5 empty] | Elekta Inc | [7 empty] | Covered PM Repair - Radiology, Low End | MHHS-TMC
NO | NO |  |  |  | R-069-MEGWS2 |  | Elekta | NEUROMAG WORKSTATION |  | CZC04505MB | TMC - JONES - GAMMA KNIFE (JB) | MHHS-TMC |  |  |  | R-069-MEGWS2 |  | TMC |  | TMC - JONES - GAMMA KNIFE (JB) | [5 empty] | WORKSTATIONS |  | .needs class | [5 empty] | Elekta Inc | [7 empty] | Covered PM Repair - Radiology, Low End | MHHS-TMC
NO | NO |  |  |  | R-069-GAMMA |  | Elekta | PERFEXION |  |  | TMC - JONES - GAMMA KNIFE (JB) | MHHS-TMC |  | Radiation Therapy Unit |  | R-069-GAMMA |  | TMC |  | TMC - JONES - GAMMA KNIFE (JB) | [5 empty] | STEREOTACTIC SYSTEM |  | RADTHERAPYUNIT-Elekta Inc-Perfexion | RADTHERAPYUNIT | Perfexion |  |  |  | Elekta Inc | Radiation Therapy Unit |  | RADTHERAPYUNIT-Elekta Inc-Perfexion |  |  |  |  | Covered PM Repair - Biomedical | MHHS-TMC
NO | NO |  |  |  | R-005-LINAC |  | Elekta | SLI PLUS |  |  | SE - CANCER CENTER | MHHS-Southeast |  |  |  | R-005-LINAC |  | Southeast & Bay Area |  | SE - CANCER CENTER | [5 empty] | RADIOTHERAPY SYSTEMS, LINEAR ACCELERATOR |  | .needs class | [5 empty] | Elekta Inc | [7 empty] | Covered PM Repair - Biomedical | MHHS-Southeast
NO | NO | [5 empty] | Elenco | XP-620 |  |  | GH - BIOMEDICAL SERVICES | MHHS-Greater Heights | [5 empty] | Central & Greater Heights |  | GH - BIOMEDICAL SERVICES | [5 empty] | POWER SUPPLIES |  | .needs class | [5 empty] | ELENCO | [7 empty] | Covered PM Repair - Radiology, Low End | MHHS-Greater Heights
NO | YES |  |  |  | 145-00941 | 145-00941 | ELGA Labwater | MEDICA PRO |  | TNK00011073 | Pearland-Laboratory-Main | MHHS-Pearland Hospital |  | Water Purification System |  | 145-00941 | 145-00941 | Pearland | MHHS-Pearland Hospital | Pearland-Laboratory-Main | Lab | 1/1/20 | 7/1/20 |  |  | WATER PURIFICATION SYSTEMS | Water Purification System | WATERPURIFICATIONSYS-ELGA LabWater-MEDICA Pro | WATERPURIFICATIONSYS | MEDICA Pro |  |  |  | ELGA LabWater | Water Purification System |  | WATERPURIFICATIONSYS-ELGA LabWater-MEDICA Pro |  |  |  | WPS-A | Covered PM Repair - Biomedical | MHHS-Pearland Hospital | [7 empty] | Water Purification System | WATERPURIFICATIONSYS | Water Purification System | ELGA LabWater
YES | YES |  |  |  | 029-11457 | 029-11457 | ELITech |  |  |  | CCC in spring |  |  |  |  | 029-11457 | 029-11457 | ccc spring |  | CCC in spring | Lab
YES | YES |  |  |  | 099-10620 | 099-10620 | ELO |  |  | G15C006703 | Floor 7 |  |  |  |  | 099-10620 | 099-10620 | Southwest | Memorial Hermann Southwest | Floor 7 | Floor 7
YES | YES |  |  |  | 099-10817 | 099-10817 | ELO |  |  | G15C006713 | Floor 7 |  |  |  |  | 099-10817 | 099-10817 | Southwest | Memorial Hermann Southwest | Floor 7 | Floor 7
YES | YES |  |  |  | 099-10820 | 099-10820 | ELO |  |  | D173000589 | Floor 7 |  |  |  |  | 099-10820 | 099-10820 | Southwest | Memorial Hermann Southwest | Floor 7 | Floor 7
YES | YES |  |  |  | 099-10406 | 099-10406 | ELO |  |  | G15C006710 | Floor 4 |  |  |  |  | 099-10406 | 099-10406 | Southwest | Memorial Hermann Southwest Hospital | Floor 4 | Floor 4
YES | YES |  |  |  | 005-11220 | 005-11220 | Elo | Elo |  | G15C006391 | SE - EMERGENCY CENTER |  |  |  |  | 005-11220 | 005-11220 |  | Memorial Hermann- South East | SE - EMERGENCY CENTER |  | 4/1/20 |  |  | No PM Sticker
YES | YES |  |  |  | 005-08273 | 005-08273 | Elo | Elo |  | K10C022281 | SE - EMERGENCY CENTER |  |  |  |  | 005-08273 | 005-08273 |  | Memorial Hermann- South East | SE - EMERGENCY CENTER | Telemetry | 4/1/20 |  |  | No PM Sticker
YES | YES |  |  |  | 099-06031 | 099-06031 | Elo | Elo |  | D14C022406 | SE - OR - PACU |  |  |  |  | 099-06031 | 099-06031 |  | Memorial Hermann- South East | SE - OR - PACU | OR 3 | 4/1/20 |  |  | No PM Sticker
YES | YES |  |  |  | 099-09947 | 099-09947 | Elo | Elo |  | Nsn | SE - CATH LAB |  |  |  |  | 099-09947 | 099-09947 |  | Memorial Hermann- SE - CATH LAB | SE - CATH LAB | OR8 | 4/1/20 |  |  | No PM Sticker
YES | YES | Serial Number Cnf |  |  | 099-02118 | 099-02118 | Elo | Entuitive |  | Cnf | KATY - LABORATORY |  |  |  |  | 099-02118 | 099-02118 | Katy | Katy | KATY - LABORATORY | Lab | 2/1/20
YES | YES |  |  |  |  | 041-33154 | Elo | Entuitive |  | G08C022258 | MEMORIAL CITY - ORTHO/PT | [5 empty] | 041-33154 | West | Memorial City - Memorial Hermann Hospital | MEMORIAL CITY - ORTHO/PT | Nurse Station |  |  |  | No pm sticker
YES | YES |  |  |  |  | 041-33838 | elo | Entuitive |  | 422471962T | Memorial City - Pediatrics | [5 empty] | 041-33838 | West | Memorial City - Memorial Hermann Hospital | Memorial City - Pediatrics | Nurse station |  |  |  |  | Monitor, nurse station
YES | YES | Serial Number Cnf |  |  |  | 041-33837 | elo | Entuitive |  | CNF | Memorial City - NICU | [5 empty] | 041-33837 | West | Memorial City - Memorial Hermann Hospital | Memorial City - NICU | Control Center |  |  |  | No PM sticker | Monitor, nurse station
YES | YES |  |  |  | 099-10042 | 099-10042 | Elo | Monitor |  | G15C006481 | CV PACU |  |  |  |  | 099-10042 | 099-10042 | Southwest | Memorial Hermann Southwest Hospital | CV PACU | Nurse station
YES | YES |  |  |  | 099-10061 | 099-10061 | Elo | Monitor |  | G15C006689 | SW - CVIMU |  |  |  |  | 099-10061 | 099-10061 | Southwest | Memorial Hermann Southwest Hospital | SW - CVIMU | CVA Nurse station
YES | YES |  |  |  | 133-06068 | 133-06068 | ELO | Nurse Call Station |  | 133-06068 | Katy - Inpatient Rehab |  |  |  |  | 133-06068 | 133-06068 | Katy | Memorial Hermann Rehabilitation Hospital - Katy (#102) | Katy - Inpatient Rehab | Katy - Inpatient Rehab
NO | YES |  |  |  | 013-36947 | 013-36947 | Elo Touch Solutions | 1519LM |  | L16C006272 | SW-Telemetry | MHHS-Southwest |  |  |  | 013-36947 | 013-36947 | Southwest | MHHS-Southwest | SW-Telemetry | 10th Floor nurse store | 4/1/19 |  | 4/1/20 |  | MONITORS, VIDEO |  | .needs class |  |  |  |  | .needs class | ELO Touch Sys | [7 empty] | Covered PM Repair - Biomedical | MHHS-Southwest
NO | YES |  |  |  | 583-00700 | 583-00700 | Elo Touch Solutions | 1522L MULTIFUNCTION 15-INCH DESKTOP TOUCHMONITOR |  | J14C016654 | KT CCC-(KY)-Emergency Room | MHHS-South Katy CCC |  |  |  | 583-00700 | 583-00700 | Katy | MHHS-Others | KT CCC-(KY)-Emergency Room | Nurses station | 6/1/16 | 6/1/20 |  |  | PHYSIOLOGIC MONITOR MODULES | Monitor, Video | MONITORVIDEO-National Display Sys-SC-WU27-G1522 |  |  |  |  | .needs class | ELO Touch Sys | [7 empty] | Covered PM Repair - Biomedical | MHHS-South Katy CCC | [8 empty] | MONITORVIDEO | Monitor, Video | National Display Sys
NO | YES |  |  |  | 009-09901 | 009-09901 | Elo Touch Solutions | 1527L |  | C15C026527 | GH-OR Anesthesia | MHHS-Greater Heights |  |  |  | 009-09901 | 009-09901 | Central | MHHS-Greater Heights | GH-OR Anesthesia | OR | 6/1/19 |  | 6/1/20 |  | MONITORS, VIDEO |  | .needs class |  |  |  |  | .needs class | ELO Touch Sys | [7 empty] | Covered PM Repair - Biomedical | MHHS-Greater Heights
NO | NO | [5 empty] | Elo Touch Solutions | 1527L |  | 725064692C | MEMORIAL CITY - CATH LAB HOLDING AREA | MHHS-Mem City | [5 empty] | West & Memorial City |  | MEMORIAL CITY - CATH LAB HOLDING AREA | [5 empty] | MONITORS, VIDEO |  | .needs class |  |  |  |  | .needs class | ELO Touch Sys | [7 empty] | Covered PM Repair - Biomedical | MHHS-Mem City
NO | NO | [5 empty] | Elo Touch Solutions | 1527L |  | 728082121C | SW - NURSE CALL | MHHS-Southwest | [5 empty] | Southwest |  | SW - NURSE CALL | [5 empty] | MONITORS, VIDEO |  | .needs class |  |  |  |  | .needs class | ELO Touch Sys | [7 empty] | Covered PM Repair - Biomedical | MHHS-Southwest
NO | YES |  |  |  | 013-34105 | 013-34105 | Elo Touch Solutions | 1725L |  | K133024080 | SW-HVI-Telemetry | MHHS-Southwest |  |  |  | 013-34105 | 013-34105 | Southwest | MHHS-Southwest | SW-HVI-Telemetry | HVI Nurse?Aos Station | 4/1/19 |  | 4/1/20 |  | MONITORS, VIDEO | Monitor, Video | MONITORVIDEO-ELO Touch Sys-ET1725L |  |  |  |  | MONITORVIDEO-ELO Touch Sys-ET1725L | ELO Touch Sys |  |  |  |  | 12/11/15 |  |  | Covered PM Repair - Biomedical | MHHS-Southwest | [8 empty] | MONITORVIDEO | Monitor, Video | ELO Touch Sys
NO | YES | [5 empty] | Elo Touch Solutions | 1729L |  | C12C051579 | TMC-Children's-NICU/SCU (8Hp) | MHHS-TMC | [5 empty] | TMC | MHHS-TMC | TMC-Children's-NICU/SCU (8Hp) |  | 3/7/19 |  |  |  | MONITORS, VIDEO |  | MONITORVIDEO-ELO Touch Sys-ET1725L |  |  |  |  | MONITORVIDEO-ELO Touch Sys-ET1725L | ELO Touch Sys |  |  |  |  | 4/10/16 | Verified 3/30/2020 4:07pm (Central) |  | Covered PM Repair - Biomedical | MHHS-TMC
NO | YES | [5 empty] | Elo Touch Solutions | 1729L |  | C12C051582 | TMC-Children's-NICU/SCU (8Hp) | MHHS-TMC | [5 empty] | TMC | MHHS-TMC | TMC-Children's-NICU/SCU (8Hp) |  | 3/8/19 |  |  |  | MONITORS, VIDEO |  | MONITORVIDEO-ELO Touch Sys-ET1725L |  |  |  |  | MONITORVIDEO-ELO Touch Sys-ET1725L | ELO Touch Sys |  |  |  |  | 4/10/16 | Verified 3/30/2020 4:07pm (Central) |  | Covered PM Repair - Biomedical | MHHS-TMC
NO | NO |  |  |  | 005-08221 |  | Elo Touch Solutions | 1729L |  | G10C001924 | SE - ICU | MHHS-Southeast |  |  |  | 005-08221 |  | Southeast & Bay Area |  | SE - ICU | [5 empty] | MONITORS, VIDEO |  | MONITORVIDEO-ELO Touch Sys-ET1725L |  |  |  |  | MONITORVIDEO-ELO Touch Sys-ET1725L | ELO Touch Sys | [7 empty] | Covered PM Repair - Biomedical | MHHS-Southeast
NO | NO |  |  |  | 005-08278 |  | Elo Touch Solutions | 1729L |  | A11C002808 | SE - ICU | MHHS-Southeast |  |  |  | 005-08278 |  | Southeast & Bay Area |  | SE - ICU | [5 empty] | MONITORS, VIDEO |  | MONITORVIDEO-ELO Touch Sys-ET1725L |  |  |  |  | MONITORVIDEO-ELO Touch Sys-ET1725L | ELO Touch Sys | [7 empty] | Covered PM Repair - Biomedical | MHHS-Southeast
NO | NO | [5 empty] | Elo Touch Solutions | 1729L |  | C12C051580 | TMC - CHILDRENS - NICU/SCU (8HP) | MHHS-TMC | [5 empty] | TMC |  | TMC - CHILDRENS - NICU/SCU (8HP) | [5 empty] | MONITORS, VIDEO |  | MONITORVIDEO-ELO Touch Sys-ET1725L |  |  |  |  | MONITORVIDEO-ELO Touch Sys-ET1725L | ELO Touch Sys | [7 empty] | Covered PM Repair - Biomedical | MHHS-TMC
NO | NO |  |  |  | 077-07684 |  | Elo Touch Solutions | 1729L |  | F11C038281 | TMC - GI/ENDO - PEDI (GHP) | MHHS-TMC |  |  |  | 077-07684 |  | TMC |  | TMC - GI/ENDO - PEDI (GHP) | [5 empty] | MONITORS, VIDEO |  | MONITORVIDEO-ELO Touch Sys-ET1725L |  |  |  |  | MONITORVIDEO-ELO Touch Sys-ET1725L | ELO Touch Sys | [7 empty] | Covered PM Repair - Biomedical | MHHS-TMC
NO | YES |  |  |  | 133-09354 | 133-09354 | Elo Touch Solutions | 1915L |  | L143029330 | Katy-ICU | MHHS-Katy |  |  |  | 133-09354 | 133-09354 | Katy | MHHS-Katy | Katy-ICU | ICU |  |  |  | No pm | MONITORS, VIDEO |  | .needs class |  |  |  |  | .needs class | ELO Touch Sys | [7 empty] | Covered PM Repair - Biomedical | MHHS-Katy
NO | YES |  |  |  | 133-09418 | 133-09418 | Elo Touch Solutions | 1915L |  | L143029328 | Katy-ICU | MHHS-Katy |  |  |  | 133-09418 | 133-09418 | Katy | MHHS-Katy | Katy-ICU | ICU Nurse Station |  |  |  |  | MONITORS, VIDEO |  | .needs class |  |  |  |  | .needs class | ELO Touch Sys | [7 empty] | Covered PM Repair - Biomedical | MHHS-Katy
NO | YES |  |  |  | 133-09419 | 133-09419 | Elo Touch Solutions | 1915L |  | L143029307 | Katy-ICU | MHHS-Katy |  |  |  | 133-09419 | 133-09419 | Katy | MHHS-Katy | Katy-ICU | ICU | 12/1/18 | 12/1/19 |  |  | MONITORS, VIDEO |  | .needs class |  |  |  |  | .needs class | ELO Touch Sys | [7 empty] | Covered PM Repair - Biomedical | MHHS-Katy
NO | YES |  |  |  | 133-09422 | 133-09422 | Elo Touch Solutions | 1915L |  | L143029308 | Katy-ICU | MHHS-Katy |  |  |  | 133-09422 | 133-09422 | Katy | MHHS-Katy | Katy-ICU | ICU Nurse Station |  |  |  |  | MONITORS, VIDEO |  | .needs class |  |  |  |  | .needs class | ELO Touch Sys | [7 empty] | Covered PM Repair - Biomedical | MHHS-Katy
NO | YES |  |  |  | 133-09326 | 133-09326 | Elo Touch Solutions | 1915L |  | L143029315 | Katy-NICU | MHHS-Katy |  |  |  | 133-09326 | 133-09326 | Katy | MHHS-Katy | Katy-NICU | Nurse station B | 12/1/18 |  |  |  | MONITORS, VIDEO |  | .needs class |  |  |  |  | .needs class | ELO Touch Sys | [7 empty] | Covered PM Repair - Biomedical | MHHS-Katy
NO | YES |  |  |  | 133-09427 | 133-09427 | Elo Touch Solutions | 1915L |  | L143029322 | Katy-NICU | MHHS-Katy |  |  |  | 133-09427 | 133-09427 | Katy | MHHS-Katy | Katy-NICU | Nurse station B | 12/1/18 |  |  |  | MONITORS, VIDEO |  | .needs class |  |  |  |  | .needs class | ELO Touch Sys | [7 empty] | Covered PM Repair - Biomedical | MHHS-Katy
NO | YES |  |  |  | 133-09423 | 133-09423 | Elo Touch Solutions | 1915L |  | L143029325 | Katy-Postpartum-2W | MHHS-Katy |  |  |  | 133-09423 | 133-09423 | Katy | MHHS-Katy | Katy-Postpartum-2W | Nurses station | 12/1/18 |  |  | One time safety | MONITORS, VIDEO |  | .needs class |  |  |  |  | .needs class | ELO Touch Sys |  |  |  |  | 7/8/16 |  |  | Covered PM Repair - Biomedical | MHHS-Katy
NO | YES |  |  |  | 133-09420 | 133-09420 | Elo Touch Solutions | 1915L |  | L143029321 | Katy-OR | MHHS-Katy |  |  |  | 133-09420 | 133-09420 | Katy | MHHS-Katy | Katy-OR | Nurse Station A | 11/1/18 |  |  |  | MONITORS, VIDEO |  | .needs class |  |  |  |  | .needs class | ELO Touch Sys |  |  |  |  | 8/31/16 |  |  | Covered PM Repair - Biomedical | MHHS-Katy
NO | YES |  |  |  | 133-09426 | 133-09426 | Elo Touch Solutions | 1915L |  | L143029317 | Katy-Day Stay | MHHS-Katy |  |  |  | 133-09426 | 133-09426 | Katy | MHHS-Katy | Katy-Day Stay | Nurse Station A (ambulatory 2nd fl) | 11/1/18 |  |  |  | MONITORS, VIDEO |  | .needs class |  |  |  |  | .needs class | ELO Touch Sys |  |  |  |  | 3/25/17 |  |  | Covered PM Repair - Biomedical | MHHS-Katy
NO | YES |  |  |  | 133-09323 | 133-09323 | Elo Touch Solutions | 1915L |  | L143029309 | Katy-Postpartum-2W | MHHS-Katy |  |  |  | 133-09323 | 133-09323 | Katy | MHHS-Katy | Katy-Postpartum-2W | Labor | 5/1/19 |  |  |  | MONITORS, VIDEO |  | .needs class |  |  |  |  | .needs class | ELO Touch Sys | [7 empty] | Covered PM Repair - Biomedical | MHHS-Katy
NO | NO |  |  |  | 133-09425 |  | Elo Touch Solutions | 1915L |  | L143029314 | KATY - IMU | MHHS-Katy |  |  |  | 133-09425 |  | Katy |  | KATY - IMU | [5 empty] | MONITORS, VIDEO |  | .needs class |  |  |  |  | .needs class | ELO Touch Sys | [7 empty] | Covered PM Repair - Biomedical | MHHS-Katy
NO | NO |  |  |  | 074-01328 |  | Elo Touch Solutions | 1915L |  | E266835 | TMC - MHTMC - NURSE CALL | MHHS-TMC |  |  |  | 074-01328 |  | TMC |  | TMC - MHTMC - NURSE CALL | [5 empty] | MONITORS, VIDEO |  | .needs class |  |  |  |  | .needs class | ELO Touch Sys | [7 empty] | Covered PM Repair - Biomedical | MHHS-TMC
NO | YES |  |  |  | 133-08956 | 133-08956 | Elo Touch Solutions | 1928L |  | J14C016672 | Katy-PACU | MHHS-Katy |  | Monitor, Video |  | 133-08956 | 133-08956 | Katy | MHHS-Katy | Katy-PACU | PacU Nurses station | 11/1/18 |  |  |  | MONITORS, VIDEO | Monitor, Video | MONITORVIDEO-ELO Touch Sys-1928L | MONITORVIDEO | 1928L |  |  |  | ELO Touch Sys | Monitor, Video |  | MONITORVIDEO-ELO Touch Sys-1928L |  | 10/2/15 |  |  | Covered PM Repair - Biomedical | MHHS-Katy | [8 empty] | MONITORVIDEO | Monitor, Video | ELO Touch Sys
NO | YES |  |  |  | 133-09103 | 133-09103 | Elo Touch Solutions | 1928L |  | F15C003379 | Katy-PACU | MHHS-Katy |  | Monitor, Video |  | 133-09103 | 133-09103 | Katy | MHHS-Katy | Katy-PACU | PacU Nurses station |  |  |  |  | MONITORS, VIDEO | Monitor, Video | MONITORVIDEO-ELO Touch Sys-1928L | MONITORVIDEO | 1928L |  |  |  | ELO Touch Sys | Monitor, Video |  | MONITORVIDEO-ELO Touch Sys-1928L |  | 10/2/15 |  |  | Covered PM Repair - Biomedical | MHHS-Katy | [8 empty] | MONITORVIDEO | Monitor, Video | ELO Touch Sys
NO | YES |  |  |  | 133-09104 | 133-09104 | Elo Touch Solutions | 1928L |  | F15C003381 | Katy-PACU | MHHS-Katy |  | Monitor, Video |  | 133-09104 | 133-09104 | Katy | MHHS-Katy | Katy-PACU | Nurse Station |  | 2/1/20 |  |  | MONITORS, VIDEO | Monitor, Video | MONITORVIDEO-ELO Touch Sys-1928L | MONITORVIDEO | 1928L |  |  |  | ELO Touch Sys | Monitor, Video |  | MONITORVIDEO-ELO Touch Sys-1928L |  | 10/2/15 |  |  | Covered PM Repair - Biomedical | MHHS-Katy | [8 empty] | MONITORVIDEO | Monitor, Video | ELO Touch Sys
NO | YES |  |  |  | 077-09163 | 077-09163 | Elo Touch Solutions | 1928L |  | G15C006694 | TMC-Children's-PICU (9Hp) | MHHS-TMC |  | Monitor, Video |  | 077-09163 | 077-09163 | TMC | MHHS-TMC | TMC-Children's-PICU (9Hp) |  | 4/8/19 |  |  |  | MONITORS, VIDEO |  | MONITORVIDEO-ELO Touch Sys-1928L | MONITORVIDEO | 1928L |  |  |  | ELO Touch Sys | Monitor, Video |  | MONITORVIDEO-ELO Touch Sys-1928L |  | 10/2/15 | Verified 3/30/2020 4:07pm (Central) |  | Covered PM Repair - Biomedical | MHHS-TMC
NO | YES |  |  |  | 077-09164 | 077-09164 | Elo Touch Solutions | 1928L |  | G15C006699 | TMC-Children's-PICU (9Hp) | MHHS-TMC |  | Monitor, Video |  | 077-09164 | 077-09164 | TMC | MHHS-TMC | TMC-Children's-PICU (9Hp) |  | 4/17/19 |  |  |  | MONITORS, VIDEO |  | MONITORVIDEO-ELO Touch Sys-1928L | MONITORVIDEO | 1928L |  |  |  | ELO Touch Sys | Monitor, Video |  | MONITORVIDEO-ELO Touch Sys-1928L |  | 10/2/15 | Verified 3/30/2020 4:07pm (Central) |  | Covered PM Repair - Biomedical | MHHS-TMC
NO | YES |  |  |  | 077-09165 | 077-09165 | Elo Touch Solutions | 1928L |  | G15C006691 | TMC-Children's-PICU (9Hp) | MHHS-TMC |  | Monitor, Video |  | 077-09165 | 077-09165 | TMC | MHHS-TMC | TMC-Children's-PICU (9Hp) |  | 6/19/18 |  |  |  | MONITORS, VIDEO |  | MONITORVIDEO-ELO Touch Sys-1928L | MONITORVIDEO | 1928L |  |  |  | ELO Touch Sys | Monitor, Video |  | MONITORVIDEO-ELO Touch Sys-1928L |  | 10/2/15 | Verified 3/30/2020 4:07pm (Central) |  | Covered PM Repair - Biomedical | MHHS-TMC
NO | YES |  |  |  | 077-09166 | 077-09166 | Elo Touch Solutions | 1928L |  | G15C006690 | TMC-Children's-PICU (9Hp) | MHHS-TMC |  | Monitor, Video |  | 077-09166 | 077-09166 | TMC | MHHS-TMC | TMC-Children's-PICU (9Hp) |  | 4/8/19 |  |  |  | MONITORS, VIDEO |  | MONITORVIDEO-ELO Touch Sys-1928L | MONITORVIDEO | 1928L |  |  |  | ELO Touch Sys | Monitor, Video |  | MONITORVIDEO-ELO Touch Sys-1928L |  | 10/2/15 | Verified 3/30/2020 4:07pm (Central) |  | Covered PM Repair - Biomedical | MHHS-TMC
NO | YES |  |  |  | 077-09169 | 077-09169 | Elo Touch Solutions | 1928L |  | G15C006702 | TMC-Children's-PICU (9Hp) | MHHS-TMC |  | Monitor, Video |  | 077-09169 | 077-09169 | TMC | MHHS-TMC | TMC-Children's-PICU (9Hp) |  | 4/17/19 |  |  |  | MONITORS, VIDEO |  | MONITORVIDEO-ELO Touch Sys-1928L | MONITORVIDEO | 1928L |  |  |  | ELO Touch Sys | Monitor, Video |  | MONITORVIDEO-ELO Touch Sys-1928L |  | 10/2/15 | Verified 3/30/2020 4:07pm (Central) |  | Covered PM Repair - Biomedical | MHHS-TMC
NO | YES |  |  |  | 077-09170 | 077-09170 | Elo Touch Solutions | 1928L |  | G15C006692 | TMC-Children's-PICU (9Hp) | MHHS-TMC |  | Monitor, Video |  | 077-09170 | 077-09170 | TMC | MHHS-TMC | TMC-Children's-PICU (9Hp) |  | 4/24/19 |  |  |  | MONITORS, VIDEO |  | MONITORVIDEO-ELO Touch Sys-1928L | MONITORVIDEO | 1928L |  |  |  | ELO Touch Sys | Monitor, Video |  | MONITORVIDEO-ELO Touch Sys-1928L |  | 10/2/15 | Verified 3/30/2020 4:07pm (Central) |  | Covered PM Repair - Biomedical | MHHS-TMC
NO | YES |  |  |  | 077-09172 | 077-09172 | Elo Touch Solutions | 1928L |  | G15C006709 | TMC-Children's-PICU (9Hp) | MHHS-TMC |  | Monitor, Video |  | 077-09172 | 077-09172 | TMC | MHHS-TMC | TMC-Children's-PICU (9Hp) |  | 4/10/19 |  |  |  | MONITORS, VIDEO |  | MONITORVIDEO-ELO Touch Sys-1928L | MONITORVIDEO | 1928L |  |  |  | ELO Touch Sys | Monitor, Video |  | MONITORVIDEO-ELO Touch Sys-1928L |  | 10/2/15 | Verified 3/30/2020 4:07pm (Central) |  | Covered PM Repair - Biomedical | MHHS-TMC
NO | NO |  |  |  | 133-08821 |  | Elo Touch Solutions | 1928L |  | K12C003895 | KATY - OR | MHHS-Katy |  | Monitor, Video |  | 133-08821 |  | Katy |  | KATY - OR | [5 empty] | MONITORS, VIDEO |  | MONITORVIDEO-ELO Touch Sys-1928L | MONITORVIDEO | 1928L |  |  |  | ELO Touch Sys | Monitor, Video |  | MONITORVIDEO-ELO Touch Sys-1928L |  |  |  |  | Covered PM Repair - Biomedical | MHHS-Katy
NO | NO |  |  |  | 133-08962 |  | Elo Touch Solutions | 1928L |  | J14C016674 | KATY - OR | MHHS-Katy |  | Monitor, Video |  | 133-08962 |  | Katy |  | KATY - OR | [5 empty] | MONITORS, VIDEO |  | MONITORVIDEO-ELO Touch Sys-1928L | MONITORVIDEO | 1928L |  |  |  | ELO Touch Sys | Monitor, Video |  | MONITORVIDEO-ELO Touch Sys-1928L |  |  |  |  | Covered PM Repair - Biomedical | MHHS-Katy
NO | NO |  |  |  | 133-08957 |  | Elo Touch Solutions | 1928L |  | J14C016677 | KATY - PACU | MHHS-Katy |  | Monitor, Video |  | 133-08957 |  | Katy |  | KATY - PACU | [5 empty] | MONITORS, VIDEO |  | MONITORVIDEO-ELO Touch Sys-1928L | MONITORVIDEO | 1928L |  |  |  | ELO Touch Sys | Monitor, Video |  | MONITORVIDEO-ELO Touch Sys-1928L |  |  |  |  | Covered PM Repair - Biomedical | MHHS-Katy
NO | NO |  |  |  | 077-09162 |  | Elo Touch Solutions | 1928L |  | G15C006707 | TMC - CHILDRENS - PICU (9HP) | MHHS-TMC |  | Monitor, Video |  | 077-09162 |  | TMC |  | TMC - CHILDRENS - PICU (9HP) | [5 empty] | MONITORS, VIDEO |  | MONITORVIDEO-ELO Touch Sys-1928L | MONITORVIDEO | 1928L |  |  |  | ELO Touch Sys | Monitor, Video |  | MONITORVIDEO-ELO Touch Sys-1928L |  |  |  |  | Covered PM Repair - Biomedical | MHHS-TMC
NO | NO |  |  |  | 077-09168 |  | Elo Touch Solutions | 1928L |  | G15C006668 | TMC - CHILDRENS - PICU (9HP) | MHHS-TMC |  | Monitor, Video |  | 077-09168 |  | TMC |  | TMC - CHILDRENS - PICU (9HP) | [5 empty] | MONITORS, VIDEO |  | MONITORVIDEO-ELO Touch Sys-1928L | MONITORVIDEO | 1928L |  |  |  | ELO Touch Sys | Monitor, Video |  | MONITORVIDEO-ELO Touch Sys-1928L |  |  |  |  | Covered PM Repair - Biomedical | MHHS-TMC
NO | NO |  |  |  | 077-09171 |  | Elo Touch Solutions | 1928L |  | G15C006688 | TMC - CHILDRENS - PICU (9HP) | MHHS-TMC |  | Monitor, Video |  | 077-09171 |  | TMC |  | TMC - CHILDRENS - PICU (9HP) | [5 empty] | MONITORS, VIDEO |  | MONITORVIDEO-ELO Touch Sys-1928L | MONITORVIDEO | 1928L |  |  |  | ELO Touch Sys | Monitor, Video |  | MONITORVIDEO-ELO Touch Sys-1928L |  |  |  |  | Covered PM Repair - Biomedical | MHHS-TMC
NO | NO |  |  |  | 009-10040 |  | Elo Touch Solutions | 1929LM |  | L15C004682 | GH - RADIOLOGY | MHHS-Greater Heights |  |  |  | 009-10040 |  | Central & Greater Heights |  | GH - RADIOLOGY | [5 empty] | MONITORS, VIDEO |  | .needs class |  |  |  |  | .needs class | ELO Touch Sys | [7 empty] | Covered PM Repair - Biomedical | MHHS-Greater Heights
NO | YES |  |  |  | 145-01116 | 145-01116 | Elo Touch Solutions | 2201L |  | D153008984 | Pearland-OR | MHHS-Pearland Hospital |  | Monitor, Video |  | 145-01116 | 145-01116 | Pearland | MHHS-Pearland Hospital | Pearland-OR | OR 3 | 1/1/19 |  |  |  | MONITORS, VIDEO | Monitor, Video | MONITORVIDEO-ELO Touch Sys-2201L | MONITORVIDEO | 2201L |  |  |  | ELO Touch Sys | Monitor, Video |  | MONITORVIDEO-ELO Touch Sys-2201L |  | 11/1/20 |  |  | Not Covered Vendor Only - Biomedical | MHHS-Pearland Hospital | [8 empty] | MONITORVIDEO | Monitor, Video | ELO Touch Sys
NO | YES |  |  |  | 069-38560 | 069-38560 | Elo Touch Solutions | 2201L |  | H12L006799 | TMC-OR-Pedi OR (2R) | MHHS-TMC |  | Monitor, Video |  | 069-38560 | 069-38560 | TMC | MHHS-TMC | TMC-OR-Pedi OR (2R) | OR Hallway |  |  |  |  | MONITORS, VIDEO |  | MONITORVIDEO-ELO Touch Sys-2201L | MONITORVIDEO | 2201L |  |  |  | ELO Touch Sys | Monitor, Video |  | MONITORVIDEO-ELO Touch Sys-2201L |  |  |  |  | Covered PM Repair - Biomedical | MHHS-TMC
NO | NO |  |  |  | 009-10274 |  | Elo Touch Solutions | 2201L |  | F163006139 | GH - OR | MHHS-Greater Heights |  | Monitor, Video |  | 009-10274 |  | Central & Greater Heights |  | GH - OR | [5 empty] | MONITORS, VIDEO |  | MONITORVIDEO-ELO Touch Sys-2201L | MONITORVIDEO | 2201L |  |  |  | ELO Touch Sys | Monitor, Video |  | MONITORVIDEO-ELO Touch Sys-2201L |  |  |  |  | Covered PM Repair - Biomedical | MHHS-Greater Heights
NO | NO |  |  |  | 009-33657 |  | Elo Touch Solutions | 2201L |  | K173008336 | GH - OR ENDOSCOPY | MHHS-Greater Heights |  | Monitor, Video |  | 009-33657 |  | Central & Greater Heights |  | GH - OR ENDOSCOPY | [5 empty] | MONITORS, VIDEO |  | MONITORVIDEO-ELO Touch Sys-2201L | MONITORVIDEO | 2201L |  |  |  | ELO Touch Sys | Monitor, Video |  | MONITORVIDEO-ELO Touch Sys-2201L |  |  |  |  | Covered PM Repair - Biomedical | MHHS-Greater Heights
NO | NO |  |  |  | 145-00942 |  | Elo Touch Solutions | 2201L |  | D153008995 | PEARLAND - ENDOSCOPY | MHHS-Pearland Hospital |  | Monitor, Video |  | 145-00942 |  | Pearland |  | PEARLAND - ENDOSCOPY | [5 empty] | MONITORS, VIDEO |  | MONITORVIDEO-ELO Touch Sys-2201L | MONITORVIDEO | 2201L |  |  |  | ELO Touch Sys | Monitor, Video |  | MONITORVIDEO-ELO Touch Sys-2201L |  |  |  |  | Covered PM Repair - Biomedical | MHHS-Pearland Hospital
NO | NO |  |  |  | 145-01121 |  | Elo Touch Solutions | 2201L |  | D153008986 | PEARLAND - OR | MHHS-Pearland Hospital |  | Monitor, Video |  | 145-01121 |  | Pearland |  | PEARLAND - OR | [5 empty] | MONITORS, VIDEO |  | MONITORVIDEO-ELO Touch Sys-2201L | MONITORVIDEO | 2201L |  |  |  | ELO Touch Sys | Monitor, Video |  | MONITORVIDEO-ELO Touch Sys-2201L |  |  |  |  | Covered PM Repair - Biomedical | MHHS-Pearland Hospital
NO | NO |  |  |  | 145-01141 |  | Elo Touch Solutions | 2201L |  | D153008996 | PEARLAND - OR | MHHS-Pearland Hospital |  | Monitor, Video |  | 145-01141 |  | Pearland |  | PEARLAND - OR | [5 empty] | MONITORS, VIDEO |  | MONITORVIDEO-ELO Touch Sys-2201L | MONITORVIDEO | 2201L |  |  |  | ELO Touch Sys | Monitor, Video |  | MONITORVIDEO-ELO Touch Sys-2201L |  |  |  |  | Covered PM Repair - Biomedical | MHHS-Pearland Hospital
NO | NO |  |  |  | 145-01147 |  | Elo Touch Solutions | 2201L |  | D153009003 | PEARLAND - OR | MHHS-Pearland Hospital |  | Monitor, Video |  | 145-01147 |  | Pearland |  | PEARLAND - OR | [5 empty] | MONITORS, VIDEO |  | MONITORVIDEO-ELO Touch Sys-2201L | MONITORVIDEO | 2201L |  |  |  | ELO Touch Sys | Monitor, Video |  | MONITORVIDEO-ELO Touch Sys-2201L |  |  |  |  | Covered PM Repair - Biomedical | MHHS-Pearland Hospital
NO | YES |  |  |  | 069-43204 | 069-43204 | Elo Touch Solutions | 2401LM |  | L14C012395 | TMC-OR-Pedi OR (2R) | MHHS-TMC |  |  |  | 069-43204 | 069-43204 | TMC | MHHS-TMC | TMC-OR-Pedi OR (2R) | S2 OR 55 | 5/1/18 |  | 5/1/19 |  | MONITORS, VIDEO |  | MONITORVIDEO-Stryker-0240030970 |  |  |  |  | MONITORVIDEO-Stryker-0240030970 | ELO Touch Sys | [7 empty] | Covered PM Repair - Biomedical | MHHS-TMC
NO | YES |  |  |  |  | 041-13610 | Elo Touch Solutions | ENTUITIVE |  | E08C201227 | MEMORIAL CITY - MOR | MHHS-Mem City |  | Monitor, Video |  |  | 041-13610 | West | Memorial City - Memorial Hermann Hospital | MEMORIAL CITY - MOR | Sterile Core |  |  |  | Past PM due date | MONITORS, VIDEO |  | MONITORVIDEO-ELO Touch Sys-Entuitive | MONITORVIDEO | Entuitive |  |  |  | ELO Touch Sys | Monitor, Video |  | MONITORVIDEO-ELO Touch Sys-Entuitive |  |  |  |  | Not Covered Vendor Only - Lab Ana/Anes | MHHS-Mem City
NO | YES | Serial Number 728116548C |  |  |  | 041-14681 | Elo Touch Solutions | ENTUITIVE |  | 728116548C | Memorial City - Pediatrics | MHHS-Mem City |  | Monitor, Video |  |  | 041-14681 | West | Memorial City - Memorial Hermann Hospital | Memorial City - Pediatrics | MH4:403.2 AIDF |  |  |  | PM past due | MONITORS, VIDEO |  | MONITORVIDEO-ELO Touch Sys-Entuitive | MONITORVIDEO | Entuitive |  |  |  | ELO Touch Sys | Monitor, Video |  | MONITORVIDEO-ELO Touch Sys-Entuitive |  |  |  |  | Not Covered Vendor Only - Lab Ana/Anes | MHHS-Mem City
NO | YES |  |  |  | 041-14712 | 041-14712 | Elo Touch Solutions | ENTUITIVE |  | 728118570C | Memorial City-Postpartum | MHHS-Mem City |  | Monitor, Video |  | 041-14712 | 041-14712 | West | MHHS-Mem City | Memorial City-Postpartum | Nurse Station |  |  |  |  | MONITORS, VIDEO |  | MONITORVIDEO-ELO Touch Sys-Entuitive | MONITORVIDEO | Entuitive |  |  |  | ELO Touch Sys | Monitor, Video |  | MONITORVIDEO-ELO Touch Sys-Entuitive |  |  |  |  | Covered PM Repair - Lab Analyzers/Anesth | MHHS-Mem City
NO | YES |  |  |  |  | 013-17316 | Elo Touch Solutions | ENTUITIVE |  | 728082039C | SW-Nurse Call | MHHS-Southwest |  | Monitor, Video |  |  | 013-17316 | Southwest | MHHS-Southwest | SW-Nurse Call | 9th Floor Nurses Station | 8/1/19 |  | 8/1/20 |  | MONITORS, VIDEO | Monitor, Video | MONITORVIDEO-ELO Touch Sys-Entuitive | MONITORVIDEO | Entuitive |  |  |  | ELO Touch Sys | Monitor, Video |  | MONITORVIDEO-ELO Touch Sys-Entuitive |  |  |  |  | Not Covered Vendor Only - Lab Ana/Anes | MHHS-Southwest | [8 empty] | MONITORVIDEO | Monitor, Video | ELO Touch Sys
NO | NO | [5 empty] | Elo Touch Solutions | ENTUITIVE |  | 725064693C | MEMORIAL CITY - TELEMETRY | MHHS-Mem City |  | Monitor, Video |  |  |  | West & Memorial City |  | MEMORIAL CITY - TELEMETRY | [5 empty] | MONITORS, VIDEO |  | MONITORVIDEO-ELO Touch Sys-Entuitive | MONITORVIDEO | Entuitive |  |  |  | ELO Touch Sys | Monitor, Video |  | MONITORVIDEO-ELO Touch Sys-Entuitive |  |  |  |  | Not Covered Vendor Only - Lab Ana/Anes | MHHS-Mem City
NO | NO | [5 empty] | Elo Touch Solutions | ENTUITIVE |  | 728081955C | SW - NURSE CALL | MHHS-Southwest |  | Monitor, Video |  |  |  | Southwest |  | SW - NURSE CALL | [5 empty] | MONITORS, VIDEO |  | MONITORVIDEO-ELO Touch Sys-Entuitive | MONITORVIDEO | Entuitive |  |  |  | ELO Touch Sys | Monitor, Video |  | MONITORVIDEO-ELO Touch Sys-Entuitive |  |  |  |  | Not Covered Vendor Only - Lab Ana/Anes | MHHS-Southwest
NO | NO |  |  |  | 029-02213 |  | Elo Touch Solutions | ENTUITIVE |  | 422512040T | WOODLANDS - CATH LAB | MHHS-Woodlands |  | Monitor, Video |  | 029-02213 |  | Woodlands |  | WOODLANDS - CATH LAB | [5 empty] | MONITORS, VIDEO |  | MONITORVIDEO-ELO Touch Sys-Entuitive | MONITORVIDEO | Entuitive |  |  |  | ELO Touch Sys | Monitor, Video |  | MONITORVIDEO-ELO Touch Sys-Entuitive |  |  |  |  | Not Covered Vendor Only - Lab Ana/Anes | MHHS-Woodlands
NO | NO |  |  |  | 029-02216 |  | Elo Touch Solutions | ENTUITIVE |  | 422352101T | WOODLANDS - CATH LAB | MHHS-Woodlands |  | Monitor, Video |  | 029-02216 |  | Woodlands |  | WOODLANDS - CATH LAB | [5 empty] | MONITORS, VIDEO |  | MONITORVIDEO-ELO Touch Sys-Entuitive | MONITORVIDEO | Entuitive |  |  |  | ELO Touch Sys | Monitor, Video |  | MONITORVIDEO-ELO Touch Sys-Entuitive |  |  |  |  | Not Covered Vendor Only - Lab Ana/Anes | MHHS-Woodlands
NO | NO |  |  |  | 029-03747 |  | Elo Touch Solutions | ENTUITIVE |  | L298002836 | WOODLANDS - CATH LAB | MHHS-Woodlands |  | Monitor, Video |  | 029-03747 |  | Woodlands |  | WOODLANDS - CATH LAB | [5 empty] | MONITORS, VIDEO |  | MONITORVIDEO-ELO Touch Sys-Entuitive | MONITORVIDEO | Entuitive |  |  |  | ELO Touch Sys | Monitor, Video |  | MONITORVIDEO-ELO Touch Sys-Entuitive |  |  |  |  | Covered PM Repair - Biomedical | MHHS-Woodlands
NO | YES |  |  |  | 013-34096 | 013-34096 | Elo Touch Solutions | ENTUITIVE 3000 SERIES 1529L |  | A14C009703 | SW-Nurse Call | MHHS-Southwest |  |  |  | 013-34096 | 013-34096 | Southwest | MHHS-Southwest | SW-Nurse Call | Nurses Station | 10/1/19 |  | 10/1/20 |  | MONITORS, VIDEO |  | .needs class | [5 empty] | ELO Touch Sys |  |  |  |  | 10/31/16 |  |  | Covered PM Repair - Biomedical | MHHS-Southwest
NO | YES |  |  |  | 041-20481 | 041-20481 | Elo Touch Solutions | ET1515L |  | E163011711 | Memorial City-Labor & Delivery | MHHS-Mem City |  |  |  | 041-20481 | 041-20481 | West | MHHS-Mem City | Memorial City-Labor & Delivery | Nurses Station | 8/1/18 |  |  |  | MONITORS, VIDEO |  | .needs class |  |  |  |  | .needs class | ELO Touch Sys | [7 empty] | Covered PM Repair - Biomedical | MHHS-Mem City
NO | YES |  |  |  |  | 041-12136 | Elo Touch Solutions | ET1515L |  | D12L007882 | Memorial City-Labor & Delivery | MHHS-Mem City |  |  |  |  | 041-12136 | West | MHHS-Mem City | Memorial City-Labor & Delivery | nurses station | 5/1/18 |  |  |  | MONITORS, VIDEO |  | .needs class |  |  |  |  | .needs class | ELO Touch Sys | [7 empty] | Covered PM Repair - Biomedical | MHHS-Mem City
NO | NO |  |  |  | 041-18842 |  | Elo Touch Solutions | ET1515L |  | B153015643 | MEMORIAL CITY - CARDIOLOGY | MHHS-Mem City |  |  |  | 041-18842 |  | West & Memorial City |  | MEMORIAL CITY - CARDIOLOGY | [5 empty] | MONITORS, VIDEO |  | .needs class |  |  |  |  | .needs class | ELO Touch Sys | [7 empty] | Covered PM Repair - Biomedical | MHHS-Mem City
NO | NO |  |  |  | 041-19961 |  | Elo Touch Solutions | ET1515L |  | E163011087 | MEMORIAL CITY - CATH LAB HOLDING AREA | MHHS-Mem City |  |  |  | 041-19961 |  | West & Memorial City |  | MEMORIAL CITY - CATH LAB HOLDING AREA | [5 empty] | MONITORS, VIDEO |  | .needs class |  |  |  |  | .needs class | ELO Touch Sys | [7 empty] | Covered PM Repair - Respiratory/Steriliz | MHHS-Mem City
NO | NO |  |  |  | 041-18335 |  | Elo Touch Solutions | ET1515L |  | H133031097 | MEMORIAL CITY - OUTPATIENT SURGERY | MHHS-Mem City |  |  |  | 041-18335 |  | West & Memorial City |  | MEMORIAL CITY - OUTPATIENT SURGERY | [5 empty] | MONITORS, VIDEO |  | .needs class |  |  |  |  | .needs class | ELO Touch Sys | [7 empty] | Covered PM Repair - Biomedical | MHHS-Mem City
NO | NO |  |  |  | 013-16626 |  | Elo Touch Solutions | ET1515L |  | L133034967 | SW - NURSE CALL | MHHS-Southwest |  |  |  | 013-16626 |  | Southwest |  | SW - NURSE CALL | [5 empty] | MONITORS, VIDEO |  | .needs class |  |  |  |  | .needs class | ELO Touch Sys | [7 empty] | Covered PM Repair - Biomedical | MHHS-Southwest
NO | NO |  |  |  | 013-36940 |  | Elo Touch Solutions | ET1515L |  | E16C045450 | SW - NURSE CALL | MHHS-Southwest |  |  |  | 013-36940 |  | Southwest |  | SW - NURSE CALL | [5 empty] | MONITORS, VIDEO |  | .needs class |  |  |  |  | .needs class | ELO Touch Sys | [7 empty] | Covered PM Repair - Biomedical | MHHS-Southwest
NO | YES |  |  |  | 013-19932 | 013-19932 | Elo Touch Solutions | ET1517L |  | j153021006 | SW-Nursery | MHHS-Southwest |  |  |  | 013-19932 | 013-19932 | Southwest | MHHS-Southwest | SW-Nursery | Nurse Station | 4/1/19 |  | 4/1/20 |  | MONITORS, VIDEO |  | .needs class |  |  |  |  | .needs class | ELO Touch Sys | [7 empty] | Covered PM Repair - Biomedical | MHHS-Southwest
NO | YES |  |  |  | 013-34113 | 013-34113 | Elo Touch Solutions | ET1517L |  | J153021228 | SW-Telemetry | MHHS-Southwest |  |  |  | 013-34113 | 013-34113 | Southwest | MHHS-Southwest | SW-Telemetry | Nurse Station | 4/1/19 |  | 4/1/20 |  | MONITORS, VIDEO |  | .needs class |  |  |  |  | .needs class | ELO Touch Sys | [7 empty] | Covered PM Repair - Biomedical | MHHS-Southwest
NO | YES |  |  |  | 013-36935 | 013-36935 | Elo Touch Solutions | ET1517L |  | G153018226 | Floor 7 | MHHS-Southwest |  |  |  | 013-36935 | 013-36935 | Southwest | Memorial Hermann Southwest | Floor 7 | Floor 7 | 4/1/19 |  |  |  | MONITORS, VIDEO |  | .needs class |  |  |  |  | .needs class | ELO Touch Sys | [7 empty] | Covered PM Repair - Biomedical | MHHS-Southwest
NO | YES |  |  |  | 013-36937 | 013-36937 | Elo Touch Solutions | ET1517L |  | G153018148 | SW-Nurse Call | MHHS-Southwest |  |  |  | 013-36937 | 013-36937 | Southwest | MHHS-Southwest | SW-Nurse Call | 9th Floor Nursea Station | 4/1/19 |  | 4/1/20 |  | MONITORS, VIDEO |  | .needs class |  |  |  |  | .needs class | ELO Touch Sys | [7 empty] | Covered PM Repair - Biomedical | MHHS-Southwest
NO | YES |  |  |  | 013-36944 | 013-36944 | Elo Touch Solutions | ET1517L |  | H16C006003 | SW-Med/Surg Floors | MHHS-Southwest |  |  |  | 013-36944 | 013-36944 | Southwest | MHHS-Southwest | SW-Med/Surg Floors | A Wing nurse station | 4/1/19 |  | 4/1/20 |  | MONITORS, VIDEO |  | .needs class |  |  |  |  | .needs class | ELO Touch Sys | [7 empty] | Covered PM Repair - Biomedical | MHHS-Southwest
NO | YES |  |  |  | 129-06390 | 129-06390 | Elo Touch Solutions | ET1517L |  | J153005655 | Pediatric ER | MHHS-Sugarland |  |  |  | 129-06390 | 129-06390 | Sugar Land | Memorial Hermann Sugar Land Hospital | Pediatric ER | Nurses Station | 5/1/19 |  |  |  | MONITORS, VIDEO |  | .needs class |  |  |  |  | .needs class | ELO Touch Sys | [7 empty] | Covered PM Repair - Biomedical | MHHS-Sugarland
NO | YES |  |  |  | 129-07807 | 129-07807 | Elo Touch Solutions | ET1517L |  | L133034982 | SUGAR LAND - NURSE CALL | MHHS-Sugarland |  |  |  | 129-07807 | 129-07807 | Sugar Land | Memorial Hermann Sugar Land Hospital | SUGAR LAND - NURSE CALL | Nurses Station | 5/1/19 |  |  |  | MONITORS, VIDEO |  | .needs class |  |  |  |  | .needs class | ELO Touch Sys | [7 empty] | Covered PM Repair - Biomedical | MHHS-Sugarland
YES | YES |  |  |  | 099-10095 | 099-10095 | Elo Touch Solutions | ET1517L |  | G15C006434 | CVICU |  |  |  |  | 099-10095 | 099-10095 | Southwest | Memorial Hermann Heart | CVICU | Nurse Call
NO | NO |  |  |  | 029-10471 |  | Elo Touch Solutions | ET1517L |  | A163004725 | WOODLANDS - PCU2 | MHHS-Woodlands |  |  |  | 029-10471 |  | Woodlands |  | WOODLANDS - PCU2 | [5 empty] | MONITORS, VIDEO |  | .needs class |  |  |  |  | .needs class | ELO Touch Sys | [7 empty] | Covered PM Repair - Biomedical | MHHS-Woodlands
NO | NO |  |  |  | 029-10472 |  | Elo Touch Solutions | ET1517L |  | A163004724 | WOODLANDS - SICU | MHHS-Woodlands |  |  |  | 029-10472 |  | Woodlands |  | WOODLANDS - SICU | [5 empty] | MONITORS, VIDEO |  | .needs class |  |  |  |  | .needs class | ELO Touch Sys | [7 empty] | Covered PM Repair - Biomedical | MHHS-Woodlands
NO | YES |  |  |  | 009-09925 | 009-09925 | Elo Touch Solutions | ET1529L |  | E101984 | Floor 7 | MHHS-Southwest |  |  |  | 009-09925 | 009-09925 | Southwest | Memorial Hermann Southwest | Floor 7 | Floor 7 | 4/1/19 |  |  |  | MONITORS, VIDEO | Monitor, Video | MONITORVIDEO-ELO Touch Sys-1529L |  |  |  |  | MONITORVIDEO-ELO Touch Sys-1529L | ELO Touch Sys | [7 empty] | Covered PM Repair - Biomedical | MHHS-Southwest | [8 empty] | MONITORVIDEO | Monitor, Video | ELO Touch Sys
NO | YES |  |  |  | 013-16619 | 013-16619 | Elo Touch Solutions | ET1529L |  | D12C008491 | SW-Nursery | MHHS-Southwest |  |  |  | 013-16619 | 013-16619 | Southwest | MHHS-Southwest | SW-Nursery | 5th Floor - C Wing Nurses Station | 4/1/19 |  |  |  | MONITORS, VIDEO | Monitor, Video | MONITORVIDEO-ELO Touch Sys-1529L |  |  |  |  | MONITORVIDEO-ELO Touch Sys-1529L | ELO Touch Sys | [7 empty] | Covered PM Repair - Biomedical | MHHS-Southwest | [8 empty] | MONITORVIDEO | Monitor, Video | ELO Touch Sys
NO | YES |  |  |  | 013-16628 | 013-16628 | Elo Touch Solutions | ET1529L |  | D15Q000345 | SW-Med/Surg Floors | MHHS-Southwest |  |  |  | 013-16628 | 013-16628 | Southwest | MHHS-Southwest | SW-Med/Surg Floors | E Wing nurse station | 7/1/18 |  |  |  | MONITORS, VIDEO | Monitor, Video | MONITORVIDEO-ELO Touch Sys-1529L |  |  |  |  | MONITORVIDEO-ELO Touch Sys-1529L | ELO Touch Sys | [7 empty] | Covered PM Repair - Biomedical | MHHS-Southwest | [8 empty] | MONITORVIDEO | Monitor, Video | ELO Touch Sys
NO | YES |  |  |  | 013-17245 | 013-17245 | Elo Touch Solutions | ET1529L |  |  | SW-Nurse Call | MHHS-Southwest |  |  |  | 013-17245 | 013-17245 | Southwest | MHHS-Southwest | SW-Nurse Call | 9th Floor Nurses Station | 9/1/19 |  | 9/1/20 |  | MONITORS, VIDEO | Monitor, Video | MONITORVIDEO-ELO Touch Sys-1529L |  |  |  |  | MONITORVIDEO-ELO Touch Sys-1529L | ELO Touch Sys | [7 empty] | Covered PM Repair - Biomedical | MHHS-Southwest | [8 empty] | MONITORVIDEO | Monitor, Video | ELO Touch Sys
NO | YES |  |  |  | 013-17754 | 013-17754 | Elo Touch Solutions | ET1529L |  | 728082127C | Floor 4 | MHHS-Southwest |  |  |  | 013-17754 | 013-17754 | Southwest | Memorial Hermann Southwest Hospital | Floor 4 | Floor 4 | 11/1/19 |  |  |  | MONITORS, VIDEO | Monitor, Video | MONITORVIDEO-ELO Touch Sys-1529L |  |  |  |  | MONITORVIDEO-ELO Touch Sys-1529L | ELO Touch Sys | [7 empty] | Covered PM Repair - Biomedical | MHHS-Southwest | [8 empty] | MONITORVIDEO | Monitor, Video | ELO Touch Sys
NO | YES |  |  |  | 013-19930 | 013-19930 | Elo Touch Solutions | ET1529L |  | A12C031430 | Floor 4 | MHHS-Southwest |  |  |  | 013-19930 | 013-19930 | Southwest | Memorial Hermann Southwest Hospital | Floor 4 | Floor 4 | 9/1/19 |  |  |  | MONITORS, VIDEO | Monitor, Video | MONITORVIDEO-ELO Touch Sys-1529L |  |  |  |  | MONITORVIDEO-ELO Touch Sys-1529L | ELO Touch Sys | [7 empty] | Covered PM Repair - Biomedical | MHHS-Southwest | [8 empty] | MONITORVIDEO | Monitor, Video | ELO Touch Sys
NO | YES |  |  |  | 013-20004 | 013-20004 | Elo Touch Solutions | ET1529L |  | A12C031433 | Floor 4 | MHHS-Southwest |  |  |  | 013-20004 | 013-20004 | Southwest | Memorial Hermann Southwest Hospital | Floor 4 | Floor 4 | 8/1/18 |  |  |  | MONITORS, VIDEO | Monitor, Video | MONITORVIDEO-ELO Touch Sys-1529L |  |  |  |  | MONITORVIDEO-ELO Touch Sys-1529L | ELO Touch Sys | [7 empty] | Covered PM Repair - Biomedical | MHHS-Southwest | [8 empty] | MONITORVIDEO | Monitor, Video | ELO Touch Sys
NO | YES |  |  |  | 013-34109 | 013-34109 | Elo Touch Solutions | ET1529L |  | L11CO36376 | SW-Telemetry | MHHS-Southwest |  |  |  | 013-34109 | 013-34109 | Southwest | MHHS-Southwest | SW-Telemetry | C Wing Nurse Station | 10/1/19 |  | 10/1/20 |  | MONITORS, VIDEO | Monitor, Video | MONITORVIDEO-ELO Touch Sys-1529L |  |  |  |  | MONITORVIDEO-ELO Touch Sys-1529L | ELO Touch Sys | [7 empty] | Covered PM Repair - Biomedical | MHHS-Southwest | [8 empty] | MONITORVIDEO | Monitor, Video | ELO Touch Sys
NO | YES |  |  |  | 129-05865 | 129-05865 | Elo Touch Solutions | ET1529L |  | C14C001047 | SUGAR LAND - ER | MHHS-Sugarland |  |  |  | 129-05865 | 129-05865 | Sugar Land | Memorial Hermann Sugar Land Hospital | SUGAR LAND - ER | Nurses Station | 10/1/18 |  |  |  | MONITORS, VIDEO | Monitor, Video | MONITORVIDEO-ELO Touch Sys-1529L |  |  |  |  | MONITORVIDEO-ELO Touch Sys-1529L | ELO Touch Sys | [7 empty] | Covered PM Repair - Biomedical | MHHS-Sugarland | [8 empty] | MONITORVIDEO | Monitor, Video | ELO Touch Sys
NO | YES |  |  |  | 029-10122 | 029-10122 | Elo Touch Solutions | ET1529L |  | E08C201372 | Woodlands-Cath Lab | MHHS-Woodlands |  |  |  | 029-10122 | 029-10122 | Woodlands | MHHS-Woodlands | Woodlands-Cath Lab | Cath Lab 1 | 11/1/19 |  | 11/1/20 |  | MONITORS, VIDEO | Monitor, Video | MONITORVIDEO-ELO Touch Sys-1529L |  |  |  |  | MONITORVIDEO-ELO Touch Sys-1529L | ELO Touch Sys | [7 empty] | Covered PM Repair - Biomedical | MHHS-Woodlands | [8 empty] | MONITORVIDEO | Monitor, Video | ELO Touch Sys
YES | YES |  |  |  | 099-10456 | 099-10456 | Elo Touch Solutions | ET1529L |  | G15C006770 | Floor 4 |  |  |  |  | 099-10456 | 099-10456 | Southwest | Memorial Hermann Southwest Hospital | Floor 4 | Floor 4
YES | YES |  |  |  | 099-10461 | 099-10461 | Elo Touch Solutions | ET1529L |  | G15C006768 | Floor 4 |  |  |  |  | 099-10461 | 099-10461 | Southwest | Memorial Hermann Southwest Hospital | Floor 4 | Floor 4
YES | YES |  |  |  | 099-10465 | 099-10465 | Elo Touch Solutions | ET1529L |  | G15C006705 | Floor 4 |  |  |  |  | 099-10465 | 099-10465 | Southwest | Memorial Hermann Southwest Hospital | Floor 4 | Floor 4
NO | NO |  |  |  | 013-16618 |  | Elo Touch Solutions | ET1529L |  | D12C008490 | SW - NURSE CALL | MHHS-Southwest |  |  |  | 013-16618 |  | Southwest |  | SW - NURSE CALL | [5 empty] | MONITORS, VIDEO |  | MONITORVIDEO-ELO Touch Sys-1529L |  |  |  |  | MONITORVIDEO-ELO Touch Sys-1529L | ELO Touch Sys | [7 empty] | Covered PM Repair - Biomedical | MHHS-Southwest
NO | YES |  |  |  | 013-17336 | 013-17336 | Elo Touch Solutions | ET1529L-8CWA-1-BG-G |  | 728081968C | SW-Nurse Call | MHHS-Southwest |  |  |  | 013-17336 | 013-17336 | Southwest | MHHS-Southwest | SW-Nurse Call | Nurses Station - HVI Cath Lab | 10/1/17 |  | 10/1/18 |  | MONITORS, VIDEO | Monitor, Video | MONITORVIDEO-ELO Touch Sys-1529L |  |  |  |  | MONITORVIDEO-ELO Touch Sys-1529L | ELO Touch Sys | [7 empty] | Covered PM Repair - Biomedical | MHHS-Southwest | [8 empty] | MONITORVIDEO | Monitor, Video | ELO Touch Sys
NO | YES |  |  |  | 013-19931 | 013-19931 | Elo Touch Solutions | ET1529L-8CWA-1-BG-G |  | D12C043334 | Floor 4 | MHHS-Southwest |  |  |  | 013-19931 | 013-19931 | Southwest | Memorial Hermann Southwest Hospital | Floor 4 | Floor 4 | 8/1/18 |  |  |  | MONITORS, VIDEO | Monitor, Video | MONITORVIDEO-ELO Touch Sys-1529L |  |  |  |  | MONITORVIDEO-ELO Touch Sys-1529L | ELO Touch Sys | [7 empty] | Covered PM Repair - Biomedical | MHHS-Southwest | [8 empty] | MONITORVIDEO | Monitor, Video | ELO Touch Sys
YES | YES |  |  |  | 099-10412 | 099-10412 | Elo Touch Solutions | ET1529L-8CWA-1-BG-G |  | G15C006696 | Floor 4 |  |  |  |  | 099-10412 | 099-10412 | Southwest | Memorial Hermann Southwest Hospital | Floor 4 | Floor 4
NO | NO |  |  |  | 013-16638 |  | Elo Touch Solutions | ET1529L-8CWA-1-BG-G |  | G12C032091 | SW - NURSE CALL | MHHS-Southwest |  |  |  | 013-16638 |  | Southwest |  | SW - NURSE CALL | [5 empty] | MONITORS, VIDEO |  | MONITORVIDEO-ELO Touch Sys-1529L |  |  |  |  | MONITORVIDEO-ELO Touch Sys-1529L | ELO Touch Sys | [7 empty] | Covered PM Repair - Biomedical | MHHS-Southwest
NO | YES |  |  |  | 013-16635 | 013-16635 | Elo Touch Solutions | ET1529L-8CWA-1-BG-T-G |  | C12C013570 | Floor 4 | MHHS-Southwest |  |  |  | 013-16635 | 013-16635 | Southwest | Memorial Hermann Southwest Hospital | Floor 4 | Floor 4 | 8/1/18 |  |  |  | MONITORS, VIDEO | Monitor, Video | MONITORVIDEO-ELO Touch Sys-1529L |  |  |  |  | MONITORVIDEO-ELO Touch Sys-1529L | ELO Touch Sys | [7 empty] | Covered PM Repair - Biomedical | MHHS-Southwest | [8 empty] | MONITORVIDEO | Monitor, Video | ELO Touch Sys
NO | YES |  |  |  | 013-16637 | 013-16637 | Elo Touch Solutions | ET1529L-8CWA-1-BG-T-G |  | H12C0118219 | SW-Nurse Call | MHHS-Southwest |  |  |  | 013-16637 | 013-16637 | Southwest | MHHS-Southwest | SW-Nurse Call | Stress Testing | 11/1/17 |  |  |  | MONITORS, VIDEO | Monitor, Video | MONITORVIDEO-ELO Touch Sys-1529L |  |  |  |  | MONITORVIDEO-ELO Touch Sys-1529L | ELO Touch Sys | [7 empty] | Covered PM Repair - Biomedical | MHHS-Southwest | [8 empty] | MONITORVIDEO | Monitor, Video | ELO Touch Sys
NO | YES |  |  |  | 013-19541 | 013-19541 | Elo Touch Solutions | ET1529L-8CWA-1-BG-T-G |  | E12C025862 | ICU 7th floor | MHHS-Southwest |  |  |  | 013-19541 | 013-19541 | Southwest | Memorial Hermann Southwest Hospital | ICU 7th floor | Nurse station | 11/1/19 |  | 11/1/20 |  | MONITORS, VIDEO | Monitor, Video | MONITORVIDEO-ELO Touch Sys-1529L |  |  |  |  | MONITORVIDEO-ELO Touch Sys-1529L | ELO Touch Sys | [7 empty] | Covered PM Repair - Biomedical | MHHS-Southwest | [8 empty] | MONITORVIDEO | Monitor, Video | ELO Touch Sys
NO | NO |  |  |  | 013-19915 |  | Elo Touch Solutions | ET1529L-8CWA-1-BG-T-G |  | D13C026291 | SW - NURSE CALL | MHHS-Southwest |  |  |  | 013-19915 |  | Southwest |  | SW - NURSE CALL | [5 empty] | MONITORS, VIDEO |  | MONITORVIDEO-ELO Touch Sys-1529L |  |  |  |  | MONITORVIDEO-ELO Touch Sys-1529L | ELO Touch Sys | [7 empty] | Covered PM Repair - Biomedical | MHHS-Southwest
NO | NO |  |  |  | 013-34098 |  | Elo Touch Solutions | ET1529L-8CWA-1-BG-T-G |  | E13C018288 | SW - NURSE CALL | MHHS-Southwest |  |  |  | 013-34098 |  | Southwest |  | SW - NURSE CALL | [5 empty] | MONITORS, VIDEO |  | MONITORVIDEO-ELO Touch Sys-1529L |  |  |  |  | MONITORVIDEO-ELO Touch Sys-1529L | ELO Touch Sys | [7 empty] | Covered PM Repair - Biomedical | MHHS-Southwest
NO | NO |  |  |  | 074-04958 |  | Elo Touch Solutions | ET1715L-7CWA-1-G |  | B153013024 | TMC - OR - CVOR (7HVI) | MHHS-TMC |  |  |  | 074-04958 |  | TMC |  | TMC - OR - CVOR (7HVI) | [5 empty] | MONITORS, VIDEO |  | MONITORVIDEO-ELO Touch Sys-ET1715L |  |  |  |  | MONITORVIDEO-ELO Touch Sys-ET1715L | ELO Touch Sys | [7 empty] | Covered PM Repair - Biomedical | MHHS-TMC
NO | NO |  |  |  | 029-08607 |  | Elo Touch Solutions | ET1715L-8CWA-1-G |  | L133014928 | WOODLANDS - NURSE CALL | MHHS-Woodlands |  |  |  | 029-08607 |  | Woodlands |  | WOODLANDS - NURSE CALL | [5 empty] | MONITORS, VIDEO |  | MONITORVIDEO-ELO Touch Sys-ET1715L |  |  |  |  | MONITORVIDEO-ELO Touch Sys-ET1715L | ELO Touch Sys | [7 empty] | Covered PM Repair - Biomedical | MHHS-Woodlands
NO | NO |  |  |  | 029-10123 |  | Elo Touch Solutions | ET1715L-8CWA-1-G |  | H15C027590 | WOODLANDS - NURSE CALL | MHHS-Woodlands |  |  |  | 029-10123 |  | Woodlands |  | WOODLANDS - NURSE CALL | [5 empty] | MONITORS, VIDEO |  | MONITORVIDEO-ELO Touch Sys-ET1715L |  |  |  |  | MONITORVIDEO-ELO Touch Sys-ET1715L | ELO Touch Sys | [7 empty] | Covered PM Repair - Biomedical | MHHS-Woodlands
NO | YES |  |  |  |  | 129-02769 | Elo Touch Solutions | ET1725 |  | 726421627C | Family Life Unit | MHHS-Sugarland |  |  |  |  | 129-02769 | Sugar Land | Memorial Hermann Sugar Land Hospital | Family Life Unit | Nurses Station |  |  |  |  | MONITORS, VIDEO | Monitor, Video | MONITORVIDEO-ELO Touch Sys-ET1725L |  |  |  |  | MONITORVIDEO-ELO Touch Sys-ET1725L | ELO Touch Sys | [7 empty] | Covered PM Repair - Biomedical | MHHS-Sugarland | [8 empty] | MONITORVIDEO | Monitor, Video | ELO Touch Sys
NO | YES |  |  |  | 005-05062 | 005-05062 | Elo Touch Solutions | ET1725L |  | 725499430C | SE-OR-PACU | MHHS-Southeast |  | Monitor, Video |  | 005-05062 | 005-05062 | Southeast | MHHS-Southeast | SE-OR-PACU | Nurses Station | 12/1/18 |  |  |  | MONITORS, VIDEO |  | MONITORVIDEO-ELO Touch Sys-ET1725L | MONITORVIDEO | ET1725L |  |  |  | ELO Touch Sys | Monitor, Video |  | MONITORVIDEO-ELO Touch Sys-ET1725L |  |  |  |  | Covered PM Repair - Biomedical | MHHS-Southeast
NO | NO |  |  |  | 074-04959 |  | Elo Touch Solutions | ET1727L-7CWF-1-G |  | 727412422C | TMC - OR - CVOR (7HVI) | MHHS-TMC |  |  |  | 074-04959 |  | TMC |  | TMC - OR - CVOR (7HVI) | [5 empty] | MONITORS, VIDEO |  | .needs class |  |  |  |  | .needs class | ELO Touch Sys | [7 empty] | Covered PM Repair - Biomedical | MHHS-TMC
NO | NO |  |  |  | 005-08715 |  | Elo Touch Solutions | ET1729L-8UWA-1-GY-G |  | D11C000264 | SE - ICU | MHHS-Southeast |  |  |  | 005-08715 |  | Southeast & Bay Area |  | SE - ICU | [5 empty] | MONITORS, VIDEO |  | .needs class |  |  |  |  | .needs class | ELO Touch Sys | [7 empty] | Covered PM Repair - Biomedical | MHHS-Southeast
NO | YES |  |  |  | 133-09012 | 133-09012 | Elo Touch Solutions | ET1915L-7CWA-1-G |  | L143029318 | Katy-ER | MHHS-Katy |  |  |  | 133-09012 | 133-09012 | Katy | MHHS-Katy | Katy-ER | ER | 6/1/19 |  |  |  | MONITORS, VIDEO |  | .needs class |  |  |  |  | .needs class | ELO Touch Sys | [7 empty] | Covered PM Repair - Biomedical | MHHS-Katy
NO | NO | [5 empty] | Elo Touch Solutions | ET1915L-7CWA-1-G |  | H123014127 | TMC - MHTMC - NURSE CALL | MHHS-TMC | [5 empty] | TMC |  | TMC - MHTMC - NURSE CALL | [5 empty] | MONITORS, VIDEO |  | .needs class |  |  |  |  | .needs class | ELO Touch Sys | [7 empty] | Covered PM Repair - Biomedical | MHHS-TMC
NO | YES |  |  |  | 133-10077 | 133-10077 | Elo Touch Solutions | ET1928L |  | L13C016766 | Katy-OR | MHHS-Katy |  | Monitor, Video |  | 133-10077 | 133-10077 | Katy | MHHS-Katy | Katy-OR | Endo 2 | 3/1/18 | 3/1/20 |  |  | MONITORS, VIDEO | Monitor, Video | MONITORVIDEO-ELO Touch Sys-ET1928L | MONITORVIDEO | ET1928L |  |  |  | ELO Touch Sys | Monitor, Video |  | MONITORVIDEO-ELO Touch Sys-ET1928L |  |  |  |  | Covered PM Repair - Biomedical | MHHS-Katy | [8 empty] | MONITORVIDEO | Monitor, Video | ELO Touch Sys
NO | YES |  |  |  | 133-08773 | 133-08773 | Elo Touch Solutions | ET1928L |  | K12C003859 | Katy-Med/Surg 6th Floor | MHHS-Katy |  | Monitor, Video |  | 133-08773 | 133-08773 | Katy | MHHS-Katy | Katy-Med/Surg 6th Floor | Nurses station crash cart | 12/1/18 |  |  |  | MONITORS, VIDEO | Monitor, Video | MONITORVIDEO-ELO Touch Sys-ET1928L | MONITORVIDEO | ET1928L |  |  |  | ELO Touch Sys | Monitor, Video |  | MONITORVIDEO-ELO Touch Sys-ET1928L |  |  |  |  | Covered PM Repair - Biomedical | MHHS-Katy | [8 empty] | MONITORVIDEO | Monitor, Video | ELO Touch Sys
NO | YES |  |  |  | 133-08789 | 133-08789 | Elo Touch Solutions | ET1928L |  | K12C003866 | Katy-Med/Surg 6th Floor | MHHS-Katy |  | Monitor, Video |  | 133-08789 | 133-08789 | Katy | MHHS-Katy | Katy-Med/Surg 6th Floor | Nurses station | 6/1/19 |  |  |  | MONITORS, VIDEO | Monitor, Video | MONITORVIDEO-ELO Touch Sys-ET1928L | MONITORVIDEO | ET1928L |  |  |  | ELO Touch Sys | Monitor, Video |  | MONITORVIDEO-ELO Touch Sys-ET1928L |  |  |  |  | Covered PM Repair - Biomedical | MHHS-Katy | [8 empty] | MONITORVIDEO | Monitor, Video | ELO Touch Sys
NO | YES |  |  |  | 133-08793 | 133-08793 | Elo Touch Solutions | ET1928L |  | K12C003897 | Katy-Med/Surg 7th Floor | MHHS-Katy |  | Monitor, Video |  | 133-08793 | 133-08793 | Katy | MHHS-Katy | Katy-Med/Surg 7th Floor | Care Team Center | 6/1/19 |  |  |  | MONITORS, VIDEO | Monitor, Video | MONITORVIDEO-ELO Touch Sys-ET1928L | MONITORVIDEO | ET1928L |  |  |  | ELO Touch Sys | Monitor, Video |  | MONITORVIDEO-ELO Touch Sys-ET1928L |  |  |  |  | Covered PM Repair - Biomedical | MHHS-Katy | [8 empty] | MONITORVIDEO | Monitor, Video | ELO Touch Sys
NO | YES |  |  |  | 133-08786 | 133-08786 | Elo Touch Solutions | ET1928L |  | K12C003823 | Katy-PACU | MHHS-Katy |  | Monitor, Video |  | 133-08786 | 133-08786 | Katy | MHHS-Katy | Katy-PACU | PacU Nurses station | 11/1/18 |  |  |  | MONITORS, VIDEO | Monitor, Video | MONITORVIDEO-ELO Touch Sys-ET1928L | MONITORVIDEO | ET1928L |  |  |  | ELO Touch Sys | Monitor, Video |  | MONITORVIDEO-ELO Touch Sys-ET1928L |  |  |  |  | Covered PM Repair - Biomedical | MHHS-Katy | [8 empty] | MONITORVIDEO | Monitor, Video | ELO Touch Sys
NO | YES |  |  |  | 133-08803 | 133-08803 | Elo Touch Solutions | ET1928L |  | K12C003900 | Katy-PACU | MHHS-Katy |  | Monitor, Video |  | 133-08803 | 133-08803 | Katy | MHHS-Katy | Katy-PACU | PacU Nurses station | 11/1/18 |  |  |  | MONITORS, VIDEO | Monitor, Video | MONITORVIDEO-ELO Touch Sys-ET1928L | MONITORVIDEO | ET1928L |  |  |  | ELO Touch Sys | Monitor, Video |  | MONITORVIDEO-ELO Touch Sys-ET1928L |  |  |  |  | Covered PM Repair - Biomedical | MHHS-Katy | [8 empty] | MONITORVIDEO | Monitor, Video | ELO Touch Sys
NO | YES |  |  |  | 133-08795 | 133-08795 | Elo Touch Solutions | ET1928L |  | K12C003688 | Katy-Postpartum-2W | MHHS-Katy |  | Monitor, Video |  | 133-08795 | 133-08795 | Katy | MHHS-Katy | Katy-Postpartum-2W | Labor | 5/1/19 |  |  |  | MONITORS, VIDEO | Monitor, Video | MONITORVIDEO-ELO Touch Sys-ET1928L | MONITORVIDEO | ET1928L |  |  |  | ELO Touch Sys | Monitor, Video |  | MONITORVIDEO-ELO Touch Sys-ET1928L |  |  |  |  | Covered PM Repair - Biomedical | MHHS-Katy | [8 empty] | MONITORVIDEO | Monitor, Video | ELO Touch Sys
NO | YES |  |  |  | 041-19385 | 041-19385 | Elo Touch Solutions | ET1928L |  | G15C006400 | MEMORIAL CITY - MHT - JHC Recovery | MHHS-Mem City |  | Monitor, Video |  | 041-19385 | 041-19385 | West | Memorial Hermann Memorial City Medical Center | MEMORIAL CITY - MHT - JHC Recovery | MH11 Recovery Nurses Station |  |  |  |  | MONITORS, VIDEO |  | MONITORVIDEO-ELO Touch Sys-ET1928L | MONITORVIDEO | ET1928L |  |  |  | ELO Touch Sys | Monitor, Video |  | MONITORVIDEO-ELO Touch Sys-ET1928L |  |  |  |  | Covered PM Repair - Biomedical | MHHS-Mem City
NO | YES |  |  |  | 041-19387 | 041-19387 | Elo Touch Solutions | ET1928L |  | G15C006435 | MEMORIAL CITY - MHT - JHC Recovery | MHHS-Mem City |  | Monitor, Video |  | 041-19387 | 041-19387 | West | Memorial Hermann Memorial City Medical Center | MEMORIAL CITY - MHT - JHC Recovery | MH11 Recovery Nurses Station |  |  |  |  | MONITORS, VIDEO |  | MONITORVIDEO-ELO Touch Sys-ET1928L | MONITORVIDEO | ET1928L |  |  |  | ELO Touch Sys | Monitor, Video |  | MONITORVIDEO-ELO Touch Sys-ET1928L |  |  |  |  | Covered PM Repair - Biomedical | MHHS-Mem City
NO | YES |  |  |  | 041-19384 | 041-19384 | Elo Touch Solutions | ET1928L |  | G15C006436 | MEMORIAL CITY - MHT- JHC PRE OP | MHHS-Mem City |  | Monitor, Video |  | 041-19384 | 041-19384 | West | West | MEMORIAL CITY - MHT- JHC PRE OP | PRE OP |  |  |  |  | MONITORS, VIDEO |  | MONITORVIDEO-ELO Touch Sys-ET1928L | MONITORVIDEO | ET1928L |  |  |  | ELO Touch Sys | Monitor, Video |  | MONITORVIDEO-ELO Touch Sys-ET1928L |  |  |  |  | Covered PM Repair - Biomedical | MHHS-Mem City
NO | YES |  |  |  | 129-06125 | 129-06125 | Elo Touch Solutions | ET1928L |  | CI5C010158 | SP CCC - (SL) - EMERGENCY ROOM | MHHS-Sienna Plantation CCC |  | Monitor, Video |  | 129-06125 | 129-06125 | Sugar Land | MHHS-Others | SP CCC - (SL) - EMERGENCY ROOM | Nurses Station | 8/1/17 |  |  |  | MONITORS, VIDEO | Monitor, Video | MONITORVIDEO-ELO Touch Sys-ET1928L | MONITORVIDEO | ET1928L |  |  |  | ELO Touch Sys | Monitor, Video |  | MONITORVIDEO-ELO Touch Sys-ET1928L |  |  |  |  | Covered PM Repair - Biomedical | MHHS-Sienna Plantation CCC | [8 empty] | MONITORVIDEO | Monitor, Video | ELO Touch Sys
NO | NO |  |  |  | 133-08800 |  | Elo Touch Solutions | ET1928L |  | K12C003858 | KATY - POSTPARTUM - 2W | MHHS-Katy |  | Monitor, Video |  | 133-08800 |  | Katy |  | KATY - POSTPARTUM - 2W | [5 empty] | MONITORS, VIDEO |  | MONITORVIDEO-ELO Touch Sys-ET1928L | MONITORVIDEO | ET1928L |  |  |  | ELO Touch Sys | Monitor, Video |  | MONITORVIDEO-ELO Touch Sys-ET1928L |  |  |  |  | Covered PM Repair - Biomedical | MHHS-Katy
NO | NO | [5 empty] | Elo Touch Solutions | ET1928L |  | I10Q001108 | KATY REHAB - NURSING | MHHS-Katy Rehab |  | Monitor, Video |  |  |  | Katy |  | KATY REHAB - NURSING | [5 empty] | MONITORS, VIDEO |  | MONITORVIDEO-ELO Touch Sys-ET1928L | MONITORVIDEO | ET1928L |  |  |  | ELO Touch Sys | Monitor, Video |  | MONITORVIDEO-ELO Touch Sys-ET1928L |  |  |  |  | Covered PM Repair - Biomedical | MHHS-Katy Rehab
NO | NO |  |  |  | 041-19386 |  | Elo Touch Solutions | ET1928L |  | G15C006482 | MEMORIAL CITY - MHT - JHC PACU | MHHS-Mem City |  | Monitor, Video |  | 041-19386 |  | West & Memorial City |  | MEMORIAL CITY - MHT - JHC PACU | [5 empty] | MONITORS, VIDEO |  | MONITORVIDEO-ELO Touch Sys-ET1928L | MONITORVIDEO | ET1928L |  |  |  | ELO Touch Sys | Monitor, Video |  | MONITORVIDEO-ELO Touch Sys-ET1928L |  |  |  |  | Covered PM Repair - Biomedical | MHHS-Mem City
NO | NO |  |  |  | 145-00265 |  | Elo Touch Solutions | ET1928L |  | E13CO12241 | PEARLAND - TELEMETRY | MHHS-Pearland Hospital |  | Monitor, Video |  | 145-00265 |  | Pearland |  | PEARLAND - TELEMETRY | [5 empty] | MONITORS, VIDEO |  | MONITORVIDEO-ELO Touch Sys-ET1928L | MONITORVIDEO | ET1928L |  |  |  | ELO Touch Sys | Monitor, Video |  | MONITORVIDEO-ELO Touch Sys-ET1928L |  |  |  |  | Covered PM Repair - Biomedical | MHHS-Pearland Hospital
NO | NO |  |  |  | 145-00266 |  | Elo Touch Solutions | ET1928L |  | I13CO11168 | PEARLAND - TELEMETRY | MHHS-Pearland Hospital |  | Monitor, Video |  | 145-00266 |  | Pearland |  | PEARLAND - TELEMETRY | [5 empty] | MONITORS, VIDEO |  | MONITORVIDEO-ELO Touch Sys-ET1928L | MONITORVIDEO | ET1928L |  |  |  | ELO Touch Sys | Monitor, Video |  | MONITORVIDEO-ELO Touch Sys-ET1928L |  |  |  |  | Covered PM Repair - Biomedical | MHHS-Pearland Hospital
NO | NO | [5 empty] | Elo Touch Solutions | ET1928L |  | CNOFP1827161885SR514 | SW - ICU | MHHS-Southwest |  | Monitor, Video |  |  |  | Southwest |  | SW - ICU | [5 empty] | MONITORS, VIDEO |  | MONITORVIDEO-ELO Touch Sys-ET1928L | MONITORVIDEO | ET1928L |  |  |  | ELO Touch Sys | Monitor, Video |  | MONITORVIDEO-ELO Touch Sys-ET1928L |  |  |  |  | Covered PM Repair - Biomedical | MHHS-Southwest
NO | NO | [5 empty] | Elo Touch Solutions | ET1928L |  | IO9C017593 | SW - ICU - CCU | MHHS-Southwest |  | Monitor, Video |  |  |  | Southwest |  | SW - ICU - CCU | [5 empty] | MONITORS, VIDEO |  | MONITORVIDEO-ELO Touch Sys-ET1928L | MONITORVIDEO | ET1928L |  |  |  | ELO Touch Sys | Monitor, Video |  | MONITORVIDEO-ELO Touch Sys-ET1928L |  |  |  |  | Covered PM Repair - Biomedical | MHHS-Southwest
NO | YES |  |  |  | 133-09846 | 133-09846 | Elo Touch Solutions | ET2200L-8CWA-0-BG-G |  | E163009569 | Katy-OR | MHHS-Katy |  |  |  | 133-09846 | 133-09846 | Katy | MHHS-Katy | Katy-OR | OR 11 | 11/1/18 |  |  |  | MONITORS, VIDEO | Monitor, Video | MONITORVIDEO-ELO Touch Sys-ET 2200L |  |  |  |  | MONITORVIDEO-ELO Touch Sys-ET 2200L | ELO Touch Sys | [7 empty] | Covered PM Repair - Biomedical | MHHS-Katy | [8 empty] | MONITORVIDEO | Monitor, Video | ELO Touch Sys
NO | YES |  |  |  | 133-09866 | 133-09866 | Elo Touch Solutions | ET2200L-8CWA-0-BG-G |  | K143013245 | Katy-OR | MHHS-Katy |  |  |  | 133-09866 | 133-09866 | Katy | MHHS-Katy | Katy-OR | OR 9 | 11/1/18 |  |  |  | MONITORS, VIDEO | Monitor, Video | MONITORVIDEO-ELO Touch Sys-ET 2200L |  |  |  |  | MONITORVIDEO-ELO Touch Sys-ET 2200L | ELO Touch Sys | [7 empty] | Covered PM Repair - Biomedical | MHHS-Katy | [8 empty] | MONITORVIDEO | Monitor, Video | ELO Touch Sys
NO | YES |  |  |  | 133-09868 | 133-09868 | Elo Touch Solutions | ET2200L-8CWA-0-BG-G |  | K143013184 | Katy-OR | MHHS-Katy |  |  |  | 133-09868 | 133-09868 | Katy | MHHS-Katy | Katy-OR | OR 8 | 11/1/18 |  |  |  | MONITORS, VIDEO | Monitor, Video | MONITORVIDEO-ELO Touch Sys-ET 2200L |  |  |  |  | MONITORVIDEO-ELO Touch Sys-ET 2200L | ELO Touch Sys | [7 empty] | Covered PM Repair - Biomedical | MHHS-Katy | [8 empty] | MONITORVIDEO | Monitor, Video | ELO Touch Sys
NO | YES |  |  |  | 133-09879 | 133-09879 | Elo Touch Solutions | ET2200L-8CWA-0-BG-G |  | K143013249 | Katy-OR | MHHS-Katy |  |  |  | 133-09879 | 133-09879 | Katy | MHHS-Katy | Katy-OR | OR 7 | 11/1/18 | 11/1/19 |  |  | MONITORS, VIDEO | Monitor, Video | MONITORVIDEO-ELO Touch Sys-ET 2200L |  |  |  |  | MONITORVIDEO-ELO Touch Sys-ET 2200L | ELO Touch Sys | [7 empty] | Covered PM Repair - Biomedical | MHHS-Katy | [8 empty] | MONITORVIDEO | Monitor, Video | ELO Touch Sys
NO | YES |  |  |  | 133-10096 | 133-10096 | Elo Touch Solutions | ET2200L-8CWA-0-BG-G |  | K143013169 | Katy-OR | MHHS-Katy |  |  |  | 133-10096 | 133-10096 | Katy | MHHS-Katy | Katy-OR | O.R.6 | 11/1/18 |  |  |  | MONITORS, VIDEO | Monitor, Video | MONITORVIDEO-ELO Touch Sys-ET 2200L |  |  |  |  | MONITORVIDEO-ELO Touch Sys-ET 2200L | ELO Touch Sys | [7 empty] | Covered PM Repair - Respiratory/Steriliz | MHHS-Katy | [8 empty] | MONITORVIDEO | Monitor, Video | ELO Touch Sys
NO | NO |  |  |  | 133-09843 |  | Elo Touch Solutions | ET2200L-8CWA-0-BG-G |  | E163009453 | KATY - OR | MHHS-Katy |  |  |  | 133-09843 |  | Katy |  | KATY - OR | [5 empty] | MONITORS, VIDEO |  | MONITORVIDEO-ELO Touch Sys-ET 2200L |  |  |  |  | MONITORVIDEO-ELO Touch Sys-ET 2200L | ELO Touch Sys | [7 empty] | Covered PM Repair - Biomedical | MHHS-Katy
YES | YES |  |  |  | 099-10767 | 099-10767 | Elo Touch Solutions | Monitor |  |  | SW - NURSE CALL |  |  |  |  | 099-10767 | 099-10767 | Southwest | Memorial Hermann Southwest Hospital | SW - NURSE CALL | 9th Floor Nurses Station |  |  |  | New Add
NO | YES | [5 empty] | Elo Touch Solutions | MP3114 |  | E08C201222 | GH-OR | MHHS-Greater Heights |  | Monitor, Video |  |  |  | Central & Greater Heights | MHHS-Greater Heights | GH-OR | Storage room | 6/1/19 |  | 6/1/20 |  | MONITORS, VIDEO | Monitor, Video | MONITORVIDEO-ELO Touch Sys-MP3114 | MONITORVIDEO | MP3114 |  |  |  | ELO Touch Sys | Monitor, Video |  | MONITORVIDEO-ELO Touch Sys-MP3114 |  | 7/15/16 |  |  | Covered PM Repair - Biomedical | MHHS-Greater Heights | [8 empty] | MONITORVIDEO | Monitor, Video | ELO Touch Sys
NO | YES | [5 empty] | Elo Touch Solutions | MPR II |  | 728118571c | Memorial City-Labor & Delivery | MHHS-Mem City |  | Monitor, Video |  |  |  | West | MHHS-Mem City | Memorial City-Labor & Delivery |  | 8/1/18 |  |  |  | MONITORS, VIDEO |  | MONITORVIDEO-Philips-MPR II | MONITORVIDEO | MPR II |  |  |  | Philips | Monitor, Video |  |  | MONITORVIDEO-Philips-MPR II |  |  |  | Covered PM Repair - Biomedical | MHHS-Mem City
NO | YES | Serial Number 728116548C |  |  |  | 041-14664 | Elo Touch Solutions | MPR II |  | 728116548C | MEMORIAL CITY - MHT - MED/SURG | MHHS-Mem City |  | Monitor, Video |  |  | 041-14664 | West | West | MEMORIAL CITY - MHT - MED/SURG | MH6:403.2 AIDF |  |  |  |  | MONITORS, VIDEO |  | MONITORVIDEO-Philips-MPR II | MONITORVIDEO | MPR II |  |  |  | Philips | Monitor, Video |  |  | MONITORVIDEO-Philips-MPR II |  |  |  | Covered PM Repair - Biomedical | MHHS-Mem City
NO | YES |  |  |  |  | 013-17251 | Elo Touch Solutions | MPR II |  | 728082130C | SW-Nurse Call | MHHS-Southwest |  | Monitor, Video |  |  | 013-17251 | Southwest | MHHS-Southwest | SW-Nurse Call | Nurses Station | 9/1/19 |  | 9/1/20 |  | MONITORS, VIDEO | Monitor, Video | MONITORVIDEO-Philips-MPR II | MONITORVIDEO | MPR II |  |  |  | Philips | Monitor, Video |  |  | MONITORVIDEO-Philips-MPR II |  |  |  | Covered PM Repair - Biomedical | MHHS-Southwest | [8 empty] | MONITORVIDEO | Monitor, Video | Philips
NO | NO | [5 empty] | Elo Touch Solutions | MPR II |  | 728101021c | MEMORIAL CITY - MHT - NICU | MHHS-Mem City |  | Monitor, Video |  |  |  | West & Memorial City |  | MEMORIAL CITY - MHT - NICU | [5 empty] | MONITORS, VIDEO |  | MONITORVIDEO-Philips-MPR II | MONITORVIDEO | MPR II |  |  |  | Philips | Monitor, Video |  |  | MONITORVIDEO-Philips-MPR II |  |  |  | Covered PM Repair - Biomedical | MHHS-Mem City
NO | NO | [5 empty] | Elo Touch Solutions | MPR II |  |  | MEMORIAL CITY - MHT - ONCOLOGY | MHHS-Mem City |  | Monitor, Video |  |  |  | West & Memorial City |  | MEMORIAL CITY - MHT - ONCOLOGY | [5 empty] | MONITORS, VIDEO |  | MONITORVIDEO-Philips-MPR II | MONITORVIDEO | MPR II |  |  |  | Philips | Monitor, Video |  |  | MONITORVIDEO-Philips-MPR II |  |  |  | Covered PM Repair - Biomedical | MHHS-Mem City
NO | NO | [5 empty] | Elo Touch Solutions | MPR II |  |  | MEMORIAL CITY - ORTHO/PT | MHHS-Mem City |  | Monitor, Video |  |  |  | West & Memorial City |  | MEMORIAL CITY - ORTHO/PT | [5 empty] | MONITORS, VIDEO |  | MONITORVIDEO-Philips-MPR II | MONITORVIDEO | MPR II |  |  |  | Philips | Monitor, Video |  |  | MONITORVIDEO-Philips-MPR II |  |  |  | Covered PM Repair - Biomedical | MHHS-Mem City
NO | NO |  |  |  | 013-18147 |  | Elo Touch Solutions | MPR II |  | e08c206895 | SW - HVI - OR | MHHS-Southwest |  | Monitor, Video |  | 013-18147 |  | Southwest |  | SW - HVI - OR | [5 empty] | MONITORS, VIDEO |  | MONITORVIDEO-Philips-MPR II | MONITORVIDEO | MPR II |  |  |  | Philips | Monitor, Video |  |  | MONITORVIDEO-Philips-MPR II |  |  |  | Covered PM Repair - Biomedical | MHHS-Southwest
NO | NO | [5 empty] | Elo Touch Solutions | MPR II |  |  | SW - NURSE CALL | MHHS-Southwest |  | Monitor, Video |  |  |  | Southwest |  | SW - NURSE CALL | [5 empty] | MONITORS, VIDEO |  | MONITORVIDEO-Philips-MPR II | MONITORVIDEO | MPR II |  |  |  | Philips | Monitor, Video |  |  | MONITORVIDEO-Philips-MPR II |  |  |  | Covered PM Repair - Biomedical | MHHS-Southwest
YES | YES |  |  |  | 099-10742 | 099-10742 | ELO Touch Systems |  |  |  | SW - 10th Floor |  |  |  |  | 099-10742 | 099-10742 | Southwest | Memorial Hermann Southwest Hospital | SW - 10th Floor | Nurses Station
YES | YES |  |  |  | 069-36723 | 069-36723 | ELO Touch Systems |  |  | f143008358 | Cullen-floor 5 |  |  |  |  | 069-36723 | 069-36723 | TMC | Memorial Hermann-Texas Medical Center | Cullen-floor 5 | Nurse station | 8/1/15 |  | 8/1/16
YES | YES |  |  |  |  | 422440482T | ELO Touch Systems |  |  | 422440482T | MEMORIAL CITY | [5 empty] | 422440482T | West | Memorial Hermann Memorial City Medical Center | MEMORIAL CITY | MEMORIAL CITY MH7:403.2
YES | YES |  |  |  | 099-10097 | 099-10097 | ELO Touch Systems | 1528L |  | G15C006698 | SW - TELEMETRY |  |  |  |  | 099-10097 | 099-10097 | Southwest | Memorial Hermann Southwest Hospital | SW - TELEMETRY | 10th Floor nurse store
NO | YES |  |  |  | 041-14709 | 041-14709 | ELO Touch Systems | 1528L |  | 728116552C | Memorial City-Postpartum |  |  |  |  | 041-14709 | 041-14709 | West | MHHS-Mem City | Memorial City-Postpartum | Hallway | 8/1/19 |  | 8/1/20
YES | YES |  |  |  | 099-10055 | 099-10055 | ELO Touch Systems | 1529L |  | G15C006336 | Telemetry |  |  |  |  | 099-10055 | 099-10055 | Southwest | Memorial Hermann Heart | Telemetry | Nurse Station
YES | YES |  |  |  | 099-10056 | 099-10056 | ELO Touch Systems | 1529L |  | G15C006443 | Telemetry |  |  |  |  | 099-10056 | 099-10056 | Southwest | Memorial Hermann Heart | Telemetry | Nurse Station
YES | YES |  |  |  | 129-04838 | 129-04838 | ELO Touch Systems | 9898?? |  | I12C016612 | SUGAR LAND - ER |  |  |  |  | 129-04838 | 129-04838 | Sugar Land | Memorial Hermann Sugar Land Hospital | SUGAR LAND - ER | Nurses Station
YES | YES |  |  |  | 069-49265 | 069-49265 | ELO Touch Systems | Cnf |  | B193019753 | TMC - OR - HERMANN (2HP) |  |  |  |  | 069-49265 | 069-49265 | TMC | Memorial Hermann-Texas Medical Center | TMC - OR - HERMANN (2HP) | OR 36 | [6 empty] | .needs class
YES | YES |  |  |  | 069-49267 | 069-49267 | ELO Touch Systems | E107766 |  | B193013626 | TMC - MHTMC - CENTRAL SUPPLY |  |  |  |  | 069-49267 | 069-49267 | TMC | Memorial Hermann-Texas Medical Center | TMC - MHTMC - CENTRAL SUPPLY | Or 38
YES | YES |  |  |  | 069-49238 | 069-49238 | ELO Touch Systems | E107766 |  | F193016856 | Surgery |  |  |  |  | 069-49238 | 069-49238 | TMC | Memorial Hermann-Texas Medical Center | Surgery | Or 6 or206
YES | YES |  |  |  | 069-49234 | 069-49234 | ELO Touch Systems | E107766 |  | B193019686 | TMC - SAROFIM 2 - OR |  |  |  |  | 069-49234 | 069-49234 | TMC | Memorial Hermann-Texas Medical Center | TMC - SAROFIM 2 - OR | S2 OR 4 |  |  |  | No pm found
YES | YES |  |  |  | 069-49228 | 069-49228 | ELO Touch Systems | E107766 |  | F193016920 | OR |  |  |  |  | 069-49228 | 069-49228 | TMC | Memorial Hermann-Texas Medical Center | OR | OR3
YES | YES |  |  |  | 069-49230 | 069-49230 | ELO Touch Systems | E107766 |  | G183007105 | TMC - MHTMC - CENTRAL SUPPLY |  |  |  |  | 069-49230 | 069-49230 | TMC | Memorial Hermann-Texas Medical Center | TMC - MHTMC - CENTRAL SUPPLY | S2 OR 1 |  |  |  | No pm found
YES | YES |  |  |  | 099-13893 | 099-13893 | ELO Touch Systems | E353637 |  | A15C017613 | ER |  |  |  |  | 099-13893 | 099-13893 | Southwest | Memorial Hermann Southwest Hospital | ER | POD C NURSES STATION |  |  |  | No PM sticker
YES | YES |  |  |  |  | 069-33813 | ELO Touch Systems | E607608 |  | G11L138114 | Biomed Shop | [5 empty] | 069-33813 | TMC | Memorial Hermann-Texas Medical Center | Biomed Shop | Biomed Shop |  |  |  | No PM Sticker
YES | YES |  |  |  | 099-07347 | 099-07347 | ELO Touch Systems | ELO-2703LM |  | E12C029079 | SE - EMERGENCY CENTER |  |  |  |  | 099-07347 | 099-07347 | Southeast | Memorial Hermman South East | SE - EMERGENCY CENTER | Nurse Station
YES | YES | Serial Number Cnf |  |  | 041-14696 |  | ELO Touch Systems | Entijitive |  | CNF | Biomed Dept |  |  |  |  | 041-14696 |  | West | Memorial Hermann - Memorial City | Biomed Dept | Biomed MH5411 Repair Shop
YES | YES | Serial Number Cnf |  |  | 099-04790 | 099-04790 | ELO Touch Systems | Entuitive |  | Cnf | PEARLAND - LABORATORY - MAIN |  |  |  |  | 099-04790 | 099-04790 | Pearland | Memorial Hermann Pearland Hospital | PEARLAND - LABORATORY - MAIN | Speciman Processing
YES | YES |  |  |  | 013-17316 | 013-17316 | ELO Touch Systems | Entuitive |  | Nsn | 9th floor surgical |  |  |  |  | 013-17316 | 013-17316 | Southwest | Memorial Hermann Southwest Hospital | 9th floor surgical | Nurse station | 9/1/19 | 9/1/20 |  | No serial number found
YES | YES |  |  |  | 041-33110 | 041-33110 | ELO Touch Systems | Entuitive |  | 723121609C | MEMORIAL CITY - POSTPARTUM |  |  |  |  | 041-33110 | 041-33110 | West | Memorial Hermann Womens | MEMORIAL CITY - POSTPARTUM | Nurse Station
YES | YES | Serial Number Cnf |  |  | 041-14651 | 041-14651 | ELO Touch Systems | Entuitive |  | CNF | Biomed Dept |  |  |  |  | 041-14651 | 041-14651 | West | Memorial Hermann - Memorial City | Biomed Dept | Biomed MH5411 Repair Shop
YES | YES | Serial Number Cnf |  |  | 041-14654 |  | ELO Touch Systems | Entuitive |  | CNF | Biomed Dept |  |  |  |  | 041-14654 |  | West | Memorial Hermann - Memorial City | Biomed Dept | Biomed MH5411 Repair Shop |  |  |  | Cracked right corner on casing
YES | YES |  |  |  | 151-03956 |  | ELO Touch Systems | Entuitive |  |  | Biomed Dept |  |  |  |  | 151-03956 |  | West | Memorial Hermann - Memorial City | Biomed Dept | Biomed MH5411 Repair Shop
NO | YES |  |  |  | 041-33790 | 041-33790 | ELO Touch Systems | Entuitive |  | 723121610C | MEMORIAL CITY - MHT - MED/SURG 6 |  |  |  |  | 041-33790 | 041-33790 | West | Memorial Hermann Memorial City Medical Center | MEMORIAL CITY - MHT - MED/SURG 6 | MEMORIAL CITY - MHT - MED/SURG 6 Nursestation |  |  |  | No pm sticker
YES | YES |  |  |  | 069-49269 | 069-49269 | ELO Touch Systems | ET107766 |  | B193019682 | TMC - SAROFIM 1 - ADULT ER |  |  |  |  | 069-49269 | 069-49269 | TMC | Memorial Hermann-Texas Medical Center | TMC - SAROFIM 1 - ADULT ER | OR 40
YES | YES |  |  |  | 074-04241 | 074-04241 | ELO Touch Systems | Et1915L |  | E12L084398 | Biomed Shop |  |  |  |  | 074-04241 | 074-04241 | TMC | Memorial Hermann-Texas Medical Center | Biomed Shop | Biomed Shop | 3/1/20 |  |  | No PM Sticker
YES | YES |  |  |  | 099-11380 | 099-11380 | ELO Touch Systems | Et1915l |  | C121550866 | Cullen-floor 5 |  |  |  |  | 099-11380 | 099-11380 | TMC | Memorial Hermann-Texas Medical Center | Cullen-floor 5 | Storage
YES | YES |  |  |  | 069-35102 | 069-35102 | ELO Touch Systems | ET1915L |  | K11L306023 | 6 Jones |  |  |  |  | 069-35102 | 069-35102 | TMC | Red Duke Trauma Institute (Texas Medical Center) | 6 Jones | Nurses Station
YES | YES |  |  |  | 099-10840 | 099-10840 | ELO Touch Systems | ET1928L |  |  | SW - 7th Floor Core Nurses Station |  |  |  |  | 099-10840 | 099-10840 | Southwest | Memorial Hermann Southwest Hospital | SW - 7th Floor Core Nurses Station | 7th Floor - Core Nurses Station |  |  |  | New Add
YES | YES |  |  |  | 005-10827 | 005-10827 | ELO Touch Systems | ET1928L |  | G15C006390 | Clinical decision unit |  |  |  |  | 005-10827 | 005-10827 | Southeast | Memorial Hermann Southeast Hospital | Clinical decision unit | Nurse Station
YES | YES |  |  |  | 005-10826 | 005-10826 | ELO Touch Systems | ET1928L |  | G15C006392 | Clinical decision unit |  |  |  |  | 005-10826 | 005-10826 | Southeast | Memorial Hermann Southeast Hospital | Clinical decision unit | Nurse Station
YES | YES |  |  |  | 099-10797 | 099-10797 | ELO Touch Systems | ET1928L-7CWM-1-BG-3-G |  | J12C008883 | SW - OR |  |  |  |  | 099-10797 | 099-10797 | Southwest | Memorial Hermann Southwest Hospital | SW - OR | Room 24 |  |  |  | New Add
YES | YES |  |  |  | 099-08877 | 099-08877 | ELO Touch Systems | ET1928L-8CWM-1-GY-3-G |  | G15C006476 | SW - ER |  |  |  |  | 099-08877 | 099-08877 | Southwest | Memorial Hermann Southwest Hospital Emergency Center | SW - ER | Pod A Nurses Station |  |  |  | New Add
YES | YES |  |  |  | 099-08878 | 099-08878 | ELO Touch Systems | ET1928L-8CWM-1-GY-3-G |  | G15C006397 | SW - ER |  |  |  |  | 099-08878 | 099-08878 | Southwest | Memorial Hermann Southwest Hospital Emergency Center | SW - ER | Pod A Nurses Station |  |  |  | New Add
YES | YES |  |  |  | 099-08862 | 099-08862 | ELO Touch Systems | ET1928L-8CWM-1-GY-3-G |  | J14C016773 | SW - ER |  |  |  |  | 099-08862 | 099-08862 | Southwest | Memorial Hermann Southwest Hospital Emergency Center | SW - ER | Pod B Nurses Station |  |  |  | New Add
YES | YES |  |  |  | 099-10448 | 099-10448 | ELO Touch Systems | LCD touch monitor |  |  | ICU 7th floor |  |  |  |  | 099-10448 | 099-10448 | Southwest | Memorial Hermann Southwest Hospital | ICU 7th floor | Nurse station
YES | YES |  |  |  | 074-05167 | 074-05167 | ELO Touch Systems | MicroPaceIII |  | MC0510 | TMC - CATH LAB - ADULT (2HVI) |  |  |  |  | 074-05167 | 074-05167 | TMC | Memorial Hermann-Texas Medical Center | TMC - CATH LAB - ADULT (2HVI) | OR6
YES | YES |  |  |  | 099-10768 | 099-10768 | ELO Touch Systems | Monitor |  |  | SW - Telemetry |  |  |  |  | 099-10768 | 099-10768 | Southwest | Memorial Hermann Southwest Hospital | SW - Telemetry | 8th Floor Nurses Station |  |  |  | New Add
YES | YES |  |  |  | 013-19914 | 013-19914 | ELO Touch Systems | MPR II |  | A13C003532 | Biomed |  |  |  |  | 013-19914 | 013-19914 | Sugar Land | Memorial Hermann Sugar Land Hospital | Biomed | Biomed Shop
YES | YES |  |  |  | 129-31532 | 129-31532 | ELO Touch Systems | MPR II |  | I12C020637 | Biomed |  |  |  |  | 129-31532 | 129-31532 | Sugar Land | Memorial Hermann Sugar Land Hospital | Biomed | Biomed Shop
YES | YES |  |  |  | 129-04354 | 129-04354 | Embla (USA) |  |  | C0820076-CU | [5 empty] | 129-04354 | 129-04354 | Sugar Land | Memorial Hermann Sugar Land Sleep Disorders Center (#370) |  | Break rokm | 6/1/17 | 6/1/18 |  | No longer used. Needs to be retired. |  | System, Interface | SYSTEMINTERFACE-Embla (USA)-2000101 | [22 empty] | System, Interface | SYSTEMINTERFACE | System, Interface | Embla (USA)
YES | YES |  |  |  | 129-04353 | 129-04353 | Embla (USA) |  |  | C0820019-CU | [5 empty] | 129-04353 | 129-04353 | Sugar Land | Memorial Hermann Sugar Land Sleep Disorders Center (#370) |  | Break rokm | 6/1/16 | 6/1/18 |  | No longer used. Needs to be retired. |  | System, Interface | SYSTEMINTERFACE-Embla (USA)-2000101 | [22 empty] | System, Interface | SYSTEMINTERFACE | System, Interface | Embla (USA)
YES | YES |  |  |  | 129-04355 | 129-04355 | Embla (USA) |  |  | C0811064-CU | [5 empty] | 129-04355 | 129-04355 | Sugar Land | Memorial Hermann Sugar Land Sleep Disorders Center (#370) |  | Break rokm | 6/1/17 | 6/1/18 |  | No longer used. Needs to be retired. |  | System, Interface | SYSTEMINTERFACE-Embla (USA)-2000101 | [22 empty] | System, Interface | SYSTEMINTERFACE | System, Interface | Embla (USA)
YES | YES |  |  |  |  | 129-04356 | Embla (USA) |  |  | C0807032-CU | SUGAR LAND - SLEEP DISORDER CENTER | [5 empty] | 129-04356 | Sugar Land | Memorial Hermann Sugar Land Sleep Disorders Center (#370) | SUGAR LAND - SLEEP DISORDER CENTER | Sleep room 1 | [5 empty] | System, Interface | SYSTEMINTERFACE-Embla (USA)-2000101 | [22 empty] | System, Interface | SYSTEMINTERFACE | System, Interface | Embla (USA)
NO | NO | [5 empty] | EMD Chemicals Inc. | MIDAS III |  | 0311mss1226 | SW - LABORATORY - FLOW CYTOMETRY | MHHS-Southwest |  | Stainer, Slide |  |  |  | Southwest |  | SW - LABORATORY - FLOW CYTOMETRY | [5 empty] | SLIDE STAINERS |  | STAINERSLIDE-EM Science-MIDAS III | STAINERSLIDE | MIDAS III |  |  |  | EM Science | Stainer, Slide |  |  | STAINERSLIDE-EM Science-MIDAS III |  |  |  | Covered PM Repair - Biomedical | MHHS-Southwest
NO | NO |  |  |  | 013-36665 |  | EMD Chemicals Inc. | MIDAS III |  | 1814 MS 1505 | SW - LABORATORY - HEMATOLOGY | MHHS-Southwest |  | Stainer, Slide |  | 013-36665 |  | Southwest |  | SW - LABORATORY - HEMATOLOGY | [5 empty] | SLIDE STAINERS |  | STAINERSLIDE-EM Science-MIDAS III | STAINERSLIDE | MIDAS III |  |  |  | EM Science | Stainer, Slide |  |  | STAINERSLIDE-EM Science-MIDAS III |  |  |  | Covered PM Repair - Biomedical | MHHS-Southwest
YES | YES |  |  |  |  | 099-00078 | Emergent respiratory | Cpapos |  | 343-15420 | Cardio | [5 empty] | 099-00078 | Katy | Memorial Hermann Northeast Hospital | Cardio | Cardio | 9/1/17 | 9/1/18
YES | YES |  |  |  | 099-00334 | 099-00334 | Emergent respiratory products | CpapOS |  | 343-5358 | KATY - CARDIOLOGY |  |  |  |  | 099-00334 | 099-00334 | Katy | Memorial Hermann Katy Hospital | KATY - CARDIOLOGY | Clean storage room
YES | YES |  |  |  | 099-00335 | 099-00335 | Emergent respiratory products | CpapOS |  | 343-5357 | KATY - CARDIOLOGY |  |  |  |  | 099-00335 | 099-00335 | Katy | Memorial Hermann Katy Hospital | KATY - CARDIOLOGY | Clean storage room
NO | NO |  |  |  | 005-01399 |  | Emerson | 96-HB |  |  | SE - OR - PACU | MHHS-Southeast |  | Lamp, Exam |  | 005-01399 |  | Southeast & Bay Area |  | SE - OR - PACU | [5 empty] | WARMING UNITS, PATIENT, RADIANT, INFANT |  | LAMPEXAM-Emerson Electric-96-HB | LAMPEXAM | 96-HB |  |  |  | Emerson Electric | Lamp, Exam |  |  | LAMPEXAM-Emerson Electric-96-HB |  |  |  | Covered PM Repair - Biomedical | MHHS-Southeast
NO | NO |  |  |  | 000-04496 |  | Emerson | GXT3 |  | 1809800105PH453 | OPID - (NE) - KINGWOOD CCC | MHHS-OPID |  |  |  | 000-04496 |  | Katy |  | OPID - (NE) - KINGWOOD CCC | [5 empty] | POWER SYSTEMS, UNINTERRUPTIBLE |  | .needs class | [5 empty] | EMERSON | [7 empty] | Covered PM Repair - Biomedical | MHHS-OPID
NO | NO |  |  |  | 000-04497 |  | Emerson | GXT3 |  | 1810200347PH483 | OPID - (NE) - KINGWOOD CCC | MHHS-OPID |  |  |  | 000-04497 |  | Katy |  | OPID - (NE) - KINGWOOD CCC | [5 empty] | POWER SYSTEMS, UNINTERRUPTIBLE |  | .needs class | [5 empty] | EMERSON | [7 empty] | Covered PM Repair - Biomedical | MHHS-OPID
NO | NO |  |  |  | 000-04500 |  | Emerson | GXT3 |  | 1803900029PH433 | OPID - (NE) - KINGWOOD CCC | MHHS-OPID |  |  |  | 000-04500 |  | Katy |  | OPID - (NE) - KINGWOOD CCC | [5 empty] | POWER SYSTEMS, UNINTERRUPTIBLE |  | .needs class | [5 empty] | EMERSON | [7 empty] | Not Covered Vendor Only - Biomedical | MHHS-OPID
NO | NO |  |  |  | R-005-FWXRUPS |  | Emerson | GXT3 |  | 1534500729PH433 | OPID - (SE) - FRIENDSWOOD - 401 | MHHS-OPID |  |  |  | R-005-FWXRUPS |  | Southeast & Bay Area |  | OPID - (SE) - FRIENDSWOOD - 401 | [5 empty] | POWER SYSTEMS, UNINTERRUPTIBLE |  | .needs class | [5 empty] | EMERSON | [7 empty] | Covered PM Repair - Biomedical | MHHS-OPID
NO | NO |  |  |  | R-005-LCCTUPS |  | Emerson | GXT3 |  | 1705100723PH453 | OPID - (SE) - LEAGUE CITY CCC - 409 | MHHS-OPID |  |  |  | R-005-LCCTUPS |  | Southeast & Bay Area |  | OPID - (SE) - LEAGUE CITY CCC - 409 | [5 empty] | POWER SYSTEMS, UNINTERRUPTIBLE |  | .needs class | [5 empty] | EMERSON | [7 empty] | Not Covered Vendor Only - Biomedical | MHHS-OPID
NO | NO |  |  |  | R-929-01454 |  | Emerson | GXT3 |  | 1608200081PH433 | OPID - (WDLS) - SPRING CCC - 440 | MHHS-OPID |  |  |  | R-929-01454 |  | Woodlands |  | OPID - (WDLS) - SPRING CCC - 440 | [5 empty] | POWER SYSTEMS, UNINTERRUPTIBLE |  | .needs class | [5 empty] | EMERSON | [7 empty] | Not Covered Vendor Only - Biomedical | MHHS-OPID
NO | NO |  |  |  | R-029-11929 |  | Emerson | GXT3 |  | 1625000073PH433 | OPID - (WDLS) - WOODLANDS - 430 (MP3) | MHHS-OPID |  |  |  | R-029-11929 |  | Woodlands |  | OPID - (WDLS) - WOODLANDS - 430 (MP3) | [5 empty] | POWER SYSTEMS, UNINTERRUPTIBLE |  | .needs class | [5 empty] | EMERSON | [7 empty] | Covered PM Repair - Biomedical | MHHS-OPID
NO | NO |  |  |  | R-005-BIGBOREUPS |  | Emerson | GXT3 |  | 1623900238PH483 | SE - CANCER CENTER | MHHS-Southeast |  |  |  | R-005-BIGBOREUPS |  | Southeast & Bay Area |  | SE - CANCER CENTER | [5 empty] | POWER SYSTEMS, UNINTERRUPTIBLE |  | .needs class | [5 empty] | EMERSON | [7 empty] | Covered PM Repair - Biomedical | MHHS-Southeast
NO | YES |  |  |  | 005-12045 | 005-12045 | Emerson Net Pow | GX3T |  | 1627400022PH433 | MH MG - (SE) - LC CCC |  |  |  |  | 005-12045 | 005-12045 | Southeast | MHHS-MG | MH MG - (SE) - LC CCC | CT Scan Room | 2/1/19 |  | 2/1/20
YES | YES |  |  |  | 929-01454 | 929-01454 | Emerson Net Pow | GXT3 |  | 168200081PH433 | CCC in spring |  |  |  |  | 929-01454 | 929-01454 | ccc spring |  | CCC in spring | Radiology
YES | YES |  |  |  | 133-10133 | 133-10133 | Emerson network power | GXT3-2000RT230 |  | 1724400154PH433 | IMAGE CENTER |  |  |  |  | 133-10133 | 133-10133 | Katy | Memorial Hermann Katy Hospital | IMAGE CENTER | Suite 140 |  |  |  | No PM sticker
YES | YES |  |  |  | 099-07776 | 099-07776 | EMI | ECOM |  |  | PEDI OR storage |  |  |  |  | 099-07776 | 099-07776 | TMC | Memorial Hermann-Texas Medical Center | PEDI OR storage | Equipment room | 8/1/17 |  | 4/1/18
NO | YES |  |  |  | 000-05017 | 000-05017 | Empi Inc | 300PV |  | NSN | SMR - (SL) - SL IRONMAN [MP2-STE100] | MHHS-SMR |  | Stimulator, Nerve |  | 000-05017 | 000-05017 | Sugar Land | MHHS-Others | SMR - (SL) - SL IRONMAN [MP2-STE100] |  | 3/1/19 | 3/1/20 |  |  | STIMULATORS, ELECTRICAL, NEUROMUSCULAR | Stimulator, Nerve | STIMULATORNERVE-Empi Inc-300PV | STIMULATORNERVE | 300PV |  |  |  | Empi Inc | Stimulator, Nerve |  | STIMULATORNERVE-Empi Inc-300PV |  |  |  |  | Covered PM Repair - Biomedical | MHHS-SMR | [7 empty] | Stimulator, Nerve | STIMULATORNERVE | Stimulator, Nerve | Empi Inc
NO | YES |  |  |  | 925-01956 | 925-01956 | Empi Inc | 300PV |  |  | SMR-(TMC)-Shepherd Square | MHHS-SMR |  | Stimulator, Nerve |  | 925-01956 | 925-01956 | TMC | MHHS-Others | SMR-(TMC)-Shepherd Square | Gym Floor |  |  |  |  | STIMULATORS, ELECTRICAL, NEUROMUSCULAR | Stimulator, Nerve | STIMULATORNERVE-Empi Inc-300PV | STIMULATORNERVE | 300PV |  |  |  | Empi Inc | Stimulator, Nerve |  | STIMULATORNERVE-Empi Inc-300PV |  | 10/13/17 |  |  | Covered PM Repair - Biomedical | MHHS-SMR | [7 empty] | Stimulator, Nerve | STIMULATORNERVE | Stimulator, Nerve | Empi Inc
NO | YES |  |  |  | 029-09151 | 029-09151 | Empi Inc | 300PV |  |  | TIRR - OP - WOODLANDS (MP2, STE 200) | MHHS-TIRR |  | Stimulator, Nerve |  | 029-09151 | 029-09151 | Woodlands | Memorial Hermann | TIRR - OP - WOODLANDS (MP2, STE 200) | Suite 500 |  |  |  |  | STIMULATORS, ELECTRICAL, NEUROMUSCULAR |  | STIMULATORNERVE-Empi Inc-300PV | STIMULATORNERVE | 300PV |  |  |  | Empi Inc | Stimulator, Nerve |  | STIMULATORNERVE-Empi Inc-300PV |  |  |  |  | Covered PM Repair - Biomedical | MHHS-TIRR
YES | YES |  |  |  | 099-00350 | 099-00350 | Empi Inc | 300PV |  |  | SMR - (KY) - KATY (MP2) |  |  |  |  | 099-00350 | 099-00350 | Katy | Memorial Hermann Sports Medicine | SMR - (KY) - KATY (MP2) | Gym Floor | [5 empty] | Stimulator, Nerve | STIMULATORNERVE-Empi Inc-300PV | [22 empty] | Stimulator, Nerve | STIMULATORNERVE | Stimulator, Nerve | Empi Inc
YES | YES |  |  |  | 099-13281 | 099-13281 | Empi Inc | 300PV |  | 07:7374297 | Rehab |  |  |  |  | 099-13281 | 099-13281 | Southwest | Memorial Hermann Southwest Hospital | Rehab | 8th |  | 3/1/20 |  | No PM Sticker |  | Stimulator, Nerve | STIMULATORNERVE-Empi Inc-300PV | [22 empty] | Stimulator, Nerve | STIMULATORNERVE | Stimulator, Nerve | Empi Inc
YES | YES |  |  |  | 099-13851 | 099-13851 | Empi Inc | 300PV |  |  | SMR - (MC) - TOWN |  |  |  |  | 099-13851 | 099-13851 | West | Memorial Hermann Sports Medicine | SMR - (MC) - TOWN | Break Room | [5 empty] | Stimulator, Nerve | STIMULATORNERVE-Empi Inc-300PV | [22 empty] | Stimulator, Nerve | STIMULATORNERVE | Stimulator, Nerve | Empi Inc
YES | YES |  |  |  | 099-06616 | 099-06616 | Empi Inc | 300PV |  |  | SE - REHAB SERVICES |  |  |  |  | 099-06616 | 099-06616 | Southeast | Memorial Hermann Southeast Hospital | SE - REHAB SERVICES | OT Therapy E2 001.5 | [5 empty] | Stimulator, Nerve | STIMULATORNERVE-Empi Inc-300PV | [22 empty] | Stimulator, Nerve | STIMULATORNERVE | Stimulator, Nerve | Empi Inc
YES | YES |  |  |  | 142-09582 | 142-09582 | Empi Inc | 300PV |  | 10:8430667 | TIRR - OP - WOODLANDS (MP2, STE 200) |  |  |  |  | 142-09582 | 142-09582 | Woodlands | Memorial Hermann | TIRR - OP - WOODLANDS (MP2, STE 200) | Suite 500
NO | NO |  |  |  | 005-11747 |  | Empi Inc | 300PV |  |  | SMR - (SE) - CLEAR LAKE (WEBSTER) | MHHS-SMR |  | Stimulator, Nerve |  | 005-11747 |  | Southeast & Bay Area |  | SMR - (SE) - CLEAR LAKE (WEBSTER) | [5 empty] | STIMULATORS, ELECTRICAL, NEUROMUSCULAR |  | STIMULATORNERVE-Empi Inc-300PV | STIMULATORNERVE | 300PV |  |  |  | Empi Inc | Stimulator, Nerve |  | STIMULATORNERVE-Empi Inc-300PV |  |  |  |  | Covered PM Repair - Biomedical | MHHS-SMR
NO | NO |  |  |  | 143-01680 |  | Empi Inc | 300PV |  |  | SMR - (SE) - EAST HOUSTON | MHHS-SMR |  | Stimulator, Nerve |  | 143-01680 |  | Southeast & Bay Area |  | SMR - (SE) - EAST HOUSTON | [5 empty] | STIMULATORS, ELECTRICAL, NEUROMUSCULAR |  | STIMULATORNERVE-Empi Inc-300PV | STIMULATORNERVE | 300PV |  |  |  | Empi Inc | Stimulator, Nerve |  | STIMULATORNERVE-Empi Inc-300PV |  |  |  |  | Covered PM Repair - Biomedical | MHHS-SMR
NO | NO |  |  |  | 069-41931 |  | Empi Inc | 300PV |  |  | SMR - (TMC) - IRONMAN [MHMP-16FLR] | MHHS-SMR |  | Stimulator, Nerve |  | 069-41931 |  | TMC |  | SMR - (TMC) - IRONMAN [MHMP-16FLR] | [5 empty] | STIMULATORS, ELECTRICAL, NEUROMUSCULAR |  | STIMULATORNERVE-Empi Inc-300PV | STIMULATORNERVE | 300PV |  |  |  | Empi Inc | Stimulator, Nerve |  | STIMULATORNERVE-Empi Inc-300PV |  |  |  |  | Covered PM Repair - Biomedical | MHHS-SMR
NO | NO |  |  |  | 069-41932 |  | Empi Inc | 300PV |  |  | SMR - (TMC) - IRONMAN [MHMP-16FLR] | MHHS-SMR |  | Stimulator, Nerve |  | 069-41932 |  | TMC |  | SMR - (TMC) - IRONMAN [MHMP-16FLR] | [5 empty] | STIMULATORS, ELECTRICAL, NEUROMUSCULAR |  | STIMULATORNERVE-Empi Inc-300PV | STIMULATORNERVE | 300PV |  |  |  | Empi Inc | Stimulator, Nerve |  | STIMULATORNERVE-Empi Inc-300PV |  |  |  |  | Covered PM Repair - Biomedical | MHHS-SMR
NO | NO | [5 empty] | Empi Inc | 300PV |  |  | TIRR - OP - WOODLANDS (MP2, STE 200) | MHHS-TIRR |  | Stimulator, Nerve |  |  |  | Woodlands |  | TIRR - OP - WOODLANDS (MP2, STE 200) | [5 empty] | STIMULATORS, ELECTRICAL, NEUROMUSCULAR |  | STIMULATORNERVE-Empi Inc-300PV | STIMULATORNERVE | 300PV |  |  |  | Empi Inc | Stimulator, Nerve |  | STIMULATORNERVE-Empi Inc-300PV |  |  |  |  | Covered PM Repair - Biomedical | MHHS-TIRR
NO | YES |  |  |  | 005-06678 | 005-06678 | Empi Inc | ACQUIRE |  |  | SMR - (SE) - LEAGUE CITY CCC | MHHS-SMR |  |  |  | 005-06678 | 005-06678 | Southeast | MHHS-Others | SMR - (SE) - LEAGUE CITY CCC | Sports center rehab | 2/1/19 |  |  |  | IONTOPHORESIS UNITS |  | .needs class |  |  |  |  | .needs class | Empi Inc | [7 empty] | Not Covered Vendor Only - Resp/Ster | MHHS-SMR
NO | NO | [5 empty] | Empi Inc | ACQUIRE |  |  | SMR - (NE) - ATASCOCITA | MHHS-SMR | [5 empty] | Katy |  | SMR - (NE) - ATASCOCITA | [5 empty] | IONTOPHORESIS UNITS |  | .needs class |  |  |  |  | .needs class | Empi Inc | [7 empty] | Not Covered Vendor Only - Lab Ana/Anes | MHHS-SMR
NO | NO |  |  |  | 069-41936 |  | Empi Inc | ACQUIRE |  |  | SMR - (TMC) - IRONMAN [MHMP-16FLR] | MHHS-SMR |  |  |  | 069-41936 |  | TMC |  | SMR - (TMC) - IRONMAN [MHMP-16FLR] | [5 empty] | IONTOPHORESIS UNITS |  | .needs class |  |  |  |  | .needs class | Empi Inc | [7 empty] | Not Covered Vendor Only - Resp/Ster | MHHS-SMR
YES | YES |  |  |  | 151-03793 | 151-03793 | Empi Inc | Continuum |  |  | SMR - (STX) - RBJ - RICHMOND |  |  |  |  | 151-03793 | 151-03793 | South | Richmond Sports Medicine and Rehab | SMR - (STX) - RBJ - RICHMOND | Rehab | [5 empty] | Stimulator, Nerve, Trans. (tens) | STIMNERVETRANSTENS-Empi Inc-Continuum | [22 empty] | Stimulator, Nerve, Trans. (tens) | STIMNERVETRANSTENS | Stimulator, Nerve, Trans. (tens) | Empi Inc
YES | YES |  |  |  | 099-01333 | 099-01333 | Empi Inc | Continuum |  |  | SMR - (NE) - NE HOSPITAL |  |  |  |  | 099-01333 | 099-01333 | Katy | Memorial Hermann Northeast Hospital | SMR - (NE) - NE HOSPITAL | Sports medicine | 2/1/20 |  |  |  |  | Stimulator, Nerve, Trans. (tens) | STIMNERVETRANSTENS-Empi Inc-Continuum | [22 empty] | Stimulator, Nerve, Trans. (tens) | STIMNERVETRANSTENS | Stimulator, Nerve, Trans. (tens) | Empi Inc
YES | YES |  |  |  | 099-00708 | 099-00708 | Empi Inc | Continuum |  |  | TIRR - SUGAR LAND |  |  |  |  | 099-00708 | 099-00708 | Sugar Land | TIRR Memorial Hermann Sugar Land - Outpatient (#195) | TIRR - SUGAR LAND | Main area | [5 empty] | Stimulator, Nerve, Trans. (tens) | STIMNERVETRANSTENS-Empi Inc-Continuum | [22 empty] | Stimulator, Nerve, Trans. (tens) | STIMNERVETRANSTENS | Stimulator, Nerve, Trans. (tens) | Empi Inc
YES | YES |  |  |  | 129-07344 | 129-07344 | Empi Inc | Continuum |  |  | TIRR - SUGAR LAND |  |  |  |  | 129-07344 | 129-07344 | Sugar Land | TIRR Memorial Hermann Sugar Land - Outpatient (#195) | TIRR - SUGAR LAND | Main area | [5 empty] | Stimulator, Nerve, Trans. (tens) | STIMNERVETRANSTENS-Empi Inc-Continuum | [22 empty] | Stimulator, Nerve, Trans. (tens) | STIMNERVETRANSTENS | Stimulator, Nerve, Trans. (tens) | Empi Inc
YES | YES |  |  |  | 583-00896 | 583-00896 | Empi Inc | Continuum |  | 583-00896 | SMR - (SL) - SL IRONMAN [MP2-STE100] |  |  |  |  | 583-00896 | 583-00896 | Sugar Land | IRONMAN Sports Medicine Institute at Sugar Land (#100) | SMR - (SL) - SL IRONMAN [MP2-STE100] | Gym Floor | [5 empty] | Stimulator, Nerve, Trans. (tens) | STIMNERVETRANSTENS-Empi Inc-Continuum | [22 empty] | Stimulator, Nerve, Trans. (tens) | STIMNERVETRANSTENS | Stimulator, Nerve, Trans. (tens) | Empi Inc
YES | YES |  |  |  | 009-34061 | 009-34061 | Empi Inc | Continuum |  |  | GH - THERAPY SERVICES |  |  |  |  | 009-34061 | 009-34061 |  |  | GH - THERAPY SERVICES | 2nd floor | [5 empty] | Stimulator, Nerve, Trans. (tens) | STIMNERVETRANSTENS-Empi Inc-Continuum | [22 empty] | Stimulator, Nerve, Trans. (tens) | STIMNERVETRANSTENS | Stimulator, Nerve, Trans. (tens) | Empi Inc
YES | YES |  |  |  | 009-34062 | 009-34062 | Empi Inc | Continuum |  |  | GH - THERAPY SERVICES |  |  |  |  | 009-34062 | 009-34062 |  |  | GH - THERAPY SERVICES | 2nd floor | [5 empty] | Stimulator, Nerve, Trans. (tens) | STIMNERVETRANSTENS-Empi Inc-Continuum | [22 empty] | Stimulator, Nerve, Trans. (tens) | STIMNERVETRANSTENS | Stimulator, Nerve, Trans. (tens) | Empi Inc
YES | YES |  |  |  | 099-10492 | 099-10492 | Empi Inc | Continuum |  | 13: 9656677 | SMR - (SW) - SOUTHWEST (MP4) |  |  |  |  | 099-10492 | 099-10492 | Southwest | Memorial Hermann Diagnostic Laboratory - Southwest Medical Plaza 4 | SMR - (SW) - SOUTHWEST (MP4) | Suite 570 |  |  |  | New Add |  | Stimulator, Nerve, Trans. (tens) | STIMNERVETRANSTENS-Empi Inc-Continuum | [22 empty] | Stimulator, Nerve, Trans. (tens) | STIMNERVETRANSTENS | Stimulator, Nerve, Trans. (tens) | Empi Inc
YES | YES |  |  |  | 099-06914 | 099-06914 | Empi Inc | Continuum |  |  | SMR - (MC) - MC IRONMAN [GARAGE5-STE101] |  |  |  |  | 099-06914 | 099-06914 | West | IRONMAN Sports Medicine Institute Memorial City (#101) | SMR - (MC) - MC IRONMAN [GARAGE5-STE101] | Physical therapy |  |  |  | No pm |  | Stimulator, Nerve, Trans. (tens) | STIMNERVETRANSTENS-Empi Inc-Continuum | [22 empty] | Stimulator, Nerve, Trans. (tens) | STIMNERVETRANSTENS | Stimulator, Nerve, Trans. (tens) | Empi Inc
NO | NO | [5 empty] | Empi Inc | CONTINUUM |  |  | SMR - (PL) - PEARLAND ELITE ORTHO | MHHS-SMR |  | Stimulator, Nerve, Trans. (tens) |  |  |  | Pearland |  | SMR - (PL) - PEARLAND ELITE ORTHO | [5 empty] | ELECTROPHORESIS EQUIPMENT |  | STIMNERVETRANSTENS-Empi Inc-Continuum | STIMNERVETRANSTENS | Continuum |  |  |  | Empi Inc | Stimulator, Nerve, Trans. (tens) |  | STIMNERVETRANSTENS-Empi Inc-Continuum |  |  |  |  | Covered PM Repair - Biomedical | MHHS-SMR
NO | NO |  |  |  | 069-41930 |  | Empi Inc | CONTINUUM |  |  | SMR - (TMC) - IRONMAN [MHMP-16FLR] | MHHS-SMR |  | Stimulator, Nerve, Trans. (tens) |  | 069-41930 |  | TMC |  | SMR - (TMC) - IRONMAN [MHMP-16FLR] | [5 empty] | ELECTROPHORESIS EQUIPMENT |  | STIMNERVETRANSTENS-Empi Inc-Continuum | STIMNERVETRANSTENS | Continuum |  |  |  | Empi Inc | Stimulator, Nerve, Trans. (tens) |  | STIMNERVETRANSTENS-Empi Inc-Continuum |  |  |  |  | Covered PM Repair - Biomedical | MHHS-SMR
NO | NO |  |  |  | 925-01955 |  | Empi Inc | CONTINUUM |  |  | SMR - (TMC) - SHEPHERD SQUARE | MHHS-SMR |  | Stimulator, Nerve, Trans. (tens) |  | 925-01955 |  | TMC |  | SMR - (TMC) - SHEPHERD SQUARE | [5 empty] | ELECTROPHORESIS EQUIPMENT |  | STIMNERVETRANSTENS-Empi Inc-Continuum | STIMNERVETRANSTENS | Continuum |  |  |  | Empi Inc | Stimulator, Nerve, Trans. (tens) |  | STIMNERVETRANSTENS-Empi Inc-Continuum |  |  |  |  | Covered PM Repair - Biomedical | MHHS-SMR
NO | NO |  |  |  | 03:653702 |  | Empi Inc | CONTINUUM |  | 03:653702 | TIRR - MEMORIAL CITY | MHHS-TIRR |  | Stimulator, Nerve, Trans. (tens) |  | 03:653702 |  | West & Memorial City |  | TIRR - MEMORIAL CITY | [5 empty] | ELECTROPHORESIS EQUIPMENT |  | STIMNERVETRANSTENS-Empi Inc-Continuum | STIMNERVETRANSTENS | Continuum |  |  |  | Empi Inc | Stimulator, Nerve, Trans. (tens) |  | STIMNERVETRANSTENS-Empi Inc-Continuum |  |  |  |  | Covered PM Repair - Biomedical | MHHS-TIRR
NO | NO |  |  |  | 13:9617438 |  | Empi Inc | CONTINUUM |  | 13:9617438 | TIRR - MEMORIAL CITY | MHHS-TIRR |  | Stimulator, Nerve, Trans. (tens) |  | 13:9617438 |  | West & Memorial City |  | TIRR - MEMORIAL CITY | [5 empty] | ELECTROPHORESIS EQUIPMENT |  | STIMNERVETRANSTENS-Empi Inc-Continuum | STIMNERVETRANSTENS | Continuum |  |  |  | Empi Inc | Stimulator, Nerve, Trans. (tens) |  | STIMNERVETRANSTENS-Empi Inc-Continuum |  |  |  |  | Covered PM Repair - Biomedical | MHHS-TIRR
NO | NO |  |  |  | 13:9617439 |  | Empi Inc | CONTINUUM |  | 13:9617439 | TIRR - MEMORIAL CITY | MHHS-TIRR |  | Stimulator, Nerve, Trans. (tens) |  | 13:9617439 |  | West & Memorial City |  | TIRR - MEMORIAL CITY | [5 empty] | ELECTROPHORESIS EQUIPMENT |  | STIMNERVETRANSTENS-Empi Inc-Continuum | STIMNERVETRANSTENS | Continuum |  |  |  | Empi Inc | Stimulator, Nerve, Trans. (tens) |  | STIMNERVETRANSTENS-Empi Inc-Continuum |  |  |  |  | Covered PM Repair - Biomedical | MHHS-TIRR
NO | NO |  |  |  | 241-03284 |  | Empi Inc | CONTINUUM |  |  | TIRR - OP - WEST UNIVERSITY CLINIC | MHHS-TIRR |  | Stimulator, Nerve, Trans. (tens) |  | 241-03284 |  | TMC |  | TIRR - OP - WEST UNIVERSITY CLINIC | [5 empty] | ELECTROPHORESIS EQUIPMENT |  | STIMNERVETRANSTENS-Empi Inc-Continuum | STIMNERVETRANSTENS | Continuum |  |  |  | Empi Inc | Stimulator, Nerve, Trans. (tens) |  | STIMNERVETRANSTENS-Empi Inc-Continuum |  |  |  |  | Covered PM Repair - Biomedical | MHHS-TIRR
NO | NO |  |  |  | 241-03285 |  | Empi Inc | CONTINUUM |  |  | TIRR - OP - WEST UNIVERSITY CLINIC | MHHS-TIRR |  | Stimulator, Nerve, Trans. (tens) |  | 241-03285 |  | TMC |  | TIRR - OP - WEST UNIVERSITY CLINIC | [5 empty] | ELECTROPHORESIS EQUIPMENT |  | STIMNERVETRANSTENS-Empi Inc-Continuum | STIMNERVETRANSTENS | Continuum |  |  |  | Empi Inc | Stimulator, Nerve, Trans. (tens) |  | STIMNERVETRANSTENS-Empi Inc-Continuum |  |  |  |  | Covered PM Repair - Biomedical | MHHS-TIRR
NO | NO |  |  |  | 129-06030 |  | Empi Inc | CONTINUUM |  |  | TIRR - SUGAR LAND | MHHS-TIRR |  | Stimulator, Nerve, Trans. (tens) |  | 129-06030 |  | Sugar Land |  | TIRR - SUGAR LAND | [5 empty] | ELECTROPHORESIS EQUIPMENT |  | STIMNERVETRANSTENS-Empi Inc-Continuum | STIMNERVETRANSTENS | Continuum |  |  |  | Empi Inc | Stimulator, Nerve, Trans. (tens) |  | STIMNERVETRANSTENS-Empi Inc-Continuum |  |  |  |  | Covered PM Repair - Biomedical | MHHS-TIRR
NO | NO |  |  |  | 241-02965 |  | Empi Inc | CONTINUUM |  |  | TIRR - THERAPY GYM | MHHS-TIRR |  | Stimulator, Nerve, Trans. (tens) |  | 241-02965 |  | TMC |  | TIRR - THERAPY GYM | [5 empty] | ELECTROPHORESIS EQUIPMENT |  | STIMNERVETRANSTENS-Empi Inc-Continuum | STIMNERVETRANSTENS | Continuum |  |  |  | Empi Inc | Stimulator, Nerve, Trans. (tens) |  | STIMNERVETRANSTENS-Empi Inc-Continuum |  |  |  |  | Covered PM Repair - Biomedical | MHHS-TIRR
NO | NO |  |  |  | 241-02966 |  | Empi Inc | CONTINUUM |  |  | TIRR - THERAPY GYM | MHHS-TIRR |  | Stimulator, Nerve, Trans. (tens) |  | 241-02966 |  | TMC |  | TIRR - THERAPY GYM | [5 empty] | ELECTROPHORESIS EQUIPMENT |  | STIMNERVETRANSTENS-Empi Inc-Continuum | STIMNERVETRANSTENS | Continuum |  |  |  | Empi Inc | Stimulator, Nerve, Trans. (tens) |  | STIMNERVETRANSTENS-Empi Inc-Continuum |  |  |  |  | Covered PM Repair - Biomedical | MHHS-TIRR
NO | NO |  |  |  | 241-02967 |  | Empi Inc | CONTINUUM |  |  | TIRR - THERAPY GYM | MHHS-TIRR |  | Stimulator, Nerve, Trans. (tens) |  | 241-02967 |  | TMC |  | TIRR - THERAPY GYM | [5 empty] | ELECTROPHORESIS EQUIPMENT |  | STIMNERVETRANSTENS-Empi Inc-Continuum | STIMNERVETRANSTENS | Continuum |  |  |  | Empi Inc | Stimulator, Nerve, Trans. (tens) |  | STIMNERVETRANSTENS-Empi Inc-Continuum |  |  |  |  | Covered PM Repair - Biomedical | MHHS-TIRR
NO | NO |  |  |  | 241-02968 |  | Empi Inc | CONTINUUM |  |  | TIRR - THERAPY GYM | MHHS-TIRR |  | Stimulator, Nerve, Trans. (tens) |  | 241-02968 |  | TMC |  | TIRR - THERAPY GYM | [5 empty] | ELECTROPHORESIS EQUIPMENT |  | STIMNERVETRANSTENS-Empi Inc-Continuum | STIMNERVETRANSTENS | Continuum |  |  |  | Empi Inc | Stimulator, Nerve, Trans. (tens) |  | STIMNERVETRANSTENS-Empi Inc-Continuum |  |  |  |  | Covered PM Repair - Biomedical | MHHS-TIRR
NO | NO |  |  |  | 241-02969 |  | Empi Inc | CONTINUUM |  |  | TIRR - THERAPY GYM | MHHS-TIRR |  | Stimulator, Nerve, Trans. (tens) |  | 241-02969 |  | TMC |  | TIRR - THERAPY GYM | [5 empty] | ELECTROPHORESIS EQUIPMENT |  | STIMNERVETRANSTENS-Empi Inc-Continuum | STIMNERVETRANSTENS | Continuum |  |  |  | Empi Inc | Stimulator, Nerve, Trans. (tens) |  | STIMNERVETRANSTENS-Empi Inc-Continuum |  |  |  |  | Covered PM Repair - Biomedical | MHHS-TIRR
NO | NO | [5 empty] | Empi Inc | CONTINUUM |  |  | TIRR - THERAPY GYM | MHHS-TIRR |  | Stimulator, Nerve, Trans. (tens) |  |  |  | TMC |  | TIRR - THERAPY GYM | [5 empty] | ELECTROPHORESIS EQUIPMENT |  | STIMNERVETRANSTENS-Empi Inc-Continuum | STIMNERVETRANSTENS | Continuum |  |  |  | Empi Inc | Stimulator, Nerve, Trans. (tens) |  | STIMNERVETRANSTENS-Empi Inc-Continuum |  |  |  |  | Covered PM Repair - Biomedical | MHHS-TIRR
NO | NO | [5 empty] | Empi Inc | CONTINUUM |  |  | TIRR - THERAPY GYM | MHHS-TIRR |  | Stimulator, Nerve, Trans. (tens) |  |  |  | TMC |  | TIRR - THERAPY GYM | [5 empty] | ELECTROPHORESIS EQUIPMENT |  | STIMNERVETRANSTENS-Empi Inc-Continuum | STIMNERVETRANSTENS | Continuum |  |  |  | Empi Inc | Stimulator, Nerve, Trans. (tens) |  | STIMNERVETRANSTENS-Empi Inc-Continuum |  |  |  |  | Covered PM Repair - Biomedical | MHHS-TIRR
NO | NO | [5 empty] | Empi Inc | CONTINUUM |  |  | TIRR - THERAPY GYM | MHHS-TIRR |  | Stimulator, Nerve, Trans. (tens) |  |  |  | TMC |  | TIRR - THERAPY GYM | [5 empty] | ELECTROPHORESIS EQUIPMENT |  | STIMNERVETRANSTENS-Empi Inc-Continuum | STIMNERVETRANSTENS | Continuum |  |  |  | Empi Inc | Stimulator, Nerve, Trans. (tens) |  | STIMNERVETRANSTENS-Empi Inc-Continuum |  |  |  |  | Covered PM Repair - Biomedical | MHHS-TIRR
NO | NO | [5 empty] | Empi Inc | CONTINUUM |  |  | TIRR - THERAPY GYM | MHHS-TIRR |  | Stimulator, Nerve, Trans. (tens) |  |  |  | TMC |  | TIRR - THERAPY GYM | [5 empty] | ELECTROPHORESIS EQUIPMENT |  | STIMNERVETRANSTENS-Empi Inc-Continuum | STIMNERVETRANSTENS | Continuum |  |  |  | Empi Inc | Stimulator, Nerve, Trans. (tens) |  | STIMNERVETRANSTENS-Empi Inc-Continuum |  |  |  |  | Not Covered Vendor Only - Biomedical | MHHS-TIRR
YES | YES |  |  |  | 133-02999 | 133-02999 | Empi Inc | Dupel |  |  | MH MG - (KY) - OCC HEALTH CENTER (MP1) |  |  |  |  | 133-02999 | 133-02999 | Katy | Memorial Hermann Sports Medicine | MH MG - (KY) - OCC HEALTH CENTER (MP1) | Gym occupational | [5 empty] | Iontophoresis Unit | IONTOPHORESISUNIT-Empi Inc-Dupel | [22 empty] | Iontophoresis Unit | IONTOPHORESISUNIT | Iontophoresis Unit | Empi Inc
YES | YES | [5 empty] | Empi Inc | Dupel |  |  | SMR - (NE) - NE HOSPITAL | [6 empty] | Katy | Memorial Hermann Northeast Hospital | SMR - (NE) - NE HOSPITAL | Sports medicine | [5 empty] | Iontophoresis Unit | IONTOPHORESISUNIT-Empi Inc-Dupel | [22 empty] | Iontophoresis Unit | IONTOPHORESISUNIT | Iontophoresis Unit | Empi Inc
YES | YES |  |  |  | 129-00879 | 129-00879 | Empi Inc | Dupel |  |  | SMR - (SL) - WILLIAMS TRACE |  |  |  |  | 129-00879 | 129-00879 | Sugar Land | Memorial Hermann Sports Medicine | SMR - (SL) - WILLIAMS TRACE | [6 empty] | Iontophoresis Unit | IONTOPHORESISUNIT-Empi Inc-Dupel | [22 empty] | Iontophoresis Unit | IONTOPHORESISUNIT | Iontophoresis Unit | Empi Inc
YES | YES |  |  |  | 129-00878 | 129-00878 | Empi Inc | Dupel |  |  | SMR - (SL) - WILLIAMS TRACE |  |  |  |  | 129-00878 | 129-00878 | Sugar Land | Memorial Hermann Sports Medicine | SMR - (SL) - WILLIAMS TRACE | [6 empty] | Iontophoresis Unit | IONTOPHORESISUNIT-Empi Inc-Dupel | [22 empty] | Iontophoresis Unit | IONTOPHORESISUNIT | Iontophoresis Unit | Empi Inc
YES | YES |  |  |  | 129-01226 | 129-01226 | Empi Inc | Dupel |  |  | SMR - (SL) - WILLIAMS TRACE |  |  |  |  | 129-01226 | 129-01226 | Sugar Land | Memorial Hermann Sports Medicine | SMR - (SL) - WILLIAMS TRACE | [6 empty] | Iontophoresis Unit | IONTOPHORESISUNIT-Empi Inc-Dupel | [22 empty] | Iontophoresis Unit | IONTOPHORESISUNIT | Iontophoresis Unit | Empi Inc
YES | YES |  |  |  | 099-13848 | 099-13848 | Empi Inc | Dupel |  | LR64406 | SMR - (MC) - TOWN |  |  |  |  | 099-13848 | 099-13848 | West | Memorial Hermann Sports Medicine | SMR - (MC) - TOWN | Break Room | [5 empty] | Iontophoresis Unit | IONTOPHORESISUNIT-Empi Inc-Dupel | [22 empty] | Iontophoresis Unit | IONTOPHORESISUNIT | Iontophoresis Unit | Empi Inc
NO | YES |  |  |  | 099-13403 | 099-13403 | Empi Inc | Dupel |  |  | SMR - (MC) - BASEBALL USA |  |  |  |  | 099-13403 | 099-13403 | West | Memorial Hermann Sports Medicine | SMR - (MC) - BASEBALL USA |  | 12/1/18 |  | 6/1/19 |  |  | Iontophoresis Unit | IONTOPHORESISUNIT-Empi Inc-Dupel | [22 empty] | Iontophoresis Unit | IONTOPHORESISUNIT | Iontophoresis Unit | Empi Inc
NO | YES |  |  |  | 099-13404 | 099-13404 | Empi Inc | Dupel |  |  | SMR - (MC) - BASEBALL USA |  |  |  |  | 099-13404 | 099-13404 | West | Memorial Hermann Sports Medicine | SMR - (MC) - BASEBALL USA |  | 12/1/18 |  | 6/1/19 |  |  | Iontophoresis Unit | IONTOPHORESISUNIT-Empi Inc-Dupel | [22 empty] | Iontophoresis Unit | IONTOPHORESISUNIT | Iontophoresis Unit | Empi Inc
YES | YES |  |  |  | 099-12082 | 099-12082 | Empi Inc | Dupel |  |  | SMR - (SE) - PASADENA |  |  |  |  | 099-12082 | 099-12082 | Southeast | Memorial Hermann Sports Medicine | SMR - (SE) - PASADENA | Storage | [5 empty] | Iontophoresis Unit | IONTOPHORESISUNIT-Empi Inc-Dupel | [22 empty] | Iontophoresis Unit | IONTOPHORESISUNIT | Iontophoresis Unit | Empi Inc
YES | YES |  |  |  | 099-12083 | 099-12083 | Empi Inc | Dupel |  |  | SMR - (SE) - PASADENA |  |  |  |  | 099-12083 | 099-12083 | Southeast | Memorial Hermann Sports Medicine | SMR - (SE) - PASADENA | Storage | [5 empty] | Iontophoresis Unit | IONTOPHORESISUNIT-Empi Inc-Dupel | [22 empty] | Iontophoresis Unit | IONTOPHORESISUNIT | Iontophoresis Unit | Empi Inc
NO | NO | [5 empty] | Empi Inc | DUPEL |  |  | SMR - (TMC) - GREENWAY PLAZA | MHHS-SMR |  | Iontophoresis Unit |  |  |  | TMC |  | SMR - (TMC) - GREENWAY PLAZA | [5 empty] | IONTOPHORESIS UNITS |  | IONTOPHORESISUNIT-Empi Inc-Dupel | IONTOPHORESISUNIT | Dupel |  |  |  | Empi Inc | Iontophoresis Unit |  | IONTOPHORESISUNIT-Empi Inc-Dupel |  |  |  |  | Covered PM Repair - Biomedical | MHHS-SMR
NO | NO | [5 empty] | Empi Inc | DUPEL |  |  | SMR - (TMC) - GREENWAY PLAZA | MHHS-SMR |  | Iontophoresis Unit |  |  |  | TMC |  | SMR - (TMC) - GREENWAY PLAZA | [5 empty] | IONTOPHORESIS UNITS |  | IONTOPHORESISUNIT-Empi Inc-Dupel | IONTOPHORESISUNIT | Dupel |  |  |  | Empi Inc | Iontophoresis Unit |  | IONTOPHORESISUNIT-Empi Inc-Dupel |  |  |  |  | Covered PM Repair - Biomedical | MHHS-SMR
NO | NO | [5 empty] | Empi Inc | DUPEL |  |  | SMR - (TMC) - GREENWAY PLAZA | MHHS-SMR |  | Iontophoresis Unit |  |  |  | TMC |  | SMR - (TMC) - GREENWAY PLAZA | [5 empty] | IONTOPHORESIS UNITS |  | IONTOPHORESISUNIT-Empi Inc-Dupel | IONTOPHORESISUNIT | Dupel |  |  |  | Empi Inc | Iontophoresis Unit |  | IONTOPHORESISUNIT-Empi Inc-Dupel |  |  |  |  | Not Covered Vendor Only - Biomedical | MHHS-SMR
NO | NO |  |  |  | 069-16331 |  | Empi Inc | DUPEL |  | NONE | SMR - (TMC) - IRONMAN [MHMP-16FLR] | MHHS-SMR |  | Iontophoresis Unit |  | 069-16331 |  | TMC |  | SMR - (TMC) - IRONMAN [MHMP-16FLR] | [5 empty] | IONTOPHORESIS UNITS |  | IONTOPHORESISUNIT-Empi Inc-Dupel | IONTOPHORESISUNIT | Dupel |  |  |  | Empi Inc | Iontophoresis Unit |  | IONTOPHORESISUNIT-Empi Inc-Dupel |  |  |  |  | Covered PM Repair - Biomedical | MHHS-SMR
NO | NO |  |  |  | 069-16332 |  | Empi Inc | DUPEL |  |  | SMR - (TMC) - IRONMAN [MHMP-16FLR] | MHHS-SMR |  | Iontophoresis Unit |  | 069-16332 |  | TMC |  | SMR - (TMC) - IRONMAN [MHMP-16FLR] | [5 empty] | IONTOPHORESIS UNITS |  | IONTOPHORESISUNIT-Empi Inc-Dupel | IONTOPHORESISUNIT | Dupel |  |  |  | Empi Inc | Iontophoresis Unit |  | IONTOPHORESISUNIT-Empi Inc-Dupel |  |  |  |  | Covered PM Repair - Biomedical | MHHS-SMR
NO | NO |  |  |  | 069-16334 |  | Empi Inc | DUPEL |  |  | SMR - (TMC) - IRONMAN [MHMP-16FLR] | MHHS-SMR |  | Iontophoresis Unit |  | 069-16334 |  | TMC |  | SMR - (TMC) - IRONMAN [MHMP-16FLR] | [5 empty] | IONTOPHORESIS UNITS |  | IONTOPHORESISUNIT-Empi Inc-Dupel | IONTOPHORESISUNIT | Dupel |  |  |  | Empi Inc | Iontophoresis Unit |  | IONTOPHORESISUNIT-Empi Inc-Dupel |  |  |  |  | Covered PM Repair - Biomedical | MHHS-SMR
YES | YES |  |  |  | 142-09257 | 142-09257 | Empi Inc | Emsi 4250 |  |  | SMR - (SL) - WILLIAMS TRACE |  |  |  |  | 142-09257 | 142-09257 | Sugar Land | Memorial Hermann Sports Medicine | SMR - (SL) - WILLIAMS TRACE
YES | YES |  |  |  | 142-09258 | 142-09258 | Empi Inc | Emsi 4250 |  |  | SMR - (SL) - WILLIAMS TRACE |  |  |  |  | 142-09258 | 142-09258 | Sugar Land | Memorial Hermann Sports Medicine | SMR - (SL) - WILLIAMS TRACE
YES | YES |  |  |  | 142-09255 | 142-09255 | Empi Inc | Emsi 5000 |  |  | SMR - (SL) - WILLIAMS TRACE |  |  |  |  | 142-09255 | 142-09255 | Sugar Land | Memorial Hermann Sports Medicine | SMR - (SL) - WILLIAMS TRACE
YES | YES |  |  |  | 099-10778 | 099-10778 | Empi Inc | Epix VT |  |  | SW - 8th Floor - Inpatient Rehab |  |  |  |  | 099-10778 | 099-10778 | Southwest | Memorial Hermann Southwest Hospital | SW - 8th Floor - Inpatient Rehab | Rehab |  |  |  | New Add
YES | YES |  |  |  | 099-13849 | 099-13849 | Empi Inc | Epix XL |  |  | SMR - (MC) - TOWN |  |  |  |  | 099-13849 | 099-13849 | West | Memorial Hermann Sports Medicine | SMR - (MC) - TOWN | Break Room | [5 empty] | Stimulator, Nerve, Trans. (tens) | STIMNERVETRANSTENS-Empi Inc-Epix XL | [22 empty] | Stimulator, Nerve, Trans. (tens) | STIMNERVETRANSTENS | Stimulator, Nerve, Trans. (tens) | Empi Inc
YES | YES |  |  |  | 099-10779 | 099-10779 | Empi Inc | Focus |  |  | SW - 8th Floor - Inpatient Rehab |  |  |  |  | 099-10779 | 099-10779 | Southwest | Memorial Hermann Southwest Hospital | SW - 8th Floor - Inpatient Rehab | Rehab |  |  |  | New Add
YES | YES |  |  |  | 099-13850 | 099-13850 | Empi Inc | Focus |  |  | SMR - (MC) - TOWN |  |  |  |  | 099-13850 | 099-13850 | West | Memorial Hermann Sports Medicine | SMR - (MC) - TOWN | Break Room
YES | YES |  |  |  | 041-33015 | 041-33015 | Empi Inc | Focus |  |  | SMR - (MC) - MC IRONMAN [GARAGE5-STE101] |  |  |  |  | 041-33015 | 041-33015 | West | IRONMAN Sports Medicine Institute Memorial City (#101) | SMR - (MC) - MC IRONMAN [GARAGE5-STE101] |  |  |  | 4/1/20
NO | NO |  |  |  | 142-05448 |  | Empi Inc | FOCUS |  |  | SMR - (NE) - NE HOSPITAL | MHHS-SMR |  | Stimulator, Neuromuscular |  | 142-05448 |  | Katy |  | SMR - (NE) - NE HOSPITAL | [5 empty] | STIMULATORS, ELECTRICAL, NEUROMUSCULAR |  | STIMNEUROMUSC-GlobalCare Med-Focus | STIMNEUROMUSC | Focus |  |  |  | GlobalCare Med | Stimulator, Neuromuscular |  |  | STIMNEUROMUSC-GlobalCare Med-Focus |  |  |  | Not Covered Vendor Only - Biomedical | MHHS-SMR
NO | NO |  |  |  | 069-28218 |  | Empi Inc | FOCUS |  |  | SMR - (TMC) - IRONMAN [MHMP-16FLR] | MHHS-SMR |  | Stimulator, Neuromuscular |  | 069-28218 |  | TMC |  | SMR - (TMC) - IRONMAN [MHMP-16FLR] | [5 empty] | STIMULATORS, ELECTRICAL, NEUROMUSCULAR |  | STIMNEUROMUSC-GlobalCare Med-Focus | STIMNEUROMUSC | Focus |  |  |  | GlobalCare Med | Stimulator, Neuromuscular |  |  | STIMNEUROMUSC-GlobalCare Med-Focus |  |  |  | Covered PM Repair - Biomedical | MHHS-SMR
YES | YES |  |  |  | 142-09377 | 142-09377 | Empi Inc | Hybresis |  |  | SMR - (SL) - SIENNA PLANTATION |  |  |  |  | 142-09377 | 142-09377 | Sugar Land | Memorial Hermann Sports Medicine | SMR - (SL) - SIENNA PLANTATION | Gym Floor | [5 empty] | Charger, Battery | CHARGERBATTERY-Empi Inc-Hybresis | [22 empty] | Charger, Battery | CHARGERBATTERY | Charger, Battery | Empi Inc
NO | NO | [5 empty] | Empi Inc | HYBRESIS |  |  | SMR - (TMC) - SHEPHERD SQUARE | MHHS-SMR |  | Charger, Battery |  |  |  | TMC |  | SMR - (TMC) - SHEPHERD SQUARE | [5 empty] | IONTOPHORESIS UNITS |  | CHARGERBATTERY-Empi Inc-Hybresis | CHARGERBATTERY | Hybresis |  |  |  | Empi Inc | Charger, Battery |  | CHARGERBATTERY-Empi Inc-Hybresis |  |  |  |  | Covered PM Repair - Biomedical | MHHS-SMR
NO | NO | [5 empty] | Empi Inc | HYBRESIS |  |  | SMR - (TMC) - SHEPHERD SQUARE | MHHS-SMR |  | Charger, Battery |  |  |  | TMC |  | SMR - (TMC) - SHEPHERD SQUARE | [5 empty] | IONTOPHORESIS UNITS |  | CHARGERBATTERY-Empi Inc-Hybresis | CHARGERBATTERY | Hybresis |  |  |  | Empi Inc | Charger, Battery |  | CHARGERBATTERY-Empi Inc-Hybresis |  |  |  |  | Covered PM Repair - Biomedical | MHHS-SMR
NO | NO | [5 empty] | Empi Inc | HYBRESIS |  |  | SMR - (TMC) - SHEPHERD SQUARE | MHHS-SMR |  | Charger, Battery |  |  |  | TMC |  | SMR - (TMC) - SHEPHERD SQUARE | [5 empty] | IONTOPHORESIS UNITS |  | CHARGERBATTERY-Empi Inc-Hybresis | CHARGERBATTERY | Hybresis |  |  |  | Empi Inc | Charger, Battery |  | CHARGERBATTERY-Empi Inc-Hybresis |  |  |  |  | Covered PM Repair - Biomedical | MHHS-SMR
NO | NO | [5 empty] | Empi Inc | HYBRESIS |  |  | SMR - (TMC) - SHEPHERD SQUARE | MHHS-SMR |  | Charger, Battery |  |  |  | TMC |  | SMR - (TMC) - SHEPHERD SQUARE | [5 empty] | IONTOPHORESIS UNITS |  | CHARGERBATTERY-Empi Inc-Hybresis | CHARGERBATTERY | Hybresis |  |  |  | Empi Inc | Charger, Battery |  | CHARGERBATTERY-Empi Inc-Hybresis |  |  |  |  | Covered PM Repair - Biomedical | MHHS-SMR
NO | NO |  |  |  | 925-01962 |  | Empi Inc | HYBRESIS CHARGING STATION |  |  | SMR - (TMC) - SHEPHERD SQUARE | MHHS-SMR |  |  |  | 925-01962 |  | TMC |  | SMR - (TMC) - SHEPHERD SQUARE | [5 empty] | BATTERIES |  | .needs class | [5 empty] | Empi Inc | [7 empty] | Covered PM Repair - Biomedical | MHHS-SMR
NO | YES |  |  |  | 005-10789 | 005-10789 | Empi Inc | INFINITY PLUS |  | 2005-2450-01-10757 | SMR-(PL)-Pearland West (Silverlake) | MHHS-SMR |  |  |  | 005-10789 | 005-10789 | Pearland | MHHS-Others | SMR-(PL)-Pearland West (Silverlake) | Sports med | 2/1/19 | 8/1/20 |  |  | STIMULATORS, ELECTRICAL, NEUROMUSCULAR |  | .needs class | [5 empty] | Empi Inc |  |  |  |  | 12/1/25 |  |  | Not Covered Vendor Only - Biomedical | MHHS-SMR
YES | YES |  |  |  | 041-33175 | 041-33175 | Empi Inc | LR64406 |  |  | Memorial Hermann city- health center |  |  |  |  | 041-33175 | 041-33175 |  | Memorial Hermann city- health center | Memorial Hermann city- health center |  | 4/1/20 |  |  | No PM Sticker
NO | NO | [5 empty] | Empi Inc | SELECT |  |  | SMR - (MC) - P&RC | MHHS-SMR |  | Microscope, Laboratory |  |  |  | West & Memorial City |  | SMR - (MC) - P&RC | [5 empty] | STIMULATORS, ELECTRICAL, NEUROMUSCULAR |  | MICROSCOPELAB-PSS (Phy Sales Ser)-SELECT | MICROSCOPELAB | SELECT |  |  |  | PSS World Med | Microscope, Laboratory |  |  | MICROSCOPELAB-PSS (Phy Sales Ser)-SELECT |  |  |  | Not Covered Vendor Only - Biomedical | MHHS-SMR
NO | NO |  |  |  | 005-11748 |  | Empi Inc | SELECT |  | 07-4020709 | SMR - (SE) - CLEAR LAKE (WEBSTER) | MHHS-SMR |  | Microscope, Laboratory |  | 005-11748 |  | Southeast & Bay Area |  | SMR - (SE) - CLEAR LAKE (WEBSTER) | [5 empty] | STIMULATORS, ELECTRICAL, NEUROMUSCULAR |  | MICROSCOPELAB-PSS (Phy Sales Ser)-SELECT | MICROSCOPELAB | SELECT |  |  |  | PSS World Med | Microscope, Laboratory |  |  | MICROSCOPELAB-PSS (Phy Sales Ser)-SELECT |  |  |  | Not Covered Vendor Only - Biomedical | MHHS-SMR
NO | NO |  |  |  | 069-41933 |  | Empi Inc | SELECT |  |  | SMR - (TMC) - IRONMAN [MHMP-16FLR] | MHHS-SMR |  | Microscope, Laboratory |  | 069-41933 |  | TMC |  | SMR - (TMC) - IRONMAN [MHMP-16FLR] | [5 empty] | STIMULATORS, ELECTRICAL, NEUROMUSCULAR |  | MICROSCOPELAB-PSS (Phy Sales Ser)-SELECT | MICROSCOPELAB | SELECT |  |  |  | PSS World Med | Microscope, Laboratory |  |  | MICROSCOPELAB-PSS (Phy Sales Ser)-SELECT |  |  |  | Not Covered Vendor Only - Biomedical | MHHS-SMR
NO | NO |  |  |  | 069-41934 |  | Empi Inc | SELECT |  |  | SMR - (TMC) - IRONMAN [MHMP-16FLR] | MHHS-SMR |  | Microscope, Laboratory |  | 069-41934 |  | TMC |  | SMR - (TMC) - IRONMAN [MHMP-16FLR] | [5 empty] | STIMULATORS, ELECTRICAL, NEUROMUSCULAR |  | MICROSCOPELAB-PSS (Phy Sales Ser)-SELECT | MICROSCOPELAB | SELECT |  |  |  | PSS World Med | Microscope, Laboratory |  |  | MICROSCOPELAB-PSS (Phy Sales Ser)-SELECT |  |  |  | Not Covered Vendor Only - Biomedical | MHHS-SMR
NO | NO |  |  |  | 069-41935 |  | Empi Inc | SELECT |  |  | SMR - (TMC) - IRONMAN [MHMP-16FLR] | MHHS-SMR |  | Microscope, Laboratory |  | 069-41935 |  | TMC |  | SMR - (TMC) - IRONMAN [MHMP-16FLR] | [5 empty] | STIMULATORS, ELECTRICAL, NEUROMUSCULAR |  | MICROSCOPELAB-PSS (Phy Sales Ser)-SELECT | MICROSCOPELAB | SELECT |  |  |  | PSS World Med | Microscope, Laboratory |  |  | MICROSCOPELAB-PSS (Phy Sales Ser)-SELECT |  |  |  | Not Covered Vendor Only - Biomedical | MHHS-SMR
YES | YES |  |  |  | 151-04397 | 151-04397 | EMSI |  |  | A531134 | SMR - (PL) - PEARLAND EAST |  |  |  |  | 151-04397 | 151-04397 | Pearland | Sports Med | SMR - (PL) - PEARLAND EAST | Storage Cabinet | [5 empty] | Stimulator, Neuromuscular | STIMNEUROMUSC-EMSI-EMSI-4250 | [23 empty] | STIMNEUROMUSC | Stimulator, Neuromuscular | EMSI
YES | YES |  |  |  | 151-04398 | 151-04398 | EMSI |  |  | A531131 | SMR - (PL) - PEARLAND EAST |  |  |  |  | 151-04398 | 151-04398 | Pearland | Sports Med | SMR - (PL) - PEARLAND EAST | Storage Cabinet | [5 empty] | Stimulator, Neuromuscular | STIMNEUROMUSC-EMSI-EMSI-4250 | [23 empty] | STIMNEUROMUSC | Stimulator, Neuromuscular | EMSI
YES | YES |  |  |  | 142-09329 | 142-09329 | EMSI |  |  | A288054 | SMR - (SL) - WILLIAMS TRACE |  |  |  |  | 142-09329 | 142-09329 | Sugar Land | Memorial Hermann Sports Medicine | SMR - (SL) - WILLIAMS TRACE | Gym Floor | [5 empty] | Stimulator, Neuromuscular | STIMNEUROMUSC-EMSI-EMS-5000 | [23 empty] | STIMNEUROMUSC | Stimulator, Neuromuscular | EMSI
NO | NO |  |  |  | 129-03382 |  | Encision Inc. | EM2+ |  | P8E2268 | SUGAR LAND - OR | MHHS-Sugarland |  |  |  | 129-03382 |  | Sugar Land |  | SUGAR LAND - OR | [5 empty] | MONITORS, ELECTRICAL SAFETY, ELECTROSURGERY |  | .needs class | [5 empty] | Encision Inc | [7 empty] | Covered PM Repair - Biomedical | MHHS-Sugarland
NO | NO |  |  |  | 129-03384 |  | Encision Inc. | EM2+ |  | P8E2271 | SUGAR LAND - OR | MHHS-Sugarland |  |  |  | 129-03384 |  | Sugar Land |  | SUGAR LAND - OR | [5 empty] | MONITORS, ELECTRICAL SAFETY, ELECTROSURGERY |  | .needs class | [5 empty] | Encision Inc | [7 empty] | Covered PM Repair - Biomedical | MHHS-Sugarland
NO | NO |  |  |  | 129-03385 |  | Encision Inc. | EM2+ |  | P8E2270 | SUGAR LAND - OR | MHHS-Sugarland |  |  |  | 129-03385 |  | Sugar Land |  | SUGAR LAND - OR | [5 empty] | MONITORS, ELECTRICAL SAFETY, ELECTROSURGERY |  | .needs class | [5 empty] | Encision Inc | [7 empty] | Covered PM Repair - Biomedical | MHHS-Sugarland
NO | NO |  |  |  | 129-04306 |  | Encision Inc. | EM2+ |  | P2G1127 | SUGAR LAND - OR | MHHS-Sugarland |  |  |  | 129-04306 |  | Sugar Land |  | SUGAR LAND - OR | [5 empty] | MONITORS, ELECTRICAL SAFETY, ELECTROSURGERY |  | .needs class | [5 empty] | Encision Inc | [7 empty] | Covered PM Repair - Biomedical | MHHS-Sugarland
NO | NO |  |  |  | 129-04307 |  | Encision Inc. | EM2+ |  | P2G1128 | SUGAR LAND - OR | MHHS-Sugarland |  |  |  | 129-04307 |  | Sugar Land |  | SUGAR LAND - OR | [5 empty] | MONITORS, ELECTRICAL SAFETY, ELECTROSURGERY |  | .needs class | [5 empty] | Encision Inc | [7 empty] | Covered PM Repair - Biomedical | MHHS-Sugarland
NO | NO |  |  |  | 129-05641 |  | Encision Inc. | EM2+ |  | P3G2583 | SUGAR LAND - OR | MHHS-Sugarland |  |  |  | 129-05641 |  | Sugar Land |  | SUGAR LAND - OR | [5 empty] | MONITORS, ELECTRICAL SAFETY, ELECTROSURGERY |  | .needs class | [5 empty] | Encision Inc | [7 empty] | Covered PM Repair - Biomedical | MHHS-Sugarland
NO | NO |  |  |  | 069-39887 |  | Endo Optiks | E2 MICROPROBE |  |  | TMC - OR - ROBERTSON (2R) | MHHS-TMC |  |  |  | 069-39887 |  | TMC |  | TMC - OR - ROBERTSON (2R) | [5 empty] | LASERS |  | .needs class | [5 empty] | Endo Optiks Inc | [7 empty] | Covered PM Repair - Biomedical | MHHS-TMC
YES | YES |  |  |  | 069-27391 | 069-27391 | Endogator | Epg-100 |  | A1692 | Gi lab |  |  |  |  | 069-27391 | 069-27391 | TMC | Memorial Hermann-Texas Medical Center | Gi lab | Storage area | 8/1/19 |  | 8/1/20
NO | NO |  |  |  | 241-02771 |  | ENDORPHIN CORP | 360 PRO GYM |  | 360 2 081414 | TIRR - THERAPY GYM | MHHS-TIRR |  |  |  | 241-02771 |  | TMC |  | TIRR - THERAPY GYM | [5 empty] | EXERCISERS |  | .needs class |  |  |  |  | .needs class | EndorphinCorp | [7 empty] | Covered PM Repair - Biomedical | MHHS-TIRR
NO | NO |  |  |  | 069-43480 |  | ENDOSEE |  |  | H1581000200245 | MH MG - (TMC) - OB-GYN/NEUROLOGY (STE 2440) | MHHS-MG |  |  |  | 069-43480 |  | TMC |  | MH MG - (TMC) - OB-GYN/NEUROLOGY (STE 2440) | [5 empty] | ENDOSCOPES, FLEXIBLE |  | MONITORVIDEO-CooperSurgical-endosee 38335 |  |  |  |  | MONITORVIDEO-CooperSurgical-endosee 38335 | [8 empty] | Covered PM Repair - Radiology, Low End | MHHS-MG
NO | NO |  |  |  | 069-45715 |  | Enginivity | ENFLOW 121 |  |  | TMC - OR - PEDI OR (2R) | MHHS-TMC |  | Warmer, Blood/Fluid |  | 069-45715 |  | TMC |  | TMC - OR - PEDI OR (2R) | [5 empty] | WARMING UNITS, BLOOD/INTRAVENOUS SOLUTION |  | WARMERBLOODFLUID-GE-enFlow 121 | WARMERBLOODFLUID | enFlow 121 |  |  |  | GE | Warmer, Blood/Fluid |  |  | WARMERBLOODFLUID-GE-enFlow 121 |  |  |  | Not Covered Vendor Only - Lab Ana/Anes | MHHS-TMC
NO | YES |  |  |  | 129-06362 | 129-06362 | ENOCHS Examining Room Furniture |  |  | CD079651 | MH MG-(SL)-Physicians At Sugar Creek | MHHS-MG |  | Lamp, Exam |  | 129-06362 | 129-06362 | Sugar Land | MHHS-MG | MH MG-(SL)-Physicians At Sugar Creek | Gold Exam 3 | 11/1/18 |  |  |  | TABLES, EXAMINATION/TREATMENT | Lamp, Exam | LAMPEXAM-Welch Allyn-44100 | LAMPEXAM |  |  |  |  | Welch Allyn | Lamp, Exam |  |  | LAMPEXAM-Welch Allyn-44100 |  |  |  | Covered PM Repair - Biomedical | MHHS-MG | [8 empty] | LAMPEXAM | Lamp, Exam | Welch Allyn
NO | YES |  |  |  | 129-06639 | 129-06639 | ENOCHS Examining Room Furniture |  |  | NSN | MH MG-(SL)-Physicians At Sugar Creek | MHHS-MG |  | Lamp, Exam |  | 129-06639 | 129-06639 | Sugar Land | MHHS-MG | MH MG-(SL)-Physicians At Sugar Creek | Gold Pod | 11/1/18 |  |  |  | TABLES, EXAMINATION/TREATMENT | Lamp, Exam | LAMPEXAM-Welch Allyn-44100 | LAMPEXAM |  |  |  |  | Welch Allyn | Lamp, Exam |  |  | LAMPEXAM-Welch Allyn-44100 |  |  |  | Covered PM Repair - Biomedical | MHHS-MG | [8 empty] | LAMPEXAM | Lamp, Exam | Welch Allyn
NO | YES |  |  |  | 129-06475 | 129-06475 | ENOCHS Examining Room Furniture | Unknown |  |  | MH MG-(SL)-Physicians At Sugar Creek | MHHS-MG |  |  |  | 129-06475 | 129-06475 | Sugar Land | MHHS-MG | MH MG-(SL)-Physicians At Sugar Creek | NW.5 | 11/1/18 |  |  |  | TABLES, EXAMINATION/TREATMENT |  | .needs class |  |  |  |  | .needs class | ENOCHS |  |  |  |  | 4/1/18 |  |  | Covered PM Repair - Biomedical | MHHS-MG
YES | YES | Serial Number Cnf |  |  | 069-44872 | 069-44872 | Enochs Medical Furniture, Inc. | Cnf |  | Cnf | TMC - JONES - Oocupational therapy (JB) |  |  |  |  | 069-44872 | 069-44872 | TMC | Memorial Hermann-Texas Medical Center | TMC - JONES - Oocupational therapy (JB) | Room 3 | [6 empty] | .needs class
NO | YES |  |  |  | 009-10430 | 009-10430 | Enochs Medical Furniture, Inc. | Power 4000 |  | H01583 | Neighborhood Clinic-(GH)-Northwest Cc | MHHS-Neighborhood Clinics |  | Table, Exam |  | 009-10430 | 009-10430 | Central | MHHS-Others | Neighborhood Clinic-(GH)-Northwest Cc | Exam 4 |  |  |  |  | TABLES, EXAMINATION/TREATMENT | Table, Exam | TABLEEXAM-ENOCHS Exam-Power 4000 | TABLEEXAM | Power 4000 |  |  |  | ENOCHS | Table, Exam |  | TABLEEXAM-ENOCHS Exam-Power 4000 |  | 12/1/17 |  |  | Covered PM Repair - Biomedical | MHHS-Neighborhood Clinics | [8 empty] | TABLEEXAM | Table, Exam | ENOCHS
YES | YES |  |  |  | 009-33162 | 009-33162 | Enthermics Medical Systems | DC250 |  | 2550529-000 | WOODLANDS-OPID MOBILE PET |  |  |  |  | 009-33162 | 009-33162 | Woodlands | WOODLANDS - OPID | WOODLANDS-OPID MOBILE PET | Mobile PET trailer
NO | YES |  |  |  | 029-12716 | 029-12716 | Enthermics Medical Systems | EC1540 |  | 2501048-000 | Woodlands-NICU (New) |  |  |  |  | 029-12716 | 029-12716 | Woodlands | MHHS-Woodlands | Woodlands-NICU (New) | Hallway | [5 empty] | Warmer, Blanket | WARMERBLANKET-Enthermics Med-EC1540 | [23 empty] | WARMERBLANKET | Warmer, Blanket | Enthermics Med
NO | YES |  |  |  | 069-35819 |  | Enthermics Medical Systems | EC230 |  |  | TMC-Radiology-IR/Angio | MHHS-TMC |  |  |  | 069-35819 |  | TMC | MHHS-TMC | TMC-Radiology-IR/Angio | RADIOLOGY - IR/ANGIO | 6/1/19 |  | 7/1/20 |  | WARMING UNITS, MULTIPURPOSE |  | .needs class | [5 empty] | Enthermics Med | [7 empty] | Covered PM Repair - Biomedical | MHHS-TMC
NO | YES |  |  |  | 069-35821 | 069-35821 | Enthermics Medical Systems | EC230 |  | 1055734-000 | TMC-Radiology-Jones Pavilion | MHHS-TMC |  |  |  | 069-35821 | 069-35821 | TMC | MHHS-TMC | TMC-Radiology-Jones Pavilion |  | 6/1/19 |  | 6/1/20 |  | WARMING UNITS, MULTIPURPOSE |  | .needs class | [5 empty] | Enthermics Med | [7 empty] | Covered PM Repair - Biomedical | MHHS-TMC
NO | NO |  |  |  | 000-03883 |  | Enthermics Medical Systems | EC230 |  |  | OPID - (MHOSH) - BELLAIRE - 441 | MHHS-OPID |  |  |  | 000-03883 |  | Central & Greater Heights |  | OPID - (MHOSH) - BELLAIRE - 441 | [5 empty] | WARMING UNITS, MULTIPURPOSE |  | .needs class | [5 empty] | Enthermics Med | [7 empty] | Covered PM Repair - Biomedical | MHHS-OPID
NO | NO |  |  |  | 069-35820 |  | Enthermics Medical Systems | EC230 |  | 1055739-000 | TMC - RADIOLOGY - MRI | MHHS-TMC |  |  |  | 069-35820 |  | TMC |  | TMC - RADIOLOGY - MRI | [5 empty] | WARMING UNITS, MULTIPURPOSE |  | .needs class | [5 empty] | Enthermics Med | [7 empty] | Covered PM Repair - Biomedical | MHHS-TMC
NO | NO |  |  |  | 009-09237 |  | Enthermics Medical Systems | EC770 |  | 1261012-000 | GH - NEURO 5N | MHHS-Greater Heights |  | Warmer, Blanket |  | 009-09237 |  | Central & Greater Heights |  | GH - NEURO 5N | [5 empty] | WARMING UNITS, MULTIPURPOSE |  | WARMERBLANKET-Enthermics Med-EC770 | WARMERBLANKET | EC770 |  |  |  | Enthermics Med | Warmer, Blanket |  | WARMERBLANKET-Enthermics Med-EC770 |  |  |  |  | Covered PM Repair - Biomedical | MHHS-Greater Heights
NO | NO |  |  |  | 041-18793 |  | Enthermics Medical Systems | EC770 |  | 1223905-000 | PARC - GESSNER INPATIENT REHAB | MHHS-PARC |  | Warmer, Blanket |  | 041-18793 |  | Central & Greater Heights |  | PARC - GESSNER INPATIENT REHAB | [5 empty] | WARMING UNITS, MULTIPURPOSE |  | WARMERBLANKET-Enthermics Med-EC770 | WARMERBLANKET | EC770 |  |  |  | Enthermics Med | Warmer, Blanket |  | WARMERBLANKET-Enthermics Med-EC770 |  |  |  |  | Covered PM Repair - Biomedical | MHHS-PARC
NO | NO |  |  |  | 005-10518 |  | Enthermics Medical Systems | EC770 |  | 1602433-000 | SE - EMERGENCY CENTER | MHHS-Southeast |  | Warmer, Blanket |  | 005-10518 |  | Southeast & Bay Area |  | SE - EMERGENCY CENTER | [5 empty] | WARMING UNITS, MULTIPURPOSE |  | WARMERBLANKET-Enthermics Med-EC770 | WARMERBLANKET | EC770 |  |  |  | Enthermics Med | Warmer, Blanket |  | WARMERBLANKET-Enthermics Med-EC770 |  |  |  |  | Covered PM Repair - Biomedical | MHHS-Southeast
YES | YES |  |  |  | 099-09279 | 099-09279 | Enthermics Medical Systems | IvNow |  | 2724274-000 | TMC - MHTMC - CENTRAL SUPPLY |  |  |  |  | 099-09279 | 099-09279 | TMC | Memorial Hermann-Texas Medical Center | TMC - MHTMC - CENTRAL SUPPLY | Or 42 | 3/1/20 |  | 3/1/21
YES | YES |  |  |  | 099-09280 | 099-09280 | Enthermics Medical Systems | IvNow |  | 2724273-000 | TMC - MHTMC - CENTRAL SUPPLY |  |  |  |  | 099-09280 | 099-09280 | TMC | Memorial Hermann-Texas Medical Center | TMC - MHTMC - CENTRAL SUPPLY | Or 42 | 3/1/20 |  | 3/1/21
YES | YES |  |  |  | 099-09281 | 099-09281 | Enthermics Medical Systems | IvNow |  | 2724272-000 | TMC - MHTMC - CENTRAL SUPPLY |  |  |  |  | 099-09281 | 099-09281 | TMC | Memorial Hermann-Texas Medical Center | TMC - MHTMC - CENTRAL SUPPLY | Or 42 | 3/1/20 |  | 3/1/21
NO | NO |  |  |  | 069-41430 |  | Enthermics Medical Systems | IVNOW |  | 1607278-000 | TMC - OR - HERMANN (2HP) | MHHS-TMC |  |  |  | 069-41430 |  | TMC |  | TMC - OR - HERMANN (2HP) | [5 empty] | WARMING UNITS, MULTIPURPOSE |  | .needs class | [5 empty] | Enthermics Med | [7 empty] | Covered PM Repair - Biomedical | MHHS-TMC
NO | NO |  |  |  | 069-41431 |  | Enthermics Medical Systems | IVNOW |  | 1607277-000 | TMC - OR - HERMANN (2HP) | MHHS-TMC |  |  |  | 069-41431 |  | TMC |  | TMC - OR - HERMANN (2HP) | [5 empty] | WARMING UNITS, MULTIPURPOSE |  | .needs class | [5 empty] | Enthermics Med | [7 empty] | Covered PM Repair - Biomedical | MHHS-TMC
NO | YES | [5 empty] | ENVIRCO |  |  | 4515-LG4-12224 | MHOSH-Pharmacy | MHHS Orthopedic & Spine | [5 empty] | Central & Greater Heights | MHHS-Orthopedic & Spine | MHOSH-Pharmacy |  | 10/22/19 |  |  |  | CABINETS, BIOLOGICAL SAFETY, CLASS II | Hood, Microbiology Safety | HOODMICROBIOLOGYSFTY-ENVIRCO-Laminar Flow Hood |  |  |  |  | HOODMICROBIOLOGYSFTY-ENVIRCO-Laminar Flow Hood | ENVIRCO |  |  |  |  | 7/1/18 | MHOSH Inventory Dec 2019 into 2020 - Copy.xls - Newly Verified | HMS-A | Covered PM Repair - Biomedical | MHHS Orthopedic & Spine | [8 empty] | HOODMICROBIOLOGYSFTY | Hood, Microbiology Safety | ENVIRCO
NO | YES |  |  |  | 133-02381 | 133-02381 | Environmental Equipment | C85-5 |  |  | Katy-OR | MHHS-Katy |  | Freezer, Laboratory |  | 133-02381 | 133-02381 | Katy | MHHS-Katy | Katy-OR | Orthopaedic Equipment Room | 7/1/19 | 7/1/20 |  |  | FREEZERS, LABORATORY | Freezer, Laboratory | FREEZERLAB-So-Low Enviro-C85-5 | FREEZERLAB | C85-5 |  |  |  | So-Low Enviro | Freezer, Laboratory |  |  | FREEZERLAB-So-Low Enviro-C85-5 | 11/1/20 |  | FL-A | Not Covered Vendor Only - Biomedical | MHHS-Katy | [8 empty] | FREEZERLAB | Freezer, Laboratory | So-Low Enviro
NO | NO |  |  |  | TGFMASJE0033 |  | ENVIRONMENTAL TESTING | TRACE GAS ANALYSIS |  | TGFMASJE0033 | TMC - OR - ANESTHESIA (CONTRACT EQUIP) | MHHS-TMC |  |  |  | TGFMASJE0033 |  | TMC |  | TMC - OR - ANESTHESIA (CONTRACT EQUIP) | [5 empty] | TRACE GAS TESTING |  | .needs class | [13 empty] | Not Covered Vendor Only - Biomedical | MHHS-TMC
NO | NO |  |  |  | TGFMASJE0037 |  | ENVIRONMENTAL TESTING | TRACE GAS ANALYSIS |  | TGFMASJE0037 | TMC - OR - ANESTHESIA (CONTRACT EQUIP) | MHHS-TMC |  |  |  | TGFMASJE0037 |  | TMC |  | TMC - OR - ANESTHESIA (CONTRACT EQUIP) | [5 empty] | TRACE GAS TESTING |  | .needs class | [13 empty] | Not Covered Vendor Only - Biomedical | MHHS-TMC
NO | NO |  |  |  | TGFT ASKJ0049 |  | ENVIRONMENTAL TESTING | TRACE GAS ANALYSIS |  | TGFT ASKJ0049 | TMC - OR - ANESTHESIA (CONTRACT EQUIP) | MHHS-TMC |  |  |  | TGFT ASKJ0049 |  | TMC |  | TMC - OR - ANESTHESIA (CONTRACT EQUIP) | [5 empty] | TRACE GAS TESTING |  | .needs class | [13 empty] | Not Covered Vendor Only - Biomedical | MHHS-TMC
NO | NO |  |  |  | TGPASJH0072 |  | ENVIRONMENTAL TESTING | TRACE GAS ANALYSIS |  | TGPASJH0072 | TMC - OR - ANESTHESIA (CONTRACT EQUIP) | MHHS-TMC |  |  |  | TGPASJH0072 |  | TMC |  | TMC - OR - ANESTHESIA (CONTRACT EQUIP) | [5 empty] | TRACE GAS TESTING |  | .needs class | [13 empty] | Not Covered Vendor Only - Biomedical | MHHS-TMC
YES | YES |  |  |  | 005-12019 | 005-12019 | EOL |  |  | L133023195 | SE - OR - PACU |  |  |  |  | 005-12019 | 005-12019 | Southeast | Memorial Hermann Southeast Hospital | SE - OR - PACU | SE - PR - PACU
YES | YES | Serial Number Cnf |  |  |  | 041-13244 | Eppendorf | Centrifuge 5702 |  | CNF | MEMORIAL CITY - LABORATORY | [5 empty] | 041-13244 | West | Memorial City - Memorial Hermann Hospital | MEMORIAL CITY - LABORATORY | Lab |  |  |  | PM past due
YES | YES |  |  |  | 099-05332 | 099-05332 | Eppendorf | Research pluss |  | Q42463H | Memorial Hermann- Texas Medical Center Ribinson |  |  |  |  | 099-05332 | 099-05332 |  | TMC | Memorial Hermann- Texas Medical Center Ribinson | Clean area | 3/1/20 |  |  | No PM Sticker
NO | YES |  |  |  | 069-38587 | 069-38587 | Eppendorf North America | 5415D |  |  | Memorial Hermann- Texas Medical Center Ribinson | MHHS-TMC |  | Centrifuge, General Purpose |  | 069-38587 | 069-38587 | TMC | TMC | Memorial Hermann- Texas Medical Center Ribinson | Lab storage | 7/1/19 |  | 7/1/20 |  | CENTRIFUGES |  | CENTRIFUGEGENPURP-Eppendorf-5415D | CENTRIFUGEGENPURP | 5415D |  |  |  | Eppendorf | Centrifuge, General Purpose |  | CENTRIFUGEGENPURP-Eppendorf-5415D |  |  |  |  | Covered PM Repair - Biomedical | MHHS-TMC
NO | NO |  |  |  | 013-35773 |  | Eppendorf North America | 5417R |  |  | SW - LABORATORY | MHHS-Southwest |  | Centrifuge, General Purpose |  | 013-35773 |  | Southwest |  | SW - LABORATORY | [5 empty] | CENTRIFUGES |  | CENTRIFUGEGENPURP-Eppendorf-5417R | CENTRIFUGEGENPURP | 5417R |  |  |  | Eppendorf | Centrifuge, General Purpose |  | CENTRIFUGEGENPURP-Eppendorf-5417R |  |  |  |  | Covered PM Repair - Biomedical | MHHS-Southwest
NO | YES |  |  |  | 069-38586 | 069-38586 | Eppendorf North America |  |  | 5424XN819749 | Memorial Hermann- Texas Medical Center Ribinson | MHHS-TMC |  | Centrifuge, General Purpose |  | 069-38586 | 069-38586 | TMC | TMC | Memorial Hermann- Texas Medical Center Ribinson | Lab storage | 7/1/19 |  | 7/1/20 |  | CENTRIFUGES |  | CENTRIFUGEGENPURP-EPPENDORF-5424 | CENTRIFUGEGENPURP |  |  |  |  | Eppendorf | Centrifuge, General Purpose |  | CENTRIFUGEGENPURP-EPPENDORF-5424 |  |  |  |  | Covered PM Repair - Biomedical | MHHS-TMC
NO | YES |  |  |  | 069-40383 | 069-40383 | Eppendorf North America | 5430R |  | 5427DP320724 | TMC-Laboratory-HLA Lab (1R) | MHHS-TMC |  | Centrifuge, General Purpose |  | 069-40383 | 069-40383 | TMC | MHHS-TMC | TMC-Laboratory-HLA Lab (1R) | TMC LABORATORY HLA LAB | 7/1/19 |  | 7/1/20 |  | CENTRIFUGES |  | CENTRIFUGEGENPURP-Eppendorf-5430R | CENTRIFUGEGENPURP | 5430R |  |  |  | Eppendorf | Centrifuge, General Purpose |  | CENTRIFUGEGENPURP-Eppendorf-5430R |  |  |  |  | Covered PM Repair - Biomedical | MHHS-TMC
NO | YES |  |  |  | 151-01770 | 151-01770 | Eppendorf North America |  |  | 5702FN141981 | CY - LABORATORY | MHHS-Cypress |  | Centrifuge, Refrigerated |  | 151-01770 | 151-01770 | Northwest | Cypress | CY - LABORATORY | Lab receiving | 9/1/19 | 6/1/20 |  |  | CENTRIFUGES | Centrifuge, Refrigerated | CENTRIFUGEREFRIGERATED-Eppendorf-5702 | CENTRIFUGEREFRIGERATED |  |  |  |  | Eppendorf | Centrifuge, Refrigerated |  | CENTRIFUGEREFRIGERATED-Eppendorf-5702 |  |  |  | CGP-A | Covered PM Repair - Biomedical | MHHS-Cypress | [8 empty] | CENTRIFUGEREFRIGERATED | Centrifuge, Refrigerated | Eppendorf
NO | YES |  |  |  | 151-01773 | 151-01773 | Eppendorf North America |  |  | 5702fh740607 | Lab | MHHS-Cypress |  | Centrifuge, Refrigerated |  | 151-01773 | 151-01773 | Northwest | Cypress | Lab | Hematology | 11/1/19 | 6/1/20 |  |  | CENTRIFUGES | Centrifuge, Refrigerated | CENTRIFUGEREFRIGERATED-Eppendorf-5702 | CENTRIFUGEREFRIGERATED |  |  |  |  | Eppendorf | Centrifuge, Refrigerated |  | CENTRIFUGEREFRIGERATED-Eppendorf-5702 |  | 1/1/17 |  | CGP-A | Covered PM Repair - Biomedical | MHHS-Cypress | [8 empty] | CENTRIFUGEREFRIGERATED | Centrifuge, Refrigerated | Eppendorf
NO | YES |  |  |  | 151-02631 | 151-02631 | Eppendorf North America |  |  | 5702EP439642 | CY - LABORATORY | MHHS-Cypress |  | Centrifuge, Refrigerated |  | 151-02631 | 151-02631 | Northwest | Cypress | CY - LABORATORY | Chemistry | 1/1/20 | 6/1/20 |  |  | CENTRIFUGES | Centrifuge, Refrigerated | CENTRIFUGEREFRIGERATED-Eppendorf-5702 | CENTRIFUGEREFRIGERATED |  |  |  |  | Eppendorf | Centrifuge, Refrigerated |  | CENTRIFUGEREFRIGERATED-Eppendorf-5702 |  | 1/1/17 |  | CGP-A | Covered PM Repair - Biomedical | MHHS-Cypress | [8 empty] | CENTRIFUGEREFRIGERATED | Centrifuge, Refrigerated | Eppendorf
NO | YES |  |  |  | 151-02632 | 151-02632 | Eppendorf North America |  |  | 5702EP839643 | CY - LABORATORY | MHHS-Cypress |  | Centrifuge, Refrigerated |  | 151-02632 | 151-02632 | Northwest | Cypress | CY - LABORATORY | Lab receiving | 9/1/19 | 6/1/20 |  |  | CENTRIFUGES | Centrifuge, Refrigerated | CENTRIFUGEREFRIGERATED-Eppendorf-5702 | CENTRIFUGEREFRIGERATED |  |  |  |  | Eppendorf | Centrifuge, Refrigerated |  | CENTRIFUGEREFRIGERATED-Eppendorf-5702 |  | 1/1/17 |  | CGP-A | Covered PM Repair - Biomedical | MHHS-Cypress | [8 empty] | CENTRIFUGEREFRIGERATED | Centrifuge, Refrigerated | Eppendorf
NO | YES |  |  |  | 009-10370 | 009-10370 | Eppendorf North America |  |  | 5702CK033379 | GH - LABORATORY | MHHS-Greater Heights |  | Centrifuge, Refrigerated |  | 009-10370 | 009-10370 | Central | Memorial Hermann Greater Heights Hospital | GH - LABORATORY | Lab proceesing dept #5 |  |  |  |  | CENTRIFUGES |  | CENTRIFUGEREFRIGERATED-Eppendorf-5702 | CENTRIFUGEREFRIGERATED |  |  |  |  | Eppendorf | Centrifuge, Refrigerated |  | CENTRIFUGEREFRIGERATED-Eppendorf-5702 |  |  |  |  | Covered PM Repair - Biomedical | MHHS-Greater Heights
NO | YES |  |  |  | 133-07326 | 133-07326 | Eppendorf North America |  |  | 5702BK230784 | Katy-Laboratory | MHHS-Katy |  | Centrifuge, Refrigerated |  | 133-07326 | 133-07326 | Katy | MHHS-Katy | Katy-Laboratory | Microbiology | 1/1/20 | 7/1/20 |  |  | CENTRIFUGES | Centrifuge, Refrigerated | CENTRIFUGEREFRIGERATED-Eppendorf-5702 | CENTRIFUGEREFRIGERATED |  |  |  |  | Eppendorf | Centrifuge, Refrigerated |  | CENTRIFUGEREFRIGERATED-Eppendorf-5702 |  | 2/1/14 |  | CGP-A | Covered PM Repair - Biomedical | MHHS-Katy | [8 empty] | CENTRIFUGEREFRIGERATED | Centrifuge, Refrigerated | Eppendorf
NO | YES |  |  |  | 133-07967 | 133-07967 | Eppendorf North America |  |  | 5702AR939868 | Katy-Laboratory | MHHS-Katy |  | Centrifuge, Refrigerated |  | 133-07967 | 133-07967 | Katy | MHHS-Katy | Katy-Laboratory | Lab | 1/1/20 | 7/1/20 |  |  | CENTRIFUGES | Centrifuge, Refrigerated | CENTRIFUGEREFRIGERATED-Eppendorf-5702 | CENTRIFUGEREFRIGERATED |  |  |  |  | Eppendorf | Centrifuge, Refrigerated |  | CENTRIFUGEREFRIGERATED-Eppendorf-5702 |  | 10/20/15 |  | CGP-A | Covered PM Repair - Biomedical | MHHS-Katy | [8 empty] | CENTRIFUGEREFRIGERATED | Centrifuge, Refrigerated | Eppendorf
NO | YES |  |  |  | 133-08665 | 133-08665 | Eppendorf North America |  |  | 5702BK630785 | Katy-Laboratory | MHHS-Katy |  | Centrifuge, Refrigerated |  | 133-08665 | 133-08665 | Katy | MHHS-Katy | Katy-Laboratory | Lab | 1/1/20 | 7/1/20 |  |  | CENTRIFUGES | Centrifuge, Refrigerated | CENTRIFUGEREFRIGERATED-Eppendorf-5702 | CENTRIFUGEREFRIGERATED |  |  |  |  | Eppendorf | Centrifuge, Refrigerated |  | CENTRIFUGEREFRIGERATED-Eppendorf-5702 |  |  |  | CGP-A | Covered PM Repair - Biomedical | MHHS-Katy | [8 empty] | CENTRIFUGEREFRIGERATED | Centrifuge, Refrigerated | Eppendorf
NO | YES |  |  |  | 133-08741 | 133-08741 | Eppendorf North America |  |  | 5702BQ132167 | Katy-Laboratory | MHHS-Katy |  | Centrifuge, Refrigerated |  | 133-08741 | 133-08741 | Katy | MHHS-Katy | Katy-Laboratory | Microbiology | 1/1/20 | 7/1/20 |  |  | CENTRIFUGES | Centrifuge, Refrigerated | CENTRIFUGEREFRIGERATED-Eppendorf-5702 | CENTRIFUGEREFRIGERATED |  |  |  |  | Eppendorf | Centrifuge, Refrigerated |  | CENTRIFUGEREFRIGERATED-Eppendorf-5702 |  |  |  | CGP-A | Covered PM Repair - Biomedical | MHHS-Katy | [8 empty] | CENTRIFUGEREFRIGERATED | Centrifuge, Refrigerated | Eppendorf
NO | YES |  |  |  | 133-08766 | 133-08766 | Eppendorf North America |  |  | 5702EG637156 | Katy-Laboratory | MHHS-Katy |  | Centrifuge, Refrigerated |  | 133-08766 | 133-08766 | Katy | MHHS-Katy | Katy-Laboratory | Lab | 1/1/20 | 7/1/20 |  |  | CENTRIFUGES | Centrifuge, Refrigerated | CENTRIFUGEREFRIGERATED-Eppendorf-5702 | CENTRIFUGEREFRIGERATED |  |  |  |  | Eppendorf | Centrifuge, Refrigerated |  | CENTRIFUGEREFRIGERATED-Eppendorf-5702 |  |  |  | CGP-A | Covered PM Repair - Biomedical | MHHS-Katy | [8 empty] | CENTRIFUGEREFRIGERATED | Centrifuge, Refrigerated | Eppendorf
NO | YES |  |  |  | 041-17620 |  | Eppendorf North America |  |  | 5702BK130781 | Clinical Laboratory | MHHS-Mem City |  | Centrifuge, Refrigerated |  | 041-17620 |  | West | Memorial Hermann Memorial City Medical Center | Clinical Laboratory | Work Station #1 (Right) Inside Door |  |  |  |  | CENTRIFUGES |  | CENTRIFUGEREFRIGERATED-Eppendorf-5702 | CENTRIFUGEREFRIGERATED |  |  |  |  | Eppendorf | Centrifuge, Refrigerated |  | CENTRIFUGEREFRIGERATED-Eppendorf-5702 |  |  |  |  | Covered PM Repair - Biomedical | MHHS-Mem City
NO | YES |  |  |  | 041-18782 | 041-18782 | Eppendorf North America |  |  | 5702DN336214 | Clinical Laboratory | MHHS-Mem City |  | Centrifuge, Refrigerated |  | 041-18782 | 041-18782 | West | Memorial Hermann Memorial City Medical Center | Clinical Laboratory | Work Station #1 (Right) Inside Door |  |  |  |  | CENTRIFUGES |  | CENTRIFUGEREFRIGERATED-Eppendorf-5702 | CENTRIFUGEREFRIGERATED |  |  |  |  | Eppendorf | Centrifuge, Refrigerated |  | CENTRIFUGEREFRIGERATED-Eppendorf-5702 |  |  |  |  | Covered PM Repair - Biomedical | MHHS-Mem City
NO | YES |  |  |  | 133-08507 | 133-08507 | Eppendorf North America |  |  |  | MH DL - (KY) - KATY PSC [MP2-STE110] | MHHS-Diagnostic Labs |  | Centrifuge, Refrigerated |  | 133-08507 | 133-08507 | Katy | Memorial Hermann Diagnostic Laboratory - Katy Medical Plaza 2 (#110) | MH DL - (KY) - KATY PSC [MP2-STE110] | Diagnostic lab | 1/1/19 | 1/1/21 |  |  | CENTRIFUGES | Centrifuge, Refrigerated | CENTRIFUGEREFRIGERATED-Eppendorf-5702 | CENTRIFUGEREFRIGERATED |  |  |  |  | Eppendorf | Centrifuge, Refrigerated |  | CENTRIFUGEREFRIGERATED-Eppendorf-5702 |  | 4/17/22 |  | CGP-A | Not Covered Vendor Only - Rad, Low End | MHHS-Diagnostic Labs | [8 empty] | CENTRIFUGEREFRIGERATED | Centrifuge, Refrigerated | Eppendorf
NO | YES |  |  |  | 129-03446 | 129-03446 | Eppendorf North America |  |  |  | MH MG - (SL) - SWEETWATER | MHHS-Diagnostic Labs |  | Centrifuge, Refrigerated |  | 129-03446 | 129-03446 | Sugar Land | Memorial Hermann Medical Group Sweetwater (#B) | MH MG - (SL) - SWEETWATER | Lab | 1/1/19 | 1/1/20 |  |  | CENTRIFUGES | Centrifuge, Refrigerated | CENTRIFUGEREFRIGERATED-Eppendorf-5702 | CENTRIFUGEREFRIGERATED |  |  |  |  | Eppendorf | Centrifuge, Refrigerated |  | CENTRIFUGEREFRIGERATED-Eppendorf-5702 |  |  |  | CGP-A | Covered PM Repair - Biomedical | MHHS-Diagnostic Labs | [8 empty] | CENTRIFUGEREFRIGERATED | Centrifuge, Refrigerated | Eppendorf
NO | YES |  |  |  | 129-06266 | 129-06266 | Eppendorf North America |  |  | 5702EI537963 | MH DL - (SL) - SIENNA PLANTATION CCC | MHHS-Diagnostic Labs |  | Centrifuge, Refrigerated |  | 129-06266 | 129-06266 | Sugar Land |  | MH DL - (SL) - SIENNA PLANTATION CCC |  | 1/1/19 | 1/1/20 |  |  | CENTRIFUGES | Centrifuge, Refrigerated | CENTRIFUGEREFRIGERATED-Eppendorf-5702 | CENTRIFUGEREFRIGERATED |  |  |  |  | Eppendorf | Centrifuge, Refrigerated |  | CENTRIFUGEREFRIGERATED-Eppendorf-5702 |  | 9/24/20 |  | CGP-A | Not Covered Vendor Only - Biomedical | MHHS-Diagnostic Labs | [8 empty] | CENTRIFUGEREFRIGERATED | Centrifuge, Refrigerated | Eppendorf
NO | YES |  |  |  |  | 142-01646 | Eppendorf North America |  |  | 5702YQ121863 | NE-Laboratory | MHHS-Northeast |  | Centrifuge, Refrigerated |  |  | 142-01646 | Katy | MHHS-Northeast | NE-Laboratory | Laboratory | 10/1/19 | 7/1/20 |  |  | CENTRIFUGES | Centrifuge, Refrigerated | CENTRIFUGEREFRIGERATED-Eppendorf-5702 | CENTRIFUGEREFRIGERATED |  |  |  |  | Eppendorf | Centrifuge, Refrigerated |  | CENTRIFUGEREFRIGERATED-Eppendorf-5702 |  | 5/11/16 |  | CGP-A | Covered PM Repair - Biomedical | MHHS-Northeast | [8 empty] | CENTRIFUGEREFRIGERATED | Centrifuge, Refrigerated | Eppendorf
NO | YES | [5 empty] | Eppendorf North America |  |  | 5702zq124230 | Lab | MHHS-Northeast |  | Centrifuge, Refrigerated |  |  |  | Katy | Memorial Hermann Northeast Hospital | Lab | 5th floor storage |  |  |  | Broken /No pm sticker | CENTRIFUGES |  | CENTRIFUGEREFRIGERATED-Eppendorf-5702 | CENTRIFUGEREFRIGERATED |  |  |  |  | Eppendorf | Centrifuge, Refrigerated |  | CENTRIFUGEREFRIGERATED-Eppendorf-5702 |  |  |  |  | Covered PM Repair - Biomedical | MHHS-Northeast
NO | YES |  |  |  | 145-00254 | 145-00254 | Eppendorf North America |  |  | 5702E47P2396 | Pearland-Laboratory-Main | MHHS-Pearland Hospital |  | Centrifuge, Refrigerated |  | 145-00254 | 145-00254 | Pearland | MHHS-Pearland Hospital | Pearland-Laboratory-Main | Blood Lab | 1/1/20 | 7/1/20 |  |  | CENTRIFUGES | Centrifuge, Refrigerated | CENTRIFUGEREFRIGERATED-Eppendorf-5702 | CENTRIFUGEREFRIGERATED |  |  |  |  | Eppendorf | Centrifuge, Refrigerated |  | CENTRIFUGEREFRIGERATED-Eppendorf-5702 |  |  |  | CGP-A | Covered PM Repair - Biomedical | MHHS-Pearland Hospital | [8 empty] | CENTRIFUGEREFRIGERATED | Centrifuge, Refrigerated | Eppendorf
NO | YES |  |  |  | 145-00271 | 145-00271 | Eppendorf North America |  |  | 5702EP639648 | Pearland-Laboratory-Main | MHHS-Pearland Hospital |  | Centrifuge, Refrigerated |  | 145-00271 | 145-00271 | Pearland | MHHS-Pearland Hospital | Pearland-Laboratory-Main | Specimen Processing | 1/1/20 | 7/1/20 |  |  | CENTRIFUGES | Centrifuge, Refrigerated | CENTRIFUGEREFRIGERATED-Eppendorf-5702 | CENTRIFUGEREFRIGERATED |  |  |  |  | Eppendorf | Centrifuge, Refrigerated |  | CENTRIFUGEREFRIGERATED-Eppendorf-5702 |  | 1/1/17 |  | CGP-A | Covered PM Repair - Biomedical | MHHS-Pearland Hospital | [8 empty] | CENTRIFUGEREFRIGERATED | Centrifuge, Refrigerated | Eppendorf
NO | YES |  |  |  | 145-00272 | 145-00272 | Eppendorf North America |  |  | 5702EP339651 | Pearland-Laboratory-Main | MHHS-Pearland Hospital |  | Centrifuge, Refrigerated |  | 145-00272 | 145-00272 | Pearland | MHHS-Pearland Hospital | Pearland-Laboratory-Main | Specimen Processing | 1/1/20 | 7/1/20 |  |  | CENTRIFUGES | Centrifuge, Refrigerated | CENTRIFUGEREFRIGERATED-Eppendorf-5702 | CENTRIFUGEREFRIGERATED |  |  |  |  | Eppendorf | Centrifuge, Refrigerated |  | CENTRIFUGEREFRIGERATED-Eppendorf-5702 |  | 1/11/16 |  | CGP-A | Covered PM Repair - Biomedical | MHHS-Pearland Hospital | [8 empty] | CENTRIFUGEREFRIGERATED | Centrifuge, Refrigerated | Eppendorf
NO | YES |  |  |  | 145-00298 | 145-00298 | Eppendorf North America |  |  | 5702CN633987 | Pearland-Laboratory-Main | MHHS-Pearland Hospital |  | Centrifuge, Refrigerated |  | 145-00298 | 145-00298 | Pearland | MHHS-Pearland Hospital | Pearland-Laboratory-Main | Specimen Processing | 1/1/20 | 7/1/20 |  |  | CENTRIFUGES | Centrifuge, Refrigerated | CENTRIFUGEREFRIGERATED-Eppendorf-5702 | CENTRIFUGEREFRIGERATED |  |  |  |  | Eppendorf | Centrifuge, Refrigerated |  | CENTRIFUGEREFRIGERATED-Eppendorf-5702 |  |  |  | CGP-A | Covered PM Repair - Biomedical | MHHS-Pearland Hospital | [8 empty] | CENTRIFUGEREFRIGERATED | Centrifuge, Refrigerated | Eppendorf
NO | YES |  |  |  | 145-00299 | 145-00299 | Eppendorf North America |  |  | 5702CN833982 | Pearland-Laboratory-Main | MHHS-Pearland Hospital |  | Centrifuge, Refrigerated |  | 145-00299 | 145-00299 | Pearland | MHHS-Pearland Hospital | Pearland-Laboratory-Main | Specimen Processing | 1/1/20 | 7/1/20 |  |  | CENTRIFUGES | Centrifuge, Refrigerated | CENTRIFUGEREFRIGERATED-Eppendorf-5702 | CENTRIFUGEREFRIGERATED |  |  |  |  | Eppendorf | Centrifuge, Refrigerated |  | CENTRIFUGEREFRIGERATED-Eppendorf-5702 |  | 7/11/13 |  | CGP-A | Covered PM Repair - Biomedical | MHHS-Pearland Hospital | [8 empty] | CENTRIFUGEREFRIGERATED | Centrifuge, Refrigerated | Eppendorf
NO | YES |  |  |  | 145-00402 | 145-00402 | Eppendorf North America |  |  | 5702CJ333177 | Pearland-Laboratory-Main | MHHS-Pearland Hospital |  | Centrifuge, Refrigerated |  | 145-00402 | 145-00402 | Pearland | MHHS-Pearland Hospital | Pearland-Laboratory-Main | Specimen Processing | 1/1/20 | 1/1/21 |  |  | CENTRIFUGES | Centrifuge, Refrigerated | CENTRIFUGEREFRIGERATED-Eppendorf-5702 | CENTRIFUGEREFRIGERATED |  |  |  |  | Eppendorf | Centrifuge, Refrigerated |  | CENTRIFUGEREFRIGERATED-Eppendorf-5702 |  |  |  | CGP-A | Not Covered Vendor Only - Biomedical | MHHS-Pearland Hospital | [8 empty] | CENTRIFUGEREFRIGERATED | Centrifuge, Refrigerated | Eppendorf
NO | YES |  |  |  | 142-05637 | 142-05637 | Eppendorf North America |  |  | 5702BM331268 | SC CCC-(NE)-Laboratory | MHHS-Summer Creek CCC |  | Centrifuge, Refrigerated |  | 142-05637 | 142-05637 | Katy | MHHS-Others | SC CCC-(NE)-Laboratory | Lab | 7/1/19 | 7/1/20 |  |  | CENTRIFUGES | Centrifuge, Refrigerated | CENTRIFUGEREFRIGERATED-Eppendorf-5702 | CENTRIFUGEREFRIGERATED |  |  |  |  | Eppendorf | Centrifuge, Refrigerated |  | CENTRIFUGEREFRIGERATED-Eppendorf-5702 |  |  |  | CGP-A | Covered PM Repair - Biomedical | MHHS-Summer Creek CCC | [8 empty] | CENTRIFUGEREFRIGERATED | Centrifuge, Refrigerated | Eppendorf
NO | YES |  |  |  | 142-05638 | 142-05638 | Eppendorf North America |  |  | 5702BM831273 | SC CCC-(NE)-Laboratory | MHHS-Summer Creek CCC |  | Centrifuge, Refrigerated |  | 142-05638 | 142-05638 | Katy | MHHS-Others | SC CCC-(NE)-Laboratory | Lab | 7/1/19 | 7/1/20 |  |  | CENTRIFUGES | Centrifuge, Refrigerated | CENTRIFUGEREFRIGERATED-Eppendorf-5702 | CENTRIFUGEREFRIGERATED |  |  |  |  | Eppendorf | Centrifuge, Refrigerated |  | CENTRIFUGEREFRIGERATED-Eppendorf-5702 |  |  |  | CGP-A | Covered PM Repair - Biomedical | MHHS-Summer Creek CCC | [8 empty] | CENTRIFUGEREFRIGERATED | Centrifuge, Refrigerated | Eppendorf
NO | YES |  |  |  | 583-01226 | 583-01226 | Eppendorf North America |  |  | 5702EG337158 | KT CCC-(KY)-Laboratory | MHHS-South Katy CCC |  | Centrifuge, Refrigerated |  | 583-01226 | 583-01226 | Katy | MHHS-Others | KT CCC-(KY)-Laboratory | Lab | 12/1/19 |  |  |  | CENTRIFUGES | Centrifuge, Refrigerated | CENTRIFUGEREFRIGERATED-Eppendorf-5702 | CENTRIFUGEREFRIGERATED |  |  |  |  | Eppendorf | Centrifuge, Refrigerated |  | CENTRIFUGEREFRIGERATED-Eppendorf-5702 |  | 4/25/16 |  | CGP-A | Covered PM Repair - Biomedical | MHHS-South Katy CCC | [8 empty] | CENTRIFUGEREFRIGERATED | Centrifuge, Refrigerated | Eppendorf
NO | YES |  |  |  | 583-01227 | 583-01227 | Eppendorf North America |  |  | 5702EG037157 | KT CCC-(KY)-Emergency Room | MHHS-South Katy CCC |  | Centrifuge, Refrigerated |  | 583-01227 | 583-01227 | Katy | MHHS-Others | KT CCC-(KY)-Emergency Room | Lab | 12/1/19 | 5/1/20 |  |  | CENTRIFUGES | Centrifuge, Refrigerated | CENTRIFUGEREFRIGERATED-Eppendorf-5702 | CENTRIFUGEREFRIGERATED |  |  |  |  | Eppendorf | Centrifuge, Refrigerated |  | CENTRIFUGEREFRIGERATED-Eppendorf-5702 |  | 4/25/16 |  | CGP-A | Covered PM Repair - Biomedical | MHHS-South Katy CCC | [8 empty] | CENTRIFUGEREFRIGERATED | Centrifuge, Refrigerated | Eppendorf
NO | YES |  |  |  | 005-08490 | 005-08490 | Eppendorf North America |  |  | 5702aj528162 | SE-Laboratory-Blood Bank | MHHS-Southeast |  | Centrifuge, Refrigerated |  | 005-08490 | 005-08490 | Southeast | MHHS-Southeast | SE-Laboratory-Blood Bank | W2 | 10/1/19 |  |  |  | CENTRIFUGES |  | CENTRIFUGEREFRIGERATED-Eppendorf-5702 | CENTRIFUGEREFRIGERATED |  |  |  |  | Eppendorf | Centrifuge, Refrigerated |  | CENTRIFUGEREFRIGERATED-Eppendorf-5702 |  | 9/14/18 |  |  | Covered PM Repair - Biomedical | MHHS-Southeast
NO | YES |  |  |  | 005-08491 | 005-08491 | Eppendorf North America |  |  | 5702aj328167 | SE-Laboratory-Blood Bank | MHHS-Southeast |  | Centrifuge, Refrigerated |  | 005-08491 | 005-08491 | Southeast | MHHS-Southeast | SE-Laboratory-Blood Bank | W2 | 1/1/20 |  | 4/1/20 |  | CENTRIFUGES |  | CENTRIFUGEREFRIGERATED-Eppendorf-5702 | CENTRIFUGEREFRIGERATED |  |  |  |  | Eppendorf | Centrifuge, Refrigerated |  | CENTRIFUGEREFRIGERATED-Eppendorf-5702 |  | 9/14/18 |  |  | Covered PM Repair - Biomedical | MHHS-Southeast
NO | YES |  |  |  | 005-09246 | 005-09246 | Eppendorf North America |  |  | 5702BK430791 | SE-Laboratory-Blood Bank | MHHS-Southeast |  | Centrifuge, Refrigerated |  | 005-09246 | 005-09246 | Southeast | MHHS-Southeast | SE-Laboratory-Blood Bank | W2 | 10/1/19 |  |  |  | CENTRIFUGES |  | CENTRIFUGEREFRIGERATED-Eppendorf-5702 | CENTRIFUGEREFRIGERATED |  |  |  |  | Eppendorf | Centrifuge, Refrigerated |  | CENTRIFUGEREFRIGERATED-Eppendorf-5702 |  | 9/14/18 |  |  | Covered PM Repair - Biomedical | MHHS-Southeast
NO | YES |  |  |  |  | 013-35990 | Eppendorf North America |  |  | 5702BK330787 | SW-Laboratory-Chemistry | MHHS-Southwest |  | Centrifuge, Refrigerated |  |  | 013-35990 | Southwest | MHHS-Southwest | SW-Laboratory-Chemistry | Core Lab |  |  |  |  | CENTRIFUGES | Centrifuge, Refrigerated | CENTRIFUGEREFRIGERATED-Eppendorf-5702 | CENTRIFUGEREFRIGERATED |  |  |  |  | Eppendorf | Centrifuge, Refrigerated |  | CENTRIFUGEREFRIGERATED-Eppendorf-5702 |  | 5/11/16 |  | CGP-A | Covered PM Repair - Biomedical | MHHS-Southwest | [8 empty] | CENTRIFUGEREFRIGERATED | Centrifuge, Refrigerated | Eppendorf
NO | YES |  |  |  | 013-38099 | 013-38099 | Eppendorf North America |  |  | 5702GG442955 | SW-ER | MHHS-Southwest |  | Centrifuge, Refrigerated |  | 013-38099 | 013-38099 | Southwest | MHHS-Southwest | SW-ER | ER - Lab | 8/1/20 |  | 7/1/20 |  | CENTRIFUGES | Centrifuge, Refrigerated | CENTRIFUGEREFRIGERATED-Eppendorf-5702 | CENTRIFUGEREFRIGERATED |  |  |  |  | Eppendorf | Centrifuge, Refrigerated |  | CENTRIFUGEREFRIGERATED-Eppendorf-5702 |  | 5/11/16 |  | CGP-A | Covered PM Repair - Biomedical | MHHS-Southwest | [8 empty] | CENTRIFUGEREFRIGERATED | Centrifuge, Refrigerated | Eppendorf
NO | YES |  |  |  | 129-04859 | 129-04859 | Eppendorf North America |  |  | 5702BQ732163 | Sugar Land-Laboratory | MHHS-Sugarland |  | Centrifuge, Refrigerated |  | 129-04859 | 129-04859 | Sugar Land | MHHS-Sugarland | Sugar Land-Laboratory |  | 12/1/19 | 12/1/20 |  |  | CENTRIFUGES | Centrifuge, Refrigerated | CENTRIFUGEREFRIGERATED-Eppendorf-5702 | CENTRIFUGEREFRIGERATED |  |  |  |  | Eppendorf | Centrifuge, Refrigerated |  | CENTRIFUGEREFRIGERATED-Eppendorf-5702 |  | 2/22/18 |  | CGP-A | Covered PM Repair - Biomedical | MHHS-Sugarland | [8 empty] | CENTRIFUGEREFRIGERATED | Centrifuge, Refrigerated | Eppendorf
NO | YES |  |  |  | 129-04860 | 129-04860 | Eppendorf North America |  |  | 5702BR032376 | Sugar Land-Laboratory | MHHS-Sugarland |  | Centrifuge, Refrigerated |  | 129-04860 | 129-04860 | Sugar Land | MHHS-Sugarland | Sugar Land-Laboratory | Lab | 1/1/20 | 7/1/20 |  |  | CENTRIFUGES | Centrifuge, Refrigerated | CENTRIFUGEREFRIGERATED-Eppendorf-5702 | CENTRIFUGEREFRIGERATED |  |  |  |  | Eppendorf | Centrifuge, Refrigerated |  | CENTRIFUGEREFRIGERATED-Eppendorf-5702 |  | 8/2/15 |  | CGP-A | Covered PM Repair - Biomedical | MHHS-Sugarland | [8 empty] | CENTRIFUGEREFRIGERATED | Centrifuge, Refrigerated | Eppendorf
NO | YES |  |  |  | 129-05509 | 129-05509 | Eppendorf North America |  |  | 5702CK033364 | Sugar Land-Laboratory | MHHS-Sugarland |  | Centrifuge, Refrigerated |  | 129-05509 | 129-05509 | Sugar Land | MHHS-Sugarland | Sugar Land-Laboratory | Laboratory | 12/1/19 |  | 7/1/20 |  | CENTRIFUGES | Centrifuge, Refrigerated | CENTRIFUGEREFRIGERATED-Eppendorf-5702 | CENTRIFUGEREFRIGERATED |  |  |  |  | Eppendorf | Centrifuge, Refrigerated |  | CENTRIFUGEREFRIGERATED-Eppendorf-5702 |  |  |  | CGP-A | Covered PM Repair - Biomedical | MHHS-Sugarland | [8 empty] | CENTRIFUGEREFRIGERATED | Centrifuge, Refrigerated | Eppendorf
NO | YES |  |  |  | 129-05510 | 129-05510 | Eppendorf North America |  |  | 5702CK733378 | Sugar Land-Laboratory | MHHS-Sugarland |  | Centrifuge, Refrigerated |  | 129-05510 | 129-05510 | Sugar Land | MHHS-Sugarland | Sugar Land-Laboratory | Lab | 1/1/20 | 7/1/20 |  |  | CENTRIFUGES | Centrifuge, Refrigerated | CENTRIFUGEREFRIGERATED-Eppendorf-5702 | CENTRIFUGEREFRIGERATED |  |  |  |  | Eppendorf | Centrifuge, Refrigerated |  | CENTRIFUGEREFRIGERATED-Eppendorf-5702 |  |  |  | CGP-A | Covered PM Repair - Biomedical | MHHS-Sugarland | [8 empty] | CENTRIFUGEREFRIGERATED | Centrifuge, Refrigerated | Eppendorf
NO | YES |  |  |  | 129-31326 | 129-31326 | Eppendorf North America |  |  | 5702IJ849018 | Sugar Land-Laboratory | MHHS-Sugarland |  | Centrifuge, Refrigerated |  | 129-31326 | 129-31326 | Sugar Land | MHHS-Sugarland | Sugar Land-Laboratory | Lab | 1/1/20 | 7/1/20 |  |  | CENTRIFUGES | Centrifuge, Refrigerated | CENTRIFUGEREFRIGERATED-Eppendorf-5702 | CENTRIFUGEREFRIGERATED |  |  |  |  | Eppendorf | Centrifuge, Refrigerated |  | CENTRIFUGEREFRIGERATED-Eppendorf-5702 |  |  |  | CGP-A | Covered PM Repair - Biomedical | MHHS-Sugarland | [8 empty] | CENTRIFUGEREFRIGERATED | Centrifuge, Refrigerated | Eppendorf
NO | YES |  |  |  | 129-31365 | 129-31365 | Eppendorf North America |  |  | 5702IC550423 | Sugar Land-Laboratory | MHHS-Sugarland |  | Centrifuge, Refrigerated |  | 129-31365 | 129-31365 | Sugar Land | MHHS-Sugarland | Sugar Land-Laboratory | Lavatory | 7/1/20 |  | 2/1/20 |  | CENTRIFUGES | Centrifuge, Refrigerated | CENTRIFUGEREFRIGERATED-Eppendorf-5702 | CENTRIFUGEREFRIGERATED |  |  |  |  | Eppendorf | Centrifuge, Refrigerated |  | CENTRIFUGEREFRIGERATED-Eppendorf-5702 |  |  |  | CGP-A | Covered PM Repair - Biomedical | MHHS-Sugarland | [8 empty] | CENTRIFUGEREFRIGERATED | Centrifuge, Refrigerated | Eppendorf
NO | YES |  |  |  | 129-06270 | 129-06270 | Eppendorf North America |  |  | 5702EI237965 | SP CCC - (SL) - LABORATORY | MHHS-Sienna Plantation CCC |  | Centrifuge, Refrigerated |  | 129-06270 | 129-06270 | Sugar Land |  | SP CCC - (SL) - LABORATORY |  | 8/1/19 | 8/1/20 |  |  | CENTRIFUGES | Centrifuge, Refrigerated | CENTRIFUGEREFRIGERATED-Eppendorf-5702 | CENTRIFUGEREFRIGERATED |  |  |  |  | Eppendorf | Centrifuge, Refrigerated |  | CENTRIFUGEREFRIGERATED-Eppendorf-5702 |  | 8/1/24 |  | CGP-A | Not Covered Vendor Only - Biomedical | MHHS-Sienna Plantation CCC | [8 empty] | CENTRIFUGEREFRIGERATED | Centrifuge, Refrigerated | Eppendorf
NO | YES |  |  |  | 129-06316 | 129-06316 | Eppendorf North America |  |  | NSN | SP CCC - (SL) - LABORATORY | MHHS-Sienna Plantation CCC |  | Centrifuge, Refrigerated |  | 129-06316 | 129-06316 | Sugar Land |  | SP CCC - (SL) - LABORATORY |  | 8/1/19 | 8/1/20 |  |  | CENTRIFUGES | Centrifuge, Refrigerated | CENTRIFUGEREFRIGERATED-Eppendorf-5702 | CENTRIFUGEREFRIGERATED |  |  |  |  | Eppendorf | Centrifuge, Refrigerated |  | CENTRIFUGEREFRIGERATED-Eppendorf-5702 |  |  |  | CGP-A | Covered PM Repair - Biomedical | MHHS-Sienna Plantation CCC | [8 empty] | CENTRIFUGEREFRIGERATED | Centrifuge, Refrigerated | Eppendorf
NO | YES |  |  |  |  | 069-35261 | Eppendorf North America |  |  | 5702BK030810 | TMC-Laboratory-Chemistry (1R) | MHHS-TMC |  | Centrifuge, Refrigerated |  |  | 069-35261 | TMC | MHHS-TMC | TMC-Laboratory-Chemistry (1R) | Center | 1/1/19 |  | 7/1/19 |  | CENTRIFUGES |  | CENTRIFUGEREFRIGERATED-Eppendorf-5702 | CENTRIFUGEREFRIGERATED |  |  |  |  | Eppendorf | Centrifuge, Refrigerated |  | CENTRIFUGEREFRIGERATED-Eppendorf-5702 |  |  |  |  | Covered PM Repair - Biomedical | MHHS-TMC
NO | YES |  |  |  | 069-35262 | 069-35262 | Eppendorf North America |  |  | 5702BK530814 | TMC-Laboratory-Microbiology (1R) | MHHS-TMC |  | Centrifuge, Refrigerated |  | 069-35262 | 069-35262 | TMC | MHHS-TMC | TMC-Laboratory-Microbiology (1R) | MICROBIOLOGY | 12/1/18 |  |  |  | CENTRIFUGES |  | CENTRIFUGEREFRIGERATED-Eppendorf-5702 | CENTRIFUGEREFRIGERATED |  |  |  |  | Eppendorf | Centrifuge, Refrigerated |  | CENTRIFUGEREFRIGERATED-Eppendorf-5702 |  |  |  |  | Covered PM Repair - Biomedical | MHHS-TMC
NO | YES |  |  |  | 069-38696 | 069-38696 | Eppendorf North America |  |  | 5702CK333377 | TMC-Laboratory-Specimen Processing (1R) | MHHS-TMC |  | Centrifuge, Refrigerated |  | 069-38696 | 069-38696 | TMC | MHHS-TMC | TMC-Laboratory-Specimen Processing (1R) | Lab | 7/1/19 |  |  |  | CENTRIFUGES |  | CENTRIFUGEREFRIGERATED-Eppendorf-5702 | CENTRIFUGEREFRIGERATED |  |  |  |  | Eppendorf | Centrifuge, Refrigerated |  | CENTRIFUGEREFRIGERATED-Eppendorf-5702 |  |  |  |  | Covered PM Repair - Biomedical | MHHS-TMC
NO | YES |  |  |  | 069-38697 | 069-38697 | Eppendorf North America |  |  | 5702CK033376 | TMC-Laboratory-Specimen Processing (1R) | MHHS-TMC |  | Centrifuge, Refrigerated |  | 069-38697 | 069-38697 | TMC | MHHS-TMC | TMC-Laboratory-Specimen Processing (1R) |  | 7/1/19 |  |  |  | CENTRIFUGES |  | CENTRIFUGEREFRIGERATED-Eppendorf-5702 | CENTRIFUGEREFRIGERATED |  |  |  |  | Eppendorf | Centrifuge, Refrigerated |  | CENTRIFUGEREFRIGERATED-Eppendorf-5702 |  |  |  |  | Covered PM Repair - Biomedical | MHHS-TMC
NO | YES |  |  |  | 029-06885 | 029-06885 | Eppendorf North America |  |  | 5702AN129066 | Woodlands-Laboratory-Blood Bank | MHHS-Woodlands |  | Centrifuge, Refrigerated |  | 029-06885 | 029-06885 | Woodlands | MHHS-Woodlands | Woodlands-Laboratory-Blood Bank | Lab | 9/1/19 |  | 3/1/20 |  | CENTRIFUGES | Centrifuge, Refrigerated | CENTRIFUGEREFRIGERATED-Eppendorf-5702 | CENTRIFUGEREFRIGERATED |  |  |  |  | Eppendorf | Centrifuge, Refrigerated |  | CENTRIFUGEREFRIGERATED-Eppendorf-5702 |  |  |  | CGP-A | Covered PM Repair - Biomedical | MHHS-Woodlands | [8 empty] | CENTRIFUGEREFRIGERATED | Centrifuge, Refrigerated | Eppendorf
NO | YES |  |  |  | 029-06996 | 029-06996 | Eppendorf North America |  |  | 5702AP629458 | Woodlands-Laboratory-Blood Bank | MHHS-Woodlands |  | Centrifuge, Refrigerated |  | 029-06996 | 029-06996 | Woodlands | MHHS-Woodlands | Woodlands-Laboratory-Blood Bank | Lab | 9/1/19 | 3/1/20 | 3/1/20 |  | CENTRIFUGES | Centrifuge, Refrigerated | CENTRIFUGEREFRIGERATED-Eppendorf-5702 | CENTRIFUGEREFRIGERATED |  |  |  |  | Eppendorf | Centrifuge, Refrigerated |  | CENTRIFUGEREFRIGERATED-Eppendorf-5702 |  |  |  | CGP-A | Covered PM Repair - Biomedical | MHHS-Woodlands | [8 empty] | CENTRIFUGEREFRIGERATED | Centrifuge, Refrigerated | Eppendorf
NO | YES |  |  |  | 029-09320 | 029-09320 | Eppendorf North America |  |  | 5702CL233562 | Woodlands-Laboratory-Blood Bank | MHHS-Woodlands |  | Centrifuge, Refrigerated |  | 029-09320 | 029-09320 | Woodlands | MHHS-Woodlands | Woodlands-Laboratory-Blood Bank | Lab | 1/1/20 | 7/1/20 | 7/1/20 |  | CENTRIFUGES | Centrifuge, Refrigerated | CENTRIFUGEREFRIGERATED-Eppendorf-5702 | CENTRIFUGEREFRIGERATED |  |  |  |  | Eppendorf | Centrifuge, Refrigerated |  | CENTRIFUGEREFRIGERATED-Eppendorf-5702 |  |  |  | CGP-A | Covered PM Repair - Biomedical | MHHS-Woodlands | [8 empty] | CENTRIFUGEREFRIGERATED | Centrifuge, Refrigerated | Eppendorf
NO | YES |  |  |  | 029-09321 | 029-09321 | Eppendorf North America |  |  | 5702CL833569 | Woodlands-Laboratory-Blood Bank | MHHS-Woodlands |  | Centrifuge, Refrigerated |  | 029-09321 | 029-09321 | Woodlands | MHHS-Woodlands | Woodlands-Laboratory-Blood Bank | Lab | 1/1/20 | 3/1/20 | 7/1/20 |  | CENTRIFUGES | Centrifuge, Refrigerated | CENTRIFUGEREFRIGERATED-Eppendorf-5702 | CENTRIFUGEREFRIGERATED |  |  |  |  | Eppendorf | Centrifuge, Refrigerated |  | CENTRIFUGEREFRIGERATED-Eppendorf-5702 |  |  |  | CGP-A | Covered PM Repair - Biomedical | MHHS-Woodlands | [8 empty] | CENTRIFUGEREFRIGERATED | Centrifuge, Refrigerated | Eppendorf
NO | YES |  |  |  | 029-05917 | 029-05917 | Eppendorf North America |  |  | 5702YK520161 | Woodlands-Terramont ER (Clinic) | MHHS-Woodlands |  | Centrifuge, Refrigerated |  | 029-05917 | 029-05917 | Woodlands | MHHS-Woodlands | Woodlands-Terramont ER (Clinic) | Lab | 9/1/19 |  | 3/1/20 |  | CENTRIFUGES | Centrifuge, Refrigerated | CENTRIFUGEREFRIGERATED-Eppendorf-5702 | CENTRIFUGEREFRIGERATED |  |  |  |  | Eppendorf | Centrifuge, Refrigerated |  | CENTRIFUGEREFRIGERATED-Eppendorf-5702 |  |  |  | CGP-A | Covered PM Repair - Biomedical | MHHS-Woodlands | [8 empty] | CENTRIFUGEREFRIGERATED | Centrifuge, Refrigerated | Eppendorf
NO | YES |  |  |  |  | 029-05918 | Eppendorf North America |  |  | 5702YK620164 | Woodlands-Terramont ER (Clinic) | MHHS-Woodlands |  | Centrifuge, Refrigerated |  |  | 029-05918 | Woodlands | MHHS-Woodlands | Woodlands-Terramont ER (Clinic) | Lab | 9/1/19 |  | 3/1/20 |  | CENTRIFUGES | Centrifuge, Refrigerated | CENTRIFUGEREFRIGERATED-Eppendorf-5702 | CENTRIFUGEREFRIGERATED |  |  |  |  | Eppendorf | Centrifuge, Refrigerated |  | CENTRIFUGEREFRIGERATED-Eppendorf-5702 |  |  |  | CGP-A | Covered PM Repair - Biomedical | MHHS-Woodlands | [8 empty] | CENTRIFUGEREFRIGERATED | Centrifuge, Refrigerated | Eppendorf
NO | YES |  |  |  | 129-06269 | 129-06269 | Eppendorf North America |  |  | NSN | [5 empty] | 129-06269 | 129-06269 | Sugar Land |  |  | Lab |  |  |  | No pm |  | Centrifuge, Refrigerated | CENTRIFUGEREFRIGERATED-Eppendorf-5702 | [12 empty] | CGP-A | [10 empty] | CENTRIFUGEREFRIGERATED | Centrifuge, Refrigerated | Eppendorf
NO | NO |  |  |  | 009-08267 |  | Eppendorf North America |  |  | 5702AO129161 | GH - LABORATORY | MHHS-Greater Heights |  | Centrifuge, Refrigerated |  | 009-08267 |  | Central & Greater Heights |  | GH - LABORATORY | [5 empty] | CENTRIFUGES |  | CENTRIFUGEREFRIGERATED-Eppendorf-5702 | CENTRIFUGEREFRIGERATED |  |  |  |  | Eppendorf | Centrifuge, Refrigerated |  | CENTRIFUGEREFRIGERATED-Eppendorf-5702 |  |  |  |  | Covered PM Repair - Biomedical | MHHS-Greater Heights
NO | NO | [5 empty] | Eppendorf North America |  |  | 5702ZR224327 | MEMORIAL CITY - LABORATORY | MHHS-Mem City |  | Centrifuge, Refrigerated |  |  |  | West & Memorial City |  | MEMORIAL CITY - LABORATORY | [5 empty] | CENTRIFUGES |  | CENTRIFUGEREFRIGERATED-Eppendorf-5702 | CENTRIFUGEREFRIGERATED |  |  |  |  | Eppendorf | Centrifuge, Refrigerated |  | CENTRIFUGEREFRIGERATED-Eppendorf-5702 |  |  |  |  | Covered PM Repair - Biomedical | MHHS-Mem City
NO | NO | [5 empty] | Eppendorf North America |  |  | 5702zr924326 | MEMORIAL CITY - LABORATORY | MHHS-Mem City |  | Centrifuge, Refrigerated |  |  |  | West & Memorial City |  | MEMORIAL CITY - LABORATORY | [5 empty] | CENTRIFUGES |  | CENTRIFUGEREFRIGERATED-Eppendorf-5702 | CENTRIFUGEREFRIGERATED |  |  |  |  | Eppendorf | Centrifuge, Refrigerated |  | CENTRIFUGEREFRIGERATED-Eppendorf-5702 |  |  |  |  | Covered PM Repair - Biomedical | MHHS-Mem City
NO | NO |  |  |  | 583-01259 |  | Eppendorf North America |  |  | 5702EG737160 | MH DL - (KY) - KATY CCC | MHHS-Diagnostic Labs |  | Centrifuge, Refrigerated |  | 583-01259 |  | Katy |  | MH DL - (KY) - KATY CCC | [5 empty] | CENTRIFUGES |  | CENTRIFUGEREFRIGERATED-Eppendorf-5702 | CENTRIFUGEREFRIGERATED |  |  |  |  | Eppendorf | Centrifuge, Refrigerated |  | CENTRIFUGEREFRIGERATED-Eppendorf-5702 |  |  |  |  | Covered PM Repair - Biomedical | MHHS-Diagnostic Labs
NO | NO |  |  |  | 041-14477 |  | Eppendorf North America |  |  | 5702YO221243 | MH DL - (MC) - MEMORIAL CITY PSC 1 [MP3-STE480] | MHHS-Diagnostic Labs |  | Centrifuge, Refrigerated |  | 041-14477 |  | West & Memorial City |  | MH DL - (MC) - MEMORIAL CITY PSC 1 [MP3-STE480] | [5 empty] | CENTRIFUGES |  | CENTRIFUGEREFRIGERATED-Eppendorf-5702 | CENTRIFUGEREFRIGERATED |  |  |  |  | Eppendorf | Centrifuge, Refrigerated |  | CENTRIFUGEREFRIGERATED-Eppendorf-5702 |  |  |  |  | Covered PM Repair - Biomedical | MHHS-Diagnostic Labs
NO | NO |  |  |  | 583-01378 |  | Eppendorf North America |  |  |  | MH DL - (MC) - MHMG MEMORIAL CITY [MP3-STE100] | MHHS-Diagnostic Labs |  | Centrifuge, Refrigerated |  | 583-01378 |  | West & Memorial City |  | MH DL - (MC) - MHMG MEMORIAL CITY [MP3-STE100] | [5 empty] | CENTRIFUGES |  | CENTRIFUGEREFRIGERATED-Eppendorf-5702 | CENTRIFUGEREFRIGERATED |  |  |  |  | Eppendorf | Centrifuge, Refrigerated |  | CENTRIFUGEREFRIGERATED-Eppendorf-5702 |  |  |  |  | Covered PM Repair - Biomedical | MHHS-Diagnostic Labs
NO | NO |  |  |  | 041-15416 |  | Eppendorf North America |  |  | 57022k423039 | MH DL - (MC) - WESTSIDE PSC | MHHS-Diagnostic Labs |  | Centrifuge, Refrigerated |  | 041-15416 |  | West & Memorial City |  | MH DL - (MC) - WESTSIDE PSC | [5 empty] | CENTRIFUGES |  | CENTRIFUGEREFRIGERATED-Eppendorf-5702 | CENTRIFUGEREFRIGERATED |  |  |  |  | Eppendorf | Centrifuge, Refrigerated |  | CENTRIFUGEREFRIGERATED-Eppendorf-5702 |  |  |  |  | Covered PM Repair - Biomedical | MHHS-Diagnostic Labs
NO | NO |  |  |  | 129-03449 |  | Eppendorf North America |  |  | 5702YJ820015 | MH DL - (SE) - FRIENDSWOOD OPID | MHHS-Diagnostic Labs |  | Centrifuge, Refrigerated |  | 129-03449 |  | Southeast & Bay Area |  | MH DL - (SE) - FRIENDSWOOD OPID | [5 empty] | CENTRIFUGES |  | CENTRIFUGEREFRIGERATED-Eppendorf-5702 | CENTRIFUGEREFRIGERATED |  |  |  |  | Eppendorf | Centrifuge, Refrigerated |  | CENTRIFUGEREFRIGERATED-Eppendorf-5702 |  |  |  |  | Covered PM Repair - Biomedical | MHHS-Diagnostic Labs
NO | NO |  |  |  | 005-12273 |  | Eppendorf North America |  |  |  | MH DL - (SE) - SOUTHEAST PSC [MP1-STE110] | MHHS-Diagnostic Labs |  | Centrifuge, Refrigerated |  | 005-12273 |  | Southeast & Bay Area |  | MH DL - (SE) - SOUTHEAST PSC [MP1-STE110] | [5 empty] | CENTRIFUGES |  | CENTRIFUGEREFRIGERATED-Eppendorf-5702 | CENTRIFUGEREFRIGERATED |  |  |  |  | Eppendorf | Centrifuge, Refrigerated |  | CENTRIFUGEREFRIGERATED-Eppendorf-5702 |  |  |  |  | Covered PM Repair - Radiology, Low End | MHHS-Diagnostic Labs
NO | NO |  |  |  | 017-00624 |  | Eppendorf North America |  |  |  | MH DL - (SL) - PHYSICIANS AT SUGAR CREEK | MHHS-Diagnostic Labs |  | Centrifuge, Refrigerated |  | 017-00624 |  | Sugar Land |  | MH DL - (SL) - PHYSICIANS AT SUGAR CREEK | [5 empty] | CENTRIFUGES |  | CENTRIFUGEREFRIGERATED-Eppendorf-5702 | CENTRIFUGEREFRIGERATED |  |  |  |  | Eppendorf | Centrifuge, Refrigerated |  | CENTRIFUGEREFRIGERATED-Eppendorf-5702 |  |  |  |  | Not Covered Vendor Only - Biomedical | MHHS-Diagnostic Labs
NO | NO |  |  |  | 129-03423 |  | Eppendorf North America |  |  | 5702YJ220020 | MH DL - (SL) - SUGAR LAND [MP1-STE390] | MHHS-Diagnostic Labs |  | Centrifuge, Refrigerated |  | 129-03423 |  | Sugar Land |  | MH DL - (SL) - SUGAR LAND [MP1-STE390] | [5 empty] | CENTRIFUGES |  | CENTRIFUGEREFRIGERATED-Eppendorf-5702 | CENTRIFUGEREFRIGERATED |  |  |  |  | Eppendorf | Centrifuge, Refrigerated |  | CENTRIFUGEREFRIGERATED-Eppendorf-5702 |  |  |  |  | Covered PM Repair - Biomedical | MHHS-Diagnostic Labs
NO | NO |  |  |  | 129-04152 |  | Eppendorf North America |  |  | 5702ZG622455 | MH DL - (TMC) - UT PEDIATRICS [UT-STE560] | MHHS-Diagnostic Labs |  | Centrifuge, Refrigerated |  | 129-04152 |  | TMC |  | MH DL - (TMC) - UT PEDIATRICS [UT-STE560] | [5 empty] | CENTRIFUGES |  | CENTRIFUGEREFRIGERATED-Eppendorf-5702 | CENTRIFUGEREFRIGERATED |  |  |  |  | Eppendorf | Centrifuge, Refrigerated |  | CENTRIFUGEREFRIGERATED-Eppendorf-5702 |  |  |  |  | Covered PM Repair - Biomedical | MHHS-Diagnostic Labs
NO | NO |  |  |  | 069-43429 |  | Eppendorf North America |  |  | 5702YK620208 | MH DL - (TMC) - UT POB [UT-STE143] | MHHS-Diagnostic Labs |  | Centrifuge, Refrigerated |  | 069-43429 |  | TMC |  | MH DL - (TMC) - UT POB [UT-STE143] | [5 empty] | CENTRIFUGES |  | CENTRIFUGEREFRIGERATED-Eppendorf-5702 | CENTRIFUGEREFRIGERATED |  |  |  |  | Eppendorf | Centrifuge, Refrigerated |  | CENTRIFUGEREFRIGERATED-Eppendorf-5702 |  |  |  |  | Covered PM Repair - Biomedical | MHHS-Diagnostic Labs
NO | NO |  |  |  | 069-43430 |  | Eppendorf North America |  |  | 5702YQ121802 | MH DL - (TMC) - UT POB [UT-STE143] | MHHS-Diagnostic Labs |  | Centrifuge, Refrigerated |  | 069-43430 |  | TMC |  | MH DL - (TMC) - UT POB [UT-STE143] | [5 empty] | CENTRIFUGES |  | CENTRIFUGEREFRIGERATED-Eppendorf-5702 | CENTRIFUGEREFRIGERATED |  |  |  |  | Eppendorf | Centrifuge, Refrigerated |  | CENTRIFUGEREFRIGERATED-Eppendorf-5702 |  |  |  |  | Covered PM Repair - Biomedical | MHHS-Diagnostic Labs
NO | NO |  |  |  | 029-06286 |  | Eppendorf North America |  |  | 5702YJ520005 | MH DL - (WDLS) - MILLENNIUM ONCOLOGY - THE WOODLANDS | MHHS-Diagnostic Labs |  | Centrifuge, Refrigerated |  | 029-06286 |  | Woodlands |  | MH DL - (WDLS) - MILLENNIUM ONCOLOGY - THE WOODLANDS | [5 empty] | CENTRIFUGES |  | CENTRIFUGEREFRIGERATED-Eppendorf-5702 | CENTRIFUGEREFRIGERATED |  |  |  |  | Eppendorf | Centrifuge, Refrigerated |  | CENTRIFUGEREFRIGERATED-Eppendorf-5702 |  |  |  |  | Covered PM Repair - Biomedical | MHHS-Diagnostic Labs
NO | NO |  |  |  | 029-06284 |  | Eppendorf North America |  |  | 5702YJ02001 | MH DL - (WDLS) - MILLENNIUM ONCOLOGY - TOMBALL | MHHS-Diagnostic Labs |  | Centrifuge, Refrigerated |  | 029-06284 |  | Woodlands |  | MH DL - (WDLS) - MILLENNIUM ONCOLOGY - TOMBALL | [5 empty] | CENTRIFUGES |  | CENTRIFUGEREFRIGERATED-Eppendorf-5702 | CENTRIFUGEREFRIGERATED |  |  |  |  | Eppendorf | Centrifuge, Refrigerated |  | CENTRIFUGEREFRIGERATED-Eppendorf-5702 |  |  |  |  | Covered PM Repair - Biomedical | MHHS-Diagnostic Labs
NO | NO |  |  |  | 029-06139 |  | Eppendorf North America |  |  |  | MH DL - (WDLS) - THE WOODLANDS PSC 1 [MP3-STE120] | MHHS-Diagnostic Labs |  | Centrifuge, Refrigerated |  | 029-06139 |  | Woodlands |  | MH DL - (WDLS) - THE WOODLANDS PSC 1 [MP3-STE120] | [5 empty] | CENTRIFUGES |  | CENTRIFUGEREFRIGERATED-Eppendorf-5702 | CENTRIFUGEREFRIGERATED |  |  |  |  | Eppendorf | Centrifuge, Refrigerated |  | CENTRIFUGEREFRIGERATED-Eppendorf-5702 |  |  |  |  | Covered PM Repair - Biomedical | MHHS-Diagnostic Labs
NO | NO |  |  |  | 029-08274 |  | Eppendorf North America |  |  | 5702YJ20002 | MH DL - (WDLS) - THE WOODLANDS PSC 2 [MP2-STE160] | MHHS-Diagnostic Labs |  | Centrifuge, Refrigerated |  | 029-08274 |  | Woodlands |  | MH DL - (WDLS) - THE WOODLANDS PSC 2 [MP2-STE160] | [5 empty] | CENTRIFUGES |  | CENTRIFUGEREFRIGERATED-Eppendorf-5702 | CENTRIFUGEREFRIGERATED |  |  |  |  | Eppendorf | Centrifuge, Refrigerated |  | CENTRIFUGEREFRIGERATED-Eppendorf-5702 |  |  |  |  | Covered PM Repair - Biomedical | MHHS-Diagnostic Labs
NO | NO |  |  |  | 142-01470 |  | Eppendorf North America |  |  | 5702YN421001 | MH DL - (NE) - NORTHEAST PSC 1 [MP1-STE320] | MHHS-Diagnostic Labs |  | Centrifuge, Refrigerated |  | 142-01470 |  | Katy |  | MH DL - (NE) - NORTHEAST PSC 1 [MP1-STE320] | [5 empty] | CENTRIFUGES |  | CENTRIFUGEREFRIGERATED-Eppendorf-5702 | CENTRIFUGEREFRIGERATED |  |  |  |  | Eppendorf | Centrifuge, Refrigerated |  | CENTRIFUGEREFRIGERATED-Eppendorf-5702 |  |  |  |  | Covered PM Repair - Biomedical | MHHS-Diagnostic Labs
NO | NO |  |  |  | 145-01179 |  | Eppendorf North America |  |  | 5702CN133995 | MH DL - (PL) - PEARLAND HOSPITAL | MHHS-Diagnostic Labs |  | Centrifuge, Refrigerated |  | 145-01179 |  | Pearland |  | MH DL - (PL) - PEARLAND HOSPITAL | [5 empty] | CENTRIFUGES |  | CENTRIFUGEREFRIGERATED-Eppendorf-5702 | CENTRIFUGEREFRIGERATED |  |  |  |  | Eppendorf | Centrifuge, Refrigerated |  | CENTRIFUGEREFRIGERATED-Eppendorf-5702 |  |  |  |  | Covered PM Repair - Biomedical | MHHS-Diagnostic Labs
NO | NO |  |  |  | 069-29461 |  | Eppendorf North America |  |  | 5702ZH422580 | MH DL - (SW) - BELLAIRE | MHHS-Diagnostic Labs |  | Centrifuge, Refrigerated |  | 069-29461 |  | Southwest |  | MH DL - (SW) - BELLAIRE | [5 empty] | CENTRIFUGES |  | CENTRIFUGEREFRIGERATED-Eppendorf-5702 | CENTRIFUGEREFRIGERATED |  |  |  |  | Eppendorf | Centrifuge, Refrigerated |  | CENTRIFUGEREFRIGERATED-Eppendorf-5702 |  |  |  |  | Covered PM Repair - Biomedical | MHHS-Diagnostic Labs
NO | NO |  |  |  | 013-19140 |  | Eppendorf North America |  |  | 5702zi022702 | MH DL - (SW) - MHMG SOUTHWEST [MP4-STE350] | MHHS-Diagnostic Labs |  | Centrifuge, Refrigerated |  | 013-19140 |  | Southwest |  | MH DL - (SW) - MHMG SOUTHWEST [MP4-STE350] | [5 empty] | CENTRIFUGES |  | CENTRIFUGEREFRIGERATED-Eppendorf-5702 | CENTRIFUGEREFRIGERATED |  |  |  |  | Eppendorf | Centrifuge, Refrigerated |  | CENTRIFUGEREFRIGERATED-Eppendorf-5702 |  |  |  |  | Covered PM Repair - Biomedical | MHHS-Diagnostic Labs
NO | NO |  |  |  | 142-01460 |  | Eppendorf North America |  |  | 5702YO421250 | MH DL - (SW) - SOUTHWEST PSC 1 [MP1-STE756] | MHHS-Diagnostic Labs |  | Centrifuge, Refrigerated |  | 142-01460 |  | Southwest |  | MH DL - (SW) - SOUTHWEST PSC 1 [MP1-STE756] | [5 empty] | CENTRIFUGES |  | CENTRIFUGEREFRIGERATED-Eppendorf-5702 | CENTRIFUGEREFRIGERATED |  |  |  |  | Eppendorf | Centrifuge, Refrigerated |  | CENTRIFUGEREFRIGERATED-Eppendorf-5702 |  |  |  |  | Covered PM Repair - Biomedical | MHHS-Diagnostic Labs
NO | NO |  |  |  | 069-43790 |  | Eppendorf North America |  |  | 5702YO621244 | MH MG - (TMC) - OB-GYN/NEUROLOGY (STE 2440) | MHHS-MG |  | Centrifuge, Refrigerated |  | 069-43790 |  | TMC |  | MH MG - (TMC) - OB-GYN/NEUROLOGY (STE 2440) | [5 empty] | CENTRIFUGES |  | CENTRIFUGEREFRIGERATED-Eppendorf-5702 | CENTRIFUGEREFRIGERATED |  |  |  |  | Eppendorf | Centrifuge, Refrigerated |  | CENTRIFUGEREFRIGERATED-Eppendorf-5702 |  |  |  |  | Covered PM Repair - Biomedical | MHHS-MG
NO | NO | [5 empty] | Eppendorf North America |  |  | 5702YQ921865 | NE - LABORATORY | MHHS-Northeast |  | Centrifuge, Refrigerated |  |  |  | Katy |  | NE - LABORATORY | [5 empty] | CENTRIFUGES |  | CENTRIFUGEREFRIGERATED-Eppendorf-5702 | CENTRIFUGEREFRIGERATED |  |  |  |  | Eppendorf | Centrifuge, Refrigerated |  | CENTRIFUGEREFRIGERATED-Eppendorf-5702 |  |  |  |  | Covered PM Repair - Biomedical | MHHS-Northeast
NO | NO |  |  |  | 069-35263 |  | Eppendorf North America |  |  | 5702BK230796 | TMC - LABORATORY - HVI LAB (7HVI) | MHHS-TMC |  | Centrifuge, Refrigerated |  | 069-35263 |  | TMC |  | TMC - LABORATORY - HVI LAB (7HVI) | [5 empty] | CENTRIFUGES |  | CENTRIFUGEREFRIGERATED-Eppendorf-5702 | CENTRIFUGEREFRIGERATED |  |  |  |  | Eppendorf | Centrifuge, Refrigerated |  | CENTRIFUGEREFRIGERATED-Eppendorf-5702 |  |  |  |  | Covered PM Repair - Biomedical | MHHS-TMC
NO | NO |  |  |  | 069-28793 |  | Eppendorf North America |  |  |  | TMC - PLAZA - ERTAN DDC (STE 1400) | MHHS-TMC |  | Centrifuge, Refrigerated |  | 069-28793 |  | TMC |  | TMC - PLAZA - ERTAN DDC (STE 1400) | [5 empty] | CENTRIFUGES |  | CENTRIFUGEREFRIGERATED-Eppendorf-5702 | CENTRIFUGEREFRIGERATED |  |  |  |  | Eppendorf | Centrifuge, Refrigerated |  | CENTRIFUGEREFRIGERATED-Eppendorf-5702 |  |  |  |  | Covered PM Repair - Biomedical | MHHS-TMC
NO | NO |  |  |  | 069-36208 |  | Eppendorf North America |  |  | 5702Y092127 | TMC - ROBERTSON - CLIN RESEARCH (3R) | MHHS-TMC |  | Centrifuge, Refrigerated |  | 069-36208 |  | TMC |  | TMC - ROBERTSON - CLIN RESEARCH (3R) | [5 empty] | CENTRIFUGES |  | CENTRIFUGEREFRIGERATED-Eppendorf-5702 | CENTRIFUGEREFRIGERATED |  |  |  |  | Eppendorf | Centrifuge, Refrigerated |  | CENTRIFUGEREFRIGERATED-Eppendorf-5702 |  |  |  |  | Covered PM Repair - Biomedical | MHHS-TMC
NO | YES |  |  |  | 142-05461 | 142-05461 | Eppendorf North America | 5702R |  | 5702BK730788 | NE-Laboratory | MHHS-Northeast |  | Centrifuge, Refrigerated |  | 142-05461 | 142-05461 | Katy | MHHS-Northeast | NE-Laboratory | Lab | 1/1/20 | 7/1/20 |  |  | CENTRIFUGES | Centrifuge, Refrigerated | CENTRIFUGEREFRIGERATED-Eppendorf-5702R | CENTRIFUGEREFRIGERATED | 5702R |  |  |  | Eppendorf | Centrifuge, Refrigerated |  | CENTRIFUGEREFRIGERATED-Eppendorf-5702R |  | 4/2/15 |  | CGP-A | Not Covered Vendor Only - Lab Ana/Anes | MHHS-Northeast | [8 empty] | CENTRIFUGEREFRIGERATED | Centrifuge, Refrigerated | Eppendorf
NO | YES |  |  |  | 069-36576 |  | Eppendorf North America | 5702R |  | 5703A0010168 | TMC-Laboratory-Cancer Center (29Pob) | MHHS-TMC |  | Centrifuge, Refrigerated |  | 069-36576 |  | TMC | MHHS-TMC | TMC-Laboratory-Cancer Center (29Pob) | Research Lab | 1/1/20 |  | 7/1/20 |  | CENTRIFUGES |  | CENTRIFUGEREFRIGERATED-Eppendorf-5702R | CENTRIFUGEREFRIGERATED | 5702R |  |  |  | Eppendorf | Centrifuge, Refrigerated |  | CENTRIFUGEREFRIGERATED-Eppendorf-5702R |  |  |  |  | Not Covered Vendor Only - Lab Ana/Anes | MHHS-TMC
NO | YES |  |  |  | 013-36758 | 013-36758 | Eppendorf North America | 5804R |  | 5804DP763805 | SW-Laboratory-ER Stat Lab | MHHS-Southwest |  | Centrifuge, General Purpose |  | 013-36758 | 013-36758 | Southwest | MHHS-Southwest | SW-Laboratory-ER Stat Lab | Biomet shop | 7/1/19 | 7/1/20 |  |  | CENTRIFUGES | Centrifuge, General Purpose | CENTRIFUGEGENPURP-Eppendorf-5804R | CENTRIFUGEGENPURP | 5804R |  |  |  | Eppendorf | Centrifuge, General Purpose |  | CENTRIFUGEGENPURP-Eppendorf-5804R |  | 8/7/20 |  | CGP-A | Not Covered Vendor Only - Biomedical | MHHS-Southwest | [8 empty] | CENTRIFUGEGENPURP | Centrifuge, General Purpose | Eppendorf
NO | YES |  |  |  | 013-36757 | 013-36757 | Eppendorf North America | 5804R |  | 5804DP263801 | SW - LABORATORY | MHHS-Southwest |  | Centrifuge, General Purpose |  | 013-36757 | 013-36757 | Southwest | SWMH - Laboratory | SW - LABORATORY | SW - LABORTORY |  |  |  |  | CENTRIFUGES |  | CENTRIFUGEGENPURP-Eppendorf-5804R | CENTRIFUGEGENPURP | 5804R |  |  |  | Eppendorf | Centrifuge, General Purpose |  | CENTRIFUGEGENPURP-Eppendorf-5804R |  |  |  |  | Not Covered Vendor Only - Lab Ana/Anes | MHHS-Southwest
NO | YES |  |  |  | 013-38096 | 013-38096 | Eppendorf North America | 5810R |  | 5811GG180567 | SW-Laboratory-Chemistry | MHHS-Southwest |  | Centrifuge, General Purpose |  | 013-38096 | 013-38096 | Southwest | MHHS-Southwest | SW-Laboratory-Chemistry | Lab |  |  |  |  | CENTRIFUGES | Centrifuge, General Purpose | CENTRIFUGEGENPURP-Eppendorf-5810R | CENTRIFUGEGENPURP | 5810R |  |  |  | Eppendorf | Centrifuge, General Purpose |  | CENTRIFUGEGENPURP-Eppendorf-5810R |  |  |  | CGP-A | Not Covered Vendor Only - Lab Ana/Anes | MHHS-Southwest | [8 empty] | CENTRIFUGEGENPURP | Centrifuge, General Purpose | Eppendorf
NO | YES |  |  |  | 013-37659 | 013-37659 | Eppendorf North America | 5810R |  | 5811F1877787 | SW-Laboratory-Microbiology | MHHS-Southwest |  | Centrifuge, General Purpose |  | 013-37659 | 013-37659 | Southwest | MHHS-Southwest | SW-Laboratory-Microbiology | Micro-AFB Fungus | 1/1/20 |  | 1/1/21 |  | CENTRIFUGES | Centrifuge, General Purpose | CENTRIFUGEGENPURP-Eppendorf-5810R | CENTRIFUGEGENPURP | 5810R |  |  |  | Eppendorf | Centrifuge, General Purpose |  | CENTRIFUGEGENPURP-Eppendorf-5810R |  |  |  | CGP-A | Covered PM Repair - Biomedical | MHHS-Southwest | [8 empty] | CENTRIFUGEGENPURP | Centrifuge, General Purpose | Eppendorf
NO | YES |  |  |  | 069-43791 | 069-43791 | Eppendorf North America Inc |  |  | 5702ZG622443 | SMR-(TMC)-Ironman [MHMP-16Flr] | MHHS-Diagnostic Labs |  | Centrifuge, Refrigerated |  | 069-43791 | 069-43791 | TMC | MHHS-Others | SMR-(TMC)-Ironman [MHMP-16Flr] | Ironman Hydrotherapy |  |  |  |  | CENTRIFUGES | Centrifuge, Refrigerated | CENTRIFUGEREFRIGERATED-Eppendorf-5702 | CENTRIFUGEREFRIGERATED |  |  |  |  | Eppendorf | Centrifuge, Refrigerated |  | CENTRIFUGEREFRIGERATED-Eppendorf-5702 |  |  |  | CGP-A | Covered PM Repair - Biomedical | MHHS-Diagnostic Labs | [8 empty] | CENTRIFUGEREFRIGERATED | Centrifuge, Refrigerated | Eppendorf
YES | YES |  |  |  | 000-04345 | 000-04345 | Eppendorf North America Inc |  |  | 5702HI645753 | ER lab |  |  |  |  | 000-04345 | 000-04345 | Katy | Memorial Hermann Convenient Care Center in Kingwood (Kingwood CCC) | ER lab | Nurses station | 10/1/19 | 4/1/20 |  |  |  | Centrifuge, Refrigerated | CENTRIFUGEREFRIGERATED-Eppendorf-5702 | [12 empty] | CGP-A | [10 empty] | CENTRIFUGEREFRIGERATED | Centrifuge, Refrigerated | Eppendorf
YES | YES |  |  |  | 009-10501 | 009-10501 | Eppendorf North America Inc |  |  | 5702GH843087 | CC-Lab |  |  |  |  | 009-10501 | 009-10501 | Central | Memorial Hermann Urgent Care Greater Heights (#100) | CC-Lab | Lab | 10/1/19 | 4/1/20 |  |  |  | Centrifuge, Refrigerated | CENTRIFUGEREFRIGERATED-Eppendorf-5702 | [12 empty] | CGP-A | [10 empty] | CENTRIFUGEREFRIGERATED | Centrifuge, Refrigerated | Eppendorf
YES | YES |  |  |  | 142-01647 | 142-01647 | Eppendorf North America Inc |  |  |  | NE - Lab |  |  |  |  | 142-01647 | 142-01647 | Katy | Memorial Hermann Northeast Hospital | NE - Lab | Lab | 1/1/20 | 7/1/20 |  |  |  | Centrifuge, Refrigerated | CENTRIFUGEREFRIGERATED-Eppendorf-5702 | [12 empty] | CGP-A | [10 empty] | CENTRIFUGEREFRIGERATED | Centrifuge, Refrigerated | Eppendorf
NO | YES |  |  |  | 142-01899 | 142-01899 | Eppendorf North America Inc |  |  | 5702ZQ024235 | Labatory |  |  |  |  | 142-01899 | 142-01899 |  |  | Labatory | Labatory |  |  |  | No pm |  | Centrifuge, Refrigerated | CENTRIFUGEREFRIGERATED-Eppendorf-5702 | [12 empty] | CGP-A | [10 empty] | CENTRIFUGEREFRIGERATED | Centrifuge, Refrigerated | Eppendorf
YES | YES |  |  |  | 029-11351 | 029-11351 | Eppendorf North America Inc |  |  | 5702FH240639 | CCC in spring |  |  |  |  | 029-11351 | 029-11351 | ccc spring |  | CCC in spring | Lab |  |  | 5/1/20 |  |  | Centrifuge, Refrigerated | CENTRIFUGEREFRIGERATED-Eppendorf-5702 | [12 empty] | CGP-A | [10 empty] | CENTRIFUGEREFRIGERATED | Centrifuge, Refrigerated | Eppendorf
YES | YES |  |  |  | 029-11358 | 029-11358 | Eppendorf North America Inc |  |  | 5702FH840635 | CCC in spring |  |  |  |  | 029-11358 | 029-11358 | ccc spring |  | CCC in spring | Lab |  |  | 5/1/20 |  |  | Centrifuge, Refrigerated | CENTRIFUGEREFRIGERATED-Eppendorf-5702 | [12 empty] | CGP-A | [10 empty] | CENTRIFUGEREFRIGERATED | Centrifuge, Refrigerated | Eppendorf
YES | YES |  |  |  | 013-38981 | 013-38981 | Eppendorf North America Inc |  |  | 5702YJ620008 | MH MG - (SW) - SW MEDICAL PLAZA 4 (MP4) |  |  |  |  | 013-38981 | 013-38981 | Southwest | Memorial Hermann Medical Group Southwest (#350) | MH MG - (SW) - SW MEDICAL PLAZA 4 (MP4) |  | 1/1/20 |  | 1/1/21
YES | YES | Serial Number Cnf |  |  | 041-13247 | 041-13247 | Eppendorf North America Inc |  |  | CNF | Clinical Laboratory |  |  |  |  | 041-13247 | 041-13247 | West | Memorial Hermann Memorial City Medical Center | Clinical Laboratory | Work Station #1 (Right) Inside Door
YES | YES |  |  |  | 000-04342 | 000-04342 | Eppendorf North America Inc | Centrifuge 5702 |  |  | ER |  |  |  |  | 000-04342 | 000-04342 | Katy | Memorial Hermann Convenient Care Center in Kingwood (Kingwood CCC) | ER | Lab
YES | YES |  |  |  | 009-10497 | 009-10497 | Eppendorf North America Inc | Centrifuge 5702 |  | 5702GH943091 | CC-Lab |  |  |  |  | 009-10497 | 009-10497 | Central | Memorial Hermann Urgent Care Greater Heights (#100) | CC-Lab | Lab | 10/1/19 | 4/1/20
YES | YES | Serial Number Cnf |  |  | 041-13246 | 041-13246 | Eppendorf North America Inc | Centrifuge 5702 |  | CNF | Clinical Laboratory |  |  |  |  | 041-13246 | 041-13246 | West | Memorial Hermann Memorial City Medical Center | Clinical Laboratory | Work Station #1 (Right) Inside Door
YES | YES |  |  |  | 009-33241 | 009-33241 | Epson | J221A |  | G2YW052250 | SW - LABORATORY - PROCESSING |  |  |  |  | 009-33241 | 009-33241 | Southwest | Memorial Hermann Diagnostic Laboratory - Southwest Medical Plaza 1 (#756) | SW - LABORATORY - PROCESSING | Lab
NO | YES |  |  |  | 069-46735 | 069-46735 | Epson | M267D |  | TC8Y422511 | Memorial Hermann- Texas Medcal Center- OR | MHHS-TMC |  |  |  | 069-46735 | 069-46735 | TMC | TMC | Memorial Hermann- Texas Medcal Center- OR | Tec Lab | 8/1/19 |  |  | PM Not Required | PRINTERS |  | .needs class | [5 empty] | Epson | [7 empty] | Covered PM Repair - Biomedical | MHHS-TMC
NO | YES |  |  |  | 069-46736 | 069-46736 | Epson | M267D |  | TC8Y458332 | Memorial Hermann- Texas Medcal Center- OR | MHHS-TMC |  |  |  | 069-46736 | 069-46736 | TMC | TMC | Memorial Hermann- Texas Medcal Center- OR | Tec Lab | 8/1/19 |  |  | PM Not Required | PRINTERS |  | .needs class | [5 empty] | Epson | [7 empty] | Covered PM Repair - Biomedical | MHHS-TMC
NO | NO |  |  |  | 241-02508 |  | Equus Computer Systems, Inc. | NOBILIS MS-1656 |  |  | TIRR - UROLOGY/SPEC PROC (17) | MHHS-TIRR |  |  |  | 241-02508 |  | TMC |  | TIRR - UROLOGY/SPEC PROC (17) | [5 empty] | COMPUTERS |  | .needs class | [13 empty] | Not Covered Vendor Only - Biomedical | MHHS-TIRR
NO | YES | Asset Tag 013-38181 |  |  | 013-38181 | 013-38181 | ERBE | 300D |  |  | SW Endoscopy |  |  |  |  | 013-38181 | 013-38181 | Southwest | Memorial Hermann Southwest Hospital | SW Endoscopy | SW Endoscopy
NO | YES | Serial Number 11284043 |  |  | 013-15562 | 013-15562 | ERBE | 300D |  |  | SW Endoscopy |  |  |  |  | 013-15562 | 013-15562 | Southwest | Memorial Hermann Southwest Hospital | SW Endoscopy | SW Endoscopy
NO | YES |  |  |  | 069-40066 | 069-40066 | ERBE | 30448-014 |  | 30448-014WO224604 | Gi lab | MHHS-TMC |  |  |  | 069-40066 | 069-40066 | TMC | Memorial Hermann-Texas Medical Center | Gi lab | Storage | 3/1/20 |  |  |  | CRYOSURGICAL UNITS |  | .needs class | [10 empty] | 11/13/13 |  |  | Covered PM Repair - Biomedical | MHHS-TMC
YES | YES | Serial Number 11284575 |  |  |  | 013-15565 | ERBE | Apc 2 |  |  | Entroscopy | [5 empty] | 013-15565 | Memorial Hermann Hospital - Southwest | Memorial Hermann Hospital - Southwest | Entroscopy | Entroscopy | [5 empty] | Cautery, Hyfrecator/Coagulator | CAUTERYHYFRECATCOAG-ERBE USA-APC 2 | [12 empty] | CHC-A | [9 empty] | Cautery, Hyfrecator/Coagulator | CAUTERYHYFRECATCOAG | Cautery, Hyfrecator/Coagulator | ERBE
YES | YES | Serial Number 11284575 |  |  | 013-15565 | 013-15565 | ERBE | APC 2 |  |  | Endoscopy |  |  |  |  | 013-15565 | 013-15565 | Southwest | Memorial Hermann Southwest Hospital | Endoscopy | RM4
NO | YES | Asset Tag 013-38182 |  |  | 013-38182 | 013-38182 | ERBE | APC 2 |  |  | SW Endoscopy |  |  |  |  | 013-38182 | 013-38182 | Southwest | Memorial Hermann Southwest Hospital | SW Endoscopy | SW Endoscopy
NO | YES | Serial Number 11283587 |  |  | 013-15564 | 013-15564 | ERBE | APC 2 |  |  | SW Endoscopy |  |  |  |  | 013-15564 | 013-15564 | Southwest | Memorial Hermann Southwest Hospital | SW Endoscopy | SW Endoscopy
YES | YES |  |  |  | 041-00220 | 041-00220 | ERBE | APC Trailer |  | A-1282 | MEMORIAL CITY - DIGESTIVE DISEASE CENTER |  |  |  |  | 041-00220 | 041-00220 | West | Memorial Hermann Memorial City Medical Center | MEMORIAL CITY - DIGESTIVE DISEASE CENTER | Clean Storage
NO | YES | Asset Tag 029-11380 |  |  | 029-11380 | 029-11380 | ERBE | EC02 |  | NX014VK | Woodlands-Endoscopy |  |  |  |  | 029-11380 | 029-11380 | Woodlands | MHHS-Woodlands | Woodlands-Endoscopy | Rm 1 | 11/1/19 |  | 5/1/20 |  |  | Insufflator, Carbon Dioxide | INSUFFLATORCARBONDIOX-ERBE USA-EC02 | [12 empty] | ICD-SA | [9 empty] | Insufflator, Carbon Dioxide | INSUFFLATORCARBONDIOX | Insufflator, Carbon Dioxide | ERBE
YES | YES |  |  |  | 013-39307 | 013-39307 | Erbe | EIP 2 |  |  | SW Endo |  |  |  |  | 013-39307 | 013-39307 | Southwest | MEMORIAL HERMANN SOUTHWEST HOSPITAL | SW Endo | ENDO
NO | YES |  |  |  | 074-06276 | 074-06276 | ERBE | EIP2 |  |  | Woodlands-Endoscopy |  |  |  |  | 074-06276 | 074-06276 | Woodlands | MHHS-Woodlands | Woodlands-Endoscopy | ENDOSCOPY | [5 empty] | Irrigator, Lavage | IRRIGATORLAVAGE-ERBE USA-EIP2 | [12 empty] | IL-A | [9 empty] | Irrigator, Lavage | IRRIGATORLAVAGE | Irrigator, Lavage | ERBE
YES | YES |  |  |  | 013-15567 | 013-15567 | ERBE | EIP2 |  |  | PACU OR |  |  |  |  | 013-15567 | 013-15567 | Southwest | Memorial Hermann Southwest Hospital | PACU OR | Rm 4 | 6/1/19 |  | 6/1/20 |  |  | Irrigator, Lavage | IRRIGATORLAVAGE-ERBE USA-EIP2 | [12 empty] | IL-A | [9 empty] | Irrigator, Lavage | IRRIGATORLAVAGE | Irrigator, Lavage | ERBE
YES | YES |  |  |  | 069-45091 | 069-45091 | ERBE | EIP2 |  |  | SW Endoscopy |  |  |  |  | 069-45091 | 069-45091 | Southwest | Memorial Hermann Southwest Hospital | SW Endoscopy | SW Endoscopy
YES | YES |  |  |  | 005-01810 | 005-01810 | ERBE | Endo 100 |  | E0649DB | SE - RESPIRATORY |  |  |  |  | 005-01810 | 005-01810 | Southeast | Memorial Hermann Southeast Hospital | SE - RESPIRATORY | 4th Floor Storage
NO | YES |  |  |  | 029-13959 | 029-13959 | Erbe | Erbe eip 2 |  |  | Woodlands-Endoscopy |  |  |  |  | 029-13959 | 029-13959 | Woodlands | MHHS-Woodlands | Woodlands-Endoscopy | Rm 1
YES | YES |  |  |  | 069-48498 | 069-48498 | ERBE | Erbejet 2 |  |  | TMC - SAROFIM 3 - OR |  |  |  |  | 069-48498 | 069-48498 | TMC | Memorial Hermann-Texas Medical Center | TMC - SAROFIM 3 - OR | OR3 | [5 empty] | Electrosurgical Unit | ELECTROSURGICALUNIT-ERBE USA-Erbejet 2 | [12 empty] | ESU-SA | [9 empty] | Electrosurgical Unit | ELECTROSURGICALUNIT | Electrosurgical Unit | ERBE
NO | YES |  |  |  | 041-17557 | 041-17557 | ERBE | ICC 200 |  | D-2713 | MEMORIAL CITY - DIGESTIVE DISEASE CENTER |  |  |  |  | 041-17557 | 041-17557 | West | Memorial Hermann Memorial City Medical Center | MEMORIAL CITY - DIGESTIVE DISEASE CENTER | Clean Storage
YES | YES | [5 empty] | ERBE | VIO 200S |  |  | PACU OR | [6 empty] | Southwest | Memorial Hermann Southwest Hospital | PACU OR | Hallway | [5 empty] | Electrosurgical Unit | ELECTROSURGICALUNIT-ERBE USA-VIO 200S | [12 empty] | ESU-SA | [9 empty] | Electrosurgical Unit | ELECTROSURGICALUNIT | Electrosurgical Unit | ERBE
NO | YES |  |  |  | 069-33852 | 069-33852 | ERBE | VIO 200S |  |  | Gi lab |  |  |  |  | 069-33852 | 069-33852 | TMC | Memorial Hermann-Texas Medical Center | Gi lab | Storage area | [5 empty] | Electrosurgical Unit | ELECTROSURGICALUNIT-ERBE USA-VIO 200S | [12 empty] | ESU-SA | [9 empty] | Electrosurgical Unit | ELECTROSURGICALUNIT | Electrosurgical Unit | ERBE
YES | YES |  |  |  | 041-34395 | 041-34395 | ERBE | VIO 300 D |  |  | MEMORIAL CITY - Endo |  |  |  |  | 041-34395 | 041-34395 | West | MEMORIAL CITY - MEMORIAL HERMANN WEST TOWER | MEMORIAL CITY - Endo | 149 Procedure Room 6
YES | YES |  |  |  | 099-02246 | 099-02246 | ERBE | VIO 300D |  |  | NE - OR |  |  |  |  | 099-02246 | 099-02246 | Katy | Memorial Hermann Northeast Hospital | NE - OR | OR1 | 2/1/20 |  |  |  |  | Electrosurgical Unit | ELECTROSURGICALUNIT-ERBE USA-VIO 300D | [12 empty] | ESU-SA | [9 empty] | Electrosurgical Unit | ELECTROSURGICALUNIT | Electrosurgical Unit | ERBE
YES | YES |  |  |  | 145-01545 | 145-01545 | ERBE | VIO 300D |  |  | SUGAR LAND - OR |  |  |  |  | 145-01545 | 145-01545 | Sugar Land | Memorial Hermann Sugar Land Hospital | SUGAR LAND - OR | OR 8 | [5 empty] | Electrosurgical Unit | ELECTROSURGICALUNIT-ERBE USA-VIO 300D | [12 empty] | ESU-SA | [9 empty] | Electrosurgical Unit | ELECTROSURGICALUNIT | Electrosurgical Unit | ERBE
YES | YES |  |  |  |  | 074-06128 | ERBE | VIO 300D |  |  | OR | [5 empty] | 074-06128 | Woodlands | Memorial Hermann The Woodlands Medical Center | OR | OR | [5 empty] | Electrosurgical Unit | ELECTROSURGICALUNIT-ERBE USA-VIO 300D | [12 empty] | ESU-SA | [9 empty] | Electrosurgical Unit | ELECTROSURGICALUNIT | Electrosurgical Unit | ERBE
NO | YES | Serial Number 11284049 |  |  | 013-15563 | 013-15563 | ERBE | VIO 300D |  |  | Endoscopy |  |  |  |  | 013-15563 | 013-15563 | Southwest | Memorial Hermann Southwest Hospital | Endoscopy | RM4
YES | YES |  |  |  | 099-07519 | 099-07519 | ERBE | VIO dV |  |  | SE - OR |  |  |  |  | 099-07519 | 099-07519 | Southeast | Memorial Hermann Southeast Hospital | SE - OR | Or 11 |  |  |  | No pm |  | Electrosurgical Unit | ELECTROSURGICALUNIT-ERBE USA-VIO dV | [12 empty] | ESU-SA | [9 empty] | Electrosurgical Unit | ELECTROSURGICALUNIT | Electrosurgical Unit | ERBE
YES | YES |  |  |  | 041-33774 | 041-33774 | ERBE | VIO dV |  |  | MEMORIAL CITY - Surgery room 10 |  |  |  |  | 041-33774 | 041-33774 | West | Memorial Hermann Memorial City Medical Center | MEMORIAL CITY - Surgery room 10 | Surgery room 10 |  |  |  | No pm sticker
NO | YES |  |  |  | 151-02850 | 151-02850 | Erbe USA Inc | APC 2 |  |  | CY-Endoscopy | MHHS-Cypress |  | Cautery, Hyfrecator/Coagulator |  | 151-02850 | 151-02850 | Northwest | MHHS-Cypress | CY-Endoscopy | Endo two | 8/1/19 | 2/1/20 |  |  | ELECTROSURGICAL UNITS | Cautery, Hyfrecator/Coagulator | CAUTERYHYFRECATCOAG-ERBE USA-APC 2 | CAUTERYHYFRECATCOAG | APC 2 |  |  |  | ERBE | Cautery, Hyfrecator/Coagulator |  |  | CAUTERYHYFRECATCOAG-ERBE USA-APC 2 | 1/31/18 |  | CHC-A | Covered PM Repair - Biomedical | MHHS-Cypress | [8 empty] | CAUTERYHYFRECATCOAG | Cautery, Hyfrecator/Coagulator | ERBE
NO | YES |  |  |  | 009-33714 | 009-33714 | Erbe USA Inc | APC 2 |  |  | GH-OR Endoscopy | MHHS-Greater Heights |  | Cautery, Hyfrecator/Coagulator |  | 009-33714 | 009-33714 | Central | MHHS-Greater Heights | GH-OR Endoscopy | OR | 9/1/19 |  |  |  | ELECTROSURGICAL UNITS | Cautery, Hyfrecator/Coagulator | CAUTERYHYFRECATCOAG-ERBE USA-APC 2 | CAUTERYHYFRECATCOAG | APC 2 |  |  |  | ERBE | Cautery, Hyfrecator/Coagulator |  |  | CAUTERYHYFRECATCOAG-ERBE USA-APC 2 | 1/31/18 |  | CHC-A | Covered PM Repair - Biomedical | MHHS-Greater Heights | [8 empty] | CAUTERYHYFRECATCOAG | Cautery, Hyfrecator/Coagulator | ERBE
NO | YES |  |  |  | 013-38184 | 013-38184 | Erbe USA Inc | APC 2 |  |  | SW-Preop | MHHS-Southwest |  | Cautery, Hyfrecator/Coagulator |  | 013-38184 | 013-38184 | Southwest | MHHS-Southwest | SW-Preop | Rm 3 | 9/1/19 |  | 9/1/20 |  | ELECTROSURGICAL UNITS | Cautery, Hyfrecator/Coagulator | CAUTERYHYFRECATCOAG-ERBE USA-APC 2 | CAUTERYHYFRECATCOAG | APC 2 |  |  |  | ERBE | Cautery, Hyfrecator/Coagulator |  |  | CAUTERYHYFRECATCOAG-ERBE USA-APC 2 | 1/31/18 |  | CHC-A | Covered PM Repair - Biomedical | MHHS-Southwest | [8 empty] | CAUTERYHYFRECATCOAG | Cautery, Hyfrecator/Coagulator | ERBE
NO | NO |  |  |  | 069-42446 |  | Erbe USA Inc | APC 2 |  |  | TMC - GI/ENDO - PEDI (GHP) | MHHS-TMC |  | Cautery, Hyfrecator/Coagulator |  | 069-42446 |  | TMC |  | TMC - GI/ENDO - PEDI (GHP) | [5 empty] | ELECTROSURGICAL UNITS |  | CAUTERYHYFRECATCOAG-ERBE USA-APC 2 | CAUTERYHYFRECATCOAG | APC 2 |  |  |  | ERBE | Cautery, Hyfrecator/Coagulator |  |  | CAUTERYHYFRECATCOAG-ERBE USA-APC 2 |  |  |  | Covered PM Repair - Biomedical | MHHS-TMC
NO | NO |  |  |  | 069-37992 |  | Erbe USA Inc | APC 2 |  |  | TMC - PLAZA - ERTAN DDC (STE 1400) | MHHS-TMC |  | Cautery, Hyfrecator/Coagulator |  | 069-37992 |  | TMC |  | TMC - PLAZA - ERTAN DDC (STE 1400) | [5 empty] | ELECTROSURGICAL UNITS |  | CAUTERYHYFRECATCOAG-ERBE USA-APC 2 | CAUTERYHYFRECATCOAG | APC 2 |  |  |  | ERBE | Cautery, Hyfrecator/Coagulator |  |  | CAUTERYHYFRECATCOAG-ERBE USA-APC 2 |  |  |  | Covered PM Repair - Biomedical | MHHS-TMC
NO | YES |  |  |  | 041-07909 | 041-07909 | Erbe USA Inc | APC 300 |  | B-2591/D2713 | MEMORIAL CITY - DIGESTIVE DISEASE CENTER | MHHS-Mem City |  | Electrosurgical Unit |  | 041-07909 | 041-07909 | West | Memorial Hermann Memorial City Medical Center | MEMORIAL CITY - DIGESTIVE DISEASE CENTER | Clean Storage |  |  |  |  | ELECTROSURGICAL UNITS |  | ELECTROSURGICALUNIT-ERBE USA-APC 300 | ELECTROSURGICALUNIT | APC 300 |  |  |  | ERBE | Electrosurgical Unit |  |  | ELECTROSURGICALUNIT-ERBE USA-APC 300 |  |  |  | Covered PM Repair - Biomedical | MHHS-Mem City
NO | YES |  |  |  | 041-17558 | 041-17558 | Erbe USA Inc | APC 300 |  | D-1286/B-1286 | MEMORIAL CITY - DIGESTIVE DISEASE CENTER | MHHS-Mem City |  | Electrosurgical Unit |  | 041-17558 | 041-17558 | West | Memorial Hermann Memorial City Medical Center | MEMORIAL CITY - DIGESTIVE DISEASE CENTER | Clean Storage |  |  |  |  | ELECTROSURGICAL UNITS |  | ELECTROSURGICALUNIT-ERBE USA-APC 300 | ELECTROSURGICALUNIT | APC 300 |  |  |  | ERBE | Electrosurgical Unit |  |  | ELECTROSURGICALUNIT-ERBE USA-APC 300 |  |  |  | Covered PM Repair - Biomedical | MHHS-Mem City
NO | YES |  |  |  | 005-01401 | 005-01401 | Erbe USA Inc | APC 300 |  | B-1897 | SE-Esophageal Disease Center | MHHS-Southeast |  | Electrosurgical Unit |  | 005-01401 | 005-01401 | Southeast & Bay Area | MHHS-Southeast | SE-Esophageal Disease Center | Endo storage | 12/1/19 |  | 12/1/20 |  | ELECTROSURGICAL UNITS |  | ELECTROSURGICALUNIT-ERBE USA-APC 300 | ELECTROSURGICALUNIT | APC 300 |  |  |  | ERBE | Electrosurgical Unit |  |  | ELECTROSURGICALUNIT-ERBE USA-APC 300 | 1/31/18 |  |  | Covered PM Repair - Biomedical | MHHS-Southeast
NO | YES |  |  |  | 151-01473 | 151-01473 | Erbe USA Inc | APC2 |  |  | CY-Endoscopy | MHHS-Cypress |  | Cautery, Hyfrecator/Coagulator |  | 151-01473 | 151-01473 | Northwest & Cypress | MHHS-Cypress | CY-Endoscopy | Nurses station | 9/1/19 | 9/1/20 |  |  | ELECTROSURGICAL UNITS | Cautery, Hyfrecator/Coagulator | CAUTERYHYFRECATCOAG-ERBE USA-APC 2 | CAUTERYHYFRECATCOAG | APC 2 |  |  |  | ERBE | Cautery, Hyfrecator/Coagulator |  |  | CAUTERYHYFRECATCOAG-ERBE USA-APC 2 | 1/31/18 |  | CHC-A | Covered PM Repair - Biomedical | MHHS-Cypress | [8 empty] | CAUTERYHYFRECATCOAG | Cautery, Hyfrecator/Coagulator | ERBE
NO | YES |  |  |  |  | 009-04385 | Erbe USA Inc | APC2 |  |  | GH-OR Endoscopy | MHHS-Greater Heights |  | Cautery, Hyfrecator/Coagulator |  |  | 009-04385 | Central | MHHS-Greater Heights | GH-OR Endoscopy | Endoscopy | 1/1/19 |  | 7/1/20 |  | ELECTROSURGICAL UNITS | Cautery, Hyfrecator/Coagulator | CAUTERYHYFRECATCOAG-ERBE USA-APC 2 | CAUTERYHYFRECATCOAG | APC 2 |  |  |  | ERBE | Cautery, Hyfrecator/Coagulator |  |  | CAUTERYHYFRECATCOAG-ERBE USA-APC 2 | 1/31/18 |  | CHC-A | Covered PM Repair - Biomedical | MHHS-Greater Heights | [8 empty] | CAUTERYHYFRECATCOAG | Cautery, Hyfrecator/Coagulator | ERBE
NO | YES |  |  |  | 133-07975 | 133-07975 | Erbe USA Inc | APC2 |  |  | Katy-Endoscopy | MHHS-Katy |  | Cautery, Hyfrecator/Coagulator |  | 133-07975 | 133-07975 | Katy | MHHS-Katy | Katy-Endoscopy | Endoscopy | 2/1/19 | 2/1/20 |  |  | ELECTROSURGICAL UNITS | Cautery, Hyfrecator/Coagulator | CAUTERYHYFRECATCOAG-ERBE USA-APC 2 | CAUTERYHYFRECATCOAG | APC 2 |  |  |  | ERBE | Cautery, Hyfrecator/Coagulator |  |  | CAUTERYHYFRECATCOAG-ERBE USA-APC 2 | 1/1/18 |  | CHC-A | Covered PM Repair - Radiology, Low End | MHHS-Katy | [8 empty] | CAUTERYHYFRECATCOAG | Cautery, Hyfrecator/Coagulator | ERBE
NO | YES | Serial Number 11290247 |  |  | 133-08601 | 133-08601 | Erbe USA Inc | APC2 |  |  | Katy-OR | MHHS-Katy |  | Cautery, Hyfrecator/Coagulator |  | 133-08601 | 133-08601 | Katy | MHHS-Katy | Katy-OR | Endo 2 | 2/1/19 | 2/1/20 |  |  | ELECTROSURGICAL UNITS | Cautery, Hyfrecator/Coagulator | CAUTERYHYFRECATCOAG-ERBE USA-APC 2 | CAUTERYHYFRECATCOAG | APC 2 |  |  |  | ERBE | Cautery, Hyfrecator/Coagulator |  |  | CAUTERYHYFRECATCOAG-ERBE USA-APC 2 | 1/31/18 |  | CHC-A | Covered PM Repair - Biomedical | MHHS-Katy | [8 empty] | CAUTERYHYFRECATCOAG | Cautery, Hyfrecator/Coagulator | ERBE
NO | YES |  |  |  | 145-00542 | 145-00542 | Erbe USA Inc | APC2 |  |  | Pearland-Endoscopy | MHHS-Pearland Hospital |  | Cautery, Hyfrecator/Coagulator |  | 145-00542 | 145-00542 | Pearland | MHHS-Pearland Hospital | Pearland-Endoscopy | Endoscopy Surgery Room | 5/1/19 | 5/1/20 |  |  | ELECTROSURGICAL UNITS | Cautery, Hyfrecator/Coagulator | CAUTERYHYFRECATCOAG-ERBE USA-APC 2 | CAUTERYHYFRECATCOAG | APC 2 |  |  |  | ERBE | Cautery, Hyfrecator/Coagulator |  |  | CAUTERYHYFRECATCOAG-ERBE USA-APC 2 | 1/31/18 |  | CHC-A | Covered PM Repair - Biomedical | MHHS-Pearland Hospital | [8 empty] | CAUTERYHYFRECATCOAG | Cautery, Hyfrecator/Coagulator | ERBE
NO | YES | Asset Tag 013-38182 |  |  | 013-38182 | 013-38182 | Erbe USA Inc | APC2 |  |  | SW-OR | MHHS-Southwest |  | Cautery, Hyfrecator/Coagulator |  | 013-38182 | 013-38182 | Southwest | MHHS-Southwest | SW-OR | Rm 4 | 6/1/19 |  | 6/1/20 |  | ELECTROSURGICAL UNITS | Cautery, Hyfrecator/Coagulator | CAUTERYHYFRECATCOAG-ERBE USA-APC 2 | CAUTERYHYFRECATCOAG | APC 2 |  |  |  | ERBE | Cautery, Hyfrecator/Coagulator |  |  | CAUTERYHYFRECATCOAG-ERBE USA-APC 2 | 1/31/18 |  | CHC-A | Covered PM Repair - Biomedical | MHHS-Southwest | [8 empty] | CAUTERYHYFRECATCOAG | Cautery, Hyfrecator/Coagulator | ERBE
NO | YES | Serial Number 11283587 |  |  |  | 013-15564 | Erbe USA Inc | APC2 |  |  | SW-Endoscopy | MHHS-Southwest |  | Cautery, Hyfrecator/Coagulator |  |  | 013-15564 | Memorial Hermann Hospital - Southwest | MHHS-Southwest | SW-Endoscopy | Endoscopy | 6/1/19 |  |  |  | ELECTROSURGICAL UNITS | Cautery, Hyfrecator/Coagulator | CAUTERYHYFRECATCOAG-ERBE USA-APC 2 | CAUTERYHYFRECATCOAG | APC 2 |  |  |  | ERBE | Cautery, Hyfrecator/Coagulator |  |  | CAUTERYHYFRECATCOAG-ERBE USA-APC 2 | 5/17/18 |  | CHC-A | Covered PM Repair - Biomedical | MHHS-Southwest | [8 empty] | CAUTERYHYFRECATCOAG | Cautery, Hyfrecator/Coagulator | ERBE
NO | YES |  |  |  | 069-46485 | 069-46485 | Erbe USA Inc | APC2 |  |  | TMC-Gi/Endo-Adult (1J) | MHHS-TMC |  | Cautery, Hyfrecator/Coagulator |  | 069-46485 | 069-46485 | TMC | MHHS-TMC | TMC-Gi/Endo-Adult (1J) | J1/486 |  |  |  |  | ELECTROSURGICAL UNITS |  | CAUTERYHYFRECATCOAG-ERBE USA-APC 2 | CAUTERYHYFRECATCOAG | APC 2 |  |  |  | ERBE | Cautery, Hyfrecator/Coagulator |  |  | CAUTERYHYFRECATCOAG-ERBE USA-APC 2 | 1/31/18 |  |  | Covered PM Repair - Biomedical | MHHS-TMC
NO | YES |  |  |  | 069-41718 | 069-41718 | Erbe USA Inc | APC2 |  |  | TMC-OR-CVOR (7Hvi) | MHHS-TMC |  | Cautery, Hyfrecator/Coagulator |  | 069-41718 | 069-41718 | TMC | MHHS-TMC | TMC-OR-CVOR (7Hvi) | Cv OR 4 | 8/1/19 |  | 8/1/20 |  | ELECTROSURGICAL UNITS | Cautery, Hyfrecator/Coagulator | CAUTERYHYFRECATCOAG-ERBE USA-APC 2 | CAUTERYHYFRECATCOAG | APC 2 |  |  |  | ERBE | Cautery, Hyfrecator/Coagulator |  |  | CAUTERYHYFRECATCOAG-ERBE USA-APC 2 | 1/31/18 |  | CHC-A | Covered PM Repair - Biomedical | MHHS-TMC | [8 empty] | CAUTERYHYFRECATCOAG | Cautery, Hyfrecator/Coagulator | ERBE
YES | YES |  |  |  | 069-40026 | 069-40026 | Erbe USA Inc | APC2 |  |  | TMC - OR - ROBERTSON (2R) |  |  |  |  | 069-40026 | 069-40026 | TMC | Memorial Hermann-Texas Medical Center | TMC - OR - ROBERTSON (2R) | TMC OR ROBERTSON (2R) | 11/1/19 |  | 5/1/20
NO | NO |  |  |  | 069-39996 |  | Erbe USA Inc | APC2 |  |  | TMC - GI/ENDO - ADULT (1J) | MHHS-TMC |  | Cautery, Hyfrecator/Coagulator |  | 069-39996 |  | TMC |  | TMC - GI/ENDO - ADULT (1J) | [5 empty] | ELECTROSURGICAL UNITS |  | CAUTERYHYFRECATCOAG-ERBE USA-APC 2 | CAUTERYHYFRECATCOAG | APC 2 |  |  |  | ERBE | Cautery, Hyfrecator/Coagulator |  |  | CAUTERYHYFRECATCOAG-ERBE USA-APC 2 |  |  |  | Covered PM Repair - Biomedical | MHHS-TMC
NO | NO |  |  |  | 069-40183 |  | Erbe USA Inc | APC2 |  |  | TMC - RESPIRATORY - ADULT | MHHS-TMC |  | Cautery, Hyfrecator/Coagulator |  | 069-40183 |  | TMC |  | TMC - RESPIRATORY - ADULT | [5 empty] | ELECTROSURGICAL UNITS |  | CAUTERYHYFRECATCOAG-ERBE USA-APC 2 | CAUTERYHYFRECATCOAG | APC 2 |  |  |  | ERBE | Cautery, Hyfrecator/Coagulator |  |  | CAUTERYHYFRECATCOAG-ERBE USA-APC 2 |  |  |  | Covered PM Repair - Biomedical | MHHS-TMC
NO | YES |  |  |  | 133-09933 | 133-09933 | Erbe USA Inc | ECO2 |  | NX0228VL | Katy-OR | MHHS-Katy |  |  |  | 133-09933 | 133-09933 | Katy | MHHS-Katy | Katy-OR | Bronchoscopy | 10/1/19 | 4/1/20 |  |  | ENDOSCOPIC EQUIPMENT |  | .needs class | [13 empty] | Covered PM Repair - Biomedical | MHHS-Katy
NO | YES |  |  |  | 129-06447 | 129-06447 | Erbe USA Inc | ECO2 |  | NX0844YH | Sugar Land-Endoscopy | MHHS-Sugarland |  |  |  | 129-06447 | 129-06447 | Sugar Land | MHHS-Sugarland | Sugar Land-Endoscopy | Procedure Room 2 | 12/1/19 |  |  |  | ENDOSCOPIC EQUIPMENT |  | .needs class | [13 empty] | Covered PM Repair - Biomedical | MHHS-Sugarland
NO | YES |  |  |  | 129-06448 | 129-06448 | Erbe USA Inc | ECO2 |  | NX0812YH | Sugar Land-Endoscopy | MHHS-Sugarland |  |  |  | 129-06448 | 129-06448 | Sugar Land | MHHS-Sugarland | Sugar Land-Endoscopy |  | 12/1/19 | 12/1/20 |  |  | ENDOSCOPIC EQUIPMENT |  | .needs class | [10 empty] | 5/4/19 |  |  | Covered PM Repair - Biomedical | MHHS-Sugarland
NO | YES |  |  |  | 129-06449 | 129-06449 | Erbe USA Inc | ECO2 |  | NX0841YH | SUGAR LAND - ENDOSCOPY | MHHS-Sugarland |  |  |  | 129-06449 | 129-06449 | Sugar Land | Memorial Hermann Sugar Land Hospital | SUGAR LAND - ENDOSCOPY | Endoscopy | 12/1/19 |  | 6/1/20 |  | ENDOSCOPIC EQUIPMENT |  | .needs class | [10 empty] | 5/4/16 |  |  | Covered PM Repair - Biomedical | MHHS-Sugarland
NO | YES | Asset Tag 029-11380 |  |  | 029-11380 | 029-11380 | Erbe USA Inc | ECO2 |  | NX0141VK | Woodlands-Endoscopy | MHHS-Woodlands |  |  |  | 029-11380 | 029-11380 | Woodlands | MHHS-Woodlands | Woodlands-Endoscopy |  | 11/8/19 |  |  |  | ENDOSCOPIC EQUIPMENT |  | .needs class | [10 empty] | 7/28/16 | Finished from Script 3/27/2020 12:11:52pm (Central) |  | Not Covered Vendor Only - Biomedical | MHHS-Woodlands
NO | YES |  |  |  | 029-11385 | 029-11385 | Erbe USA Inc | ECO2 |  | NX0415WH | Woodlands-Endoscopy | MHHS-Woodlands |  |  |  | 029-11385 | 029-11385 | Woodlands | MHHS-Woodlands | Woodlands-Endoscopy | ENDOSCOPY | 11/1/19 |  | 5/1/20 |  | ENDOSCOPIC EQUIPMENT |  | .needs class | [13 empty] | Covered PM Repair - Biomedical | MHHS-Woodlands
NO | NO |  |  |  | 069-41614 |  | Erbe USA Inc | ECO2 |  | NX0157VK | TMC - PLAZA - ERTAN DDC (STE 1400) | MHHS-TMC |  |  |  | 069-41614 |  | TMC |  | TMC - PLAZA - ERTAN DDC (STE 1400) | [5 empty] | ENDOSCOPIC EQUIPMENT |  | .needs class | [13 empty] | Covered PM Repair - Biomedical | MHHS-TMC
NO | YES |  |  |  | 151-02851 | 151-02851 | Erbe USA Inc | EIP 2 |  |  | CY-Endoscopy | MHHS-Cypress |  | Irrigator, Lavage |  | 151-02851 | 151-02851 | Northwest | MHHS-Cypress | CY-Endoscopy | Endo two | 2/1/19 | 2/1/20 |  |  | IRRIGATION/DISTENTION SYSTEMS | Irrigator, Lavage | IRRIGATORLAVAGE-ERBE USA-EIP2 | IRRIGATORLAVAGE | EIP2 |  |  |  | ERBE | Irrigator, Lavage |  |  | IRRIGATORLAVAGE-ERBE USA-EIP2 | 12/18/18 |  | IL-A | Covered PM Repair - Biomedical | MHHS-Cypress | [8 empty] | IRRIGATORLAVAGE | Irrigator, Lavage | ERBE
NO | YES |  |  |  | 133-05932 | 133-05932 | Erbe USA Inc | EIP 2 |  |  | Katy-OR | MHHS-Katy |  | Irrigator, Lavage |  | 133-05932 | 133-05932 | Katy | MHHS-Katy | Katy-OR | Endo 2 | 2/1/19 | 2/1/20 |  |  | IRRIGATION/DISTENTION SYSTEMS | Irrigator, Lavage | IRRIGATORLAVAGE-ERBE USA-EIP2 | IRRIGATORLAVAGE | EIP2 |  |  |  | ERBE | Irrigator, Lavage |  |  | IRRIGATORLAVAGE-ERBE USA-EIP2 | 7/16/14 |  | IL-A | Covered PM Repair - Biomedical | MHHS-Katy | [8 empty] | IRRIGATORLAVAGE | Irrigator, Lavage | ERBE
NO | YES |  |  |  | 133-07976 | 133-07976 | Erbe USA Inc | EIP 2 |  |  | Katy-OR | MHHS-Katy |  | Irrigator, Lavage |  | 133-07976 | 133-07976 | Katy | MHHS-Katy | Katy-OR | Bronchoscopy | 2/1/19 | 2/1/20 |  |  | IRRIGATION/DISTENTION SYSTEMS | Irrigator, Lavage | IRRIGATORLAVAGE-ERBE USA-EIP2 | IRRIGATORLAVAGE | EIP2 |  |  |  | ERBE | Irrigator, Lavage |  |  | IRRIGATORLAVAGE-ERBE USA-EIP2 | 3/21/15 |  | IL-A | Covered PM Repair - Biomedical | MHHS-Katy | [8 empty] | IRRIGATORLAVAGE | Irrigator, Lavage | ERBE
NO | YES |  |  |  | 041-16038 | 041-16038 | Erbe USA Inc | EIP 2 |  |  | MEMORIAL CITY - DIGESTIVE DISEASE CENTER | MHHS-Mem City |  | Irrigator, Lavage |  | 041-16038 | 041-16038 | West | Memorial Hermann Memorial City Medical Center | MEMORIAL CITY - DIGESTIVE DISEASE CENTER | Endo procedure room 3 |  |  |  |  | IRRIGATION/DISTENTION SYSTEMS |  | IRRIGATORLAVAGE-ERBE USA-EIP2 | IRRIGATORLAVAGE | EIP2 |  |  |  | ERBE | Irrigator, Lavage |  |  | IRRIGATORLAVAGE-ERBE USA-EIP2 |  |  |  | Not Covered Vendor Only - Biomedical | MHHS-Mem City
NO | YES |  |  |  | 041-16049 | 041-16049 | Erbe USA Inc | EIP 2 |  |  | MEMORIAL CITY - Endo | MHHS-Mem City |  | Irrigator, Lavage |  | 041-16049 | 041-16049 | West | MEMORIAL CITY - MEMORIAL HERMANN WEST TOWER | MEMORIAL CITY - Endo | 149 Procedure Room 6 |  |  |  |  | IRRIGATION/DISTENTION SYSTEMS |  | IRRIGATORLAVAGE-ERBE USA-EIP2 | IRRIGATORLAVAGE | EIP2 |  |  |  | ERBE | Irrigator, Lavage |  |  | IRRIGATORLAVAGE-ERBE USA-EIP2 |  |  |  | Covered PM Repair - Biomedical | MHHS-Mem City
NO | YES |  |  |  |  | 041-14179 | Erbe USA Inc | EIP 2 |  |  | MEMORIAL CITY - DIGESTIVE DISEASE CENTER | MHHS-Mem City |  | Irrigator, Lavage |  |  | 041-14179 | West | Endoscopy | MEMORIAL CITY - DIGESTIVE DISEASE CENTER | Procedure room 2 |  |  |  |  | IRRIGATION/DISTENTION SYSTEMS |  | IRRIGATORLAVAGE-ERBE USA-EIP2 | IRRIGATORLAVAGE | EIP2 |  |  |  | ERBE | Irrigator, Lavage |  |  | IRRIGATORLAVAGE-ERBE USA-EIP2 |  |  |  | Not Covered Vendor Only - Lab Ana/Anes | MHHS-Mem City
NO | YES | [5 empty] | Erbe USA Inc | EIP 2 |  |  | MEMORIAL CITY - DIGESTIVE DISEASE CENTER | MHHS-Mem City |  | Irrigator, Lavage |  |  |  | West | Memorial Hermann Memorial City Medical Center | MEMORIAL CITY - DIGESTIVE DISEASE CENTER | Endo procedure room 3 |  |  |  |  | IRRIGATION/DISTENTION SYSTEMS |  | IRRIGATORLAVAGE-ERBE USA-EIP2 | IRRIGATORLAVAGE | EIP2 |  |  |  | ERBE | Irrigator, Lavage |  |  | IRRIGATORLAVAGE-ERBE USA-EIP2 |  |  |  | Not Covered Vendor Only - Biomedical | MHHS-Mem City
NO | YES |  |  |  | 145-00543 | 145-00543 | Erbe USA Inc | EIP 2 |  |  | Pearland-Endoscopy | MHHS-Pearland Hospital |  | Irrigator, Lavage |  | 145-00543 | 145-00543 | Pearland | MHHS-Pearland Hospital | Pearland-Endoscopy |  | 5/1/19 | 5/1/20 |  |  | IRRIGATION/DISTENTION SYSTEMS | Irrigator, Lavage | IRRIGATORLAVAGE-ERBE USA-EIP2 | IRRIGATORLAVAGE | EIP2 |  |  |  | ERBE | Irrigator, Lavage |  |  | IRRIGATORLAVAGE-ERBE USA-EIP2 | 12/18/18 |  | IL-A | Covered PM Repair - Biomedical | MHHS-Pearland Hospital | [8 empty] | IRRIGATORLAVAGE | Irrigator, Lavage | ERBE
NO | YES |  |  |  | 013-35688 | 013-35688 | Erbe USA Inc | EIP 2 |  |  | SW-Endoscopy | MHHS-Southwest |  | Irrigator, Lavage |  | 013-35688 | 013-35688 | Memorial Hermann Hospital - Southwest | MHHS-Southwest | SW-Endoscopy | Entroscopy | 6/1/19 |  |  |  | IRRIGATION/DISTENTION SYSTEMS | Irrigator, Lavage | IRRIGATORLAVAGE-ERBE USA-EIP2 | IRRIGATORLAVAGE | EIP2 |  |  |  | ERBE | Irrigator, Lavage |  |  | IRRIGATORLAVAGE-ERBE USA-EIP2 |  |  | IL-A | Not Covered Vendor Only - Biomedical | MHHS-Southwest | [8 empty] | IRRIGATORLAVAGE | Irrigator, Lavage | ERBE
NO | YES | [5 empty] | Erbe USA Inc | EIP 2 |  |  | SW-Endoscopy | MHHS-Southwest |  | Irrigator, Lavage |  |  |  | Southwest | MHHS-Southwest | SW-Endoscopy |  | 6/26/19 |  |  |  | IRRIGATION/DISTENTION SYSTEMS | Irrigator, Lavage | IRRIGATORLAVAGE-ERBE USA-EIP2 | IRRIGATORLAVAGE | EIP2 |  |  |  | ERBE | Irrigator, Lavage |  |  | IRRIGATORLAVAGE-ERBE USA-EIP2 |  | Finished from Script 3/27/2020 12:11:52pm (Central) | IL-A | Not Covered Vendor Only - Biomedical | MHHS-Southwest | [8 empty] | IRRIGATORLAVAGE | Irrigator, Lavage | ERBE
NO | YES |  |  |  | 129-07473 | 129-07473 | Erbe USA Inc | EIP 2 |  |  | SW-Endoscopy | MHHS-Southwest |  | Irrigator, Lavage |  | 129-07473 | 129-07473 | Memorial Hermann Hospital - Southwest | MHHS-Southwest | SW-Endoscopy | Endoscopy |  |  |  |  | IRRIGATION/DISTENTION SYSTEMS | Irrigator, Lavage | IRRIGATORLAVAGE-ERBE USA-EIP2 | IRRIGATORLAVAGE | EIP2 |  |  |  | ERBE | Irrigator, Lavage |  |  | IRRIGATORLAVAGE-ERBE USA-EIP2 | 4/17/14 |  | IL-A | Covered PM Repair - Biomedical | MHHS-Southwest | [8 empty] | IRRIGATORLAVAGE | Irrigator, Lavage | ERBE
NO | YES |  |  |  | 069-41719 | 069-41719 | Erbe USA Inc | EIP 2 |  |  | TMC-OR-CVOR (7Hvi) | MHHS-TMC |  | Irrigator, Lavage |  | 069-41719 | 069-41719 | TMC | MHHS-TMC | TMC-OR-CVOR (7Hvi) | Pre Op | 8/1/19 |  | 8/1/20 |  | IRRIGATION/DISTENTION SYSTEMS | Irrigator, Lavage | IRRIGATORLAVAGE-ERBE USA-EIP2 | IRRIGATORLAVAGE | EIP2 |  |  |  | ERBE | Irrigator, Lavage |  |  | IRRIGATORLAVAGE-ERBE USA-EIP2 | 1/2/19 |  | IL-A | Covered PM Repair - Biomedical | MHHS-TMC | [8 empty] | IRRIGATORLAVAGE | Irrigator, Lavage | ERBE
NO | YES |  |  |  | 029-32406 | 029-32406 | Erbe USA Inc | EIP 2 |  |  | Woodlands-Endoscopy | MHHS-Woodlands |  | Irrigator, Lavage |  | 029-32406 | 029-32406 | Woodlands | MHHS-Woodlands | Woodlands-Endoscopy | OR 8 | 6/1/19 |  | 6/1/20 |  | IRRIGATION/DISTENTION SYSTEMS | Irrigator, Lavage | IRRIGATORLAVAGE-ERBE USA-EIP2 | IRRIGATORLAVAGE | EIP2 |  |  |  | ERBE | Irrigator, Lavage |  |  | IRRIGATORLAVAGE-ERBE USA-EIP2 | 1/9/20 |  | IL-A | Not Covered Vendor Only - Biomedical | MHHS-Woodlands | [8 empty] | IRRIGATORLAVAGE | Irrigator, Lavage | ERBE
NO | YES |  |  |  | 029-11514 | 029-11514 | Erbe USA Inc | EIP 2 |  |  | Woodlands-OR | MHHS-Woodlands |  | Irrigator, Lavage |  | 029-11514 | 029-11514 | Woodlands | MHHS-Woodlands | Woodlands-OR | Equipment Storage | 8/1/19 |  | 8/1/20 |  | IRRIGATION/DISTENTION SYSTEMS | Irrigator, Lavage | IRRIGATORLAVAGE-ERBE USA-EIP2 | IRRIGATORLAVAGE | EIP2 |  |  |  | ERBE | Irrigator, Lavage |  |  | IRRIGATORLAVAGE-ERBE USA-EIP2 | 4/1/20 |  | IL-A | Not Covered Vendor Only - Biomedical | MHHS-Woodlands | [8 empty] | IRRIGATORLAVAGE | Irrigator, Lavage | ERBE
NO | YES |  |  |  | 029-11516 | 029-11516 | Erbe USA Inc | EIP 2 |  |  | Woodlands-OR | MHHS-Woodlands |  | Irrigator, Lavage |  | 029-11516 | 029-11516 | Woodlands | MHHS-Woodlands | Woodlands-OR | Equipment Storage | 8/1/19 |  | 8/1/20 |  | IRRIGATION/DISTENTION SYSTEMS | Irrigator, Lavage | IRRIGATORLAVAGE-ERBE USA-EIP2 | IRRIGATORLAVAGE | EIP2 |  |  |  | ERBE | Irrigator, Lavage |  |  | IRRIGATORLAVAGE-ERBE USA-EIP2 |  |  | IL-A | Covered PM Repair - Biomedical | MHHS-Woodlands | [8 empty] | IRRIGATORLAVAGE | Irrigator, Lavage | ERBE
NO | YES |  |  |  | 029-11517 | 029-11517 | Erbe USA Inc | EIP 2 |  |  | Woodlands-OR | MHHS-Woodlands |  | Irrigator, Lavage |  | 029-11517 | 029-11517 | Woodlands | MHHS-Woodlands | Woodlands-OR |  | 8/1/19 |  | 8/1/20 |  | IRRIGATION/DISTENTION SYSTEMS | Irrigator, Lavage | IRRIGATORLAVAGE-ERBE USA-EIP2 | IRRIGATORLAVAGE | EIP2 |  |  |  | ERBE | Irrigator, Lavage |  |  | IRRIGATORLAVAGE-ERBE USA-EIP2 | 2/23/16 |  | IL-A | Covered PM Repair - Biomedical | MHHS-Woodlands | [8 empty] | IRRIGATORLAVAGE | Irrigator, Lavage | ERBE
NO | NO |  |  |  | 013-35689 |  | Erbe USA Inc | EIP 2 |  |  | SW - ENDOSCOPY | MHHS-Southwest |  | Irrigator, Lavage |  | 013-35689 |  | Southwest |  | SW - ENDOSCOPY | [5 empty] | IRRIGATION/DISTENTION SYSTEMS |  | IRRIGATORLAVAGE-ERBE USA-EIP2 | IRRIGATORLAVAGE | EIP2 |  |  |  | ERBE | Irrigator, Lavage |  |  | IRRIGATORLAVAGE-ERBE USA-EIP2 |  |  |  | Not Covered Vendor Only - Biomedical | MHHS-Southwest
NO | NO | [5 empty] | Erbe USA Inc | EIP 2 |  |  | SW - ENDOSCOPY | MHHS-Southwest |  | Irrigator, Lavage |  |  |  | Southwest |  | SW - ENDOSCOPY | [5 empty] | IRRIGATION/DISTENTION SYSTEMS |  | IRRIGATORLAVAGE-ERBE USA-EIP2 | IRRIGATORLAVAGE | EIP2 |  |  |  | ERBE | Irrigator, Lavage |  |  | IRRIGATORLAVAGE-ERBE USA-EIP2 |  |  |  | Covered PM Repair - Biomedical | MHHS-Southwest
NO | NO |  |  |  | 129-07474 |  | Erbe USA Inc | EIP 2 |  |  | SW - ENDOSCOPY | MHHS-Southwest |  | Irrigator, Lavage |  | 129-07474 |  | Southwest |  | SW - ENDOSCOPY | [5 empty] | IRRIGATION/DISTENTION SYSTEMS |  | IRRIGATORLAVAGE-ERBE USA-EIP2 | IRRIGATORLAVAGE | EIP2 |  |  |  | ERBE | Irrigator, Lavage |  |  | IRRIGATORLAVAGE-ERBE USA-EIP2 |  |  |  | Covered PM Repair - Biomedical | MHHS-Southwest
NO | NO |  |  |  | 129-31205 |  | Erbe USA Inc | EIP 2 |  |  | SUGAR LAND - ENDOSCOPY | MHHS-Sugarland |  | Irrigator, Lavage |  | 129-31205 |  | Sugar Land |  | SUGAR LAND - ENDOSCOPY | [5 empty] | IRRIGATION/DISTENTION SYSTEMS |  | IRRIGATORLAVAGE-ERBE USA-EIP2 | IRRIGATORLAVAGE | EIP2 |  |  |  | ERBE | Irrigator, Lavage |  |  | IRRIGATORLAVAGE-ERBE USA-EIP2 |  |  |  | Covered PM Repair - Biomedical | MHHS-Sugarland
NO | NO |  |  |  | 129-31206 |  | Erbe USA Inc | EIP 2 |  |  | SUGAR LAND - ENDOSCOPY | MHHS-Sugarland |  | Irrigator, Lavage |  | 129-31206 |  | Sugar Land |  | SUGAR LAND - ENDOSCOPY | [5 empty] | IRRIGATION/DISTENTION SYSTEMS |  | IRRIGATORLAVAGE-ERBE USA-EIP2 | IRRIGATORLAVAGE | EIP2 |  |  |  | ERBE | Irrigator, Lavage |  |  | IRRIGATORLAVAGE-ERBE USA-EIP2 |  |  |  | Covered PM Repair - Biomedical | MHHS-Sugarland
NO | NO |  |  |  | 129-31207 |  | Erbe USA Inc | EIP 2 |  |  | SUGAR LAND - ENDOSCOPY | MHHS-Sugarland |  | Irrigator, Lavage |  | 129-31207 |  | Sugar Land |  | SUGAR LAND - ENDOSCOPY | [5 empty] | IRRIGATION/DISTENTION SYSTEMS |  | IRRIGATORLAVAGE-ERBE USA-EIP2 | IRRIGATORLAVAGE | EIP2 |  |  |  | ERBE | Irrigator, Lavage |  |  | IRRIGATORLAVAGE-ERBE USA-EIP2 |  |  |  | Covered PM Repair - Biomedical | MHHS-Sugarland
NO | NO |  |  |  | 069-33857 |  | Erbe USA Inc | EIP 2 |  |  | TMC - GI/ENDO - ADULT (1J) | MHHS-TMC |  | Irrigator, Lavage |  | 069-33857 |  | TMC |  | TMC - GI/ENDO - ADULT (1J) | [5 empty] | IRRIGATION/DISTENTION SYSTEMS |  | IRRIGATORLAVAGE-ERBE USA-EIP2 | IRRIGATORLAVAGE | EIP2 |  |  |  | ERBE | Irrigator, Lavage |  |  | IRRIGATORLAVAGE-ERBE USA-EIP2 |  |  |  | Not Covered Vendor Only - Biomedical | MHHS-TMC
NO | NO | [5 empty] | Erbe USA Inc | EIP 2 |  |  | TMC - GI/ENDO - ADULT (1J) | MHHS-TMC |  | Irrigator, Lavage |  |  |  | TMC |  | TMC - GI/ENDO - ADULT (1J) | [5 empty] | IRRIGATION/DISTENTION SYSTEMS |  | IRRIGATORLAVAGE-ERBE USA-EIP2 | IRRIGATORLAVAGE | EIP2 |  |  |  | ERBE | Irrigator, Lavage |  |  | IRRIGATORLAVAGE-ERBE USA-EIP2 |  |  |  | Not Covered Vendor Only - Biomedical | MHHS-TMC
NO | NO |  |  |  | 069-42447 |  | Erbe USA Inc | EIP 2 |  |  | TMC - GI/ENDO - PEDI (GHP) | MHHS-TMC |  | Irrigator, Lavage |  | 069-42447 |  | TMC |  | TMC - GI/ENDO - PEDI (GHP) | [5 empty] | IRRIGATION/DISTENTION SYSTEMS |  | IRRIGATORLAVAGE-ERBE USA-EIP2 | IRRIGATORLAVAGE | EIP2 |  |  |  | ERBE | Irrigator, Lavage |  |  | IRRIGATORLAVAGE-ERBE USA-EIP2 |  |  |  | Not Covered Vendor Only - Biomedical | MHHS-TMC
NO | NO |  |  |  | 069-40184 |  | Erbe USA Inc | EIP 2 |  |  | TMC - RESPIRATORY - ADULT | MHHS-TMC |  | Irrigator, Lavage |  | 069-40184 |  | TMC |  | TMC - RESPIRATORY - ADULT | [5 empty] | IRRIGATION/DISTENTION SYSTEMS |  | IRRIGATORLAVAGE-ERBE USA-EIP2 | IRRIGATORLAVAGE | EIP2 |  |  |  | ERBE | Irrigator, Lavage |  |  | IRRIGATORLAVAGE-ERBE USA-EIP2 |  |  |  | Covered PM Repair - Biomedical | MHHS-TMC
NO | NO |  |  |  | 029-12617 |  | Erbe USA Inc | EIP 2 |  |  | WOODLANDS - ENDOSCOPY | MHHS-Woodlands |  | Irrigator, Lavage |  | 029-12617 |  | Woodlands |  | WOODLANDS - ENDOSCOPY | [5 empty] | IRRIGATION/DISTENTION SYSTEMS |  | IRRIGATORLAVAGE-ERBE USA-EIP2 | IRRIGATORLAVAGE | EIP2 |  |  |  | ERBE | Irrigator, Lavage |  |  | IRRIGATORLAVAGE-ERBE USA-EIP2 |  |  |  | Not Covered Vendor Only - Biomedical | MHHS-Woodlands
NO | NO |  |  |  | 029-12830 |  | Erbe USA Inc | EIP 2 |  |  | WOODLANDS - ENDOSCOPY | MHHS-Woodlands |  | Irrigator, Lavage |  | 029-12830 |  | Woodlands |  | WOODLANDS - ENDOSCOPY | [5 empty] | IRRIGATION/DISTENTION SYSTEMS |  | IRRIGATORLAVAGE-ERBE USA-EIP2 | IRRIGATORLAVAGE | EIP2 |  |  |  | ERBE | Irrigator, Lavage |  |  | IRRIGATORLAVAGE-ERBE USA-EIP2 |  |  |  | Covered PM Repair - Biomedical | MHHS-Woodlands
NO | YES | Asset Tag 074-04752 |  |  | 074-04752 | 074-04752 | Erbe USA Inc | ERBEJET 2 |  |  | (null) | MHHS-TMC |  | Electrosurgical Unit |  | 074-04752 | 074-04752 | (null) | MHHS-TMC | (null) | (null) |  |  |  | (null) | IRRIGATION/DISTENTION SYSTEMS |  | ELECTROSURGICALUNIT-ERBE USA-Erbejet 2 | ELECTROSURGICALUNIT | Erbejet 2 |  |  |  | ERBE | Electrosurgical Unit |  |  | ELECTROSURGICALUNIT-ERBE USA-Erbejet 2 |  |  |  | Covered PM Repair - Biomedical | MHHS-TMC
NO | YES |  |  |  | 069-41737 | 069-41737 | Erbe USA Inc | ERBOCRYO CA |  | 30448-014W0241895 | TMC-OR-CVOR (7Hvi) | MHHS-TMC |  |  |  | 069-41737 | 069-41737 | TMC | MHHS-TMC | TMC-OR-CVOR (7Hvi) | Pre Op | 8/1/19 |  | 8/1/20 |  | CRYOSURGICAL UNITS |  | .needs class | [13 empty] | Covered PM Repair - Biomedical | MHHS-TMC
NO | YES | [5 empty] | Erbe USA Inc | ICC 200 |  | D-2744 | GH-OR | MHHS-Greater Heights |  | Electrosurgical Unit |  |  |  | Central | MHHS-Greater Heights | GH-OR | Hallways | 1/1/20 |  | 1/1/21 |  | ELECTROSURGICAL UNITS | Electrosurgical Unit | ELECTROSURGICALUNIT-ERBE USA-ICC 200 | ELECTROSURGICALUNIT | ICC 200 |  |  |  | ERBE | Electrosurgical Unit |  |  | ELECTROSURGICALUNIT-ERBE USA-ICC 200 | 11/28/18 |  | ESU-SA | Covered PM Repair - Biomedical | MHHS-Greater Heights | [8 empty] | ELECTROSURGICALUNIT | Electrosurgical Unit | ERBE
NO | YES |  |  |  | 041-17559 | 041-17559 | Erbe USA Inc | ICC 200 |  | B-1286 | MEMORIAL CITY - DIGESTIVE DISEASE CENTER | MHHS-Mem City |  | Electrosurgical Unit |  | 041-17559 | 041-17559 | West | Memorial Hermann Memorial City Medical Center | MEMORIAL CITY - DIGESTIVE DISEASE CENTER | Clean Storage |  |  |  |  | ELECTROSURGICAL UNITS |  | ELECTROSURGICALUNIT-ERBE USA-ICC 200 | ELECTROSURGICALUNIT | ICC 200 |  |  |  | ERBE | Electrosurgical Unit |  |  | ELECTROSURGICALUNIT-ERBE USA-ICC 200 |  |  |  | Covered PM Repair - Biomedical | MHHS-Mem City
NO | YES |  |  |  | 005-00830 | 005-00830 | Erbe USA Inc | ICC 200 |  | D-1505 | SE-Esophageal Disease Center | MHHS-Southeast |  | Electrosurgical Unit |  | 005-00830 | 005-00830 | Southeast & Bay Area | MHHS-Southeast | SE-Esophageal Disease Center | Endo storage | 12/1/19 |  | 6/1/20 |  | ELECTROSURGICAL UNITS |  | ELECTROSURGICALUNIT-ERBE USA-ICC 200 | ELECTROSURGICALUNIT | ICC 200 |  |  |  | ERBE | Electrosurgical Unit |  |  | ELECTROSURGICALUNIT-ERBE USA-ICC 200 | 1/1/15 |  |  | Not Covered Vendor Only - Biomedical | MHHS-Southeast
NO | YES |  |  |  | 005-01154 | 005-01154 | Erbe USA Inc | ICC 200 |  | NSN | SE-Esophageal Disease Center | MHHS-Southeast |  | Electrosurgical Unit |  | 005-01154 | 005-01154 | Southeast | MHHS-Southeast | SE-Esophageal Disease Center |  | 12/1/19 |  |  |  | ELECTROSURGICAL UNITS |  | ELECTROSURGICALUNIT-ERBE USA-ICC 200 | ELECTROSURGICALUNIT | ICC 200 |  |  |  | ERBE | Electrosurgical Unit |  |  | ELECTROSURGICALUNIT-ERBE USA-ICC 200 | 1/1/15 |  |  | Not Covered Vendor Only - Biomedical | MHHS-Southeast
NO | YES |  |  |  | 005-01809 | 005-01809 | Erbe USA Inc | ICC 200 |  | D-1523 | SE-Esophageal Disease Center | MHHS-Southeast |  | Electrosurgical Unit |  | 005-01809 | 005-01809 | Southeast | MHHS-Southeast | SE-Esophageal Disease Center | Endo procesure 1 | 12/1/19 |  |  |  | ELECTROSURGICAL UNITS |  | ELECTROSURGICALUNIT-ERBE USA-ICC 200 | ELECTROSURGICALUNIT | ICC 200 |  |  |  | ERBE | Electrosurgical Unit |  |  | ELECTROSURGICALUNIT-ERBE USA-ICC 200 | 11/1/16 |  |  | Covered PM Repair - Biomedical | MHHS-Southeast
NO | YES |  |  |  | 005-03127 | 005-03127 | Erbe USA Inc | ICC 200 |  | D-2240 | SE-Esophageal Disease Center | MHHS-Southeast |  | Electrosurgical Unit |  | 005-03127 | 005-03127 | Southeast | MHHS-Southeast | SE-Esophageal Disease Center | Endo 3 | 12/1/19 |  | 6/1/20 |  | ELECTROSURGICAL UNITS |  | ELECTROSURGICALUNIT-ERBE USA-ICC 200 | ELECTROSURGICALUNIT | ICC 200 |  |  |  | ERBE | Electrosurgical Unit |  |  | ELECTROSURGICALUNIT-ERBE USA-ICC 200 | 5/6/16 |  |  | Covered PM Repair - Biomedical | MHHS-Southeast
NO | YES |  |  |  | 005-04938 | 005-04938 | Erbe USA Inc | ICC 200 |  | E-1026 | SE-Esophageal Disease Center | MHHS-Southeast |  | Electrosurgical Unit |  | 005-04938 | 005-04938 | Southeast | MHHS-Southeast | SE-Esophageal Disease Center | Procedure 5 | 12/1/19 |  |  |  | ELECTROSURGICAL UNITS |  | ELECTROSURGICALUNIT-ERBE USA-ICC 200 | ELECTROSURGICALUNIT | ICC 200 |  |  |  | ERBE | Electrosurgical Unit |  |  | ELECTROSURGICALUNIT-ERBE USA-ICC 200 | 5/6/16 |  |  | Covered PM Repair - Biomedical | MHHS-Southeast
NO | YES |  |  |  | 041-14178 | 041-14178 | Erbe USA Inc | VIO 200S |  |  | MEMORIAL CITY - DIGESTIVE DISEASE CENTER | MHHS-Mem City |  | Electrosurgical Unit |  | 041-14178 | 041-14178 | West | Endoscopy | MEMORIAL CITY - DIGESTIVE DISEASE CENTER | Procedure room 2 |  |  |  |  | ELECTROSURGICAL UNITS |  | ELECTROSURGICALUNIT-ERBE USA-VIO 200S | ELECTROSURGICALUNIT | VIO 200S |  |  |  | ERBE | Electrosurgical Unit |  |  | ELECTROSURGICALUNIT-ERBE USA-VIO 200S |  |  |  | Covered PM Repair - Biomedical | MHHS-Mem City
NO | YES |  |  |  | 041-16037 | 041-16037 | Erbe USA Inc | VIO 200S |  |  | MEMORIAL CITY - DIGESTIVE DISEASE CENTER | MHHS-Mem City |  | Electrosurgical Unit |  | 041-16037 | 041-16037 | West | Memorial Hermann Memorial City Medical Center | MEMORIAL CITY - DIGESTIVE DISEASE CENTER | Endo procedure room 3 |  |  |  |  | ELECTROSURGICAL UNITS |  | ELECTROSURGICALUNIT-ERBE USA-VIO 200S | ELECTROSURGICALUNIT | VIO 200S |  |  |  | ERBE | Electrosurgical Unit |  |  | ELECTROSURGICALUNIT-ERBE USA-VIO 200S |  |  |  | Covered PM Repair - Biomedical | MHHS-Mem City
NO | YES |  |  |  | 041-16056 | 041-16056 | Erbe USA Inc | VIO 200S |  |  | MEMORIAL CITY - DIGESTIVE DISEASE CENTER | MHHS-Mem City |  | Electrosurgical Unit |  | 041-16056 | 041-16056 | West | Memorial Hermann Memorial City Medical Center | MEMORIAL CITY - DIGESTIVE DISEASE CENTER | MEMORIAL CITY - DIGESTIVE |  |  |  |  | ELECTROSURGICAL UNITS |  | ELECTROSURGICALUNIT-ERBE USA-VIO 200S | ELECTROSURGICALUNIT | VIO 200S |  |  |  | ERBE | Electrosurgical Unit |  |  | ELECTROSURGICALUNIT-ERBE USA-VIO 200S |  |  |  | Covered PM Repair - Biomedical | MHHS-Mem City
NO | YES |  |  |  | 041-16057 | 041-16057 | Erbe USA Inc | VIO 200S |  |  | MEMORIAL CITY - DIGESTIVE DISEASE CENTER | MHHS-Mem City |  | Electrosurgical Unit |  | 041-16057 | 041-16057 | West | Memorial Hermann Memorial City Medical Center | MEMORIAL CITY - DIGESTIVE DISEASE CENTER | MEMORIAL CITY - DIGESTIVE |  |  |  |  | ELECTROSURGICAL UNITS |  | ELECTROSURGICALUNIT-ERBE USA-VIO 200S | ELECTROSURGICALUNIT | VIO 200S |  |  |  | ERBE | Electrosurgical Unit |  |  | ELECTROSURGICALUNIT-ERBE USA-VIO 200S |  |  |  | Covered PM Repair - Biomedical | MHHS-Mem City
NO | YES |  |  |  | 041-16091 | 041-16091 | Erbe USA Inc | VIO 200S |  |  | MEMORIAL CITY - DIGESTIVE DISEASE CENTER | MHHS-Mem City |  | Electrosurgical Unit |  | 041-16091 | 041-16091 | West | Memorial Hermann Memorial City Medical Center | MEMORIAL CITY - DIGESTIVE DISEASE CENTER | Endo procedure room 3 |  |  |  |  | ELECTROSURGICAL UNITS |  | ELECTROSURGICALUNIT-ERBE USA-VIO 200S | ELECTROSURGICALUNIT | VIO 200S |  |  |  | ERBE | Electrosurgical Unit |  |  | ELECTROSURGICALUNIT-ERBE USA-VIO 200S |  |  |  | Covered PM Repair - Biomedical | MHHS-Mem City
NO | YES | Asset Tag 1067115 |  |  |  | 099-09568 | Erbe USA Inc | VIO 200S |  |  | (null) | MHHS-TMC |  | Electrosurgical Unit |  |  | 099-09568 | (null) | MHHS-TMC | (null) | (null) |  |  |  | (null) | ELECTROSURGICAL UNITS |  | ELECTROSURGICALUNIT-ERBE USA-VIO 200S | ELECTROSURGICALUNIT | VIO 200S |  |  |  | ERBE | Electrosurgical Unit |  |  | ELECTROSURGICALUNIT-ERBE USA-VIO 200S | 11/30/18 |  |  | Covered PM Repair - Biomedical | MHHS-TMC
NO | YES |  |  |  | 029-09002 | 029-09002 | Erbe USA Inc | VIO 200S |  |  | Woodlands-Endoscopy | MHHS-Woodlands |  | Electrosurgical Unit |  | 029-09002 | 029-09002 | Woodland | MHHS-Woodlands | Woodlands-Endoscopy | Room 1 | 11/1/19 |  | 5/1/20 |  | ELECTROSURGICAL UNITS | Electrosurgical Unit | ELECTROSURGICALUNIT-ERBE USA-VIO 200S | ELECTROSURGICALUNIT | VIO 200S |  |  |  | ERBE | Electrosurgical Unit |  |  | ELECTROSURGICALUNIT-ERBE USA-VIO 200S | 4/3/17 |  | ESU-SA | Covered PM Repair - Biomedical | MHHS-Woodlands | [8 empty] | ELECTROSURGICALUNIT | Electrosurgical Unit | ERBE
NO | YES |  |  |  | 029-09003 | 029-09003 | Erbe USA Inc | VIO 200S |  |  | Woodlands-Endoscopy | MHHS-Woodlands |  | Electrosurgical Unit |  | 029-09003 | 029-09003 | Woodlands | MHHS-Woodlands | Woodlands-Endoscopy | ENDOSCOPY | 11/1/19 |  | 5/1/20 |  | ELECTROSURGICAL UNITS | Electrosurgical Unit | ELECTROSURGICALUNIT-ERBE USA-VIO 200S | ELECTROSURGICALUNIT | VIO 200S |  |  |  | ERBE | Electrosurgical Unit |  |  | ELECTROSURGICALUNIT-ERBE USA-VIO 200S | 4/3/17 |  | ESU-SA | Covered PM Repair - Biomedical | MHHS-Woodlands | [8 empty] | ELECTROSURGICALUNIT | Electrosurgical Unit | ERBE
NO | NO |  |  |  | 069-33854 |  | Erbe USA Inc | VIO 200S |  |  | TMC - GI/ENDO - ADULT (1J) | MHHS-TMC |  | Electrosurgical Unit |  | 069-33854 |  | TMC |  | TMC - GI/ENDO - ADULT (1J) | [5 empty] | ELECTROSURGICAL UNITS |  | ELECTROSURGICALUNIT-ERBE USA-VIO 200S | ELECTROSURGICALUNIT | VIO 200S |  |  |  | ERBE | Electrosurgical Unit |  |  | ELECTROSURGICALUNIT-ERBE USA-VIO 200S |  |  |  | Covered PM Repair - Biomedical | MHHS-TMC
NO | NO |  |  |  | 069-33848 |  | Erbe USA Inc | VIO 200S |  |  | TMC - PLAZA - ERTAN DDC (STE 1400) | MHHS-TMC |  | Electrosurgical Unit |  | 069-33848 |  | TMC |  | TMC - PLAZA - ERTAN DDC (STE 1400) | [5 empty] | ELECTROSURGICAL UNITS |  | ELECTROSURGICALUNIT-ERBE USA-VIO 200S | ELECTROSURGICALUNIT | VIO 200S |  |  |  | ERBE | Electrosurgical Unit |  |  | ELECTROSURGICALUNIT-ERBE USA-VIO 200S |  |  |  | Covered PM Repair - Biomedical | MHHS-TMC
NO | NO | [5 empty] | Erbe USA Inc | VIO 200S |  |  | TMC - PLAZA - ERTAN DDC (STE 1400) | MHHS-TMC |  | Electrosurgical Unit |  |  |  | TMC |  | TMC - PLAZA - ERTAN DDC (STE 1400) | [5 empty] | ELECTROSURGICAL UNITS |  | ELECTROSURGICALUNIT-ERBE USA-VIO 200S | ELECTROSURGICALUNIT | VIO 200S |  |  |  | ERBE | Electrosurgical Unit |  |  | ELECTROSURGICALUNIT-ERBE USA-VIO 200S |  |  |  | Covered PM Repair - Biomedical | MHHS-TMC
NO | YES |  |  |  | 151-01472 | 151-01472 | Erbe USA Inc | VIO 300D |  |  | CY-Endoscopy | MHHS-Cypress |  | Electrosurgical Unit |  | 151-01472 | 151-01472 | Northwest & Cypress | MHHS-Cypress | CY-Endoscopy | Nurses station | 9/1/19 | 9/1/20 |  |  | ELECTROSURGICAL UNITS | Electrosurgical Unit | ELECTROSURGICALUNIT-ERBE USA-VIO 300D | ELECTROSURGICALUNIT | VIO 300D |  |  |  | ERBE | Electrosurgical Unit |  |  | ELECTROSURGICALUNIT-ERBE USA-VIO 300D |  |  | ESU-SA | Clinical Miscellaneous | MHHS-Cypress | [8 empty] | ELECTROSURGICALUNIT | Electrosurgical Unit | ERBE
NO | YES |  |  |  | 151-02849 | 151-02849 | Erbe USA Inc | VIO 300D |  |  | CY-Endoscopy | MHHS-Cypress |  | Electrosurgical Unit |  | 151-02849 | 151-02849 | Northwest | MHHS-Cypress | CY-Endoscopy | Endo two | 2/1/19 | 2/1/20 |  |  | ELECTROSURGICAL UNITS | Electrosurgical Unit | ELECTROSURGICALUNIT-ERBE USA-VIO 300D | ELECTROSURGICALUNIT | VIO 300D |  |  |  | ERBE | Electrosurgical Unit |  |  | ELECTROSURGICALUNIT-ERBE USA-VIO 300D |  |  | ESU-SA | Clinical Miscellaneous | MHHS-Cypress | [8 empty] | ELECTROSURGICALUNIT | Electrosurgical Unit | ERBE
NO | YES |  |  |  | 009-04383 | 009-04383 | Erbe USA Inc | VIO 300D |  |  | GH-OR Endoscopy | MHHS-Greater Heights |  | Electrosurgical Unit |  | 009-04383 | 009-04383 | Central | MHHS-Greater Heights | GH-OR Endoscopy | Endoscopy | 7/1/19 |  | 7/1/20 |  | ELECTROSURGICAL UNITS | Electrosurgical Unit | ELECTROSURGICALUNIT-ERBE USA-VIO 300D | ELECTROSURGICALUNIT | VIO 300D |  |  |  | ERBE | Electrosurgical Unit |  |  | ELECTROSURGICALUNIT-ERBE USA-VIO 300D | 4/3/17 |  | ESU-SA | Covered PM Repair - Biomedical | MHHS-Greater Heights | [8 empty] | ELECTROSURGICALUNIT | Electrosurgical Unit | ERBE
NO | YES |  |  |  | 009-33713 | 009-33713 | Erbe USA Inc | VIO 300D |  |  | GH-OR Endoscopy | MHHS-Greater Heights |  | Electrosurgical Unit |  | 009-33713 | 009-33713 | Central | MHHS-Greater Heights | GH-OR Endoscopy | OR | 3/1/19 |  |  |  | ELECTROSURGICAL UNITS | Electrosurgical Unit | ELECTROSURGICALUNIT-ERBE USA-VIO 300D | ELECTROSURGICALUNIT | VIO 300D |  |  |  | ERBE | Electrosurgical Unit |  |  | ELECTROSURGICALUNIT-ERBE USA-VIO 300D | 4/3/17 |  | ESU-SA | Covered PM Repair - Biomedical | MHHS-Greater Heights | [8 empty] | ELECTROSURGICALUNIT | Electrosurgical Unit | ERBE
NO | YES | Serial Number 11290247 |  |  | 133-05930 | 133-05930 | Erbe USA Inc | VIO 300D |  |  | Katy-OR | MHHS-Katy |  | Electrosurgical Unit |  | 133-05930 | 133-05930 | Katy | MHHS-Katy | Katy-OR | Endo 2 | 2/1/19 | 2/1/20 |  |  | ELECTROSURGICAL UNITS | Electrosurgical Unit | ELECTROSURGICALUNIT-ERBE USA-VIO 300D | ELECTROSURGICALUNIT | VIO 300D |  |  |  | ERBE | Electrosurgical Unit |  |  | ELECTROSURGICALUNIT-ERBE USA-VIO 300D | 4/3/17 |  | ESU-SA | Covered PM Repair - Biomedical | MHHS-Katy | [8 empty] | ELECTROSURGICALUNIT | Electrosurgical Unit | ERBE
NO | YES |  |  |  | 133-07974 | 133-07974 | Erbe USA Inc | VIO 300D |  |  | Katy-Endoscopy | MHHS-Katy |  | Electrosurgical Unit |  | 133-07974 | 133-07974 | Katy | MHHS-Katy | Katy-Endoscopy | Endoscopy | 2/1/19 | 2/1/20 |  |  | ELECTROSURGICAL UNITS | Electrosurgical Unit | ELECTROSURGICALUNIT-ERBE USA-VIO 300D | ELECTROSURGICALUNIT | VIO 300D |  |  |  | ERBE | Electrosurgical Unit |  |  | ELECTROSURGICALUNIT-ERBE USA-VIO 300D | 4/3/17 |  | ESU-SA | Covered PM Repair - Biomedical | MHHS-Katy | [8 empty] | ELECTROSURGICALUNIT | Electrosurgical Unit | ERBE
NO | YES |  |  |  | 145-00404 | 145-00404 | Erbe USA Inc | VIO 300D |  |  | Pearland-Endoscopy | MHHS-Pearland Hospital |  | Electrosurgical Unit |  | 145-00404 | 145-00404 | Pearland | MHHS-Pearland Hospital | Pearland-Endoscopy | Endo equipment storage | 10/1/19 | 10/1/20 |  |  | ELECTROSURGICAL UNITS | Electrosurgical Unit | ELECTROSURGICALUNIT-ERBE USA-VIO 300D | ELECTROSURGICALUNIT | VIO 300D |  |  |  | ERBE | Electrosurgical Unit |  |  | ELECTROSURGICALUNIT-ERBE USA-VIO 300D | 3/16/19 |  | ESU-SA | Covered PM Repair - Biomedical | MHHS-Pearland Hospital | [8 empty] | ELECTROSURGICALUNIT | Electrosurgical Unit | ERBE
NO | YES |  |  |  | 145-00541 | 145-00541 | Erbe USA Inc | VIO 300D |  |  | Pearland-Endoscopy | MHHS-Pearland Hospital |  | Electrosurgical Unit |  | 145-00541 | 145-00541 | Pearland | MHHS-Pearland Hospital | Pearland-Endoscopy | Endoscopy Surgery Room | 5/1/19 | 5/1/20 |  |  | ELECTROSURGICAL UNITS | Electrosurgical Unit | ELECTROSURGICALUNIT-ERBE USA-VIO 300D | ELECTROSURGICALUNIT | VIO 300D |  |  |  | ERBE | Electrosurgical Unit |  |  | ELECTROSURGICALUNIT-ERBE USA-VIO 300D | 3/16/19 |  | ESU-SA | Covered PM Repair - Biomedical | MHHS-Pearland Hospital | [8 empty] | ELECTROSURGICALUNIT | Electrosurgical Unit | ERBE
NO | YES | Asset Tag 013-38181 |  |  | 013-38181 | 013-38181 | Erbe USA Inc | VIO 300D |  |  | SW-OR | MHHS-Southwest |  | Electrosurgical Unit |  | 013-38181 | 013-38181 | Southwest | MHHS-Southwest | SW-OR | Rm 4 | 6/1/19 |  | 6/1/20 |  | ELECTROSURGICAL UNITS | Electrosurgical Unit | ELECTROSURGICALUNIT-ERBE USA-VIO 300D | ELECTROSURGICALUNIT | VIO 300D |  |  |  | ERBE | Electrosurgical Unit |  |  | ELECTROSURGICALUNIT-ERBE USA-VIO 300D | 4/3/17 |  | ESU-SA | Not Covered Vendor Only - Biomedical | MHHS-Southwest | [8 empty] | ELECTROSURGICALUNIT | Electrosurgical Unit | ERBE
NO | YES |  |  |  | 013-38183 | 013-38183 | Erbe USA Inc | VIO 300D |  |  | SW-Preop | MHHS-Southwest |  | Electrosurgical Unit |  | 013-38183 | 013-38183 | Southwest | MHHS-Southwest | SW-Preop | Rm 3 | 9/1/19 |  | 9/1/20 |  | ELECTROSURGICAL UNITS | Electrosurgical Unit | ELECTROSURGICALUNIT-ERBE USA-VIO 300D | ELECTROSURGICALUNIT | VIO 300D |  |  |  | ERBE | Electrosurgical Unit |  |  | ELECTROSURGICALUNIT-ERBE USA-VIO 300D | 4/3/17 |  | ESU-SA | Covered PM Repair - Biomedical | MHHS-Southwest | [8 empty] | ELECTROSURGICALUNIT | Electrosurgical Unit | ERBE
NO | YES | Serial Number 11284049 |  |  |  | 013-15563 | Erbe USA Inc | VIO 300D |  |  | SW-Endoscopy | MHHS-Southwest |  | Electrosurgical Unit |  |  | 013-15563 | Memorial Hermann Hospital - Southwest | MHHS-Southwest | SW-Endoscopy | Entroscopy | 6/1/19 |  |  |  | ELECTROSURGICAL UNITS | Electrosurgical Unit | ELECTROSURGICALUNIT-ERBE USA-VIO 300D | ELECTROSURGICALUNIT | VIO 300D |  |  |  | ERBE | Electrosurgical Unit |  |  | ELECTROSURGICALUNIT-ERBE USA-VIO 300D | 4/3/17 |  | ESU-SA | Covered PM Repair - Biomedical | MHHS-Southwest | [8 empty] | ELECTROSURGICALUNIT | Electrosurgical Unit | ERBE
NO | YES | Serial Number 11284043 |  |  |  | 013-15562 | Erbe USA Inc | VIO 300D |  |  | SW-Endoscopy | MHHS-Southwest |  | Electrosurgical Unit |  |  | 013-15562 | Memorial Hermann Hospital - Southwest | MHHS-Southwest | SW-Endoscopy | Endoscopy | 6/1/19 |  |  |  | ELECTROSURGICAL UNITS | Electrosurgical Unit | ELECTROSURGICALUNIT-ERBE USA-VIO 300D | ELECTROSURGICALUNIT | VIO 300D |  |  |  | ERBE | Electrosurgical Unit |  |  | ELECTROSURGICALUNIT-ERBE USA-VIO 300D | 4/3/17 |  | ESU-SA | Covered PM Repair - Biomedical | MHHS-Southwest | [8 empty] | ELECTROSURGICALUNIT | Electrosurgical Unit | ERBE
NO | YES |  |  |  | 129-06688 | 129-06688 | Erbe USA Inc | VIO 300D |  |  | SUGAR LAND - ENDOSCOPY | MHHS-Sugarland |  | Electrosurgical Unit |  | 129-06688 | 129-06688 | Sugar Land | Memorial Hermann Sugar Land Hospital | SUGAR LAND - ENDOSCOPY | Endoscopy | 7/1/19 |  |  |  | ELECTROSURGICAL UNITS | Electrosurgical Unit | ELECTROSURGICALUNIT-ERBE USA-VIO 300D | ELECTROSURGICALUNIT | VIO 300D |  |  |  | ERBE | Electrosurgical Unit |  |  | ELECTROSURGICALUNIT-ERBE USA-VIO 300D | 4/3/17 |  | ESU-SA | Covered PM Repair - Biomedical | MHHS-Sugarland | [8 empty] | ELECTROSURGICALUNIT | Electrosurgical Unit | ERBE
NO | YES |  |  |  | 129-06689 | 129-06689 | Erbe USA Inc | VIO 300D |  |  | Sugar Land-Endoscopy | MHHS-Sugarland |  | Electrosurgical Unit |  | 129-06689 | 129-06689 | Sugar Land | MHHS-Sugarland | Sugar Land-Endoscopy | Procedure Room 2 | 8/1/19 |  |  |  | ELECTROSURGICAL UNITS | Electrosurgical Unit | ELECTROSURGICALUNIT-ERBE USA-VIO 300D | ELECTROSURGICALUNIT | VIO 300D |  |  |  | ERBE | Electrosurgical Unit |  |  | ELECTROSURGICALUNIT-ERBE USA-VIO 300D | 4/3/17 |  | ESU-SA | Covered PM Repair - Biomedical | MHHS-Sugarland | [8 empty] | ELECTROSURGICALUNIT | Electrosurgical Unit | ERBE
NO | YES |  |  |  | 129-07007 | 129-07007 | Erbe USA Inc | VIO 300D |  |  | Sugar Land-Endoscopy | MHHS-Sugarland |  | Electrosurgical Unit |  | 129-07007 | 129-07007 | Sugar Land | MHHS-Sugarland | Sugar Land-Endoscopy |  | 8/1/19 | 8/1/20 |  |  | ELECTROSURGICAL UNITS | Electrosurgical Unit | ELECTROSURGICALUNIT-ERBE USA-VIO 300D | ELECTROSURGICALUNIT | VIO 300D |  |  |  | ERBE | Electrosurgical Unit |  |  | ELECTROSURGICALUNIT-ERBE USA-VIO 300D | 4/3/17 |  | ESU-SA | Covered PM Repair - Biomedical | MHHS-Sugarland | [8 empty] | ELECTROSURGICALUNIT | Electrosurgical Unit | ERBE
NO | YES |  |  |  | 069-38052 | 069-38052 | Erbe USA Inc | VIO 300D |  |  | TMC-Gi/Endo-Adult (1J) | MHHS-TMC |  | Electrosurgical Unit |  | 069-38052 | 069-38052 | TMC | MHHS-TMC | TMC-Gi/Endo-Adult (1J) |  | 4/1/19 |  |  |  | ELECTROSURGICAL UNITS |  | ELECTROSURGICALUNIT-ERBE USA-VIO 300D | ELECTROSURGICALUNIT | VIO 300D |  |  |  | ERBE | Electrosurgical Unit |  |  | ELECTROSURGICALUNIT-ERBE USA-VIO 300D | 4/3/17 |  |  | Covered PM Repair - Biomedical | MHHS-TMC
NO | YES |  |  |  | 069-41986 | 069-41986 | Erbe USA Inc | VIO 300D |  |  | Gi lab | MHHS-TMC |  | Electrosurgical Unit |  | 069-41986 | 069-41986 | TMC | Memorial Hermann-Texas Medical Center | Gi lab | Fluro scope 482 | 2/1/20 |  | 8/1/20 |  | ELECTROSURGICAL UNITS |  | ELECTROSURGICALUNIT-ERBE USA-VIO 300D | ELECTROSURGICALUNIT | VIO 300D |  |  |  | ERBE | Electrosurgical Unit |  |  | ELECTROSURGICALUNIT-ERBE USA-VIO 300D | 4/3/17 |  |  | Covered PM Repair - Biomedical | MHHS-TMC
NO | YES |  |  |  | 069-42799 | 069-42799 | Erbe USA Inc | VIO 300D |  |  | TMC-Gi/Endo-Adult (1J) | MHHS-TMC |  | Electrosurgical Unit |  | 069-42799 | 069-42799 | TMC | MHHS-TMC | TMC-Gi/Endo-Adult (1J) |  | 6/1/19 |  | 6/1/20 |  | ELECTROSURGICAL UNITS |  | ELECTROSURGICALUNIT-ERBE USA-VIO 300D | ELECTROSURGICALUNIT | VIO 300D |  |  |  | ERBE | Electrosurgical Unit |  |  | ELECTROSURGICALUNIT-ERBE USA-VIO 300D | 4/3/17 |  |  | Covered PM Repair - Biomedical | MHHS-TMC
NO | YES |  |  |  | 069-39991 | 069-39991 | Erbe USA Inc | VIO 300D |  |  | TMC-OR-Robertson (2R) | MHHS-TMC |  | Electrosurgical Unit |  | 069-39991 | 069-39991 | TMC | MHHS-TMC | TMC-OR-Robertson (2R) | TMC OR ROBERTSON (2R) | 11/1/19 |  | 5/1/20 |  | ELECTROSURGICAL UNITS |  | ELECTROSURGICALUNIT-ERBE USA-VIO 300D | ELECTROSURGICALUNIT | VIO 300D |  |  |  | ERBE | Electrosurgical Unit |  |  | ELECTROSURGICALUNIT-ERBE USA-VIO 300D | 4/3/17 |  |  | Covered PM Repair - Biomedical | MHHS-TMC
NO | YES |  |  |  | 069-41717 | 069-41717 | Erbe USA Inc | VIO 300D |  |  | TMC-OR-CVOR (7Hvi) | MHHS-TMC |  | Electrosurgical Unit |  | 069-41717 | 069-41717 | TMC | MHHS-TMC | TMC-OR-CVOR (7Hvi) | Cv OR 4 | 8/1/19 |  |  |  | ELECTROSURGICAL UNITS | Electrosurgical Unit | ELECTROSURGICALUNIT-ERBE USA-VIO 300D | ELECTROSURGICALUNIT | VIO 300D |  |  |  | ERBE | Electrosurgical Unit |  |  | ELECTROSURGICALUNIT-ERBE USA-VIO 300D | 4/3/17 |  | ESU-SA | Covered PM Repair - Biomedical | MHHS-TMC | [8 empty] | ELECTROSURGICALUNIT | Electrosurgical Unit | ERBE
NO | YES | [5 empty] | Erbe USA Inc | VIO 300D |  |  | Woodlands-Endoscopy | MHHS-Woodlands |  | Electrosurgical Unit |  |  |  | Woodlands | MHHS-Woodlands | Woodlands-Endoscopy | Hallway | 4/1/19 |  | 4/1/20 |  | ELECTROSURGICAL UNITS | Electrosurgical Unit | ELECTROSURGICALUNIT-ERBE USA-VIO 300D | ELECTROSURGICALUNIT | VIO 300D |  |  |  | ERBE | Electrosurgical Unit |  |  | ELECTROSURGICALUNIT-ERBE USA-VIO 300D | 4/3/17 |  | ESU-SA | Covered PM Repair - Biomedical | MHHS-Woodlands | [8 empty] | ELECTROSURGICALUNIT | Electrosurgical Unit | ERBE
NO | NO |  |  |  | 009-33731 |  | Erbe USA Inc | VIO 300D |  | NQ16341704 | GH - OR | MHHS-Greater Heights |  | Electrosurgical Unit |  | 009-33731 |  | Central & Greater Heights |  | GH - OR | [5 empty] | ELECTROSURGICAL UNITS |  | ELECTROSURGICALUNIT-ERBE USA-VIO 300D | ELECTROSURGICALUNIT | VIO 300D |  |  |  | ERBE | Electrosurgical Unit |  |  | ELECTROSURGICALUNIT-ERBE USA-VIO 300D |  |  |  | Covered PM Repair - Biomedical | MHHS-Greater Heights
NO | NO |  |  |  | 069-39995 |  | Erbe USA Inc | VIO 300D |  |  | TMC - GI/ENDO - ADULT (1J) | MHHS-TMC |  | Electrosurgical Unit |  | 069-39995 |  | TMC |  | TMC - GI/ENDO - ADULT (1J) | [5 empty] | ELECTROSURGICAL UNITS |  | ELECTROSURGICALUNIT-ERBE USA-VIO 300D | ELECTROSURGICALUNIT | VIO 300D |  |  |  | ERBE | Electrosurgical Unit |  |  | ELECTROSURGICALUNIT-ERBE USA-VIO 300D |  |  |  | Covered PM Repair - Biomedical | MHHS-TMC
NO | NO |  |  |  | 069-42445 |  | Erbe USA Inc | VIO 300D |  |  | TMC - GI/ENDO - PEDI (GHP) | MHHS-TMC |  | Electrosurgical Unit |  | 069-42445 |  | TMC |  | TMC - GI/ENDO - PEDI (GHP) | [5 empty] | ELECTROSURGICAL UNITS |  | ELECTROSURGICALUNIT-ERBE USA-VIO 300D | ELECTROSURGICALUNIT | VIO 300D |  |  |  | ERBE | Electrosurgical Unit |  |  | ELECTROSURGICALUNIT-ERBE USA-VIO 300D |  |  |  | Covered PM Repair - Biomedical | MHHS-TMC
NO | NO |  |  |  | 069-46297 |  | Erbe USA Inc | VIO 300D |  |  | TMC - PLAZA - ERTAN DDC (STE 1400) | MHHS-TMC |  | Electrosurgical Unit |  | 069-46297 |  | TMC |  | TMC - PLAZA - ERTAN DDC (STE 1400) | [5 empty] | ELECTROSURGICAL UNITS |  | ELECTROSURGICALUNIT-ERBE USA-VIO 300D | ELECTROSURGICALUNIT | VIO 300D |  |  |  | ERBE | Electrosurgical Unit |  |  | ELECTROSURGICALUNIT-ERBE USA-VIO 300D |  |  |  | Covered PM Repair - Biomedical | MHHS-TMC
NO | NO | [5 empty] | Erbe USA Inc | VIO 300D |  |  | TMC - PLAZA - ERTAN DDC (STE 1400) | MHHS-TMC |  | Electrosurgical Unit |  |  |  | TMC |  | TMC - PLAZA - ERTAN DDC (STE 1400) | [5 empty] | ELECTROSURGICAL UNITS |  | ELECTROSURGICALUNIT-ERBE USA-VIO 300D | ELECTROSURGICALUNIT | VIO 300D |  |  |  | ERBE | Electrosurgical Unit |  |  | ELECTROSURGICALUNIT-ERBE USA-VIO 300D |  |  |  | Covered PM Repair - Biomedical | MHHS-TMC
NO | NO |  |  |  | 069-40182 |  | Erbe USA Inc | VIO 300D |  |  | TMC - RESPIRATORY - ADULT | MHHS-TMC |  | Electrosurgical Unit |  | 069-40182 |  | TMC |  | TMC - RESPIRATORY - ADULT | [5 empty] | ELECTROSURGICAL UNITS |  | ELECTROSURGICALUNIT-ERBE USA-VIO 300D | ELECTROSURGICALUNIT | VIO 300D |  |  |  | ERBE | Electrosurgical Unit |  |  | ELECTROSURGICALUNIT-ERBE USA-VIO 300D |  |  |  | Covered PM Repair - Biomedical | MHHS-TMC
NO | NO | [5 empty] | Erbe USA Inc | VIO CART |  | a-5049 | TMC - GI/ENDO - ADULT (1J) | MHHS-TMC | [5 empty] | TMC |  | TMC - GI/ENDO - ADULT (1J) | [5 empty] | CARTS |  | .needs class | [13 empty] | Covered PM Repair - Biomedical | MHHS-TMC
NO | YES |  |  |  | 041-34206 | 041-34206 | Erbe USA Inc | VIO DV |  |  | MEMORIAL CITY - MOR | MHHS-Mem City |  | Electrosurgical Unit |  | 041-34206 | 041-34206 | West | Memorial Hermann Memorial City Medical Center | MEMORIAL CITY - MOR | OR 8 |  |  |  |  | ELECTROSURGICAL UNITS |  | ELECTROSURGICALUNIT-ERBE USA-VIO dV | ELECTROSURGICALUNIT | VIO dV |  |  |  | ERBE | Electrosurgical Unit |  |  | ELECTROSURGICALUNIT-ERBE USA-VIO dV |  |  |  | Covered PM Repair - Biomedical | MHHS-Mem City
NO | NO |  |  |  | 041-32669 |  | Erbe USA Inc | VIO DV |  |  | MEMORIAL CITY - MOR | MHHS-Mem City |  | Electrosurgical Unit |  | 041-32669 |  | West & Memorial City |  | MEMORIAL CITY - MOR | [5 empty] | ELECTROSURGICAL UNITS |  | ELECTROSURGICALUNIT-ERBE USA-VIO dV | ELECTROSURGICALUNIT | VIO dV |  |  |  | ERBE | Electrosurgical Unit |  |  | ELECTROSURGICALUNIT-ERBE USA-VIO dV |  |  |  | Covered PM Repair - Biomedical | MHHS-Mem City
NO | YES |  |  |  | 041-14180 | 041-14180 | ERBE USA, INC. | VIO 200 S |  |  | MEMORIAL CITY - Endoscopy |  |  |  |  | 041-14180 | 041-14180 | West | MEMORIAL CITY - MEMORIAL HERMANN HOSPITAL WEST TOWER | MEMORIAL CITY - Endoscopy | 148 Procedure Rm 5
YES | YES |  |  |  | 099-09701 | 099-09701 | Ergo express | 2000rfwdii |  | 060418a | Gi lab |  |  |  |  | 099-09701 | 099-09701 | TMC | Memorial Hermann-Texas Medical Center | Gi lab | Storage area
NO | YES |  |  |  |  | 099-14959 | ERGOTRON | NEO-FLEX |  | NSN | TIRR-Kirby Glenn | MHHS-TIRR |  |  |  |  | 099-14959 | TMC | MHHS-Others | TIRR-Kirby Glenn | TIRR - KIRBY GLENN |  |  |  |  | CARTS |  | .needs class | [5 empty] | Ergotron Inc | [7 empty] | Covered PM Repair - Biomedical | MHHS-TIRR
YES | YES |  |  |  | 099-00714 | 099-00714 | Ergotron Inc | CNF |  | 1657718-0003 | [5 empty] | 099-00714 | 099-00714 | Sugar Land | Memorial Hermann Sports Medicine |  | Room 2 | [6 empty] | .needs class
YES | YES |  |  |  | 005-09279 | 005-09279 | Ergotron Inc | ELO-2703LM |  | D12C031027 | SE - EMERGENCY CENTER |  |  |  |  | 005-09279 | 005-09279 | Southeast | Memorial Hermman South East | SE - EMERGENCY CENTER | Nurse Station
YES | YES | Asset Tag 136DK |  |  | 136DK | 136DK | Escail, Minneapolis USA | 136DK |  | Cnf | MEMORIAL CITY - PEDIATRICS |  |  |  |  | 136DK | 136DK | West | West | MEMORIAL CITY - PEDIATRICS | MH4:205 Room 4M13
YES | YES | Asset Tag 136DK |  |  | 136DK | 136DK | Escali Corp. | 136DK |  | N/A | MEMORIAL CITY - PEDS - NURSERY |  |  |  |  | 136DK | 136DK | West | Memorial Hermann Memorial City Medical Center | MEMORIAL CITY - PEDS - NURSERY | MEMORIAL CITY PEDS
YES | YES |  |  |  | scale | N/A | Escali Corp. | 136DK |  | N/A | MEMORIAL CITY - PEDS - NURSERY |  |  |  |  | scale | N/A | West | Memorial Hermann Memorial City Medical Center | MEMORIAL CITY - PEDS - NURSERY | MEMORIAL CITY PEDS
YES | YES |  |  |  | 151-04396 | 151-04396 | ESMI | TENS-6000 |  | A292973 | SMR - (PL) - PEARLAND EAST |  |  |  |  | 151-04396 | 151-04396 | Pearland | Sports Med | SMR - (PL) - PEARLAND EAST | Storage Cabinet
NO | NO |  |  |  | 009-10737 |  | ESSICK AIR | EP9800 |  | FL14133 | OPID - (SE) - LEAGUE CITY CCC - 409 | MHHS-OPID |  |  |  | 009-10737 |  | Southeast & Bay Area |  | OPID - (SE) - LEAGUE CITY CCC - 409 | [5 empty] | HUMIDIFIERS |  | .needs class | [13 empty] | Covered PM Repair - Biomedical | MHHS-OPID
YES | YES |  |  |  | 005-33346 | 005-33346 | Etekcity | EK4150 |  | US03456D19000927 | SUGAR LAND - Labor |  |  |  |  | 005-33346 | 005-33346 | Sugar Land | Memorial Hermann Sugar Land Hospital | SUGAR LAND - Labor | Suite 302
YES | YES |  |  |  | 145-01507 | 145-01507 | Etekcity | EK4150 |  | US03622E19002463 | SUGAR LAND - Labor |  |  |  |  | 145-01507 | 145-01507 | Sugar Land | Memorial Hermann Sugar Land Hospital | SUGAR LAND - Labor | Suite 304
YES | YES |  |  |  | 145-01512 | 145-01512 | Etekcity | EK4150 |  | US03612E19001921 | SUGAR LAND - Labor |  |  |  |  | 145-01512 | 145-01512 | Sugar Land | Memorial Hermann Sugar Land Hospital | SUGAR LAND - Labor | Suite 307
YES | YES |  |  |  | 145-01516 | 145-01516 | Etekcity | EK4150 |  | US03612E19001923 | SUGAR LAND - Labor |  |  |  |  | 145-01516 | 145-01516 | Sugar Land | Memorial Hermann Sugar Land Hospital | SUGAR LAND - Labor | Nurses Station
YES | YES |  |  |  | 145-01517 | 145-01517 | Etekcity | EK4150 |  | US03612E19001876 | SUGAR LAND - Labor |  |  |  |  | 145-01517 | 145-01517 | Sugar Land | Memorial Hermann Sugar Land Hospital | SUGAR LAND - Labor | Nurses Station
YES | YES |  |  |  | 005-33175 | 005-33175 | Etekcity | EK4150 |  | US03546D19000734 | Labor |  |  |  |  | 005-33175 | 005-33175 | Sugar Land | Memorial Hermann Sugar Land Hospital | Labor | Suite 305 | 3/1/20
YES | YES |  |  |  | 129-31642 | 129-31642 | Etekcity | EK4150 |  | US03546D19001204 | SUGAR LAND - Labor |  |  |  |  | 129-31642 | 129-31642 | Sugar Land | Memorial Hermann Sugar Land Hospital | SUGAR LAND - Labor | Suite 306
YES | YES |  |  |  | 099-10790 | 099-10790 | Etekcity | EK4150 |  | US03612E19000719 | SW - NURSERY |  |  |  |  | 099-10790 | 099-10790 | Southwest | Memorial Hermann Southwest Hospital | SW - NURSERY | Nursery |  |  |  | New Add
YES | YES |  |  |  | 583-01714 | 583-01714 | Etekcity | EK4150 |  | US03546D19000498 | SW-Labor |  |  |  |  | 583-01714 | 583-01714 | Southwest | Memorial Hermann Southwest Hospital | SW-Labor
YES | YES |  |  |  | 583-01712 | 583-01712 | Etekcity | EK4150 |  | US03546D19000959 | SW-Labor |  |  |  |  | 583-01712 | 583-01712 | Southwest | Memorial Hermann Southwest Hospital | SW-Labor
YES | YES |  |  |  | 583-01711 | 583-01711 | Etekcity | EK4150 |  | US03546D91000548 | SW-Labor |  |  |  |  | 583-01711 | 583-01711 | Southwest | Memorial Hermann Southwest Hospital | SW-Labor
YES | YES |  |  |  | 142-09540 | 142-09540 | Etekcity | EK4150 |  | US03546D190001030 | SE-Labor |  |  |  |  | 142-09540 | 142-09540 | Southwest | Memorial Hermann Southwest Hospital | SE-Labor
YES | YES |  |  |  | 142-09545 | 142-09545 | Etekcity | EK4150 |  | US3546D19001006 | SW - Labor Delivery |  |  |  |  | 142-09545 | 142-09545 | Southwest | Memorial Hermann Southwest Hospital | SW - Labor Delivery | OR 2
YES | YES |  |  |  | 099-03348 | 099-03348 | Etekcity | EK4150 |  | US3546D19000950 | SW - Labor Delivery |  |  |  |  | 099-03348 | 099-03348 | Southwest | Memorial Hermann Southwest Hospital | SW - Labor Delivery | Room 9 |  |  |  | Scale
YES | YES |  |  |  | 005-33078 | 005-33078 | Etekcity | EX450 |  | US3546010000930 | SUGAR LAND - LABOR |  |  |  |  | 005-33078 | 005-33078 | Sugar Land | Memorial Hermann Sugar Land Hospital | SUGAR LAND - LABOR | L
YES | YES |  |  |  | 099-00233 | 099-00233 | Ether | H16 |  | A528100364 | KATY - |  |  |  |  | 099-00233 | 099-00233 | Katy | Katy | KATY - | Bio med shop | 2/1/20 |  |  | No pm
YES | YES |  |  |  | 005-11996 | 005-11996 | Ethicon | Omrix |  | MRXU0289 | SE - OR |  |  |  |  | 005-11996 | 005-11996 | Southeast | Memorial Hermman South East | SE - OR | OR corridor
NO | NO |  |  |  | 041-18416 |  | Ethicon Endo-Surgery | EVICEL AIRLESS SPRAY ACCESSORY (SURGERY) |  | MRXU1453 | MEMORIAL CITY - MOR | MHHS-Mem City |  |  |  | 041-18416 |  | West & Memorial City |  | MEMORIAL CITY - MOR | [5 empty] | MISCELLANEOUS MAINTENANCE |  | .needs class | [5 empty] | Ethicon | [7 empty] | Covered PM Repair - Respiratory/Steriliz | MHHS-Mem City
NO | YES |  |  |  | 029-09347 | 029-09347 | Ethicon Endo-Surgery | EVRC67 |  | MRXU0062 | Woodlands-OR | MHHS-Woodlands |  | Regulator |  | 029-09347 | 029-09347 | Woodlands | MHHS-Woodlands | Woodlands-OR | Equipment Storage |  |  |  |  | REGULATORS, SUCTION | Regulator | REGULAT-Ethicon-EVRC67 | REGULAT | EVRC67 |  |  |  | Ethicon | Regulator |  | REGULAT-Ethicon-EVRC67 |  | 2/22/26 |  |  | Not Covered Vendor Only - Biomedical | MHHS-Woodlands | [8 empty] | REGULAT | Regulator | Ethicon
NO | NO |  |  |  | 069-38612 |  | Ethicon Endo-Surgery | EVRC67 |  | MRXU0328 | TMC - OR - ROBERTSON (2R) | MHHS-TMC |  | Regulator |  | 069-38612 |  | TMC |  | TMC - OR - ROBERTSON (2R) | [5 empty] | REGULATORS, SUCTION |  | REGULAT-Ethicon-EVRC67 | REGULAT | EVRC67 |  |  |  | Ethicon | Regulator |  | REGULAT-Ethicon-EVRC67 |  |  |  |  | Not Covered Vendor Only - Biomedical | MHHS-TMC
NO | YES | [5 empty] | Ethicon Endo-Surgery | G300 |  |  | Memorial city Operating room | MHHS-Mem City |  | Microscope, Laboratory |  |  |  | West Memorial city | Memorial city - memorial herman hospital | Memorial city Operating room | Procedure room 2 |  |  |  |  | ULTRASOUND SURGICAL UNITS |  | MICROSCOPELAB-PSS World Med-G300 | MICROSCOPELAB | G300 |  |  |  | PSS World Med | Microscope, Laboratory |  |  | MICROSCOPELAB-PSS World Med-G300 |  |  |  | Not Covered Vendor Only - Biomedical | MHHS-Mem City
NO | NO | [5 empty] | Ethicon Endo-Surgery | G300 |  |  | MEMORIAL CITY - MOR | MHHS-Mem City |  | Microscope, Laboratory |  |  |  | West & Memorial City |  | MEMORIAL CITY - MOR | [5 empty] | ULTRASOUND SURGICAL UNITS |  | MICROSCOPELAB-PSS World Med-G300 | MICROSCOPELAB | G300 |  |  |  | PSS World Med | Microscope, Laboratory |  |  | MICROSCOPELAB-PSS World Med-G300 |  |  |  | Not Covered Vendor Only - Biomedical | MHHS-Mem City
NO | YES |  |  |  | 151-03452 | 151-03452 | Ethicon Endo-Surgery | GEN11 |  |  | CY-OR | MHHS-Cypress |  | Electrosurgical Unit |  | 151-03452 | 151-03452 | Northwest | MHHS-Cypress | CY-OR | OR 6 | 10/1/19 | 12/1/20 |  |  | ULTRASOUND SURGICAL UNITS | Electrosurgical Unit | ELECTROSURGICALUNIT-Ethicon-GEN11 | ELECTROSURGICALUNIT | GEN11 |  |  |  | Ethicon | Electrosurgical Unit |  | ELECTROSURGICALUNIT-Ethicon-GEN11 |  | 3/4/15 |  | ESU-SA | Covered PM Repair - Biomedical | MHHS-Cypress | [8 empty] | ELECTROSURGICALUNIT | Electrosurgical Unit | Ethicon
NO | YES |  |  |  | 009-09055 | 009-09055 | Ethicon Endo-Surgery | GEN11 |  |  | GH-OR | MHHS-Greater Heights |  | Electrosurgical Unit |  | 009-09055 | 009-09055 | Central & Greater Heights | MHHS-Greater Heights | GH-OR | Room 3 | 12/1/19 |  | 6/1/20 |  | ULTRASOUND SURGICAL UNITS | Electrosurgical Unit | ELECTROSURGICALUNIT-Ethicon-GEN11 | ELECTROSURGICALUNIT | GEN11 |  |  |  | Ethicon | Electrosurgical Unit |  | ELECTROSURGICALUNIT-Ethicon-GEN11 |  | 10/20/14 |  | ESU-SA | Covered PM Repair - Biomedical | MHHS-Greater Heights | [8 empty] | ELECTROSURGICALUNIT | Electrosurgical Unit | Ethicon
NO | YES |  |  |  | 009-09056 | 009-09056 | Ethicon Endo-Surgery | GEN11 |  |  | GH-OR | MHHS-Greater Heights |  | Electrosurgical Unit |  | 009-09056 | 009-09056 | Central | MHHS-Greater Heights | GH-OR | OR | 6/1/19 |  | 6/1/20 |  | ULTRASOUND SURGICAL UNITS | Electrosurgical Unit | ELECTROSURGICALUNIT-Ethicon-GEN11 | ELECTROSURGICALUNIT | GEN11 |  |  |  | Ethicon | Electrosurgical Unit |  | ELECTROSURGICALUNIT-Ethicon-GEN11 |  | 10/20/13 |  | ESU-SA | Covered PM Repair - Biomedical | MHHS-Greater Heights | [8 empty] | ELECTROSURGICALUNIT | Electrosurgical Unit | Ethicon
NO | YES |  |  |  | 009-09057 | 009-09057 | Ethicon Endo-Surgery | GEN11 |  |  | GH-OR | MHHS-Greater Heights |  | Electrosurgical Unit |  | 009-09057 | 009-09057 | Central & Greater Heights | MHHS-Greater Heights | GH-OR | Room 1 | 6/1/19 |  | 6/1/20 |  | ULTRASOUND SURGICAL UNITS | Electrosurgical Unit | ELECTROSURGICALUNIT-Ethicon-GEN11 | ELECTROSURGICALUNIT | GEN11 |  |  |  | Ethicon | Electrosurgical Unit |  | ELECTROSURGICALUNIT-Ethicon-GEN11 |  | 10/20/14 |  | ESU-SA | Covered PM Repair - Biomedical | MHHS-Greater Heights | [8 empty] | ELECTROSURGICALUNIT | Electrosurgical Unit | Ethicon
NO | YES |  |  |  | 009-33550 | 009-33550 | Ethicon Endo-Surgery | GEN11 |  |  | GH-OR | MHHS-Greater Heights |  | Electrosurgical Unit |  | 009-33550 | 009-33550 | Central | MHHS-Greater Heights | GH-OR | OR 4 | 6/1/19 |  |  |  | ULTRASOUND SURGICAL UNITS | Electrosurgical Unit | ELECTROSURGICALUNIT-Ethicon-GEN11 | ELECTROSURGICALUNIT | GEN11 |  |  |  | Ethicon | Electrosurgical Unit |  | ELECTROSURGICALUNIT-Ethicon-GEN11 |  | 10/21/14 |  | ESU-SA | Covered PM Repair - Biomedical | MHHS-Greater Heights | [8 empty] | ELECTROSURGICALUNIT | Electrosurgical Unit | Ethicon
NO | YES |  |  |  | 009-33632 | 009-33632 | Ethicon Endo-Surgery | GEN11 |  |  | GH-OR | MHHS-Greater Heights |  | Electrosurgical Unit |  | 009-33632 | 009-33632 | Central | MHHS-Greater Heights | GH-OR |  | 12/1/19 |  | 12/1/20 |  | ULTRASOUND SURGICAL UNITS | Electrosurgical Unit | ELECTROSURGICALUNIT-Ethicon-GEN11 | ELECTROSURGICALUNIT | GEN11 |  |  |  | Ethicon | Electrosurgical Unit |  | ELECTROSURGICALUNIT-Ethicon-GEN11 |  | 3/4/15 |  | ESU-SA | Covered PM Repair - Biomedical | MHHS-Greater Heights | [8 empty] | ELECTROSURGICALUNIT | Electrosurgical Unit | Ethicon
NO | YES |  |  |  | 133-07687 | 133-07687 | Ethicon Endo-Surgery | GEN11 |  |  | Katy-OR | MHHS-Katy |  | Electrosurgical Unit |  | 133-07687 | 133-07687 | Katy | MHHS-Katy | Katy-OR | OR - Equipment | 8/1/19 | 8/1/20 |  |  | ULTRASOUND SURGICAL UNITS | Electrosurgical Unit | ELECTROSURGICALUNIT-Ethicon-GEN11 | ELECTROSURGICALUNIT | GEN11 |  |  |  | Ethicon | Electrosurgical Unit |  | ELECTROSURGICALUNIT-Ethicon-GEN11 |  |  |  | ESU-SA | Covered PM Repair - Biomedical | MHHS-Katy | [8 empty] | ELECTROSURGICALUNIT | Electrosurgical Unit | Ethicon
NO | YES |  |  |  | 133-07688 | 133-07688 | Ethicon Endo-Surgery | GEN11 |  |  | Katy-OR | MHHS-Katy |  | Electrosurgical Unit |  | 133-07688 | 133-07688 | Katy | MHHS-Katy | Katy-OR | OR - equipment | 8/1/19 | 8/1/20 |  |  | ULTRASOUND SURGICAL UNITS | Electrosurgical Unit | ELECTROSURGICALUNIT-Ethicon-GEN11 | ELECTROSURGICALUNIT | GEN11 |  |  |  | Ethicon | Electrosurgical Unit |  | ELECTROSURGICALUNIT-Ethicon-GEN11 |  |  |  | ESU-SA | Covered PM Repair - Biomedical | MHHS-Katy | [8 empty] | ELECTROSURGICALUNIT | Electrosurgical Unit | Ethicon
NO | YES |  |  |  | 133-07689 | 133-07689 | Ethicon Endo-Surgery | GEN11 |  |  | Katy-OR | MHHS-Katy |  | Electrosurgical Unit |  | 133-07689 | 133-07689 | Katy | MHHS-Katy | Katy-OR | OR - Equipment | 8/1/19 | 8/1/20 |  |  | ULTRASOUND SURGICAL UNITS | Electrosurgical Unit | ELECTROSURGICALUNIT-Ethicon-GEN11 | ELECTROSURGICALUNIT | GEN11 |  |  |  | Ethicon | Electrosurgical Unit |  | ELECTROSURGICALUNIT-Ethicon-GEN11 |  | 4/18/14 |  | ESU-SA | Covered PM Repair - Biomedical | MHHS-Katy | [8 empty] | ELECTROSURGICALUNIT | Electrosurgical Unit | Ethicon
NO | YES |  |  |  | 041-17116 | 041-17116 | Ethicon Endo-Surgery | GEN11 |  |  | Memorial city Operating room | MHHS-Mem City |  | Electrosurgical Unit |  | 041-17116 | 041-17116 | West Memorial city | Memorial city - memorial herman hospital | Memorial city Operating room | Procedure room 2 |  |  |  |  | ULTRASOUND SURGICAL UNITS |  | ELECTROSURGICALUNIT-Ethicon-GEN11 | ELECTROSURGICALUNIT | GEN11 |  |  |  | Ethicon | Electrosurgical Unit |  | ELECTROSURGICALUNIT-Ethicon-GEN11 |  |  |  |  | Covered PM Repair - Biomedical | MHHS-Mem City
NO | YES |  |  |  | 041-17117 | 041-17117 | Ethicon Endo-Surgery | GEN11 |  |  | MEMORIAL CITY - MOR | MHHS-Mem City |  | Electrosurgical Unit |  | 041-17117 | 041-17117 | West | Memorial City - Memorial Hermann Hospital | MEMORIAL CITY - MOR | E2 321 Surgery Rm 6 |  |  |  |  | ULTRASOUND SURGICAL UNITS |  | ELECTROSURGICALUNIT-Ethicon-GEN11 | ELECTROSURGICALUNIT | GEN11 |  |  |  | Ethicon | Electrosurgical Unit |  | ELECTROSURGICALUNIT-Ethicon-GEN11 |  |  |  |  | Covered PM Repair - Biomedical | MHHS-Mem City
NO | YES |  |  |  | 041-17132 | 041-17132 | Ethicon Endo-Surgery | GEN11 |  |  | MEMORIAL CITY - OUTPATIENT SURGERY | MHHS-Mem City |  | Electrosurgical Unit |  | 041-17132 | 041-17132 | West | Memorial City - Memorial Hermann Hospital West Tower | MEMORIAL CITY - OUTPATIENT SURGERY | W1 300.75 OR 3 |  |  |  |  | ULTRASOUND SURGICAL UNITS |  | ELECTROSURGICALUNIT-Ethicon-GEN11 | ELECTROSURGICALUNIT | GEN11 |  |  |  | Ethicon | Electrosurgical Unit |  | ELECTROSURGICALUNIT-Ethicon-GEN11 |  |  |  |  | Covered PM Repair - Biomedical | MHHS-Mem City
NO | YES |  |  |  | 041-32791 | 041-32791 | Ethicon Endo-Surgery | GEN11 |  |  | MEMORIAL CITY - OUTPATIENT SURGERY | MHHS-Mem City |  | Electrosurgical Unit |  | 041-32791 | 041-32791 | West | Memorial Hermann Memorial City Medical Center | MEMORIAL CITY - OUTPATIENT SURGERY | Memorial City - Day Surgery Room W1 300.82 OR14 |  |  |  |  | ULTRASOUND SURGICAL UNITS |  | ELECTROSURGICALUNIT-Ethicon-GEN11 | ELECTROSURGICALUNIT | GEN11 |  |  |  | Ethicon | Electrosurgical Unit |  | ELECTROSURGICALUNIT-Ethicon-GEN11 |  |  |  |  | Covered PM Repair - Biomedical | MHHS-Mem City
NO | YES |  |  |  | 041-32792 | 041-32792 | Ethicon Endo-Surgery | GEN11 |  |  | MEMORIAL CITY - OUTPATIENT SURGERY | MHHS-Mem City |  | Electrosurgical Unit |  | 041-32792 | 041-32792 | West | Memorial Hermann - Memorial City | MEMORIAL CITY - OUTPATIENT SURGERY | OR Room 10 |  |  |  |  | ULTRASOUND SURGICAL UNITS |  | ELECTROSURGICALUNIT-Ethicon-GEN11 | ELECTROSURGICALUNIT | GEN11 |  |  |  | Ethicon | Electrosurgical Unit |  | ELECTROSURGICALUNIT-Ethicon-GEN11 |  |  |  |  | Covered PM Repair - Biomedical | MHHS-Mem City
NO | YES |  |  |  |  | 041-17122 | Ethicon Endo-Surgery | GEN11 |  |  | MEMORIAL CITY - MOR | MHHS-Mem City |  | Electrosurgical Unit |  |  | 041-17122 | West | Memorial Hermann Memorial City Medical Center | MEMORIAL CITY - MOR | MEMORIAL CITY - MOR |  |  |  |  | ULTRASOUND SURGICAL UNITS |  | ELECTROSURGICALUNIT-Ethicon-GEN11 | ELECTROSURGICALUNIT | GEN11 |  |  |  | Ethicon | Electrosurgical Unit |  | ELECTROSURGICALUNIT-Ethicon-GEN11 |  |  |  |  | Covered PM Repair - Biomedical | MHHS-Mem City
NO | YES |  |  |  | 041-17115 | 041-17115 | Ethicon Endo-Surgery | GEN11 |  |  | MEMORIAL CITY - OUTPATIENT SURGERY | MHHS-Mem City |  | Electrosurgical Unit |  | 041-17115 | 041-17115 | West | Memorial City- Memorial Hermann Hospital | MEMORIAL CITY - OUTPATIENT SURGERY | Case Cart Staging Area W1 300.26 |  |  |  |  | ULTRASOUND SURGICAL UNITS |  | ELECTROSURGICALUNIT-Ethicon-GEN11 | ELECTROSURGICALUNIT | GEN11 |  |  |  | Ethicon | Electrosurgical Unit |  | ELECTROSURGICALUNIT-Ethicon-GEN11 |  |  |  |  | Covered PM Repair - Biomedical | MHHS-Mem City
NO | YES |  |  |  | 041-17129 | 041-17129 | Ethicon Endo-Surgery | GEN11 |  |  | MEMORIAL CITY - OUTPATIENT SURGERY | MHHS-Mem City |  | Electrosurgical Unit |  | 041-17129 | 041-17129 | West | Memorial City - Memorial Hermann Hospital West Tower | MEMORIAL CITY - OUTPATIENT SURGERY | W1 300.73 OR 2 |  |  |  |  | ULTRASOUND SURGICAL UNITS |  | ELECTROSURGICALUNIT-Ethicon-GEN11 | ELECTROSURGICALUNIT | GEN11 |  |  |  | Ethicon | Electrosurgical Unit |  | ELECTROSURGICALUNIT-Ethicon-GEN11 |  |  |  |  | Covered PM Repair - Biomedical | MHHS-Mem City
NO | YES |  |  |  | 041-17130 | 041-17130 | Ethicon Endo-Surgery | GEN11 |  |  | MEMORIAL CITY - Outpatient | MHHS-Mem City |  | Electrosurgical Unit |  | 041-17130 | 041-17130 | West | Memorial Hermann Memorial City Medical Center | MEMORIAL CITY - Outpatient | MEMORIAL CITY - OUTPATIENT |  |  |  |  | ULTRASOUND SURGICAL UNITS |  | ELECTROSURGICALUNIT-Ethicon-GEN11 | ELECTROSURGICALUNIT | GEN11 |  |  |  | Ethicon | Electrosurgical Unit |  | ELECTROSURGICALUNIT-Ethicon-GEN11 |  |  |  |  | Covered PM Repair - Biomedical | MHHS-Mem City
NO | YES |  |  |  | 041-34248 | 041-34248 | Ethicon Endo-Surgery | GEN11 |  |  | MEMORIAL CITY - Outpatient | MHHS-Mem City |  | Electrosurgical Unit |  | 041-34248 | 041-34248 | West | Memorial Hermann Memorial City Medical Center | MEMORIAL CITY - Outpatient | MEMORIAL CITY - OUTPATIENTION |  |  |  |  | ULTRASOUND SURGICAL UNITS |  | ELECTROSURGICALUNIT-Ethicon-GEN11 | ELECTROSURGICALUNIT | GEN11 |  |  |  | Ethicon | Electrosurgical Unit |  | ELECTROSURGICALUNIT-Ethicon-GEN11 |  |  |  |  | Covered PM Repair - Biomedical | MHHS-Mem City
NO | YES |  |  |  | 041-34249 | 041-34249 | Ethicon Endo-Surgery | GEN11 |  |  | Memorial City-Outpatient Surgery | MHHS-Mem City |  | Electrosurgical Unit |  | 041-34249 | 041-34249 | West | Memorial Hermann Memorial City Medical Center | Memorial City-Outpatient Surgery | W1 OPS OR 4 |  |  |  |  | ULTRASOUND SURGICAL UNITS |  | ELECTROSURGICALUNIT-Ethicon-GEN11 | ELECTROSURGICALUNIT | GEN11 |  |  |  | Ethicon | Electrosurgical Unit |  | ELECTROSURGICALUNIT-Ethicon-GEN11 |  |  |  |  | Covered PM Repair - Biomedical | MHHS-Mem City
NO | YES |  |  |  | 041-34250 | 041-34250 | Ethicon Endo-Surgery | GEN11 |  |  | MEMORIAL CITY - OUTPATIENT SURGERY | MHHS-Mem City |  | Electrosurgical Unit |  | 041-34250 | 041-34250 | West | Memorial Hermann - Memorial City | MEMORIAL CITY - OUTPATIENT SURGERY | W1 300.70 OR 5 |  |  |  |  | ULTRASOUND SURGICAL UNITS |  | ELECTROSURGICALUNIT-Ethicon-GEN11 | ELECTROSURGICALUNIT | GEN11 |  |  |  | Ethicon | Electrosurgical Unit |  | ELECTROSURGICALUNIT-Ethicon-GEN11 |  |  |  |  | Covered PM Repair - Biomedical | MHHS-Mem City
NO | YES |  |  |  | 041-34251 | 041-34251 | Ethicon Endo-Surgery | GEN11 |  |  | MEMORIAL CITY - Outpatient | MHHS-Mem City |  | Electrosurgical Unit |  | 041-34251 | 041-34251 | West | Memorial Hermann Memorial City Medical Center | MEMORIAL CITY - Outpatient | MEMORIAL CITY - OUTPATIENT |  |  |  |  | ULTRASOUND SURGICAL UNITS |  | ELECTROSURGICALUNIT-Ethicon-GEN11 | ELECTROSURGICALUNIT | GEN11 |  |  |  | Ethicon | Electrosurgical Unit |  | ELECTROSURGICALUNIT-Ethicon-GEN11 |  |  |  |  | Covered PM Repair - Biomedical | MHHS-Mem City
NO | YES |  |  |  |  | 142-05229 | Ethicon Endo-Surgery | GEN11 |  |  | NE-OR | MHHS-Northeast |  | Electrosurgical Unit |  |  | 142-05229 | Katy | MHHS-Northeast | NE-OR | OR 2 | 5/1/19 | 5/1/20 |  |  | ULTRASOUND SURGICAL UNITS | Electrosurgical Unit | ELECTROSURGICALUNIT-Ethicon-GEN11 | ELECTROSURGICALUNIT | GEN11 |  |  |  | Ethicon | Electrosurgical Unit |  | ELECTROSURGICALUNIT-Ethicon-GEN11 |  | 3/4/15 |  | ESU-SA | Covered PM Repair - Biomedical | MHHS-Northeast | [8 empty] | ELECTROSURGICALUNIT | Electrosurgical Unit | Ethicon
NO | YES | Serial Number 1111134566 |  |  |  | 142-05225 | Ethicon Endo-Surgery | GEN11 |  |  | NE - OR | MHHS-Northeast |  | Electrosurgical Unit |  |  | 142-05225 | Katy |  | NE - OR | [5 empty] | ULTRASOUND SURGICAL UNITS |  | ELECTROSURGICALUNIT-Ethicon-GEN11 | ELECTROSURGICALUNIT | GEN11 |  |  |  | Ethicon | Electrosurgical Unit |  | ELECTROSURGICALUNIT-Ethicon-GEN11 |  |  |  |  | Covered PM Repair - Biomedical | MHHS-Northeast
NO | YES |  |  |  |  | 142-05228 | Ethicon Endo-Surgery | GEN11 |  |  | NE-OR | MHHS-Northeast |  | Electrosurgical Unit |  |  | 142-05228 | Katy | MHHS-Northeast | NE-OR | NE - OR | 5/1/19 | 5/1/20 |  |  | ULTRASOUND SURGICAL UNITS | Electrosurgical Unit | ELECTROSURGICALUNIT-Ethicon-GEN11 | ELECTROSURGICALUNIT | GEN11 |  |  |  | Ethicon | Electrosurgical Unit |  | ELECTROSURGICALUNIT-Ethicon-GEN11 |  | 12/15/93 |  | ESU-SA | Covered PM Repair - Biomedical | MHHS-Northeast | [8 empty] | ELECTROSURGICALUNIT | Electrosurgical Unit | Ethicon
NO | YES |  |  |  | 145-00472 | 145-00472 | Ethicon Endo-Surgery | GEN11 |  |  | Pearland-OR | MHHS-Pearland Hospital |  | Electrosurgical Unit |  | 145-00472 | 145-00472 | Pearland | MHHS-Pearland Hospital | Pearland-OR | OR1 | 9/1/19 | 9/1/20 |  |  | ULTRASOUND SURGICAL UNITS | Electrosurgical Unit | ELECTROSURGICALUNIT-Ethicon-GEN11 | ELECTROSURGICALUNIT | GEN11 |  |  |  | Ethicon | Electrosurgical Unit |  | ELECTROSURGICALUNIT-Ethicon-GEN11 |  | 3/4/15 |  | ESU-SA | Covered PM Repair - Biomedical | MHHS-Pearland Hospital | [8 empty] | ELECTROSURGICALUNIT | Electrosurgical Unit | Ethicon
NO | YES |  |  |  | 145-00483 | 145-00483 | Ethicon Endo-Surgery | GEN11 |  |  | Pearland-OR | MHHS-Pearland Hospital |  | Electrosurgical Unit |  | 145-00483 | 145-00483 | Pearland | MHHS-Pearland Hospital | Pearland-OR |  | 10/1/19 | 10/1/20 |  |  | ULTRASOUND SURGICAL UNITS | Electrosurgical Unit | ELECTROSURGICALUNIT-Ethicon-GEN11 | ELECTROSURGICALUNIT | GEN11 |  |  |  | Ethicon | Electrosurgical Unit |  | ELECTROSURGICALUNIT-Ethicon-GEN11 |  | 3/4/15 |  | ESU-SA | Covered PM Repair - Biomedical | MHHS-Pearland Hospital | [8 empty] | ELECTROSURGICALUNIT | Electrosurgical Unit | Ethicon
NO | YES |  |  |  | 145-00491 | 145-00491 | Ethicon Endo-Surgery | GEN11 |  |  | Pearland-OR | MHHS-Pearland Hospital |  | Electrosurgical Unit |  | 145-00491 | 145-00491 | Pearland | MHHS-Pearland Hospital | Pearland-OR | OR 3 | 10/1/19 | 10/1/20 |  |  | ULTRASOUND SURGICAL UNITS | Electrosurgical Unit | ELECTROSURGICALUNIT-Ethicon-GEN11 | ELECTROSURGICALUNIT | GEN11 |  |  |  | Ethicon | Electrosurgical Unit |  | ELECTROSURGICALUNIT-Ethicon-GEN11 |  | 9/20/17 |  | ESU-SA | Covered PM Repair - Biomedical | MHHS-Pearland Hospital | [8 empty] | ELECTROSURGICALUNIT | Electrosurgical Unit | Ethicon
NO | YES |  |  |  | 145-00504 | 145-00504 | Ethicon Endo-Surgery | GEN11 |  |  | Pearland-Cardiac Cath Lab | MHHS-Pearland Hospital |  | Electrosurgical Unit |  | 145-00504 | 145-00504 | Pearland | MHHS-Pearland Hospital | Pearland-Cardiac Cath Lab | OR8 | 1/1/20 |  | 1/1/20 |  | ULTRASOUND SURGICAL UNITS |  | ELECTROSURGICALUNIT-Ethicon-GEN11 | ELECTROSURGICALUNIT | GEN11 |  |  |  | Ethicon | Electrosurgical Unit |  | ELECTROSURGICALUNIT-Ethicon-GEN11 |  | 5/8/14 |  |  | Covered PM Repair - Biomedical | MHHS-Pearland Hospital
NO | YES |  |  |  | 005-07974 | 005-07974 | Ethicon Endo-Surgery | GEN11 |  |  | SE - Biomed | MHHS-Southeast |  | Electrosurgical Unit |  | 005-07974 | 005-07974 | Southeast | Memorial Hermann Southeast Hospital | SE - Biomed | Biomed | 4/1/19 |  | 4/1/20 |  | ULTRASOUND SURGICAL UNITS |  | ELECTROSURGICALUNIT-Ethicon-GEN11 | ELECTROSURGICALUNIT | GEN11 |  |  |  | Ethicon | Electrosurgical Unit |  | ELECTROSURGICALUNIT-Ethicon-GEN11 |  | 10/20/14 |  |  | Covered PM Repair - Biomedical | MHHS-Southeast
NO | YES |  |  |  | 005-07975 | 005-07975 | Ethicon Endo-Surgery | GEN11 |  |  | SE-OR | MHHS-Southeast |  | Electrosurgical Unit |  | 005-07975 | 005-07975 | Southeast | MHHS-Southeast | SE-OR | Or 11 | 4/1/19 |  | 4/1/20 |  | ULTRASOUND SURGICAL UNITS |  | ELECTROSURGICALUNIT-Ethicon-GEN11 | ELECTROSURGICALUNIT | GEN11 |  |  |  | Ethicon | Electrosurgical Unit |  | ELECTROSURGICALUNIT-Ethicon-GEN11 |  | 10/20/14 |  |  | Covered PM Repair - Biomedical | MHHS-Southeast
NO | YES |  |  |  | 005-07977 | 005-07977 | Ethicon Endo-Surgery | GEN11 |  |  | SE-OR | MHHS-Southeast |  | Electrosurgical Unit |  | 005-07977 | 005-07977 | Southeast | MHHS-Southeast | SE-OR | Or 5 | 4/1/19 |  | 4/1/20 |  | ULTRASOUND SURGICAL UNITS |  | ELECTROSURGICALUNIT-Ethicon-GEN11 | ELECTROSURGICALUNIT | GEN11 |  |  |  | Ethicon | Electrosurgical Unit |  | ELECTROSURGICALUNIT-Ethicon-GEN11 |  | 10/20/14 |  |  | Covered PM Repair - Biomedical | MHHS-Southeast
NO | YES |  |  |  | 005-08280 | 005-08280 | Ethicon Endo-Surgery | GEN11 |  |  | SE-OR | MHHS-Southeast |  | Electrosurgical Unit |  | 005-08280 | 005-08280 | Southeast | MHHS-Southeast | SE-OR | OR 7 | 2/1/20 |  | 2/1/21 |  | ULTRASOUND SURGICAL UNITS |  | ELECTROSURGICALUNIT-Ethicon-GEN11 | ELECTROSURGICALUNIT | GEN11 |  |  |  | Ethicon | Electrosurgical Unit |  | ELECTROSURGICALUNIT-Ethicon-GEN11 |  | 4/18/14 |  |  | Covered PM Repair - Biomedical | MHHS-Southeast
NO | YES |  |  |  | 005-33367 | 005-33367 | Ethicon Endo-Surgery | GEN11 |  |  | SE-OR | MHHS-Southeast |  | Electrosurgical Unit |  | 005-33367 | 005-33367 | Southeast | MHHS-Southeast | SE-OR | SE - OR | 4/1/19 |  | 4/1/20 |  | ULTRASOUND SURGICAL UNITS |  | ELECTROSURGICALUNIT-Ethicon-GEN11 | ELECTROSURGICALUNIT | GEN11 |  |  |  | Ethicon | Electrosurgical Unit |  | ELECTROSURGICALUNIT-Ethicon-GEN11 |  | 4/18/14 |  |  | Covered PM Repair - Biomedical | MHHS-Southeast
NO | YES |  |  |  | 005-33368 | 005-33368 | Ethicon Endo-Surgery | GEN11 |  |  | SE-OR | MHHS-Southeast |  | Electrosurgical Unit |  | 005-33368 | 005-33368 | Southeast | MHHS-Southeast | SE-OR | Hybrid OR | 4/1/19 |  | 4/1/20 |  | ULTRASOUND SURGICAL UNITS |  | ELECTROSURGICALUNIT-Ethicon-GEN11 | ELECTROSURGICALUNIT | GEN11 |  |  |  | Ethicon | Electrosurgical Unit |  | ELECTROSURGICALUNIT-Ethicon-GEN11 |  | 4/18/14 |  |  | Covered PM Repair - Biomedical | MHHS-Southeast
NO | YES |  |  |  | 013-19348 | 013-19348 | Ethicon Endo-Surgery | GEN11 |  |  | SW-HVI-OR | MHHS-Southwest |  | Electrosurgical Unit |  | 013-19348 | 013-19348 | Southwest | MHHS-Southwest | SW-HVI-OR | HVI OR | 3/1/19 |  |  |  | ULTRASOUND SURGICAL UNITS | Electrosurgical Unit | ELECTROSURGICALUNIT-Ethicon-GEN11 | ELECTROSURGICALUNIT | GEN11 |  |  |  | Ethicon | Electrosurgical Unit |  | ELECTROSURGICALUNIT-Ethicon-GEN11 |  | 3/4/15 |  | ESU-SA | Covered PM Repair - Biomedical | MHHS-Southwest | [8 empty] | ELECTROSURGICALUNIT | Electrosurgical Unit | Ethicon
NO | YES |  |  |  | 013-19346 | 013-19346 | Ethicon Endo-Surgery | GEN11 |  |  | SW-OR | MHHS-Southwest |  | Electrosurgical Unit |  | 013-19346 | 013-19346 | Southwest | MHHS-Southwest | SW-OR | OR25 | 3/1/20 |  | 3/1/21 |  | ULTRASOUND SURGICAL UNITS | Electrosurgical Unit | ELECTROSURGICALUNIT-Ethicon-GEN11 | ELECTROSURGICALUNIT | GEN11 |  |  |  | Ethicon | Electrosurgical Unit |  | ELECTROSURGICALUNIT-Ethicon-GEN11 |  | 3/4/15 |  | ESU-SA | Covered PM Repair - Biomedical | MHHS-Southwest | [8 empty] | ELECTROSURGICALUNIT | Electrosurgical Unit | Ethicon
NO | YES |  |  |  | 013-19347 | 013-19347 | Ethicon Endo-Surgery | GEN11 |  |  | SW-OR | MHHS-Southwest |  | Electrosurgical Unit |  | 013-19347 | 013-19347 | Southwest | MHHS-Southwest | SW-OR | Or core 19 | 2/1/20 |  | 2/1/21 |  | ULTRASOUND SURGICAL UNITS | Electrosurgical Unit | ELECTROSURGICALUNIT-Ethicon-GEN11 | ELECTROSURGICALUNIT | GEN11 |  |  |  | Ethicon | Electrosurgical Unit |  | ELECTROSURGICALUNIT-Ethicon-GEN11 |  | 3/4/15 |  | ESU-SA | Covered PM Repair - Biomedical | MHHS-Southwest | [8 empty] | ELECTROSURGICALUNIT | Electrosurgical Unit | Ethicon
NO | YES |  |  |  | 013-19349 | 013-10349 | Ethicon Endo-Surgery | GEN11 |  |  | SW-OR | MHHS-Southwest |  | Electrosurgical Unit |  | 013-19349 | 013-10349 | Southwest | MHHS-Southwest | SW-OR | Room 24 | 3/1/20 |  | 3/1/21 |  | ULTRASOUND SURGICAL UNITS | Electrosurgical Unit | ELECTROSURGICALUNIT-Ethicon-GEN11 | ELECTROSURGICALUNIT | GEN11 |  |  |  | Ethicon | Electrosurgical Unit |  | ELECTROSURGICALUNIT-Ethicon-GEN11 |  | 3/4/15 |  | ESU-SA | Covered PM Repair - Biomedical | MHHS-Southwest | [8 empty] | ELECTROSURGICALUNIT | Electrosurgical Unit | Ethicon
NO | YES |  |  |  | 013-19350 | 013-19350 | Ethicon Endo-Surgery | GEN11 |  |  | SW-OR | MHHS-Southwest |  | Electrosurgical Unit |  | 013-19350 | 013-19350 | Southwest | MHHS-Southwest | SW-OR | OR22 | 10/1/19 |  | 10/1/20 |  | ULTRASOUND SURGICAL UNITS | Electrosurgical Unit | ELECTROSURGICALUNIT-Ethicon-GEN11 | ELECTROSURGICALUNIT | GEN11 |  |  |  | Ethicon | Electrosurgical Unit |  | ELECTROSURGICALUNIT-Ethicon-GEN11 |  | 3/4/15 |  | ESU-SA | Covered PM Repair - Biomedical | MHHS-Southwest | [8 empty] | ELECTROSURGICALUNIT | Electrosurgical Unit | Ethicon
NO | YES |  |  |  | 013-19382 | 013-19382 | Ethicon Endo-Surgery | GEN11 |  |  | SW-OR | MHHS-Southwest |  | Electrosurgical Unit |  | 013-19382 | 013-19382 | Southwest | MHHS-Southwest | SW-OR | Or core | 8/1/19 |  | 8/1/20 |  | ULTRASOUND SURGICAL UNITS | Electrosurgical Unit | ELECTROSURGICALUNIT-Ethicon-GEN11 | ELECTROSURGICALUNIT | GEN11 |  |  |  | Ethicon | Electrosurgical Unit |  | ELECTROSURGICALUNIT-Ethicon-GEN11 |  | 3/4/15 |  | ESU-SA | Covered PM Repair - Biomedical | MHHS-Southwest | [8 empty] | ELECTROSURGICALUNIT | Electrosurgical Unit | Ethicon
NO | YES |  |  |  | 129-04535 | 129-04535 | Ethicon Endo-Surgery | GEN11 |  |  | 3 East | MHHS-Sugarland |  | Electrosurgical Unit |  | 129-04535 | 129-04535 | Sugar Land | Memorial Hermann Sugar land Hospital | 3 East | Back hallway | 8/1/19 |  | 8/1/20 |  | ULTRASOUND SURGICAL UNITS | Electrosurgical Unit | ELECTROSURGICALUNIT-Ethicon-GEN11 | ELECTROSURGICALUNIT | GEN11 |  |  |  | Ethicon | Electrosurgical Unit |  | ELECTROSURGICALUNIT-Ethicon-GEN11 |  | 4/18/14 |  | ESU-SA | Covered PM Repair - Biomedical | MHHS-Sugarland | [8 empty] | ELECTROSURGICALUNIT | Electrosurgical Unit | Ethicon
NO | YES |  |  |  | 129-04536 | 129-04536 | Ethicon Endo-Surgery | GEN11 |  |  | Sugar Land-OR | MHHS-Sugarland |  | Electrosurgical Unit |  | 129-04536 | 129-04536 | Sugar Land | MHHS-Sugarland | Sugar Land-OR | OR 2 | 8/1/19 |  | 8/1/20 |  | ULTRASOUND SURGICAL UNITS | Electrosurgical Unit | ELECTROSURGICALUNIT-Ethicon-GEN11 | ELECTROSURGICALUNIT | GEN11 |  |  |  | Ethicon | Electrosurgical Unit |  | ELECTROSURGICALUNIT-Ethicon-GEN11 |  | 3/4/15 |  | ESU-SA | Covered PM Repair - Biomedical | MHHS-Sugarland | [8 empty] | ELECTROSURGICALUNIT | Electrosurgical Unit | Ethicon
NO | YES |  |  |  | 129-04537 | 129-04537 | Ethicon Endo-Surgery | GEN11 |  |  | Sugar Land-OR | MHHS-Sugarland |  | Electrosurgical Unit |  | 129-04537 | 129-04537 | Sugar Land | MHHS-Sugarland | Sugar Land-OR |  | 8/1/19 | 8/1/20 |  |  | ULTRASOUND SURGICAL UNITS | Electrosurgical Unit | ELECTROSURGICALUNIT-Ethicon-GEN11 | ELECTROSURGICALUNIT | GEN11 |  |  |  | Ethicon | Electrosurgical Unit |  | ELECTROSURGICALUNIT-Ethicon-GEN11 |  | 3/4/15 |  | ESU-SA | Covered PM Repair - Biomedical | MHHS-Sugarland | [8 empty] | ELECTROSURGICALUNIT | Electrosurgical Unit | Ethicon
NO | YES |  |  |  | 069-35153 | 069-35153 | Ethicon Endo-Surgery | GEN11 |  |  | TMC-Sarofim 3-OR | MHHS-TMC |  | Electrosurgical Unit |  | 069-35153 | 069-35153 | TMC | MHHS-TMC | TMC-Sarofim 3-OR | OR 38 |  |  |  |  | ULTRASOUND SURGICAL UNITS |  | ELECTROSURGICALUNIT-Ethicon-GEN11 | ELECTROSURGICALUNIT | GEN11 |  |  |  | Ethicon | Electrosurgical Unit |  | ELECTROSURGICALUNIT-Ethicon-GEN11 |  | 4/18/14 |  |  | Covered PM Repair - Biomedical | MHHS-TMC
NO | YES | [5 empty] | Ethicon Endo-Surgery | GEN11 |  |  | (null) | MHHS-TMC |  | Electrosurgical Unit |  |  |  | (null) | MHHS-TMC | (null) | (null) |  |  |  | (null) | ULTRASOUND SURGICAL UNITS |  | ELECTROSURGICALUNIT-Ethicon-GEN11 | ELECTROSURGICALUNIT | GEN11 |  |  |  | Ethicon | Electrosurgical Unit | (null) | ELECTROSURGICALUNIT-Ethicon-GEN11 |  | 4/18/14 | (null) |  | Covered PM Repair - Biomedical | MHHS-TMC
NO | YES |  |  |  |  | 069-35161 | Ethicon Endo-Surgery | GEN11 |  |  | TMC-Sarofim 3-OR | MHHS-TMC |  | Electrosurgical Unit |  |  | 069-35161 | TMC | MHHS-TMC | TMC-Sarofim 3-OR | OR storage | 12/1/19 |  | 12/1/20 |  | ULTRASOUND SURGICAL UNITS |  | ELECTROSURGICALUNIT-Ethicon-GEN11 | ELECTROSURGICALUNIT | GEN11 |  |  |  | Ethicon | Electrosurgical Unit |  | ELECTROSURGICALUNIT-Ethicon-GEN11 |  | 4/18/14 |  |  | Covered PM Repair - Biomedical | MHHS-TMC
NO | YES |  |  |  | 069-34664 | 069-34664 | Ethicon Endo-Surgery | GEN11 |  |  | TMC-Sarofim 2-OR | MHHS-TMC |  | Electrosurgical Unit |  | 069-34664 | 069-34664 | TMC | MHHS-TMC | TMC-Sarofim 2-OR | TMC - SAROFIM 2 -OR | 7/1/19 |  | 1/1/20 |  | ULTRASOUND SURGICAL UNITS |  | ELECTROSURGICALUNIT-Ethicon-GEN11 | ELECTROSURGICALUNIT | GEN11 |  |  |  | Ethicon | Electrosurgical Unit |  | ELECTROSURGICALUNIT-Ethicon-GEN11 |  | 3/4/15 |  |  | Covered PM Repair - Biomedical | MHHS-TMC
NO | YES |  |  |  | 069-35156 | 069-35156 | Ethicon Endo-Surgery | GEN11 |  |  | TMC-OR-Surgical Robotics (2Hp) | MHHS-TMC |  | Electrosurgical Unit |  | 069-35156 | 069-35156 | TMC | MHHS-TMC | TMC-OR-Surgical Robotics (2Hp) | S2 OR 4 | 9/1/19 |  | 9/1/20 |  | ULTRASOUND SURGICAL UNITS |  | ELECTROSURGICALUNIT-Ethicon-GEN11 | ELECTROSURGICALUNIT | GEN11 |  |  |  | Ethicon | Electrosurgical Unit |  | ELECTROSURGICALUNIT-Ethicon-GEN11 |  | 3/4/15 |  |  | Covered PM Repair - Biomedical | MHHS-TMC
NO | YES |  |  |  | 029-09352 | 029-09352 | Ethicon Endo-Surgery | GEN11 |  |  | Woodlands-OR | MHHS-Woodlands |  | Electrosurgical Unit |  | 029-09352 | 029-09352 | Woodlands | MHHS-Woodlands | Woodlands-OR | OR ROOM 1 | 4/1/19 |  | 8/1/20 |  | ULTRASOUND SURGICAL UNITS | Electrosurgical Unit | ELECTROSURGICALUNIT-Ethicon-GEN11 | ELECTROSURGICALUNIT | GEN11 |  |  |  | Ethicon | Electrosurgical Unit |  | ELECTROSURGICALUNIT-Ethicon-GEN11 |  | 3/4/15 |  | ESU-SA | Covered PM Repair - Biomedical | MHHS-Woodlands | [8 empty] | ELECTROSURGICALUNIT | Electrosurgical Unit | Ethicon
NO | YES |  |  |  | 029-09353 | 029-09353 | Ethicon Endo-Surgery | GEN11 |  |  | Woodlands-OR | MHHS-Woodlands |  | Electrosurgical Unit |  | 029-09353 | 029-09353 | Woodlands | MHHS-Woodlands | Woodlands-OR | OR | 3/1/20 |  | 3/1/21 |  | ULTRASOUND SURGICAL UNITS | Electrosurgical Unit | ELECTROSURGICALUNIT-Ethicon-GEN11 | ELECTROSURGICALUNIT | GEN11 |  |  |  | Ethicon | Electrosurgical Unit |  | ELECTROSURGICALUNIT-Ethicon-GEN11 |  | 3/4/15 |  | ESU-SA | Covered PM Repair - Biomedical | MHHS-Woodlands | [8 empty] | ELECTROSURGICALUNIT | Electrosurgical Unit | Ethicon
NO | YES |  |  |  | 029-09691 | 029-09691 | Ethicon Endo-Surgery | GEN11 |  |  | Woodlands-OR | MHHS-Woodlands |  | Electrosurgical Unit |  | 029-09691 | 029-09691 | Woodlands | MHHS-Woodlands | Woodlands-OR | Room 15 | 10/1/19 |  | 10/1/20 |  | ULTRASOUND SURGICAL UNITS | Electrosurgical Unit | ELECTROSURGICALUNIT-Ethicon-GEN11 | ELECTROSURGICALUNIT | GEN11 |  |  |  | Ethicon | Electrosurgical Unit |  | ELECTROSURGICALUNIT-Ethicon-GEN11 |  | 3/4/15 |  | ESU-SA | Covered PM Repair - Biomedical | MHHS-Woodlands | [8 empty] | ELECTROSURGICALUNIT | Electrosurgical Unit | Ethicon
NO | YES |  |  |  | 029-32265 | 029-32265 | Ethicon Endo-Surgery | GEN11 |  |  | Woodlands-OR | MHHS-Woodlands |  | Electrosurgical Unit |  | 029-32265 | 029-32265 | Woodlands | MHHS-Woodlands | Woodlands-OR | OR7 | 3/1/20 |  | 3/1/21 |  | ULTRASOUND SURGICAL UNITS | Electrosurgical Unit | ELECTROSURGICALUNIT-Ethicon-GEN11 | ELECTROSURGICALUNIT | GEN11 |  |  |  | Ethicon | Electrosurgical Unit |  | ELECTROSURGICALUNIT-Ethicon-GEN11 |  | 3/4/15 |  | ESU-SA | Covered PM Repair - Biomedical | MHHS-Woodlands | [8 empty] | ELECTROSURGICALUNIT | Electrosurgical Unit | Ethicon
NO | YES |  |  |  |  | 029-07828 | Ethicon Endo-Surgery | GEN11 |  |  | Woodlands-OR | MHHS-Woodlands |  | Electrosurgical Unit |  |  | 029-07828 | Woodlands | MHHS-Woodlands | Woodlands-OR | OR | 10/1/19 |  | 10/1/20 |  | ULTRASOUND SURGICAL UNITS | Electrosurgical Unit | ELECTROSURGICALUNIT-Ethicon-GEN11 | ELECTROSURGICALUNIT | GEN11 |  |  |  | Ethicon | Electrosurgical Unit |  | ELECTROSURGICALUNIT-Ethicon-GEN11 |  | 3/4/15 |  | ESU-SA | Covered PM Repair - Biomedical | MHHS-Woodlands | [8 empty] | ELECTROSURGICALUNIT | Electrosurgical Unit | Ethicon
NO | YES |  |  |  |  | 029-07827 | Ethicon Endo-Surgery | GEN11 |  |  | Woodlands-OR | MHHS-Woodlands |  | Electrosurgical Unit |  |  | 029-07827 | Woodlands | MHHS-Woodlands | Woodlands-OR | Or 16 | 4/1/19 |  | 4/1/20 |  | ULTRASOUND SURGICAL UNITS | Electrosurgical Unit | ELECTROSURGICALUNIT-Ethicon-GEN11 | ELECTROSURGICALUNIT | GEN11 |  |  |  | Ethicon | Electrosurgical Unit |  | ELECTROSURGICALUNIT-Ethicon-GEN11 |  | 3/4/15 |  | ESU-SA | Covered PM Repair - Biomedical | MHHS-Woodlands | [8 empty] | ELECTROSURGICALUNIT | Electrosurgical Unit | Ethicon
NO | YES | [5 empty] | Ethicon Endo-Surgery | GEN11 |  |  | Woodlands-OR | MHHS-Woodlands |  | Electrosurgical Unit |  |  |  | Woodlands | MHHS-Woodlands | Woodlands-OR | OR 14 | 11/1/18 |  | 3/1/21 |  | ULTRASOUND SURGICAL UNITS | Electrosurgical Unit | ELECTROSURGICALUNIT-Ethicon-GEN11 | ELECTROSURGICALUNIT | GEN11 |  |  |  | Ethicon | Electrosurgical Unit |  | ELECTROSURGICALUNIT-Ethicon-GEN11 |  | 3/4/15 |  | ESU-SA | Covered PM Repair - Biomedical | MHHS-Woodlands | [8 empty] | ELECTROSURGICALUNIT | Electrosurgical Unit | Ethicon
NO | YES |  |  |  |  | 029-07826 | Ethicon Endo-Surgery | GEN11 |  |  | Woodlands-OR | MHHS-Woodlands |  | Electrosurgical Unit |  |  | 029-07826 | Woodlands | MHHS-Woodlands | Woodlands-OR | OR | 4/1/19 |  | 4/1/20 |  | ULTRASOUND SURGICAL UNITS | Electrosurgical Unit | ELECTROSURGICALUNIT-Ethicon-GEN11 | ELECTROSURGICALUNIT | GEN11 |  |  |  | Ethicon | Electrosurgical Unit |  | ELECTROSURGICALUNIT-Ethicon-GEN11 |  | 3/4/15 |  | ESU-SA | Covered PM Repair - Biomedical | MHHS-Woodlands | [8 empty] | ELECTROSURGICALUNIT | Electrosurgical Unit | Ethicon
NO | NO | [5 empty] | Ethicon Endo-Surgery | GEN11 |  |  | MEMORIAL CITY - MOR | MHHS-Mem City |  | Electrosurgical Unit |  |  |  | West & Memorial City |  | MEMORIAL CITY - MOR | [5 empty] | ULTRASOUND SURGICAL UNITS |  | ELECTROSURGICALUNIT-Ethicon-GEN11 | ELECTROSURGICALUNIT | GEN11 |  |  |  | Ethicon | Electrosurgical Unit |  | ELECTROSURGICALUNIT-Ethicon-GEN11 |  |  |  |  | Covered PM Repair - Biomedical | MHHS-Mem City
NO | NO |  |  |  | 041-17128 |  | Ethicon Endo-Surgery | GEN11 |  |  | MEMORIAL CITY - OUTPATIENT SURGERY | MHHS-Mem City |  | Electrosurgical Unit |  | 041-17128 |  | West & Memorial City |  | MEMORIAL CITY - OUTPATIENT SURGERY | [5 empty] | ULTRASOUND SURGICAL UNITS |  | ELECTROSURGICALUNIT-Ethicon-GEN11 | ELECTROSURGICALUNIT | GEN11 |  |  |  | Ethicon | Electrosurgical Unit |  | ELECTROSURGICALUNIT-Ethicon-GEN11 |  |  |  |  | Covered PM Repair - Biomedical | MHHS-Mem City
NO | NO |  |  |  | 013-19351 |  | Ethicon Endo-Surgery | GEN11 |  |  | SW - HVI - OR | MHHS-Southwest |  | Electrosurgical Unit |  | 013-19351 |  | Southwest |  | SW - HVI - OR | [5 empty] | ULTRASOUND SURGICAL UNITS |  | ELECTROSURGICALUNIT-Ethicon-GEN11 | ELECTROSURGICALUNIT | GEN11 |  |  |  | Ethicon | Electrosurgical Unit |  | ELECTROSURGICALUNIT-Ethicon-GEN11 |  |  |  |  | Covered PM Repair - Biomedical | MHHS-Southwest
NO | NO |  |  |  | 069-35155 |  | Ethicon Endo-Surgery | GEN11 |  |  | TMC - OR - SURGICAL ROBOTICS (2HP) | MHHS-TMC |  | Electrosurgical Unit |  | 069-35155 |  | TMC |  | TMC - OR - SURGICAL ROBOTICS (2HP) | [5 empty] | ULTRASOUND SURGICAL UNITS |  | ELECTROSURGICALUNIT-Ethicon-GEN11 | ELECTROSURGICALUNIT | GEN11 |  |  |  | Ethicon | Electrosurgical Unit |  | ELECTROSURGICALUNIT-Ethicon-GEN11 |  |  |  |  | Covered PM Repair - Biomedical | MHHS-TMC
NO | YES |  |  |  | 151-02203 | 151-02203 | Ethicon Endo-Surgery | HARMONIC SCALPEL |  |  | CY-OR | MHHS-Cypress |  |  |  | 151-02203 | 151-02203 | Northwest | MHHS-Cypress | CY-OR | Or storage | 9/1/19 | 9/1/20 |  |  | ULTRASOUND SURGICAL UNITS |  | .needs class | [5 empty] | Ethicon | [7 empty] | Covered PM Repair - Biomedical | MHHS-Cypress
NO | YES |  |  |  | 013-38915 | 013-38915 | Ethicon Endo-Surgery | ULTRACISION |  | GN4010355 | SW-OR | MHHS-Southwest |  | Electrosurgical Unit |  | 013-38915 | 013-38915 | Southwest | MHHS-Southwest | SW-OR | Or 14 | 7/1/19 |  | 7/1/20 |  | ULTRASOUND SURGICAL UNITS | Electrosurgical Unit | ELECTROSURGICALUNIT-Ethicon-Ultracision | ELECTROSURGICALUNIT | Ultracision |  |  |  | Ethicon | Electrosurgical Unit |  | ELECTROSURGICALUNIT-Ethicon-Ultracision |  | 8/10/18 |  | ESU-SA | Covered PM Repair - Biomedical | MHHS-Southwest | [8 empty] | ELECTROSURGICALUNIT | Electrosurgical Unit | Ethicon
NO | YES |  |  |  | 041-32088 | 041-32088 | Ethicon Endo-Surgery | VAPR3 |  |  | MEMORIAL CITY - Orthopedic Surgery | MHHS-Mem City |  | Electrosurgical Unit |  | 041-32088 | 041-32088 | West | Memorial Hermann Memorial City Medical Center | MEMORIAL CITY - Orthopedic Surgery | Memorial City - Orthopedic Surgery Hallway |  |  |  | No pm sticker | ELECTROSURGICAL UNITS |  | ELECTROSURGICALUNIT-DePuy Mitek-VAPR 3 | ELECTROSURGICALUNIT | VAPR 3 |  |  |  | DePuy | Electrosurgical Unit |  |  | ELECTROSURGICALUNIT-DePuy Mitek-VAPR 3 |  |  |  | Not Covered Vendor Only - Biomedical | MHHS-Mem City
NO | YES |  |  |  | 005-09057 | 005-09057 | Ethicon Endo-Surgery | VAPR3 |  |  | SE-OR | MHHS-Southeast |  | Electrosurgical Unit |  | 005-09057 | 005-09057 | Southeast | MHHS-Southeast | SE-OR | OR - Clean Supply | 10/1/19 |  | 4/1/20 |  | ELECTROSURGICAL UNITS |  | ELECTROSURGICALUNIT-DePuy Mitek-VAPR 3 | ELECTROSURGICALUNIT | VAPR 3 |  |  |  | DePuy | Electrosurgical Unit |  |  | ELECTROSURGICALUNIT-DePuy Mitek-VAPR 3 |  |  |  | Not Covered Vendor Only - Biomedical | MHHS-Southeast
NO | YES |  |  |  | 041-17124 | 041-17124 | Ethicon Endosurgery | Gen 11 |  |  | MEMORIAL CITY - OPERATING ROOM |  |  |  |  | 041-17124 | 041-17124 | West | West memorial hospital - memorial herman hospital | MEMORIAL CITY - OPERATING ROOM | Surgery room 7
NO | YES |  |  |  | 041-17131 | 041-17131 | Ethicon Endosurgery | Gen 11 |  |  | MEMORIAL CITY - MOR |  |  |  |  | 041-17131 | 041-17131 | West | Memorial city -memorial herman hospital center | MEMORIAL CITY - MOR | Procedure room 2
NO | YES |  |  |  | 069-35152 |  | Ethicon Endosurgery | Gen 3 |  |  | TMC-OR-Hermann (2Hp) |  |  |  |  | 069-35152 |  | TMC | MHHS-TMC | TMC-OR-Hermann (2Hp) | OR 60 | 3/1/20 |  | 3/1/21
NO | YES |  |  |  | 069-35154 | 069-35154 | Ethicon Endosurgery | GEN11 |  |  | TMC-OR-CVOR (7Hvi) |  |  |  |  | 069-35154 | 069-35154 | TMC | MHHS-TMC | TMC-OR-CVOR (7Hvi) | Equipment storage
NO | YES |  |  |  | 069-35157 | 069-35157 | Ethicon Endosurgery | GEN11 |  |  | TMC-Sarofim 3-OR |  |  |  |  | 069-35157 | 069-35157 | TMC | MHHS-TMC | TMC-Sarofim 3-OR | OR3
NO | YES | Asset Tag 069-35159 |  |  | 069-35159 | 069-35159 | Ethicon Endosurgery | GEN11 |  |  | TMC-OR-Pedi OR (2R) |  |  |  |  | 069-35159 | 069-35159 | TMC | MHHS-TMC | TMC-OR-Pedi OR (2R) | OR hall way | 12/1/19
NO | YES |  |  |  | 069-35158 | 069-35158 | Ethicon Endosurgery | GEN11 |  |  | TMC-OR-Robertson (2R) |  |  |  |  | 069-35158 | 069-35158 | TMC | MHHS-TMC | TMC-OR-Robertson (2R) | Pedi Storage Room | 11/1/19
NO | YES |  |  |  | 041-17118 | 041-17118 | Ethicon Endosurgery | GEN11 |  |  | MEMORIAL CITY - MOR |  |  |  |  | 041-17118 | 041-17118 | West | Memorial Hermann Memorial City Medical Center | MEMORIAL CITY - MOR | OR 8
YES | YES |  |  |  | 041-17127 | 041-17127 | Ethicon Endosurgery | GEN11 |  |  | MEMORIAL CITY - Surgery room 10 |  |  |  |  | 041-17127 | 041-17127 | West | Memorial Hermann Memorial City Medical Center | MEMORIAL CITY - Surgery room 10 | Surgery room 10
NO | YES |  |  |  | 041-17121 | 041-17121 | Ethicon Endosurgery | GEN11 |  |  | MEMORIAL CITY MOR |  |  |  |  | 041-17121 | 041-17121 | West | Memorial Hermann Memorial City Medical Center | MEMORIAL CITY MOR | MEMORIAL CITY MOR
NO | YES |  |  |  | 133-10170 | 133-10170 | EUCLID Spiral Paper Tube Corp. | CADET TWIN 2X2 |  | ET14929C2 | Katy-Pharmacy | MHHS-Katy |  |  |  | 133-10170 | 133-10170 | Katy | MHHS-Katy | Katy-Pharmacy | Lab 2nd floor |  |  |  |  | AUTOMATION SYSTEMS, MEDICATION DISPENSING |  | .needs class | [5 empty] | Euclid |  |  |  |  | 11/1/20 |  |  | Not Covered Vendor Only - Biomedical | MHHS-Katy
NO | NO |  |  |  | 133-06675 |  | EUCLID Spiral Paper Tube Corp. | CADET TWIN 2X2 |  | ET14284C2 | KATY - PHARMACY | MHHS-Katy |  |  |  | 133-06675 |  | Katy |  | KATY - PHARMACY | [5 empty] | AUTOMATION SYSTEMS, MEDICATION DISPENSING |  | .needs class | [5 empty] | Euclid | [7 empty] | Not Covered Vendor Only - Biomedical | MHHS-Katy
NO | NO |  |  |  | 041-13237 |  | EUCLID Spiral Paper Tube Corp. | CADET TWIN 2X2 |  | ET14298C2 | MEMORIAL CITY - PHARMACY | MHHS-Mem City |  |  |  | 041-13237 |  | West & Memorial City |  | MEMORIAL CITY - PHARMACY | [5 empty] | AUTOMATION SYSTEMS, MEDICATION DISPENSING |  | .needs class | [5 empty] | Euclid | [7 empty] | Not Covered Vendor Only - Biomedical | MHHS-Mem City
NO | NO | [5 empty] | EUCLID Spiral Paper Tube Corp. | CADET TWIN 2X2 |  | ET 14336 C2 | NE - PHARMACY | MHHS-Northeast | [5 empty] | Katy |  | NE - PHARMACY | [5 empty] | AUTOMATION SYSTEMS, MEDICATION DISPENSING |  | .needs class | [5 empty] | Euclid | [7 empty] | Not Covered Vendor Only - Biomedical | MHHS-Northeast
NO | NO |  |  |  | 142-07254 |  | EUCLID Spiral Paper Tube Corp. | CADET TWIN 2X2 |  | ET 14910 C2 | NE - PHARMACY | MHHS-Northeast |  |  |  | 142-07254 |  | Katy |  | NE - PHARMACY | [5 empty] | AUTOMATION SYSTEMS, MEDICATION DISPENSING |  | .needs class | [5 empty] | Euclid | [7 empty] | Not Covered Vendor Only - Biomedical | MHHS-Northeast
NO | NO |  |  |  | 041-16737 |  | EUCLID Spiral Paper Tube Corp. | CADET TWIN 2X2 |  | ET1432302 | SUGAR LAND - PHARMACY | MHHS-Sugarland |  |  |  | 041-16737 |  | Sugar Land |  | SUGAR LAND - PHARMACY | [5 empty] | AUTOMATION SYSTEMS, MEDICATION DISPENSING |  | .needs class | [5 empty] | Euclid | [7 empty] | Not Covered Vendor Only - Biomedical | MHHS-Sugarland
NO | NO |  |  |  | 129-06827 |  | EUCLID Spiral Paper Tube Corp. | CADET TWIN 2X2 |  | ET1428802 | SUGAR LAND - PHARMACY | MHHS-Sugarland |  |  |  | 129-06827 |  | Sugar Land |  | SUGAR LAND - PHARMACY | [5 empty] | AUTOMATION SYSTEMS, MEDICATION DISPENSING |  | .needs class | [5 empty] | Euclid | [7 empty] | Not Covered Vendor Only - Biomedical | MHHS-Sugarland
NO | NO |  |  |  | 069-28915 |  | EUCLID Spiral Paper Tube Corp. | CADET TWIN 2X2 |  | EW1163280 | TMC - PHARMACY - MAIN (JG) | MHHS-TMC |  |  |  | 069-28915 |  | TMC |  | TMC - PHARMACY - MAIN (JG) | [5 empty] | AUTOMATION SYSTEMS, MEDICATION DISPENSING |  | .needs class | [5 empty] | Euclid | [7 empty] | Not Covered Vendor Only - Biomedical | MHHS-TMC
NO | NO |  |  |  | 069-29161 |  | EUCLID Spiral Paper Tube Corp. | CADET TWIN 2X2 |  | ET1429702 | TMC - PHARMACY - MAIN (JG) | MHHS-TMC |  |  |  | 069-29161 |  | TMC |  | TMC - PHARMACY - MAIN (JG) | [5 empty] | AUTOMATION SYSTEMS, MEDICATION DISPENSING |  | .needs class | [5 empty] | Euclid | [7 empty] | Not Covered Vendor Only - Biomedical | MHHS-TMC
NO | NO |  |  |  | 029-06266 |  | EUCLID Spiral Paper Tube Corp. | CADET TWIN 2X2 |  | ET14299C2 | WOODLANDS - PHARMACY | MHHS-Woodlands |  |  |  | 029-06266 |  | Woodlands |  | WOODLANDS - PHARMACY | [5 empty] | AUTOMATION SYSTEMS, MEDICATION DISPENSING |  | .needs class | [5 empty] | Euclid | [7 empty] | Not Covered Vendor Only - Biomedical | MHHS-Woodlands
NO | NO |  |  |  | 151-01918 |  | EUCLID Spiral Paper Tube Corp. | SPEEDY WET CADET |  | n/a | CY - PHARMACY | MHHS-Cypress |  |  |  | 151-01918 |  | Northwest & Cypress |  | CY - PHARMACY | [5 empty] | AUTOMATION SYSTEMS, MEDICATION DISPENSING |  | .needs class | [5 empty] | Euclid | [7 empty] | Covered PM Repair - Biomedical | MHHS-Cypress
NO | NO |  |  |  | 041-16566 |  | EUCLID Spiral Paper Tube Corp. | SPEEDY WET CADET |  | EW11655SC | MEMORIAL CITY - PHARMACY | MHHS-Mem City |  |  |  | 041-16566 |  | West & Memorial City |  | MEMORIAL CITY - PHARMACY | [5 empty] | AUTOMATION SYSTEMS, MEDICATION DISPENSING |  | .needs class | [5 empty] | Euclid | [7 empty] | Covered PM Repair - Biomedical | MHHS-Mem City
NO | NO | [5 empty] | EUCLID Spiral Paper Tube Corp. | SPEEDY WET CADET |  | EW11631SC | MEMORIAL CITY - PHARMACY | MHHS-Mem City | [5 empty] | West & Memorial City |  | MEMORIAL CITY - PHARMACY | [5 empty] | AUTOMATION SYSTEMS, MEDICATION DISPENSING |  | .needs class | [5 empty] | Euclid | [7 empty] | Covered PM Repair - Biomedical | MHHS-Mem City
YES | YES | Serial Number Cnf |  |  | 041-33142 | 041-33142 | Eval net | Hanoun DMC 300 |  | Cnf | MEMORIAL CITY - SUCCESSFUL RETURNS |  |  |  |  | 041-33142 | 041-33142 | West | 929 suite 1500 | MEMORIAL CITY - SUCCESSFUL RETURNS | Physical therapy |  |  |  | No pm
NO | YES |  |  |  | 000-02797 | 000-02797 | Everest | H-95 |  |  | MH MG-(STX)-South Texas-Wharton | MHHS-MG |  | Aspirator (Suction Pump) |  | 000-02797 | 000-02797 | South | MHHS-MG | MH MG-(STX)-South Texas-Wharton | Storage Room | 10/1/19 | 10/1/20 |  |  | ASPIRATORS | Aspirator (Suction Pump) | ASPIRATORSUCTPUMP-GFHealthPr-H-95 | ASPIRATORSUCTPUMP | H-95 |  |  |  | GFHealthPr | Aspirator (Suction Pump) |  |  | ASPIRATORSUCTPUMP-GFHealthPr-H-95 | 5/15/19 |  |  | Not Covered Vendor Only - Biomedical | MHHS-MG | [8 empty] | ASPIRATORSUCTPUMP | Aspirator (Suction Pump) | GFHealthPr
YES | YES |  |  |  | 013-01283 | 013-01283 | Everex step | Sleepscan | [7 empty] | 013-01283 | 013-01283 | Southwest | Memorial Hermann Southwest Hospital - Medical Plaza 1
YES | YES |  |  |  | 099-02705 | 099-02705 | Everflo |  |  |  | University place Senior |  |  |  |  | 099-02705 | 099-02705 | Southwest | University Place Senior Living | University place Senior |  | 2/1/20
YES | YES |  |  |  | 099-02694 | 099-02694 | Everflo |  |  |  | University place senior living |  |  |  |  | 099-02694 | 099-02694 | Southwest | University Place Senior Living | University place senior living | Resident bathing
YES | YES |  |  |  | 074-06061 | 074-06061 | Everflo |  |  |  | Sleep lab |  |  |  |  | 074-06061 | 074-06061 | Woodlands | Memorial Hermann The Woodlands Medical Center | Sleep lab | Sleep lab
YES | YES |  |  |  | 074-06062 | 074-06062 | Everflo |  |  |  | Sleep lab |  |  |  |  | 074-06062 | 074-06062 | Woodlands | Memorial Hermann The Woodlands Medical Center | Sleep lab | Sleep lab
YES | YES |  |  |  | 099-02752 | 099-02752 | Everflow | Everflow |  |  | 1st floor |  |  |  |  | 099-02752 | 099-02752 | Southwest | University Place Senior Living | 1st floor | [7 empty] | CONCENTRATOROXYGEN-Respironics-EVERFLO
YES | YES |  |  |  | 145-00895 | 145-00895 | EVO Med Sol |  |  | AA1806039105 | Primary care 100 |  |  |  |  | 145-00895 | 145-00895 | Pearland | Memorial Hermann Medical Group Central Pearland | Primary care 100 | Lab |  |  |  | No pm required sticker |  | Nebulizer, Ultrasonic | NEBULIZERULTRASONIC-EVO Med Sol-3050 | [12 empty] | NU-A | [9 empty] | Nebulizer, Ultrasonic | NEBULIZERULTRASONIC | Nebulizer, Ultrasonic | EVO Med Sol
NO | YES |  |  |  | 005-00954 | 005-00954 | Excel Tech Ltd (XLTEK) | ISOTRON III |  | m71m9802003 | SMR - (SE) - SOUTHEAST (620 | MHHS-SMR |  | Therapy Unit, Dry Heat |  | 005-00954 | 005-00954 | Southeast | Memorial Hermann Sports Medicine | SMR - (SE) - SOUTHEAST (620 | Sports | 2/1/20 |  | 2/1/21 |  | STIMULATORS, ELECTRICAL, NEUROMUSCULAR | Therapy Unit, Dry Heat | THERAPYUNITDRYHEAT-Excel Tech-ISOTRON III | THERAPYUNITDRYHEAT | ISOTRON III |  |  |  | Excel Tech | Therapy Unit, Dry Heat |  | THERAPYUNITDRYHEAT-Excel Tech-ISOTRON III |  | 9/1/16 |  | TUDH-A | Covered PM Repair - Biomedical | MHHS-SMR | [8 empty] | THERAPYUNITDRYHEAT | Therapy Unit, Dry Heat | Excel Tech
NO | NO | [5 empty] | Executone Communications Systems |  |  | e0549876 | TMC - RADIOLOGY - MRI | MHHS-TMC | [5 empty] | TMC |  | TMC - RADIOLOGY - MRI | [5 empty] | POWER SUPPLIES |  | .needs class |  |  |  |  | .needs class | EXECUTONE | [7 empty] | Not Covered Vendor Only - Biomedical | MHHS-TMC
YES | YES | Serial Number Cnf |  |  | 099-06913 | 099-06913 | Exerciser | Cnf |  | Cnf | SMR - (MC) - MC IRONMAN [GARAGE5-STE101] |  |  |  |  | 099-06913 | 099-06913 | West | IRONMAN Sports Medicine Institute Memorial City (#101) | SMR - (MC) - MC IRONMAN [GARAGE5-STE101] | Physical therapy |  |  |  | No pm |  |  | .needs class
YES | YES |  |  |  | O3172 | O3172 | Exergen |  |  | O3172 | GH - LABOR |  |  |  |  | O3172 | O3172 | Central | GH-Labor | GH - LABOR | LD1
YES | YES |  |  |  | 099-10346 | 099-10346 | Exergen | Tat 2000 |  |  | HVI - OR |  |  |  |  | 099-10346 | 099-10346 | Southwest | Memorial Hermann Southwest Hospital | HVI - OR | HVI - OR |  |  |  |  | (null) | Thermometer, Temporal | (null) | (null) | (null) |  |  | (null) | (null) | [15 empty] | (null) | Thermometer, Temporal | THERMOMETERTEMPORAL | Thermometer, Temporal | Exergen
YES | YES | Serial Number Cnf |  |  | 099-00814 | 099-00814 | Exergen | Tat 2000C |  | CNF | NEIGHBORHOOD CLINIC - (GH) - NORTHWEST CC |  |  |  |  | 099-00814 | 099-00814 | Central | Memorial Hermann Neighborhood Health Center - Greater Heights (#103) | NEIGHBORHOOD CLINIC - (GH) - NORTHWEST CC | Lab | [5 empty] | Thermometer, Temporal | THERMOMETERTEMPORAL-Exergen-Tat 2000C | [22 empty] | Thermometer, Temporal | THERMOMETERTEMPORAL | Thermometer, Temporal | Exergen
YES | YES |  |  |  | 099-10345 | 099-10345 | Exergen | Tat 2000C |  |  | Main entrance |  |  |  |  | 099-10345 | 099-10345 | Southwest | Memorial Hermann Southwest Hospital | Main entrance | Entrance | [5 empty] | Thermometer, Temporal | THERMOMETERTEMPORAL-Exergen-Tat 2000C | [22 empty] | Thermometer, Temporal | THERMOMETERTEMPORAL | Thermometer, Temporal | Exergen
YES | YES | Serial Number Cnf |  |  | 005-13149 | 005-13149 | Exergen | Tat 2000C |  | CNF | MH MG - (GH) - GH CCC |  |  |  |  | 005-13149 | 005-13149 | Central | 7400 Fannin Suite 1160 | MH MG - (GH) - GH CCC | RM 1
YES | YES |  |  |  | a750573 | a750573 | Exergen | TAT 5000 |  | A750573 | Pacu |  |  |  |  | a750573 | a750573 | Northwest | Memorial Hermann Cypress Hospital | Pacu | Pacu 3 | [5 empty] | Thermometer, Temporal | THERMOMETERTEMPORAL-Exergen-TAT-5000 | [22 empty] | Thermometer, Temporal | THERMOMETERTEMPORAL | Thermometer, Temporal | Exergen
YES | YES | Serial Number A674194 |  |  | A674194 | A674194 | Exergen | TAT 5000 |  | A674194 | MH MG - (STX) - SOUTH TEXAS - WHARTON |  |  |  |  | A674194 | A674194 | MH Med Grp Wharton | Wharton primary care | MH MG - (STX) - SOUTH TEXAS - WHARTON | Exam 7 | [5 empty] | Thermometer, Temporal | THERMOMETERTEMPORAL-Exergen-TAT-5000 | [22 empty] | Thermometer, Temporal | THERMOMETERTEMPORAL | Thermometer, Temporal | Exergen
YES | YES |  |  |  | 151-04225 | 151-04225 | Exergen | TAT 5000 |  | A 594007 | CY - PreAdmission Testing |  |  |  |  | 151-04225 | 151-04225 | Northwest | Memorial Hermann Cypress Hospital | CY - PreAdmission Testing | Interview 1 | [5 empty] | Thermometer, Temporal | THERMOMETERTEMPORAL-Exergen-TAT-5000 | [22 empty] | Thermometer, Temporal | THERMOMETERTEMPORAL | Thermometer, Temporal | Exergen
YES | YES |  |  |  | 000-02817 | 000-02817 | Exergen | TAT 5000 |  | A229153 | Peds 1 |  |  |  |  | 000-02817 | 000-02817 | South | Memorial Hermann Medical Group Wharton | Peds 1 | Nurses station | [5 empty] | Thermometer, Temporal | THERMOMETERTEMPORAL-Exergen-TAT-5000 | [22 empty] | Thermometer, Temporal | THERMOMETERTEMPORAL | Thermometer, Temporal | Exergen
YES | YES |  |  |  | 151-03894 | 151-03894 | Exergen | TAT 5000 |  | A 438309 | MH MG - (PL) - CENTRAL PEARLAND |  |  |  |  | 151-03894 | 151-03894 | Pearland | Pearland | MH MG - (PL) - CENTRAL PEARLAND | Hallway | [5 empty] | Thermometer, Temporal | THERMOMETERTEMPORAL-Exergen-TAT-5000 | [22 empty] | Thermometer, Temporal | THERMOMETERTEMPORAL | Thermometer, Temporal | Exergen
YES | YES |  |  |  | A720758 | 099-04220 | Exergen | TAT 5000 |  | A720758 | Pre op |  |  |  |  | A720758 | 099-04220 | Pearland | Memorial Hermann Pearland Hospital | Pre op | Pre op 9 |  |  |  | No pm |  | Thermometer, Temporal | THERMOMETERTEMPORAL-Exergen-TAT-5000 | [22 empty] | Thermometer, Temporal | THERMOMETERTEMPORAL | Thermometer, Temporal | Exergen
YES | YES |  |  |  | 099-04566 | 099-04566 | Exergen | TAT 5000 |  | A865198 | PEARLAND - OR - PREOP/PACU |  |  |  |  | 099-04566 | 099-04566 | Pearland | Memorial Hermann Pearland Hospital | PEARLAND - OR - PREOP/PACU | Pre-Op1 | [5 empty] | Thermometer, Temporal | THERMOMETERTEMPORAL-Exergen-TAT-5000 | [22 empty] | Thermometer, Temporal | THERMOMETERTEMPORAL | Thermometer, Temporal | Exergen
YES | YES |  |  |  | A862498 | A862498 | Exergen | TAT 5000 |  | A862498 | PEARLAND - CENTRAL SUPPLY |  |  |  |  | A862498 | A862498 | Pearland | Memorial Hermann Pearland Hospital | PEARLAND - CENTRAL SUPPLY | Pre op 8 |  |  |  | Serial is asset |  | Thermometer, Temporal | THERMOMETERTEMPORAL-Exergen-TAT-5000 | [22 empty] | Thermometer, Temporal | THERMOMETERTEMPORAL | Thermometer, Temporal | Exergen
YES | YES |  |  |  | 099-04589 | 099-04589 | Exergen | TAT 5000 |  | A729579 | PEARLAND - OR - PREOP/PACU |  |  |  |  | 099-04589 | 099-04589 | Pearland | Memorial Hermann Pearland Hospital | PEARLAND - OR - PREOP/PACU | Pre-Op2 | [5 empty] | Thermometer, Temporal | THERMOMETERTEMPORAL-Exergen-TAT-5000 | [22 empty] | Thermometer, Temporal | THERMOMETERTEMPORAL | Thermometer, Temporal | Exergen
YES | YES |  |  |  | A865228 | A865228 | Exergen | TAT 5000 |  | A865228 | PEARLAND - CENTRAL SUPPLY |  |  |  |  | A865228 | A865228 | Pearland | Memorial Hermann Pearland Hospital | PEARLAND - CENTRAL SUPPLY | Pre op 7 |  |  |  | No pm |  | Thermometer, Temporal | THERMOMETERTEMPORAL-Exergen-TAT-5000 | [22 empty] | Thermometer, Temporal | THERMOMETERTEMPORAL | Thermometer, Temporal | Exergen
YES | YES |  |  |  | 099-04594 | 099-04594 | Exergen | TAT 5000 |  | A865227 | PEARLAND - OR - PREOP/PACU |  |  |  |  | 099-04594 | 099-04594 | Pearland | Memorial Hermann Pearland Hospital | PEARLAND - OR - PREOP/PACU | Pre-Op3 | [5 empty] | Thermometer, Temporal | THERMOMETERTEMPORAL-Exergen-TAT-5000 | [22 empty] | Thermometer, Temporal | THERMOMETERTEMPORAL | Thermometer, Temporal | Exergen
YES | YES |  |  |  | 099-04514 | 099-04514 | Exergen | TAT 5000 |  | A862520 | PEARLAND - OR - PREOP/PACU |  |  |  |  | 099-04514 | 099-04514 | Pearland | Memorial Hermann Pearland Hospital | PEARLAND - OR - PREOP/PACU | Pre-OP 4 | [5 empty] | Thermometer, Temporal | THERMOMETERTEMPORAL-Exergen-TAT-5000 | [22 empty] | Thermometer, Temporal | THERMOMETERTEMPORAL | Thermometer, Temporal | Exergen
YES | YES |  |  |  | 099-04518 | 099-04518 | Exergen | TAT 5000 |  | A718725 | PEARLAND - OR - PREOP/PACU |  |  |  |  | 099-04518 | 099-04518 | Pearland | Memorial Hermann Pearland Hospital | PEARLAND - OR - PREOP/PACU | Pre-Op 5 | [5 empty] | Thermometer, Temporal | THERMOMETERTEMPORAL-Exergen-TAT-5000 | [22 empty] | Thermometer, Temporal | THERMOMETERTEMPORAL | Thermometer, Temporal | Exergen
YES | YES |  |  |  | 099-04520 | 099-04520 | Exergen | TAT 5000 |  | A862220 | Pearland-0r-PreOp/PacU |  |  |  |  | 099-04520 | 099-04520 | Pearland | Memorial Hermann Pearland Hospital | Pearland-0r-PreOp/PacU | Pre-Op6 | [5 empty] | Thermometer, Temporal | THERMOMETERTEMPORAL-Exergen-TAT-5000 | [22 empty] | Thermometer, Temporal | THERMOMETERTEMPORAL | Thermometer, Temporal | Exergen
YES | YES |  |  |  | A867213 | A867213 | Exergen | TAT 5000 |  | A867213 | Pacu |  |  |  |  | A867213 | A867213 | Pearland | Memorial Hermann Pearland Hospital | Pacu | Pacu 5 |  |  |  | Serial is asset |  | Thermometer, Temporal | THERMOMETERTEMPORAL-Exergen-TAT-5000 | [22 empty] | Thermometer, Temporal | THERMOMETERTEMPORAL | Thermometer, Temporal | Exergen
YES | YES |  |  |  | 099-04524 | 099-04524 | Exergen | TAT 5000 |  | A867233 | PEARLAND - OR - PREOP/PACU |  |  |  |  | 099-04524 | 099-04524 | Pearland | Memorial Hermann Pearland Hospital | PEARLAND - OR - PREOP/PACU | PacU 1 |  | 2/1/20 |  |  |  | Thermometer, Temporal | THERMOMETERTEMPORAL-Exergen-TAT-5000 | [22 empty] | Thermometer, Temporal | THERMOMETERTEMPORAL | Thermometer, Temporal | Exergen
YES | YES |  |  |  | A867235 | A867235 | Exergen | TAT 5000 |  | A867235 | Pacu |  |  |  |  | A867235 | A867235 | Pearland | Memorial Hermann Pearland Hospital | Pacu | Pacu 4 |  |  |  | No pm |  | Thermometer, Temporal | THERMOMETERTEMPORAL-Exergen-TAT-5000 | [22 empty] | Thermometer, Temporal | THERMOMETERTEMPORAL | Thermometer, Temporal | Exergen
YES | YES |  |  |  | 099-03027 | 099-03027 | Exergen | TAT 5000 |  |  | KATY - PACU |  |  |  |  | 099-03027 | 099-03027 | Katy | Memorial Hermann Katy Hospital | KATY - PACU | Pacu | [5 empty] | Thermometer, Temporal | THERMOMETERTEMPORAL-Exergen-TAT-5000 | [22 empty] | Thermometer, Temporal | THERMOMETERTEMPORAL | Thermometer, Temporal | Exergen
YES | YES |  |  |  | A883385 | A883385 | Exergen | TAT 5000 |  | A883385 | KATY - PACU |  |  |  |  | A883385 | A883385 | Katy | Memorial Hermann Katy Hospital | KATY - PACU | Nurses Station | [5 empty] | Thermometer, Temporal | THERMOMETERTEMPORAL-Exergen-TAT-5000 | [22 empty] | Thermometer, Temporal | THERMOMETERTEMPORAL | Thermometer, Temporal | Exergen
NO | YES |  |  |  | 099-02985 | 099-02985 | Exergen | TAT 5000 |  | O2959 | Katy-Labor & Delivery OR |  |  |  |  | 099-02985 | 099-02985 | Katy | MHHS-Katy | Katy-Labor & Delivery OR | LDR 7 | [5 empty] | Thermometer, Temporal | THERMOMETERTEMPORAL-Exergen-TAT-5000 | [22 empty] | Thermometer, Temporal | THERMOMETERTEMPORAL | Thermometer, Temporal | Exergen
YES | YES |  |  |  | A519990 | A519990 | Exergen | TAT 5000 |  | A519990 | KATY - OR |  |  |  |  | A519990 | A519990 | Katy | Memorial Hermann Katy Hospital | KATY - OR | C SECTION OR1 | [5 empty] | Thermometer, Temporal | THERMOMETERTEMPORAL-Exergen-TAT-5000 | [22 empty] | Thermometer, Temporal | THERMOMETERTEMPORAL | Thermometer, Temporal | Exergen
YES | YES |  |  |  | 099-04379 | 099-04379 | Exergen | TAT 5000 |  | A 649206 | KATY - Ambulatory |  |  |  |  | 099-04379 | 099-04379 | Katy | Memorial Hermann Katy Hospital | KATY - Ambulatory | Ambulatory Hallway | [5 empty] | Thermometer, Temporal | THERMOMETERTEMPORAL-Exergen-TAT-5000 | [22 empty] | Thermometer, Temporal | THERMOMETERTEMPORAL | Thermometer, Temporal | Exergen
YES | YES |  |  |  | 099-04922 | 099-04922 | Exergen | TAT 5000 |  | A 604801 | Per-Adm |  |  |  |  | 099-04922 | 099-04922 | Katy | Memorial Hermann Katy Hospital | Per-Adm | Per-Adm | [5 empty] | Thermometer, Temporal | THERMOMETERTEMPORAL-Exergen-TAT-5000 | [22 empty] | Thermometer, Temporal | THERMOMETERTEMPORAL | Thermometer, Temporal | Exergen
YES | YES |  |  |  | A605362 | A605362 | Exergen | TAT 5000 |  | A605362 | MH MG - (KY) - URGENT CARE - FULSHEAR |  |  |  |  | A605362 | A605362 | Katy | Memorial Hermann Urgent Care Fulshear (#1200) | MH MG - (KY) - URGENT CARE - FULSHEAR | Nurses station | [5 empty] | Thermometer, Temporal | THERMOMETERTEMPORAL-Exergen-TAT-5000 | [22 empty] | Thermometer, Temporal | THERMOMETERTEMPORAL | Thermometer, Temporal | Exergen
YES | YES |  |  |  | 099-02765 | 099-02765 | Exergen | TAT 5000 |  | A763836 | ER |  |  |  |  | 099-02765 | 099-02765 | Katy | Memorial Hermann Convenient Care Center in Kingwood (Kingwood CCC) | ER | Nursing | [5 empty] | Thermometer, Temporal | THERMOMETERTEMPORAL-Exergen-TAT-5000 | [22 empty] | Thermometer, Temporal | THERMOMETERTEMPORAL | Thermometer, Temporal | Exergen
YES | YES |  |  |  | 099-02597 | 099-02597 | Exergen | TAT 5000 |  |  | MH MG - (KY) - KATY PEDS (MP2) |  |  |  |  | 099-02597 | 099-02597 | Katy | Center for Advanced Cardiology in Katy - Medical Plaza 2 (#200) | MH MG - (KY) - KATY PEDS (MP2) | Nursing | 2/1/20 |  |  |  |  | Thermometer, Temporal | THERMOMETERTEMPORAL-Exergen-TAT-5000 | [22 empty] | Thermometer, Temporal | THERMOMETERTEMPORAL | Thermometer, Temporal | Exergen
YES | YES |  |  |  | A606737 | A606737 | Exergen | TAT 5000 |  | A606737 | KATY - ER |  |  |  |  | A606737 | A606737 | Katy | Memorial Hermann Katy Hospital | KATY - ER | Triage 2 | [5 empty] | Thermometer, Temporal | THERMOMETERTEMPORAL-Exergen-TAT-5000 | [22 empty] | Thermometer, Temporal | THERMOMETERTEMPORAL | Thermometer, Temporal | Exergen
YES | YES |  |  |  | A718721 | A718721 | Exergen | TAT 5000 |  | A718721 | MH MG - (NE) - KINGWOOD CCC - TIMESHARE |  |  |  |  | A718721 | A718721 | Katy | Memorial Hermann Medical Group Kingwood (located in the CCC) - Level 2 (#500) | MH MG - (NE) - KINGWOOD CCC - TIMESHARE | Vaccine room | [5 empty] | Thermometer, Temporal | THERMOMETERTEMPORAL-Exergen-TAT-5000 | [22 empty] | Thermometer, Temporal | THERMOMETERTEMPORAL | Thermometer, Temporal | Exergen
YES | YES |  |  |  | A 524358 | A524358 | Exergen | TAT 5000 |  | A 524358 | [5 empty] | A 524358 | A524358 | Katy | Memorial Hermann Medical Group Kingwood (located in the CCC) - Level 2 (#500) |  | Vaccine room | 2/1/20 |  |  |  |  | Thermometer, Temporal | THERMOMETERTEMPORAL-Exergen-TAT-5000 | [22 empty] | Thermometer, Temporal | THERMOMETERTEMPORAL | Thermometer, Temporal | Exergen
YES | YES |  |  |  | 099-02257 | 099-02257 | Exergen | TAT 5000 |  |  | NE - Pacu |  |  |  |  | 099-02257 | 099-02257 | Katy | Memorial Hermann Northeast Hospital | NE - Pacu | Pacu | 2/1/20 |  |  |  |  | Thermometer, Temporal | THERMOMETERTEMPORAL-Exergen-TAT-5000 | [22 empty] | Thermometer, Temporal | THERMOMETERTEMPORAL | Thermometer, Temporal | Exergen
YES | YES |  |  |  | A45337 | A45337 | Exergen | TAT 5000 |  | A45337 | NE - OR HOLDING |  |  |  |  | A45337 | A45337 | Katy | Memorial Hermann Northeast Hospital | NE - OR HOLDING | Nurses station | [5 empty] | Thermometer, Temporal | THERMOMETERTEMPORAL-Exergen-TAT-5000 | [22 empty] | Thermometer, Temporal | THERMOMETERTEMPORAL | Thermometer, Temporal | Exergen
YES | YES | [5 empty] | Exergen | TAT 5000 |  |  | NE - Biomed | [6 empty] | Katy | Memorial Hermann Northeast Hospital | NE - Biomed | Biomed | 2/1/20 |  |  |  |  | Thermometer, Temporal | THERMOMETERTEMPORAL-Exergen-TAT-5000 | [22 empty] | Thermometer, Temporal | THERMOMETERTEMPORAL | Thermometer, Temporal | Exergen
YES | YES | [5 empty] | Exergen | TAT 5000 |  |  | NE - Biomed | [6 empty] | Katy | Memorial Hermann Northeast Hospital | NE - Biomed | Biomed |  |  |  | Broken |  | Thermometer, Temporal | THERMOMETERTEMPORAL-Exergen-TAT-5000 | [22 empty] | Thermometer, Temporal | THERMOMETERTEMPORAL | Thermometer, Temporal | Exergen
YES | YES | [5 empty] | Exergen | TAT 5000 |  |  | NE - Biomed | [6 empty] | Katy | Memorial Hermann Northeast Hospital | NE - Biomed | Biomed |  |  |  | Broken |  | Thermometer, Temporal | THERMOMETERTEMPORAL-Exergen-TAT-5000 | [22 empty] | Thermometer, Temporal | THERMOMETERTEMPORAL | Thermometer, Temporal | Exergen
YES | YES |  |  |  | A877350 | 099-02893 | Exergen | TAT 5000 |  | A877350 | Oncology |  |  |  |  | A877350 | 099-02893 | Katy | Memorial Hermann Cancer Center - Northeast | Oncology | Hallway | 2/1/20 |  |  |  |  | Thermometer, Temporal | THERMOMETERTEMPORAL-Exergen-TAT-5000 | [22 empty] | Thermometer, Temporal | THERMOMETERTEMPORAL | Thermometer, Temporal | Exergen
YES | YES |  |  |  |  | 099-03937 | Exergen | TAT 5000 |  |  | NE - CANCER CENTER | [5 empty] | 099-03937 | Katy | Memorial Hermann Cancer Center - Northeast | NE - CANCER CENTER | Infusion room | 2/1/20 |  |  |  |  | Thermometer, Temporal | THERMOMETERTEMPORAL-Exergen-TAT-5000 | [22 empty] | Thermometer, Temporal | THERMOMETERTEMPORAL | Thermometer, Temporal | Exergen
NO | YES |  |  |  |  | 099-03938 | Exergen | TAT 5000 |  |  | NE-Cancer Center | [5 empty] | 099-03938 | Katy | MHHS-Northeast | NE-Cancer Center | Infusion room | [5 empty] | Thermometer, Temporal | THERMOMETERTEMPORAL-Exergen-TAT-5000 | [22 empty] | Thermometer, Temporal | THERMOMETERTEMPORAL | Thermometer, Temporal | Exergen
YES | YES |  |  |  | 099-00988 | 099-00988 | Exergen | TAT 5000 |  | A722345 | [5 empty] | 099-00988 | 099-00988 | [7 empty] | No pm |  | Thermometer, Temporal | THERMOMETERTEMPORAL-Exergen-TAT-5000 | [22 empty] | Thermometer, Temporal | THERMOMETERTEMPORAL | Thermometer, Temporal | Exergen
YES | YES |  |  |  | O2937 | O2937 | Exergen | TAT 5000 |  | O2937 | NE - LABOR |  |  |  |  | O2937 | O2937 | Katy | Memorial Hermann Northeast Hospital | NE - LABOR | [6 empty] | Thermometer, Temporal | THERMOMETERTEMPORAL-Exergen-TAT-5000 | [22 empty] | Thermometer, Temporal | THERMOMETERTEMPORAL | Thermometer, Temporal | Exergen
YES | YES |  |  |  | O2901 | O2901 | Exergen | TAT 5000 |  | O2901 | Labor and delivery |  |  |  |  | O2901 | O2901 | Katy | Memorial Hermann Northeast Hospital | Labor and delivery | Obed triage | [5 empty] | Thermometer, Temporal | THERMOMETERTEMPORAL-Exergen-TAT-5000 | [22 empty] | Thermometer, Temporal | THERMOMETERTEMPORAL | Thermometer, Temporal | Exergen
YES | YES |  |  |  | 099-00827 | 099-00827 | Exergen | TAT 5000 |  |  | LND |  |  |  |  | 099-00827 | 099-00827 | Katy | Memorial Hermann Northeast Hospital | LND | Room 2025 | [5 empty] | Thermometer, Temporal | THERMOMETERTEMPORAL-Exergen-TAT-5000 | [22 empty] | Thermometer, Temporal | THERMOMETERTEMPORAL | Thermometer, Temporal | Exergen
YES | YES |  |  |  | O2927 | O2927 | Exergen | TAT 5000 |  | O2927 | NE - LABOR |  |  |  |  | O2927 | O2927 | Katy | Memorial Hermann Northeast Hospital | NE - LABOR | [6 empty] | Thermometer, Temporal | THERMOMETERTEMPORAL-Exergen-TAT-5000 | [22 empty] | Thermometer, Temporal | THERMOMETERTEMPORAL | Thermometer, Temporal | Exergen
YES | YES |  |  |  | 099-00642 | 099-00642 | Exergen | TAT 5000 |  | A111505 | NE - LABOR |  |  |  |  | 099-00642 | 099-00642 | Katy | Memorial Hermann Northeast Hospital | NE - LABOR | Recovery Room | [5 empty] | Thermometer, Temporal | THERMOMETERTEMPORAL-Exergen-TAT-5000 | [22 empty] | Thermometer, Temporal | THERMOMETERTEMPORAL | Thermometer, Temporal | Exergen
YES | YES |  |  |  | 099-00898 | 099-00898 | Exergen | TAT 5000 |  | O2936 | NE - LABOR |  |  |  |  | 099-00898 | 099-00898 | NorthEast |  | NE - LABOR |  |  |  |  | No pm |  | Thermometer, Temporal | THERMOMETERTEMPORAL-Exergen-TAT-5000 | [22 empty] | Thermometer, Temporal | THERMOMETERTEMPORAL | Thermometer, Temporal | Exergen
YES | YES |  |  |  | 099-00843 | 099-00843 | Exergen | TAT 5000 |  |  | NE - LABOR |  |  |  |  | 099-00843 | 099-00843 | Katy | Memorial Hermann Northeast Hospital | NE - LABOR |  | 2/1/20 |  |  |  |  | Thermometer, Temporal | THERMOMETERTEMPORAL-Exergen-TAT-5000 | [22 empty] | Thermometer, Temporal | THERMOMETERTEMPORAL | Thermometer, Temporal | Exergen
YES | YES |  |  |  | 099-00685 | 099-00685 | Exergen | TAT 5000 |  | O2904 | NE - LABOR |  |  |  |  | 099-00685 | 099-00685 | Katy | Memorial Hermann Northeast Hospital | NE - LABOR | Suite 2020 |  |  |  | Multiple Cracks |  | Thermometer, Temporal | THERMOMETERTEMPORAL-Exergen-TAT-5000 | [22 empty] | Thermometer, Temporal | THERMOMETERTEMPORAL | Thermometer, Temporal | Exergen
YES | YES |  |  |  | 099-01007 | 099-01007 | Exergen | TAT 5000 |  | O2947 | NE - LABOR |  |  |  |  | 099-01007 | 099-01007 | NorthEast |  | NE - LABOR |  |  |  |  | No pm |  | Thermometer, Temporal | THERMOMETERTEMPORAL-Exergen-TAT-5000 | [22 empty] | Thermometer, Temporal | THERMOMETERTEMPORAL | Thermometer, Temporal | Exergen
YES | YES |  |  |  | 099-02412 | 099-02412 | Exergen | TAT 5000 |  | O918093 | MH MG - (SL) - URGENT CARE - TELFAIR |  |  |  |  | 099-02412 | 099-02412 | Sugar Land | Memorial Hermann Urgent Care Telfair (#A) | MH MG - (SL) - URGENT CARE - TELFAIR |  |  |  |  | No pm |  | Thermometer, Temporal | THERMOMETERTEMPORAL-Exergen-TAT-5000 | [22 empty] | Thermometer, Temporal | THERMOMETERTEMPORAL | Thermometer, Temporal | Exergen
YES | YES |  |  |  | A605395 | A605395 | Exergen | TAT 5000 |  | A605395 | MH MG - (SL) - SUGAR LAND PRIMARY CARE (MP1) |  |  |  |  | A605395 | A605395 | Sugar Land | Memorial Hermann Medical Group Sugar Land (#300) | MH MG - (SL) - SUGAR LAND PRIMARY CARE (MP1) | Exam 6 | [5 empty] | Thermometer, Temporal | THERMOMETERTEMPORAL-Exergen-TAT-5000 | [22 empty] | Thermometer, Temporal | THERMOMETERTEMPORAL | Thermometer, Temporal | Exergen
YES | YES |  |  |  | 142-09468 | 142-09468 | Exergen | TAT 5000 |  | A 469890 | WOODLANDS - TERRAMONT ER (CLINIC) |  |  |  |  | 142-09468 | 142-09468 | Woodlands | Memorial Hermann 24-Hour Emergency Care | WOODLANDS - TERRAMONT ER (CLINIC) | Nurses Station |  |  |  | New add - damaged |  | Thermometer, Temporal | THERMOMETERTEMPORAL-Exergen-TAT-5000 | [22 empty] | Thermometer, Temporal | THERMOMETERTEMPORAL | Thermometer, Temporal | Exergen
YES | YES |  |  |  | 142-09469 | 142-09469 | Exergen | TAT 5000 |  | A 510949 | WOODLANDS - TERRAMONT ER (CLINIC) |  |  |  |  | 142-09469 | 142-09469 | Woodlands | Memorial Hermann 24-Hour Emergency Care | WOODLANDS - TERRAMONT ER (CLINIC) | Nurses Station |  |  |  | New add - severely damaged |  | Thermometer, Temporal | THERMOMETERTEMPORAL-Exergen-TAT-5000 | [22 empty] | Thermometer, Temporal | THERMOMETERTEMPORAL | Thermometer, Temporal | Exergen
YES | YES |  |  |  | 099-02806 | 099-02806 | Exergen | TAT 5000 |  | A771774 | Emergency department |  |  |  |  | 099-02806 | 099-02806 | Woodlands | Memorial Hermann Hospital Woodlands | Emergency department | Pedi ER | [5 empty] | Thermometer, Temporal | THERMOMETERTEMPORAL-Exergen-TAT-5000 | [22 empty] | Thermometer, Temporal | THERMOMETERTEMPORAL | Thermometer, Temporal | Exergen
YES | YES |  |  |  | 005-33091 | 005-33091 | Exergen | TAT 5000 |  | A 391165 | WOODLANDS - ER |  |  |  |  | 005-33091 | 005-33091 | Woodlands | Memorial Hermann The Woodlands Medical Center | WOODLANDS - ER | Nurses Station |  |  |  | New add |  | Thermometer, Temporal | THERMOMETERTEMPORAL-Exergen-TAT-5000 | [22 empty] | Thermometer, Temporal | THERMOMETERTEMPORAL | Thermometer, Temporal | Exergen
YES | YES |  |  |  | A812042 | A812042 | Exergen | TAT 5000 |  | A812042 | PACU |  |  |  |  | A812042 | A812042 | Woodlands | Memorial Hermann woodlands | PACU | PACU | [5 empty] | Thermometer, Temporal | THERMOMETERTEMPORAL-Exergen-TAT-5000 | [22 empty] | Thermometer, Temporal | THERMOMETERTEMPORAL | Thermometer, Temporal | Exergen
YES | YES |  |  |  | A849825 | A849825 | Exergen | TAT 5000 |  | A849825 | WOODLANDS - CENTRAL SUPPLY |  |  |  |  | A849825 | A849825 | Woodlands | Memorial Hermann The Woodlands Medical Center | WOODLANDS - CENTRAL SUPPLY | PCAU L | [5 empty] | Thermometer, Temporal | THERMOMETERTEMPORAL-Exergen-TAT-5000 | [22 empty] | Thermometer, Temporal | THERMOMETERTEMPORAL | Thermometer, Temporal | Exergen
YES | YES |  |  |  | 029-13556 | 029-13556 | Exergen | TAT 5000 |  | A849813 | WOODLANDS - NICU (NEW) |  |  |  |  | 029-13556 | 029-13556 |  |  | WOODLANDS - NICU (NEW) | [6 empty] | Thermometer, Temporal | THERMOMETERTEMPORAL-Exergen-TAT-5000 | [22 empty] | Thermometer, Temporal | THERMOMETERTEMPORAL | Thermometer, Temporal | Exergen
YES | YES |  |  |  | 029-13572 | 029-13572 | Exergen | TAT 5000 |  | A523729 | TIRR - WOODLANDS INPATIENT |  |  |  |  | 029-13572 | 029-13572 |  |  | TIRR - WOODLANDS INPATIENT | [6 empty] | Thermometer, Temporal | THERMOMETERTEMPORAL-Exergen-TAT-5000 | [22 empty] | Thermometer, Temporal | THERMOMETERTEMPORAL | Thermometer, Temporal | Exergen
YES | YES |  |  |  | 029-13577 | 029-13577 | Exergen | TAT 5000 |  | A505538 | TIRR - WOODLANDS INPATIENT |  |  |  |  | 029-13577 | 029-13577 |  |  | TIRR - WOODLANDS INPATIENT | [6 empty] | Thermometer, Temporal | THERMOMETERTEMPORAL-Exergen-TAT-5000 | [22 empty] | Thermometer, Temporal | THERMOMETERTEMPORAL | Thermometer, Temporal | Exergen
YES | YES |  |  |  | 074-06403 | 074-06403 | Exergen | TAT 5000 |  | A850677 | Neuroscience ICU |  |  |  |  | 074-06403 | 074-06403 | Woodlands | Woodlan memorial hospital | Neuroscience ICU | Neuroscience 442 | [5 empty] | Thermometer, Temporal | THERMOMETERTEMPORAL-Exergen-TAT-5000 | [22 empty] | Thermometer, Temporal | THERMOMETERTEMPORAL | Thermometer, Temporal | Exergen
YES | YES |  |  |  | A850620 | A850620 | Exergen | TAT 5000 |  | A850620 | Neuroscience ICU |  |  |  |  | A850620 | A850620 | Woodlands | Woodlan memorial hospital | Neuroscience ICU | Neuroscience 443 | [5 empty] | Thermometer, Temporal | THERMOMETERTEMPORAL-Exergen-TAT-5000 | [22 empty] | Thermometer, Temporal | THERMOMETERTEMPORAL | Thermometer, Temporal | Exergen
YES | YES |  |  |  | A850667 | A850667 | Exergen | TAT 5000 |  | A850667 | Neuroscience ICU |  |  |  |  | A850667 | A850667 | Woodlands | Woodlan memorial hospital | Neuroscience ICU | Neuroscience 444 | [5 empty] | Thermometer, Temporal | THERMOMETERTEMPORAL-Exergen-TAT-5000 | [22 empty] | Thermometer, Temporal | THERMOMETERTEMPORAL | Thermometer, Temporal | Exergen
YES | YES |  |  |  | A847924 | A847924 | Exergen | TAT 5000 |  | A847924 | Neuroscience ICU |  |  |  |  | A847924 | A847924 | Woodlands | Woodlan memorial hospital | Neuroscience ICU | Neuroscience 441 | [5 empty] | Thermometer, Temporal | THERMOMETERTEMPORAL-Exergen-TAT-5000 | [22 empty] | Thermometer, Temporal | THERMOMETERTEMPORAL | Thermometer, Temporal | Exergen
YES | YES |  |  |  | A850664 | A850664 | Exergen | TAT 5000 |  |  | Neuroscience ICU |  |  |  |  | A850664 | A850664 | Woodlands | Woodlan memorial hospital | Neuroscience ICU | Neuroscience 434 | [5 empty] | Thermometer, Temporal | THERMOMETERTEMPORAL-Exergen-TAT-5000 | [22 empty] | Thermometer, Temporal | THERMOMETERTEMPORAL | Thermometer, Temporal | Exergen
YES | YES |  |  |  | A850659 | A850659 | Exergen | TAT 5000 |  | A850659 | Neuroscience ICU |  |  |  |  | A850659 | A850659 | Woodlands | Woodlan memorial hospital | Neuroscience ICU | Neuroscience 436 | [5 empty] | Thermometer, Temporal | THERMOMETERTEMPORAL-Exergen-TAT-5000 | [22 empty] | Thermometer, Temporal | THERMOMETERTEMPORAL | Thermometer, Temporal | Exergen
YES | YES |  |  |  | 074-06493 | 074-06493 | Exergen | TAT 5000 |  | A847892 | ICU |  |  |  |  | 074-06493 | 074-06493 | Woodlands | Memorial Hermann Hospital Woodlands | ICU | ICU E433 | [5 empty] | Thermometer, Temporal | THERMOMETERTEMPORAL-Exergen-TAT-5000 | [22 empty] | Thermometer, Temporal | THERMOMETERTEMPORAL | Thermometer, Temporal | Exergen
YES | YES |  |  |  | A850691 | A850691 | Exergen | TAT 5000 |  | A850691 | Neuroscience ICU |  |  |  |  | A850691 | A850691 | Woodlands | Woodland memorial hospital | Neuroscience ICU | E435 | [5 empty] | Thermometer, Temporal | THERMOMETERTEMPORAL-Exergen-TAT-5000 | [22 empty] | Thermometer, Temporal | THERMOMETERTEMPORAL | Thermometer, Temporal | Exergen
YES | YES |  |  |  | 029-13948 | 029-13948 | Exergen | TAT 5000 |  | A847889 | Neuroscience |  |  |  |  | 029-13948 | 029-13948 | Woodlands | Memorial Hermann Hospital Woodlands | Neuroscience | Neuroscience E431 | [5 empty] | Thermometer, Temporal | THERMOMETERTEMPORAL-Exergen-TAT-5000 | [22 empty] | Thermometer, Temporal | THERMOMETERTEMPORAL | Thermometer, Temporal | Exergen
YES | YES |  |  |  | A731281 | A731281 | Exergen | TAT 5000 |  | A731281 | Endoscopy |  |  |  |  | A731281 | A731281 | Woodland | Woodland memorial hospital | Endoscopy | Room 1 | [5 empty] | Thermometer, Temporal | THERMOMETERTEMPORAL-Exergen-TAT-5000 | [22 empty] | Thermometer, Temporal | THERMOMETERTEMPORAL | Thermometer, Temporal | Exergen
NO | YES |  |  |  | 009-33945 | 009-33945 | Exergen | TAT 5000 |  | A541222 | GH - Pre op |  |  |  |  | 009-33945 | 009-33945 |  |  | GH - Pre op | Hallway | [5 empty] | Thermometer, Temporal | THERMOMETERTEMPORAL-Exergen-TAT-5000 | [22 empty] | Thermometer, Temporal | THERMOMETERTEMPORAL | Thermometer, Temporal | Exergen
YES | YES |  |  |  | 099-08403 | 099-08403 | Exergen | TAT 5000 |  | A862774 | GH - PACU |  |  |  |  | 099-08403 | 099-08403 |  |  | GH - PACU | Nursing station | [5 empty] | Thermometer, Temporal | THERMOMETERTEMPORAL-Exergen-TAT-5000 | [22 empty] | Thermometer, Temporal | THERMOMETERTEMPORAL | Thermometer, Temporal | Exergen
YES | YES |  |  |  | 099-08293 | 099-08293 | Exergen | TAT 5000 |  | A741003 | Dialysis |  |  |  |  | 099-08293 | 099-08293 | Central | Memorial hermann greater heights hospital | Dialysis | Dialysis | [5 empty] | Thermometer, Temporal | THERMOMETERTEMPORAL-Exergen-TAT-5000 | [22 empty] | Thermometer, Temporal | THERMOMETERTEMPORAL | Thermometer, Temporal | Exergen
YES | YES |  |  |  | A624782 | A624782 | Exergen | TAT 5000 |  | A624782 | GH - IMU |  |  |  |  | A624782 | A624782 | Central | Memorial Hermann Greater Heights Hospital | GH - IMU | IMU | [5 empty] | Thermometer, Temporal | THERMOMETERTEMPORAL-Exergen-TAT-5000 | [22 empty] | Thermometer, Temporal | THERMOMETERTEMPORAL | Thermometer, Temporal | Exergen
YES | YES |  |  |  | 099-08334 | 099-08334 | Exergen | TAT 5000 |  | A887278 | ER |  |  |  |  | 099-08334 | 099-08334 | Central | Memorial Hermann Hospital greater heights | ER | Front Entrance | 3/1/20 |  |  |  |  | Thermometer, Temporal | THERMOMETERTEMPORAL-Exergen-TAT-5000 | [22 empty] | Thermometer, Temporal | THERMOMETERTEMPORAL | Thermometer, Temporal | Exergen
YES | YES |  |  |  | 099-08333 | 099-08333 | Exergen | TAT 5000 |  | A883081 | ER |  |  |  |  | 099-08333 | 099-08333 | Central | Memorial Hermann Hospital greater heights | ER | Front Entrance | [5 empty] | Thermometer, Temporal | THERMOMETERTEMPORAL-Exergen-TAT-5000 | [22 empty] | Thermometer, Temporal | THERMOMETERTEMPORAL | Thermometer, Temporal | Exergen
YES | YES |  |  |  | 099-Q332 | 099-08332 | Exergen | TAT 5000 |  | A888662 | ER |  |  |  |  | 099-Q332 | 099-08332 | Central | Memorial Hermann Hospital greater heights | ER | Front Entrance | [5 empty] | Thermometer, Temporal | THERMOMETERTEMPORAL-Exergen-TAT-5000 | [22 empty] | Thermometer, Temporal | THERMOMETERTEMPORAL | Thermometer, Temporal | Exergen
NO | YES |  |  |  | 099-08198 | 099-08198 | Exergen | TAT 5000 |  | A743493 | GH-CV ICU |  |  |  |  | 099-08198 | 099-08198 | Central | MHHS-Greater Heights | GH-CV ICU | Recovery Room 4 | [5 empty] | Thermometer, Temporal | THERMOMETERTEMPORAL-Exergen-TAT-5000 | [22 empty] | Thermometer, Temporal | THERMOMETERTEMPORAL | Thermometer, Temporal | Exergen
NO | YES |  |  |  | 099-08330 | 099-08330 | Exergen | TAT 5000 |  | A749087 | GH-CV ICU |  |  |  |  | 099-08330 | 099-08330 | Central | MHHS-Greater Heights | GH-CV ICU | CVICU2 | [5 empty] | Thermometer, Temporal | THERMOMETERTEMPORAL-Exergen-TAT-5000 | [22 empty] | Thermometer, Temporal | THERMOMETERTEMPORAL | Thermometer, Temporal | Exergen
YES | YES |  |  |  | A890710 | A890710 | Exergen | TAT 5000 |  | A890710 | OR |  |  |  |  | A890710 | A890710 | Central | Memorial Hermann Greater Heights Hospital | OR | OR | [5 empty] | Thermometer, Temporal | THERMOMETERTEMPORAL-Exergen-TAT-5000 | [22 empty] | Thermometer, Temporal | THERMOMETERTEMPORAL | Thermometer, Temporal | Exergen
YES | YES |  |  |  | 099-08453 | 099-08453 | Exergen | TAT 5000 |  | A 614711 | SW - ENDOSCOPY |  |  |  |  | 099-08453 | 099-08453 | Southwest | Memorial Hermann Southwest Hospital | SW - ENDOSCOPY | Bay 2 |  |  |  | No PM Sticker |  | Thermometer, Temporal | THERMOMETERTEMPORAL-Exergen-TAT-5000 | [22 empty] | Thermometer, Temporal | THERMOMETERTEMPORAL | Thermometer, Temporal | Exergen
YES | YES |  |  |  | 099-08458 | 099-08458 | Exergen | TAT 5000 |  | A 54486 | SW - ENDOSCOPY |  |  |  |  | 099-08458 | 099-08458 | Southwest | Memorial Hermann Southwest Hospital | SW - ENDOSCOPY | Bay 26 | [5 empty] | Thermometer, Temporal | THERMOMETERTEMPORAL-Exergen-TAT-5000 | [22 empty] | Thermometer, Temporal | THERMOMETERTEMPORAL | Thermometer, Temporal | Exergen
YES | YES |  |  |  | 099-10041 | 099-10041 | Exergen | TAT 5000 |  | A664066 | CV PACU |  |  |  |  | 099-10041 | 099-10041 | Southwest | Memorial Hermann Southwest Hospital | CV PACU | Hallway | [5 empty] | Thermometer, Temporal | THERMOMETERTEMPORAL-Exergen-TAT-5000 | [22 empty] | Thermometer, Temporal | THERMOMETERTEMPORAL | Thermometer, Temporal | Exergen
YES | YES |  |  |  | 099-09019 | 099-09019 | Exergen | TAT 5000 |  | A664920 | Cardio Vascular |  |  |  |  | 099-09019 | 099-09019 | Southwest | Memorial Hermann Heart | Cardio Vascular | Exam 17 | [5 empty] | Thermometer, Temporal | THERMOMETERTEMPORAL-Exergen-TAT-5000 | [22 empty] | Thermometer, Temporal | THERMOMETERTEMPORAL | Thermometer, Temporal | Exergen
YES | YES |  |  |  | 099-10197 | 099-10197 | Exergen | TAT 5000 |  | A368203 | 1st floor |  |  |  |  | 099-10197 | 099-10197 | Southwest | Memorial Hermann Southwest Hospital | 1st floor | Main Entrance | 3/1/20 |  |  |  |  | Thermometer, Temporal | THERMOMETERTEMPORAL-Exergen-TAT-5000 | [22 empty] | Thermometer, Temporal | THERMOMETERTEMPORAL | Thermometer, Temporal | Exergen
YES | YES |  |  |  | 099-10313 | 099-10313 | Exergen | TAT 5000 |  | O6403 | SW - NURSERY |  |  |  |  | 099-10313 | 099-10313 | Southwest | Memorial Hermann Southwest Hospital | SW - NURSERY | Rm 565 | [5 empty] | Thermometer, Temporal | THERMOMETERTEMPORAL-Exergen-TAT-5000 | [22 empty] | Thermometer, Temporal | THERMOMETERTEMPORAL | Thermometer, Temporal | Exergen
YES | YES |  |  |  | 009-34281 | 009-34281 | Exergen | TAT 5000 |  | A207881 | SW - PREADMITTING |  |  |  |  | 009-34281 | 009-34281 | Southwest | Memorial Hermann Southwest Hospital | SW - PREADMITTING | Rm 9 | [5 empty] | Thermometer, Temporal | THERMOMETERTEMPORAL-Exergen-TAT-5000 | [22 empty] | Thermometer, Temporal | THERMOMETERTEMPORAL | Thermometer, Temporal | Exergen
YES | YES |  |  |  | 009-34263 | 009-34263 | Exergen | TAT 5000 |  | A207875 | Floor 1 |  |  |  |  | 009-34263 | 009-34263 | Southwest | Memorial Hermann Southwest Hospital | Floor 1 | Floor 1 | [5 empty] | Thermometer, Temporal | THERMOMETERTEMPORAL-Exergen-TAT-5000 | [22 empty] | Thermometer, Temporal | THERMOMETERTEMPORAL | Thermometer, Temporal | Exergen
YES | YES |  |  |  | 009-34234 | 009-34234 | Exergen | TAT 5000 |  | A210400 | Pre Admit |  |  |  |  | 009-34234 | 009-34234 | Southwest | Memorial Hermann Southwest Hospital | Pre Admit | [6 empty] | Thermometer, Temporal | THERMOMETERTEMPORAL-Exergen-TAT-5000 | [22 empty] | Thermometer, Temporal | THERMOMETERTEMPORAL | Thermometer, Temporal | Exergen
YES | YES |  |  |  | 099-10907 | 099-10907 | Exergen | TAT 5000 |  | A884681 | SW - Screening Area |  |  |  |  | 099-10907 | 099-10907 | Southwest | Memorial Hermann Southwest Hospital | SW - Screening Area | HVI Entry |  |  |  | New Add - Screening Area |  | Thermometer, Temporal | THERMOMETERTEMPORAL-Exergen-TAT-5000 | [22 empty] | Thermometer, Temporal | THERMOMETERTEMPORAL | Thermometer, Temporal | Exergen
YES | YES |  |  |  | 099-10348 | 099-10348 | Exergen | TAT 5000 |  | A888709 | Main hospital |  |  |  |  | 099-10348 | 099-10348 | Southwest | Memorial Hermann Southwest Hospital | Main hospital | Entrance | [5 empty] | Thermometer, Temporal | THERMOMETERTEMPORAL-Exergen-TAT-5000 | [22 empty] | Thermometer, Temporal | THERMOMETERTEMPORAL | Thermometer, Temporal | Exergen
YES | YES |  |  |  | 099-10347 | 099-10347 | Exergen | TAT 5000 |  | A567829 | HVI - OR |  |  |  |  | 099-10347 | 099-10347 | Southwest | Memorial Hermann Southwest Hospital | HVI - OR | HVI - OR |  |  |  |  | (null) | Thermometer, Temporal | (null) | (null) | (null) |  |  | (null) | (null) | [15 empty] | (null) | Thermometer, Temporal | THERMOMETERTEMPORAL | Thermometer, Temporal | Exergen
YES | YES |  |  |  | a523808 | a523808 | Exergen | TAT 5000 |  | a523808 | Triage |  |  |  |  | a523808 | a523808 | Southwest | Memorial Hermann Southwest Hospital Emergency Center | Triage | Triage | [5 empty] | Thermometer, Temporal | THERMOMETERTEMPORAL-Exergen-TAT-5000 | [22 empty] | Thermometer, Temporal | THERMOMETERTEMPORAL | Thermometer, Temporal | Exergen
YES | YES |  |  |  | 099-08793 | 099-08793 | Exergen | TAT 5000 |  | A243948 | SW - ER |  |  |  |  | 099-08793 | 099-08793 | Southwest | Memorial Hermann Southwest Hospital Emergency Center | SW - ER | EMS Triage Hallway |  |  |  | No PM Sticker Physically Damaged |  | Thermometer, Temporal | THERMOMETERTEMPORAL-Exergen-TAT-5000 | [22 empty] | Thermometer, Temporal | THERMOMETERTEMPORAL | Thermometer, Temporal | Exergen
NO | YES |  |  |  | 099-13215 | 099-13215 | Exergen | TAT 5000 |  | O3661 | SW-Labor |  |  |  |  | 099-13215 | 099-13215 | Southwest | MHHS-Southwest | SW-Labor | LDR 1 | [5 empty] | Thermometer, Temporal | THERMOMETERTEMPORAL-Exergen-TAT-5000 | [22 empty] | Thermometer, Temporal | THERMOMETERTEMPORAL | Thermometer, Temporal | Exergen
NO | YES |  |  |  | 099-14026 | 099-14026 | Exergen | TAT 5000 |  | O6360 | SW-Labor & Delivery |  |  |  |  | 099-14026 | 099-14026 | Southwest | MHHS-Southwest | SW-Labor & Delivery | LDR 3 | [5 empty] | Thermometer, Temporal | THERMOMETERTEMPORAL-Exergen-TAT-5000 | [22 empty] | Thermometer, Temporal | THERMOMETERTEMPORAL | Thermometer, Temporal | Exergen
YES | YES |  |  |  | 099-14032 | 099-14032 | Exergen | TAT 5000 |  | O6458 | SW-Labor and delivery |  |  |  |  | 099-14032 | 099-14032 | Southwest | Memorial Hermann Southwest Hospital | SW-Labor and delivery | LDR7 |  |  |  | No p.m. |  | Thermometer, Temporal | THERMOMETERTEMPORAL-Exergen-TAT-5000 | [22 empty] | Thermometer, Temporal | THERMOMETERTEMPORAL | Thermometer, Temporal | Exergen
NO | YES |  |  |  | 099-14034 | 099-14034 | Exergen | TAT 5000 |  | A7461 | SW-Labor & Delivery |  |  |  |  | 099-14034 | 099-14034 | Southwest | MHHS-Southwest | SW-Labor & Delivery | LDR8 | [5 empty] | Thermometer, Temporal | THERMOMETERTEMPORAL-Exergen-TAT-5000 | [22 empty] | Thermometer, Temporal | THERMOMETERTEMPORAL | Thermometer, Temporal | Exergen
YES | YES |  |  |  | 099-14048 | 099-14048 | Exergen | TAT 5000 |  | O6730 | SW - LABOR |  |  |  |  | 099-14048 | 099-14048 | Southwest | Memorial Hermann Southwest Hospital | SW - LABOR | LDR12 | [5 empty] | Thermometer, Temporal | THERMOMETERTEMPORAL-Exergen-TAT-5000 | [22 empty] | Thermometer, Temporal | THERMOMETERTEMPORAL | Thermometer, Temporal | Exergen
YES | YES |  |  |  | 099-14053 | 099-14053 | Exergen | TAT 5000 |  | O6380 | SW - LABOR |  |  |  |  | 099-14053 | 099-14053 | Southwest | Memorial Hermann Southwest Hospital | SW - LABOR | LDR10 | [5 empty] | Thermometer, Temporal | THERMOMETERTEMPORAL-Exergen-TAT-5000 | [22 empty] | Thermometer, Temporal | THERMOMETERTEMPORAL | Thermometer, Temporal | Exergen
YES | YES |  |  |  | 099-13200 | 099-13200 | Exergen | TAT 5000 |  | O3624 | SW - L |  |  |  |  | 099-13200 | 099-13200 | Southwest | Memorial Hermann Southwest Hospital | SW - L | L | [5 empty] | Thermometer, Temporal | THERMOMETERTEMPORAL-Exergen-TAT-5000 | [22 empty] | Thermometer, Temporal | THERMOMETERTEMPORAL | Thermometer, Temporal | Exergen
YES | YES |  |  |  | 099-13191 | 099-13191 | Exergen | TAT 5000 |  |  | SW - LABOR |  |  |  |  | 099-13191 | 099-13191 | Southwest | Memorial Hermann Southwest Hospital | SW - LABOR | Recovery room | [5 empty] | Thermometer, Temporal | THERMOMETERTEMPORAL-Exergen-TAT-5000 | [22 empty] | Thermometer, Temporal | THERMOMETERTEMPORAL | Thermometer, Temporal | Exergen
YES | YES |  |  |  | A886476 | A886476 | Exergen | TAT 5000 |  | A886476 | TIRR - PATIENT CARE UNIT 6 - 2414378 |  |  |  |  | A886476 | A886476 | TMC | Memorial Hermann Imaging Center - TIRR | TIRR - PATIENT CARE UNIT 6 - 2414378 | TIRR - PATIENT CARE UNIT 6- | [5 empty] | Thermometer, Temporal | THERMOMETERTEMPORAL-Exergen-TAT-5000 | [22 empty] | Thermometer, Temporal | THERMOMETERTEMPORAL | Thermometer, Temporal | Exergen
YES | YES |  |  |  | 099-08902 | 099-08902 | Exergen | TAT 5000 |  | A788762 | TIRR - PCU 6 |  |  |  |  | 099-08902 | 099-08902 | TMC | TIRR Memorial Hermann | TIRR - PCU 6 | Hallway |  |  |  | New Add |  | Thermometer, Temporal | THERMOMETERTEMPORAL-Exergen-TAT-5000 | [22 empty] | Thermometer, Temporal | THERMOMETERTEMPORAL | Thermometer, Temporal | Exergen
YES | YES |  |  |  | 099-08904 | 099-08904 | Exergen | TAT 5000 |  | A884798 | TIRR - PCU 6 |  |  |  |  | 099-08904 | 099-08904 | TMC | TIRR Memorial Hermann | TIRR - PCU 6 | Nurses Station |  |  |  | New Add |  | Thermometer, Temporal | THERMOMETERTEMPORAL-Exergen-TAT-5000 | [22 empty] | Thermometer, Temporal | THERMOMETERTEMPORAL | Thermometer, Temporal | Exergen
YES | YES |  |  |  | 241-04266 | 241-04266 | Exergen | TAT 5000 |  | A 495036 | TIRR - PCU 3 |  |  |  |  | 241-04266 | 241-04266 | TMC | TIRR Memorial Hermann | TIRR - PCU 3 | NBU Hallway |  |  |  | New Add |  | Thermometer, Temporal | THERMOMETERTEMPORAL-Exergen-TAT-5000 | [22 empty] | Thermometer, Temporal | THERMOMETERTEMPORAL | Thermometer, Temporal | Exergen
YES | YES |  |  |  | 241-04260 | 241-04260 | Exergen | TAT 5000 |  | A844686 | TIRR - 2C |  |  |  |  | 241-04260 | 241-04260 | TMC | TIRR Memorial Hermann | TIRR - 2C | Nurses Station |  |  |  | New Add |  | Thermometer, Temporal | THERMOMETERTEMPORAL-Exergen-TAT-5000 | [22 empty] | Thermometer, Temporal | THERMOMETERTEMPORAL | Thermometer, Temporal | Exergen
YES | YES |  |  |  | A339970 | A339970 | Exergen | TAT 5000 |  | A339970 | TIRR - OUTPATIENT CLINIC |  |  |  |  | A339970 | A339970 | TM | TIRR Memorial Hermann | TIRR - OUTPATIENT CLINIC | TIRR - OUTPATIENT CLINIC | [5 empty] | Thermometer, Temporal | THERMOMETERTEMPORAL-Exergen-TAT-5000 | [22 empty] | Thermometer, Temporal | THERMOMETERTEMPORAL | Thermometer, Temporal | Exergen
YES | YES |  |  |  | A646806 | A646806 | Exergen | TAT 5000 |  | A646806 | TIRR - OUTPATIENT CLINIC |  |  |  |  | A646806 | A646806 | TM | TIRR Memorial Hermann | TIRR - OUTPATIENT CLINIC | TIRR - OUTPATIENT CLINIC | [5 empty] | Thermometer, Temporal | THERMOMETERTEMPORAL-Exergen-TAT-5000 | [22 empty] | Thermometer, Temporal | THERMOMETERTEMPORAL | Thermometer, Temporal | Exergen
YES | YES |  |  |  | 074-06724 | 074-06724 | Exergen | TAT 5000 |  | A888499 | [5 empty] | 074-06724 | 074-06724 | TMC | Memorial Hermann Heart |  | 14-101 | [5 empty] | Thermometer, Temporal | THERMOMETERTEMPORAL-Exergen-TAT-5000 | [22 empty] | Thermometer, Temporal | THERMOMETERTEMPORAL | Thermometer, Temporal | Exergen
NO | YES |  |  |  | 099-12488 | 099-12488 | Exergen | TAT 5000 |  | A836295 | TMC-OR-CVOR (7Hvi) |  |  |  |  | 099-12488 | 099-12488 | TMC | MHHS-TMC | TMC-OR-CVOR (7Hvi) | Pacu | 3/1/20 |  |  | PM Not Required |  | Thermometer, Temporal | THERMOMETERTEMPORAL-Exergen-TAT-5000 | [22 empty] | Thermometer, Temporal | THERMOMETERTEMPORAL | Thermometer, Temporal | Exergen
NO | YES |  |  |  | 099-12487 | 099-12487 | Exergen | TAT 5000 |  | A836290 | TMC-OR-CVOR (7Hvi) |  |  |  |  | 099-12487 | 099-12487 | TMC | MHHS-TMC | TMC-OR-CVOR (7Hvi) | Pacu | [5 empty] | Thermometer, Temporal | THERMOMETERTEMPORAL-Exergen-TAT-5000 | [22 empty] | Thermometer, Temporal | THERMOMETERTEMPORAL | Thermometer, Temporal | Exergen
YES | YES |  |  |  | A784143 | A784143 | Exergen | TAT 5000 |  | A784143 | [5 empty] | A784143 | A784143 | TMC | Memorial Hermann-Texas Medical Center |  |  | 3/1/20 |  |  |  |  | Thermometer, Temporal | THERMOMETERTEMPORAL-Exergen-TAT-5000 | [22 empty] | Thermometer, Temporal | THERMOMETERTEMPORAL | Thermometer, Temporal | Exergen
NO | YES |  |  |  | 099-09689 | 099-09689 | Exergen | TAT 5000 |  | A381047 | Day surgery 2R |  |  |  |  | 099-09689 | 099-09689 | TMC | Memorial Hermann-Texas Medical Center | Day surgery 2R | Bay 12 | [5 empty] | Thermometer, Temporal | THERMOMETERTEMPORAL-Exergen-TAT-5000 | [22 empty] | Thermometer, Temporal | THERMOMETERTEMPORAL | Thermometer, Temporal | Exergen
YES | YES |  |  |  | 099-09690 | 099-09690 | Exergen | TAT 5000 |  |  | Day surgery 2R |  |  |  |  | 099-09690 | 099-09690 | TMC | Memorial Hermann-Texas Medical Center | Day surgery 2R | Bay 11 | [5 empty] | Thermometer, Temporal | THERMOMETERTEMPORAL-Exergen-TAT-5000 | [22 empty] | Thermometer, Temporal | THERMOMETERTEMPORAL | Thermometer, Temporal | Exergen
NO | YES |  |  |  | 099-09692 | 099-09692 | Exergen | TAT 5000 |  | A399121 | Day surgery 2R |  |  |  |  | 099-09692 | 099-09692 | TMC | Memorial Hermann-Texas Medical Center | Day surgery 2R | Bay 10 | [5 empty] | Thermometer, Temporal | THERMOMETERTEMPORAL-Exergen-TAT-5000 | [22 empty] | Thermometer, Temporal | THERMOMETERTEMPORAL | Thermometer, Temporal | Exergen
NO | YES |  |  |  | 099-09693 | 099-09693 | Exergen | TAT 5000 |  | A374981 | Day surgery 2R |  |  |  |  | 099-09693 | 099-09693 | TMC | Memorial Hermann-Texas Medical Center | Day surgery 2R | Bay 9 | [5 empty] | Thermometer, Temporal | THERMOMETERTEMPORAL-Exergen-TAT-5000 | [22 empty] | Thermometer, Temporal | THERMOMETERTEMPORAL | Thermometer, Temporal | Exergen
NO | YES |  |  |  | 099-09695 | 099-09695 | Exergen | TAT 5000 |  | A399106 | Day surgery 2R |  |  |  |  | 099-09695 | 099-09695 | TMC | Memorial Hermann-Texas Medical Center | Day surgery 2R | Bay 8 | [5 empty] | Thermometer, Temporal | THERMOMETERTEMPORAL-Exergen-TAT-5000 | [22 empty] | Thermometer, Temporal | THERMOMETERTEMPORAL | Thermometer, Temporal | Exergen
NO | YES |  |  |  | 069-44733 | 069-44733 | Exergen | TAT 5000 |  | A629294 | TMC-Sarofim 2-Adult PACU |  |  |  |  | 069-44733 | 069-44733 | TMC | MHHS-TMC | TMC-Sarofim 2-Adult PACU | Pre-op 56 |  |  |  | No pm |  | Thermometer, Temporal | THERMOMETERTEMPORAL-Exergen-TAT-5000 | [22 empty] | Thermometer, Temporal | THERMOMETERTEMPORAL | Thermometer, Temporal | Exergen
YES | YES |  |  |  | 069-47481 | 069-47481 | Exergen | TAT 5000 |  | A821714 | TMC - SAROFIM 2 - ADULT PRE OP |  |  |  |  | 069-47481 | 069-47481 | TMC | Memorial Hermann-Texas Medical Center | TMC - SAROFIM 2 - ADULT PRE OP | ADULT PRE OP | [5 empty] | Thermometer, Temporal | THERMOMETERTEMPORAL-Exergen-TAT-5000 | [22 empty] | Thermometer, Temporal | THERMOMETERTEMPORAL | Thermometer, Temporal | Exergen
NO | YES |  |  |  | 069-44734 | 069-44734 | Exergen | TAT 5000 |  | A629372 | TMC-Sarofim 2-Adult PACU |  |  |  |  | 069-44734 | 069-44734 | TMC | MHHS-TMC | TMC-Sarofim 2-Adult PACU | Pre-op 56 |  |  |  | No pm |  | Thermometer, Temporal | THERMOMETERTEMPORAL-Exergen-TAT-5000 | [22 empty] | Thermometer, Temporal | THERMOMETERTEMPORAL | Thermometer, Temporal | Exergen
YES | YES |  |  |  | 069-47390 | 069-47390 | Exergen | TAT 5000 |  | A821198 | TMC - MHTMC - CENTRAL SUPPLY |  |  |  |  | 069-47390 | 069-47390 | TMC | Memorial Hermann Texas Medical Center | TMC - MHTMC - CENTRAL SUPPLY | PACU 23 | [5 empty] | Thermometer, Temporal | THERMOMETERTEMPORAL-Exergen-TAT-5000 | [22 empty] | Thermometer, Temporal | THERMOMETERTEMPORAL | Thermometer, Temporal | Exergen
YES | YES |  |  |  | 069-47394 | 069-47394 | Exergen | TAT 5000 |  | A821211 | TMC - SAROFIM 2 - ADULT PACU |  |  |  |  | 069-47394 | 069-47394 | TMC | Memorial Hermann-Texas Medical Center | TMC - SAROFIM 2 - ADULT PACU | Room 25 |  |  |  | No pm |  | Thermometer, Temporal | THERMOMETERTEMPORAL-Exergen-TAT-5000 | [22 empty] | Thermometer, Temporal | THERMOMETERTEMPORAL | Thermometer, Temporal | Exergen
YES | YES |  |  |  | 069-47386 | 069-47386 | Exergen | TAT 5000 |  | A821213 | TMC - SAROFIM 2 - ADULT PRE OP |  |  |  |  | 069-47386 | 069-47386 | TMC | Adult day surgery | TMC - SAROFIM 2 - ADULT PRE OP | Pacu 27 | [5 empty] | Thermometer, Temporal | THERMOMETERTEMPORAL-Exergen-TAT-5000 | [22 empty] | Thermometer, Temporal | THERMOMETERTEMPORAL | Thermometer, Temporal | Exergen
YES | YES |  |  |  | 069-47665 | 069-47665 | Exergen | TAT 5000 |  | A821195 | TMC - PACU - ROBERTSON (2R) |  |  |  |  | 069-47665 | 069-47665 | TMC | Memorial Hermann-Texas Medical Center | TMC - PACU - ROBERTSON (2R) | Room 26 |  |  |  | No pm |  | Thermometer, Temporal | THERMOMETERTEMPORAL-Exergen-TAT-5000 | [22 empty] | Thermometer, Temporal | THERMOMETERTEMPORAL | Thermometer, Temporal | Exergen
YES | YES |  |  |  | 099-07027 | 099-07027 | Exergen | TAT 5000 |  | A821741 | TMC - SAROFIM 3 - PACU |  |  |  |  | 099-07027 | 099-07027 |  | Memorial Hermann-tmc | TMC - SAROFIM 3 - PACU | S3.17 |  |  |  | No PM Sticker |  | Thermometer, Temporal | THERMOMETERTEMPORAL-Exergen-TAT-5000 | [22 empty] | Thermometer, Temporal | THERMOMETERTEMPORAL | Thermometer, Temporal | Exergen
YES | YES |  |  |  | 069-47473 | 069-47473 | Exergen | TAT 5000 |  | A825143 | TMC - SAROFIM 3 - PACU |  |  |  |  | 069-47473 | 069-47473 | TMC | Memorial Hermann Texas Medical Center | TMC - SAROFIM 3 - PACU | Sarofim PACU 2 | [5 empty] | Thermometer, Temporal | THERMOMETERTEMPORAL-Exergen-TAT-5000 | [22 empty] | Thermometer, Temporal | THERMOMETERTEMPORAL | Thermometer, Temporal | Exergen
YES | YES |  |  |  | 069-47478 | 069-47478 | Exergen | TAT 5000 |  |  | TMC - SAROFIM 3 - PACU |  |  |  |  | 069-47478 | 069-47478 | TMC | Memorial Hermann-Texas Medical Center | TMC - SAROFIM 3 - PACU | PACU | [5 empty] | Thermometer, Temporal | THERMOMETERTEMPORAL-Exergen-TAT-5000 | [22 empty] | Thermometer, Temporal | THERMOMETERTEMPORAL | Thermometer, Temporal | Exergen
YES | YES |  |  |  | 069-47652 | 069-47652 | Exergen | TAT 5000 |  | A825144 | TMC - SAROFIM 3 - PACU |  |  |  |  | 069-47652 | 069-47652 | TMC | Memorial Hermann-Texas Medical Center | TMC - SAROFIM 3 - PACU | Room 5 |  |  |  | No pm |  | Thermometer, Temporal | THERMOMETERTEMPORAL-Exergen-TAT-5000 | [22 empty] | Thermometer, Temporal | THERMOMETERTEMPORAL | Thermometer, Temporal | Exergen
YES | YES |  |  |  | 099-07031 | 099-07031 | Exergen | TAT 5000 |  | A821754 | TMC - SAROFIM 3 - PACU |  |  |  |  | 099-07031 | 099-07031 |  | Memorial Hermann-tmc | TMC - SAROFIM 3 - PACU | S3.16 |  |  |  | PM Not Required |  | Thermometer, Temporal | THERMOMETERTEMPORAL-Exergen-TAT-5000 | [22 empty] | Thermometer, Temporal | THERMOMETERTEMPORAL | Thermometer, Temporal | Exergen
YES | YES |  |  |  | 099-07033 | 099-07033 | Exergen | TAT 5000 |  | A821757 | TMC - SAROFIM 3 - PACU |  |  |  |  | 099-07033 | 099-07033 |  | Memorial Hermann-tmc | TMC - SAROFIM 3 - PACU | S3.13 |  |  |  | No PM Sticker |  | Thermometer, Temporal | THERMOMETERTEMPORAL-Exergen-TAT-5000 | [22 empty] | Thermometer, Temporal | THERMOMETERTEMPORAL | Thermometer, Temporal | Exergen
YES | YES |  |  |  | 099-09670 | 099-09670 | Exergen | TAT 5000 |  | A821752 | TMC - SAROFIM 3 - PACU |  |  |  |  | 099-09670 | 099-09670 | TMC | Memorial Hermann-Texas Medical Center | TMC - SAROFIM 3 - PACU | Room 8 |  |  |  | No pm |  | Thermometer, Temporal | THERMOMETERTEMPORAL-Exergen-TAT-5000 | [22 empty] | Thermometer, Temporal | THERMOMETERTEMPORAL | Thermometer, Temporal | Exergen
YES | YES |  |  |  | 069-47474 | 069-47474 | Exergen | TAT 5000 |  | A825155 | TMC - SAROFIM 3 - PACU |  |  |  |  | 069-47474 | 069-47474 | TMC | Memorial Hermann-Texas Medical Center | TMC - SAROFIM 3 - PACU | PACU | [5 empty] | Thermometer, Temporal | THERMOMETERTEMPORAL-Exergen-TAT-5000 | [22 empty] | Thermometer, Temporal | THERMOMETERTEMPORAL | Thermometer, Temporal | Exergen
YES | YES |  |  |  | 099-07018 | 099-07018 | Exergen | TAT 5000 |  | A821725 | TMC - SAROFIM 3 - PACU |  |  |  |  | 099-07018 | 099-07018 |  | Memorial Hermann-tmc | TMC - SAROFIM 3 - PACU |  |  |  |  | No PM Sticker |  | Thermometer, Temporal | THERMOMETERTEMPORAL-Exergen-TAT-5000 | [22 empty] | Thermometer, Temporal | THERMOMETERTEMPORAL | Thermometer, Temporal | Exergen
YES | YES |  |  |  | 099-07016 | 099-07016 | Exergen | TAT 5000 |  | A821750 | TMC - SAROFIM 3 - PACU |  |  |  |  | 099-07016 | 099-07016 |  | Memorial Hermann-tmc | TMC - SAROFIM 3 - PACU | [6 empty] | Thermometer, Temporal | THERMOMETERTEMPORAL-Exergen-TAT-5000 | [22 empty] | Thermometer, Temporal | THERMOMETERTEMPORAL | Thermometer, Temporal | Exergen
YES | YES |  |  |  | 099-07158 | 099-07158 | Exergen | TAT 5000 |  | A821713 | TMC - SAROFIM 3 - PRE OP |  |  |  |  | 099-07158 | 099-07158 |  | Memorial Hermann-tmc | TMC - SAROFIM 3 - PRE OP |  |  |  |  | No PM Sticker PM Not Required |  | Thermometer, Temporal | THERMOMETERTEMPORAL-Exergen-TAT-5000 | [22 empty] | Thermometer, Temporal | THERMOMETERTEMPORAL | Thermometer, Temporal | Exergen
YES | YES |  |  |  | 069-39801 | 069-39801 | Exergen | TAT 5000 |  | A 415566 | Pacu |  |  |  |  | 069-39801 | 069-39801 | TMC | Memorial Hermann-Texas Medical Center | Pacu | Nurse station | 4/1/20 |  |  |  |  | Thermometer, Temporal | THERMOMETERTEMPORAL-Exergen-TAT-5000 | [22 empty] | Thermometer, Temporal | THERMOMETERTEMPORAL | Thermometer, Temporal | Exergen
YES | YES |  |  |  | 099-07234 | 099-07234 | Exergen | TAT 5000 |  | A157967 | TMC - RADIOLOGY - IR/ANGIO |  |  |  |  | 099-07234 | 099-07234 | TMC | Memorial Hermann-Texas Medical Center | TMC - RADIOLOGY - IR/ANGIO | RADIOLOGY - IR/ANGIO | [5 empty] | Thermometer, Temporal | THERMOMETERTEMPORAL-Exergen-TAT-5000 | [22 empty] | Thermometer, Temporal | THERMOMETERTEMPORAL | Thermometer, Temporal | Exergen
YES | YES |  |  |  | 099-07235 | 099-07235 | Exergen | TAT 5000 |  | A797792 | TMC - RADIOLOGY - IR/ANGIO |  |  |  |  | 099-07235 | 099-07235 | TMC | Memorial Hermann-Texas Medical Center | TMC - RADIOLOGY - IR/ANGIO | RADIOLOGY - IR/ANGIO | [5 empty] | Thermometer, Temporal | THERMOMETERTEMPORAL-Exergen-TAT-5000 | [22 empty] | Thermometer, Temporal | THERMOMETERTEMPORAL | Thermometer, Temporal | Exergen
YES | YES |  |  |  | 099-09763 | 099-09763 | Exergen | TAT 5000 |  |  | Pacu |  |  |  |  | 099-09763 | 099-09763 | Southeast | Memorial Hermann Southeast Hospital | Pacu | Pacu | 4/1/20 |  |  |  |  | Thermometer, Temporal | THERMOMETERTEMPORAL-Exergen-TAT-5000 | [22 empty] | Thermometer, Temporal | THERMOMETERTEMPORAL | Thermometer, Temporal | Exergen
YES | YES |  |  |  | A220474 | A220474 | Exergen | TAT 5000 |  | A220474 | SE - OR - PACU |  |  |  |  | A220474 | A220474 | Southeast | Memorial Hermann Southeast Hospital | SE - OR - PACU | Bay 10 | [5 empty] | Thermometer, Temporal | THERMOMETERTEMPORAL-Exergen-TAT-5000 | [22 empty] | Thermometer, Temporal | THERMOMETERTEMPORAL | Thermometer, Temporal | Exergen
YES | YES |  |  |  | A220550 | A220550 | Exergen | TAT 5000 |  | A220550 | PACU |  |  |  |  | A220550 | A220550 | Southeast | Memorial Hermann Southeast Hospital | PACU | [6 empty] | Thermometer, Temporal | THERMOMETERTEMPORAL-Exergen-TAT-5000 | [22 empty] | Thermometer, Temporal | THERMOMETERTEMPORAL | Thermometer, Temporal | Exergen
YES | YES |  |  |  | A502719 | 099-06060 | Exergen | TAT 5000 |  | A502719 | SE - OR - PACU |  |  |  |  | A502719 | 099-06060 | Southeast | Memorial Hermann Southeast Hospital | SE - OR - PACU | SE - PR - PACU | [5 empty] | Thermometer, Temporal | THERMOMETERTEMPORAL-Exergen-TAT-5000 | [22 empty] | Thermometer, Temporal | THERMOMETERTEMPORAL | Thermometer, Temporal | Exergen
YES | YES |  |  |  | 099-09765 | 099-09765 | Exergen | TAT 5000 |  |  | SE - OR - PACU |  |  |  |  | 099-09765 | 099-09765 | Southeast | Memorial Hermann Southeast Hospital | SE - OR - PACU | PACU | [5 empty] | Thermometer, Temporal | THERMOMETERTEMPORAL-Exergen-TAT-5000 | [22 empty] | Thermometer, Temporal | THERMOMETERTEMPORAL | Thermometer, Temporal | Exergen
YES | YES |  |  |  | 099-07552 | 099-07552 | Exergen | TAT 5000 |  | A792247 | SE - OR - PACU |  |  |  |  | 099-07552 | 099-07552 | Southeast | Memorial Hermann Southeast Hospital | SE - OR - PACU | [6 empty] | Thermometer, Temporal | THERMOMETERTEMPORAL-Exergen-TAT-5000 | [22 empty] | Thermometer, Temporal | THERMOMETERTEMPORAL | Thermometer, Temporal | Exergen
YES | YES |  |  |  | 099-07492 | 099-07492 | Exergen | TAT 5000 |  | A502164 | SE - OR - PACU |  |  |  |  | 099-07492 | 099-07492 | Southeast | Memorial Hermann Southeast Hospital | SE - OR - PACU | Room 15 |  |  |  | No pm |  | Thermometer, Temporal | THERMOMETERTEMPORAL-Exergen-TAT-5000 | [22 empty] | Thermometer, Temporal | THERMOMETERTEMPORAL | Thermometer, Temporal | Exergen
YES | YES |  |  |  | 099-06039 | 099-06039 | Exergen | TAT 5000 |  | 827-4099 | PACU |  |  |  |  | 099-06039 | 099-06039 |  | Memorial Hermann- South East | PACU | PACI 14 | 4/1/20 |  |  | No PM Sticker |  | Thermometer, Temporal | THERMOMETERTEMPORAL-Exergen-TAT-5000 | [22 empty] | Thermometer, Temporal | THERMOMETERTEMPORAL | Thermometer, Temporal | Exergen
YES | YES |  |  |  | A199049 | 099-06063 | Exergen | TAT 5000 |  | A199049 | SE - OR - PACU |  |  |  |  | A199049 | 099-06063 | Southeast | Memorial Hermann Southeast Hospital | SE - OR - PACU | SE - PR - PACU | [5 empty] | Thermometer, Temporal | THERMOMETERTEMPORAL-Exergen-TAT-5000 | [22 empty] | Thermometer, Temporal | THERMOMETERTEMPORAL | Thermometer, Temporal | Exergen
YES | YES |  |  |  | 099-07554 | 099-07554 | Exergen | TAT 5000 |  | A502639 | SE - OR - PACU |  |  |  |  | 099-07554 | 099-07554 | Southeast | Memorial Hermann Southeast Hospital | SE - OR - PACU | [6 empty] | Thermometer, Temporal | THERMOMETERTEMPORAL-Exergen-TAT-5000 | [22 empty] | Thermometer, Temporal | THERMOMETERTEMPORAL | Thermometer, Temporal | Exergen
YES | YES |  |  |  | 099-07496 | 099-07496 | Exergen | TAT 5000 |  | A196997 | SE - OR - PACU |  |  |  |  | 099-07496 | 099-07496 | Southeast | Memorial Hermann Southeast Hospital | SE - OR - PACU | Room 2 |  |  |  | No pm |  | Thermometer, Temporal | THERMOMETERTEMPORAL-Exergen-TAT-5000 | [22 empty] | Thermometer, Temporal | THERMOMETERTEMPORAL | Thermometer, Temporal | Exergen
YES | YES |  |  |  | 099-09762 | 099-09762 | Exergen | TAT 5000 |  | A220482 | SE - OR |  |  |  |  | 099-09762 | 099-09762 | Southeast | Memorial Hermann Southeast Hospital | SE - OR | [6 empty] | Thermometer, Temporal | THERMOMETERTEMPORAL-Exergen-TAT-5000 | [22 empty] | Thermometer, Temporal | THERMOMETERTEMPORAL | Thermometer, Temporal | Exergen
YES | YES |  |  |  | 099-07399 | 099-07399 | Exergen | TAT 5000 |  | A501169 | SE - OR - PACU |  |  |  |  | 099-07399 | 099-07399 | Southeast | Memorial Hermann Southeast Hospital | SE - OR - PACU | Bay 6 | [5 empty] | Thermometer, Temporal | THERMOMETERTEMPORAL-Exergen-TAT-5000 | [22 empty] | Thermometer, Temporal | THERMOMETERTEMPORAL | Thermometer, Temporal | Exergen
YES | YES |  |  |  | 099-06035 | 099-06035 | Exergen | TAT 5000 |  | A 503663 | PACU |  |  |  |  | 099-06035 | 099-06035 |  | Memorial Hermann- South East | PACU | PACI 05 | 4/1/20 |  | 4/1/20 | No PM Sticker |  | Thermometer, Temporal | THERMOMETERTEMPORAL-Exergen-TAT-5000 | [22 empty] | Thermometer, Temporal | THERMOMETERTEMPORAL | Thermometer, Temporal | Exergen
YES | YES |  |  |  | A220548 | 099-06065 | Exergen | TAT 5000 |  | A220548 | SE - OR - PACU |  |  |  |  | A220548 | 099-06065 | Southeast | Memorial Hermann Southeast Hospital | SE - OR - PACU | SE - PR - PACU | [5 empty] | Thermometer, Temporal | THERMOMETERTEMPORAL-Exergen-TAT-5000 | [22 empty] | Thermometer, Temporal | THERMOMETERTEMPORAL | Thermometer, Temporal | Exergen
YES | YES |  |  |  | 099-07919 | 099-07919 | Exergen | TAT 5000 |  | A525413 | SE - OR - PREOP |  |  |  |  | 099-07919 | 099-07919 | Southeast | Memorial Hermann Southeast Hospital | SE - OR - PREOP | Bay 21 | [5 empty] | Thermometer, Temporal | THERMOMETERTEMPORAL-Exergen-TAT-5000 | [22 empty] | Thermometer, Temporal | THERMOMETERTEMPORAL | Thermometer, Temporal | Exergen
YES | YES |  |  |  | 099-07671 | 099-07671 | Exergen | TAT 5000 |  | A5253274 | Pre surgery |  |  |  |  | 099-07671 | 099-07671 | TMC | Memorial Hermann-Texas Medical Center | Pre surgery | Room 22 | [5 empty] | Thermometer, Temporal | THERMOMETERTEMPORAL-Exergen-TAT-5000 | [22 empty] | Thermometer, Temporal | THERMOMETERTEMPORAL | Thermometer, Temporal | Exergen
YES | YES |  |  |  | 099-06098 | 099-06098 | Exergen | TAT 5000 |  | A520624 | SE - OR |  |  |  |  | 099-06098 | 099-06098 |  | Memorial Hermann- SE - CATH LAB | SE - OR | Hallway | 4/1/20 |  |  | No PM Sticker |  | Thermometer, Temporal | THERMOMETERTEMPORAL-Exergen-TAT-5000 | [22 empty] | Thermometer, Temporal | THERMOMETERTEMPORAL | Thermometer, Temporal | Exergen
YES | YES |  |  |  | 099-06274 | 099-06274 | Exergen | TAT 5000 |  | A627077 | SE - OR - PREOP |  |  |  |  | 099-06274 | 099-06274 | Southeast | Memorial Hermann Southeast | SE - OR - PREOP | Room 24 |  |  |  | No pm |  | Thermometer, Temporal | THERMOMETERTEMPORAL-Exergen-TAT-5000 | [22 empty] | Thermometer, Temporal | THERMOMETERTEMPORAL | Thermometer, Temporal | Exergen
YES | YES |  |  |  | 099-07402 | 099-07402 | Exergen | TAT 5000 |  | A627013 | SE - Pre-OP |  |  |  |  | 099-07402 | 099-07402 | Southeast | Memorial Hermann Southeast Hospital | SE - Pre-OP | Hallway | [5 empty] | Thermometer, Temporal | THERMOMETERTEMPORAL-Exergen-TAT-5000 | [22 empty] | Thermometer, Temporal | THERMOMETERTEMPORAL | Thermometer, Temporal | Exergen
YES | YES |  |  |  | 069-44928 | 069-44928 | Exergen | TAT 5000 |  |  | SE - OR - PREOP |  |  |  |  | 069-44928 | 069-44928 | Southeast | Memorial Hermann Southeast Hospital | SE - OR - PREOP | OR - PREOP | [5 empty] | Thermometer, Temporal | THERMOMETERTEMPORAL-Exergen-TAT-5000 | [22 empty] | Thermometer, Temporal | THERMOMETERTEMPORAL | Thermometer, Temporal | Exergen
YES | YES |  |  |  | 099-07923 | 099-07923 | Exergen | TAT 5000 |  | A627072 | SE - OR - PREOP |  |  |  |  | 099-07923 | 099-07923 | Southeast | Memorial Hermann Southeast Hospital | SE - OR - PREOP | Bay 1 | [5 empty] | Thermometer, Temporal | THERMOMETERTEMPORAL-Exergen-TAT-5000 | [22 empty] | Thermometer, Temporal | THERMOMETERTEMPORAL | Thermometer, Temporal | Exergen
YES | YES |  |  |  | 099-06320 | 099-06320 | Exergen | TAT 5000 |  | A821433 | Pre-Op |  |  |  |  | 099-06320 | 099-06320 | Southeast | Memorial Hermann Southeast Hospital | Pre-Op | [6 empty] | Thermometer, Temporal | THERMOMETERTEMPORAL-Exergen-TAT-5000 | [22 empty] | Thermometer, Temporal | THERMOMETERTEMPORAL | Thermometer, Temporal | Exergen
YES | YES |  |  |  | 099-07673 | 099-07673 | Exergen | TAT 5000 |  | A627084 | Pre surgery |  |  |  |  | 099-07673 | 099-07673 | TMC | Memorial Hermann-Texas Medical Center | Pre surgery | Room 25 | [5 empty] | Thermometer, Temporal | THERMOMETERTEMPORAL-Exergen-TAT-5000 | [22 empty] | Thermometer, Temporal | THERMOMETERTEMPORAL | Thermometer, Temporal | Exergen
YES | YES |  |  |  | 099-06278 | 099-06278 | Exergen | TAT 5000 |  | A821982 | SE - OR - PREOP |  |  |  |  | 099-06278 | 099-06278 | Southeast | Memorial Hermann Southeast | SE - OR - PREOP | Room 4 |  |  |  | No pm |  | Thermometer, Temporal | THERMOMETERTEMPORAL-Exergen-TAT-5000 | [22 empty] | Thermometer, Temporal | THERMOMETERTEMPORAL | Thermometer, Temporal | Exergen
YES | YES |  |  |  | 069-44923 | 069-44923 | Exergen | TAT 5000 |  | a825019 | SE - OR - PREOP |  |  |  |  | 069-44923 | 069-44923 | Southeast | Memorial Hermann Southeast Hospital | SE - OR - PREOP | OR - PREOP | [5 empty] | Thermometer, Temporal | THERMOMETERTEMPORAL-Exergen-TAT-5000 | [22 empty] | Thermometer, Temporal | THERMOMETERTEMPORAL | Thermometer, Temporal | Exergen
YES | YES |  |  |  | 099-07281 | 099-07281 | Exergen | TAT 5000 |  | A821615 | SE - OR - PREOP |  |  |  |  | 099-07281 | 099-07281 | Southeast | Memorial Hermann Southeast Hospital | SE - OR - PREOP | Bay 6 | [5 empty] | Thermometer, Temporal | THERMOMETERTEMPORAL-Exergen-TAT-5000 | [22 empty] | Thermometer, Temporal | THERMOMETERTEMPORAL | Thermometer, Temporal | Exergen
YES | YES |  |  |  | 099-07318 | 099-07318 | Exergen | TAT 5000 |  |  | SE - Pre-OP |  |  |  |  | 099-07318 | 099-07318 | Southeast | Memorial Hermann Southeast Hospital | SE - Pre-OP | Room 5 | [5 empty] | Thermometer, Temporal | THERMOMETERTEMPORAL-Exergen-TAT-5000 | [22 empty] | Thermometer, Temporal | THERMOMETERTEMPORAL | Thermometer, Temporal | Exergen
YES | YES |  |  |  | 099-06094 | 099-06094 | Exergen | TAT 5000 |  | A 821986 | SE - OR |  |  |  |  | 099-06094 | 099-06094 |  | Memorial Hermann- SE - CATH LAB | SE - OR | PreOp 8 | 4/1/20 |  | 4/1/20 | PM Not Required |  | Thermometer, Temporal | THERMOMETERTEMPORAL-Exergen-TAT-5000 | [22 empty] | Thermometer, Temporal | THERMOMETERTEMPORAL | Thermometer, Temporal | Exergen
YES | YES |  |  |  | 099-06237 | 099-06237 | Exergen | TAT 5000 |  | A433388 | SE - OR - PREOP |  |  |  |  | 099-06237 | 099-06237 | Southeast | Memorial Hermann Southeast Hospital | SE - OR - PREOP | SE - OR - PREOP | [5 empty] | Thermometer, Temporal | THERMOMETERTEMPORAL-Exergen-TAT-5000 | [22 empty] | Thermometer, Temporal | THERMOMETERTEMPORAL | Thermometer, Temporal | Exergen
YES | YES |  |  |  | 099-07284 | 099-07284 | Exergen | TAT 5000 |  | A821945 | SE - OR - PREOP |  |  |  |  | 099-07284 | 099-07284 | Southeast | Memorial Hermann Southeast Hospital | SE - OR - PREOP | Bay 10 | [5 empty] | Thermometer, Temporal | THERMOMETERTEMPORAL-Exergen-TAT-5000 | [22 empty] | Thermometer, Temporal | THERMOMETERTEMPORAL | Thermometer, Temporal | Exergen
YES | YES |  |  |  | 069-44919 | 069-44919 | Exergen | TAT 5000 |  | A821952 | SE - OR - PREOP |  |  |  |  | 069-44919 | 069-44919 | Southeast | Memorial Hermann Southeast Hospital | SE - OR - PREOP | OR - PREOP | [5 empty] | Thermometer, Temporal | THERMOMETERTEMPORAL-Exergen-TAT-5000 | [22 empty] | Thermometer, Temporal | THERMOMETERTEMPORAL | Thermometer, Temporal | Exergen
YES | YES |  |  |  | 099-07316 | 099-07316 | Exergen | TAT 5000 |  | A821953 | SE - Pre-OP |  |  |  |  | 099-07316 | 099-07316 | Southeast | Memorial Hermann Southeast Hospital | SE - Pre-OP | Room 11 | [5 empty] | Thermometer, Temporal | THERMOMETERTEMPORAL-Exergen-TAT-5000 | [22 empty] | Thermometer, Temporal | THERMOMETERTEMPORAL | Thermometer, Temporal | Exergen
YES | YES |  |  |  | 099-07675 | 099-07675 | Exergen | TAT 5000 |  | A 821970 | Pre surgery |  |  |  |  | 099-07675 | 099-07675 | TMC | Memorial Hermann-Texas Medical Center | Pre surgery | Room 9 | [5 empty] | Thermometer, Temporal | THERMOMETERTEMPORAL-Exergen-TAT-5000 | [22 empty] | Thermometer, Temporal | THERMOMETERTEMPORAL | Thermometer, Temporal | Exergen
YES | YES |  |  |  | 099-06240 | 099-06240 | Exergen | TAT 5000 |  | A821947 | SE - OR - PREOP |  |  |  |  | 099-06240 | 099-06240 | Southeast | Memorial Hermann Southeast Hospital | SE - OR - PREOP | SE - OR - PREOP | [5 empty] | Thermometer, Temporal | THERMOMETERTEMPORAL-Exergen-TAT-5000 | [22 empty] | Thermometer, Temporal | THERMOMETERTEMPORAL | Thermometer, Temporal | Exergen
YES | YES |  |  |  | 099-06092 | 099-06092 | Exergen | TAT 5000 |  | A821977 | SE - OR |  |  |  |  | 099-06092 | 099-06092 |  | Memorial Hermann- SE - CATH LAB | SE - OR | PreOp 23 | 4/1/20 |  |  | PM Not Required |  | Thermometer, Temporal | THERMOMETERTEMPORAL-Exergen-TAT-5000 | [22 empty] | Thermometer, Temporal | THERMOMETERTEMPORAL | Thermometer, Temporal | Exergen
YES | YES |  |  |  | 099-06349 | 099-06349 | Exergen | TAT 5000 |  | A769543 | SE - Endosopy |  |  |  |  | 099-06349 | 099-06349 | Southeast | Memorial Hermann Southeast Hospital | SE - Endosopy | Endosopy | [5 empty] | Thermometer, Temporal | THERMOMETERTEMPORAL-Exergen-TAT-5000 | [22 empty] | Thermometer, Temporal | THERMOMETERTEMPORAL | Thermometer, Temporal | Exergen
YES | YES |  |  |  | 099-06348 | 099-06348 | Exergen | TAT 5000 |  |  | SE - Endosopy |  |  |  |  | 099-06348 | 099-06348 | Southeast | Memorial Hermann Southeast Hospital | SE - Endosopy | Endosopy | [5 empty] | Thermometer, Temporal | THERMOMETERTEMPORAL-Exergen-TAT-5000 | [22 empty] | Thermometer, Temporal | THERMOMETERTEMPORAL | Thermometer, Temporal | Exergen
YES | YES |  |  |  | 099-07313 | 099-07313 | Exergen | TAT 5000 |  | A769559 | SE - Endo |  |  |  |  | 099-07313 | 099-07313 | Southeast | Memorial Hermann Southeast Hospital | SE - Endo | Procedure 5 | [5 empty] | Thermometer, Temporal | THERMOMETERTEMPORAL-Exergen-TAT-5000 | [22 empty] | Thermometer, Temporal | THERMOMETERTEMPORAL | Thermometer, Temporal | Exergen
YES | YES |  |  |  | 099-06492 | 099-06492 | Exergen | TAT 5000 |  |  | SE- Central Supply |  |  |  |  | 099-06492 | 099-06492 | Southeast | Memorial Hermann Southeast Hospital | SE- Central Supply | Family Life RM 410 | [5 empty] | Thermometer, Temporal | THERMOMETERTEMPORAL-Exergen-TAT-5000 | [22 empty] | Thermometer, Temporal | THERMOMETERTEMPORAL | Thermometer, Temporal | Exergen
YES | YES |  |  |  | 099-06495 | 099-06495 | Exergen | TAT 5000 |  |  | SE- Central Supply |  |  |  |  | 099-06495 | 099-06495 | Southeast | Memorial Hermann Southeast Hospital | SE- Central Supply | Family Life RM 412 | [5 empty] | Thermometer, Temporal | THERMOMETERTEMPORAL-Exergen-TAT-5000 | [22 empty] | Thermometer, Temporal | THERMOMETERTEMPORAL | Thermometer, Temporal | Exergen
YES | YES |  |  |  | 099-06420 | 099-06420 | Exergen | TAT 5000 |  | O3649 | LABOR DELIVERY |  |  |  |  | 099-06420 | 099-06420 | TMC | Memorial Hermann-Texas Medical Center | LABOR DELIVERY | LABOR DELIVERY ROOM 4 | [5 empty] | Thermometer, Temporal | THERMOMETERTEMPORAL-Exergen-TAT-5000 | [22 empty] | Thermometer, Temporal | THERMOMETERTEMPORAL | Thermometer, Temporal | Exergen
YES | YES |  |  |  | A276696 | 099-06635 | Exergen | TAT 5000 |  | A276696 | OPID - (MC) - BOBETTA LINDIG BREAST CARE [MP4-STE300] - 452 |  |  |  |  | A276696 | 099-06635 | West | MD Anderson Breast Care with Memorial Hermann - Memorial City (#300) | OPID - (MC) - BOBETTA LINDIG BREAST CARE [MP4-STE300] - 452 | Hall | [5 empty] | Thermometer, Temporal | THERMOMETERTEMPORAL-Exergen-TAT-5000 | [22 empty] | Thermometer, Temporal | THERMOMETERTEMPORAL | Thermometer, Temporal | Exergen
YES | YES |  |  |  | 041-33591 | 041-33591 | Exergen | TAT 5000 |  | A876402 | Infusion |  |  |  |  | 041-33591 | 041-33591 | TMC | Memorial Hermann Cancer Center - Texas Medical Center (#2900) | Infusion | Registration
YES | YES |  |  |  | 041-33590 | 041-33590 | Exergen | TAT 5000 |  | A878156 | Infusion |  |  |  |  | 041-33590 | 041-33590 | TMC | Memorial Hermann Cancer Center - Texas Medical Center (#2900) | Infusion | Registration
YES | YES |  |  |  | 099-02159 | 099-02159 | Exergen | TAT 5000 |  | A28892 | MEMORIAL CITY - ER |  |  |  |  | 099-02159 | 099-02159 | West | Memorialcity - memorial herman emergency center | MEMORIAL CITY - ER | E1-215 |  |  |  | No pm sticker found
YES | YES |  |  |  | 151-05149 | 151-05149 | Exergen | TAT 5000 |  | A 484381 | MEMORIAL CITY - Outpatient Surgery |  |  |  |  | 151-05149 | 151-05149 | West | Memorial Hermann Memorial City Medical Center | MEMORIAL CITY - Outpatient Surgery | W1 Clean Utility
YES | YES |  |  |  | 151-04839 | 151-04840 | Exergen | TAT 5000 |  | A 484360 | MEMORIAL CITY - Outpatient Surgery |  |  |  |  | 151-04839 | 151-04840 | West | Memorial Hermann Memorial City Medical Center | MEMORIAL CITY - Outpatient Surgery | W1 Clean Utility
YES | YES |  |  |  | 151-04357 | 151-04357 | Exergen | TAT 5000 |  | A238975 | Memorial City Day Surgery |  |  |  |  | 151-04357 | 151-04357 | West | Memorial Hermann - Memorial City | Memorial City Day Surgery | West Tower Nurses Desk
YES | YES |  |  |  | 151-04358 | 151-04358 | Exergen | TAT 5000 |  | PA857631 | Memorial City Day Surgery |  |  |  |  | 151-04358 | 151-04358 | West | Memorial Hermann - Memorial City | Memorial City Day Surgery | West Tower Nurses Desk
YES | YES |  |  |  | 151-04359 | 151-04359 | Exergen | TAT 5000 |  | A820528 | Memorial City Day Surgery |  |  |  |  | 151-04359 | 151-04359 | West | Memorial Hermann - Memorial City | Memorial City Day Surgery | West Tower Nurses Desk
YES | YES |  |  |  | 151-04360 | 151-04360 | Exergen | TAT 5000 |  | A752995 | Memorial City Day Surgery |  |  |  |  | 151-04360 | 151-04360 | West | Memorial Hermann - Memorial City | Memorial City Day Surgery | West Tower Nurses Desk
YES | YES |  |  |  | 151-04361 | 151-04361 | Exergen | TAT 5000 |  | A228759 | Memorial City Day Surgery |  |  |  |  | 151-04361 | 151-04361 | West | Memorial Hermann - Memorial City | Memorial City Day Surgery | West Tower Nurses Desk
YES | YES | [5 empty] | Exergen | TAT 5000 |  | A790050 | East Tower Cardiology Floor | [6 empty] | West | Memorial Hermann - Memorial City | East Tower Cardiology Floor | Physician?Aos Dictation E7 400.4
YES | YES | [5 empty] | Exergen | TAT 5000 |  | A465647 | East Tower Cardiology Floor | [6 empty] | West | Memorial Hermann - Memorial City | East Tower Cardiology Floor | Physician?Aos Dictation E7 400.4
YES | YES |  |  |  |  | A827158 | Exergen | TAT 5000 |  | A827158 | Neuroscience | [5 empty] | A827158 | West | Memorial Hermann Memorial City Medical Center | Neuroscience | E6 Nurses Station |  |  |  | CFN pm sticker
YES | YES |  |  |  | A411220 | A411220 | Exergen | TAT 5000 |  | A411220 | MEMORIAL CITY - Pediatrics |  |  |  |  | A411220 | A411220 | West | Memorial Hermann Memorial City Medical Center | MEMORIAL CITY - Pediatrics | MEMORIAL CITY - MHT - Pediatrics MH4 400.3 med room |  |  |  | No pm sticker. Also cracked case see pic
YES | YES |  |  |  | 009-33277 | 009-33277 | Exergen | TAT 5000 |  |  | GH-Labor |  |  |  |  | 009-33277 | 009-33277 | Central | Memorial Hermann Greater Heights Hospital | GH-Labor | OBS 13 |  |  |  | No p.m.
YES | YES |  |  |  | 009-33278 | 009-33278 | Exergen | TAT 5000 |  |  | GH-Labor |  |  |  |  | 009-33278 | 009-33278 | Central | Memorial Hermann Greater Heights Hospital | GH-Labor | OBS 12 |  |  |  | No p.m.
YES | YES |  |  |  | 009-33280 | 009-33280 | Exergen | TAT 5000 |  |  | GH-Labor |  |  |  |  | 009-33280 | 009-33280 | Central | Memorial Hermann Greater Heights Hospital | GH-Labor | OBS 11 |  |  |  | No p.m.
YES | YES | [5 empty] | Exergen | TAT 5000 |  |  | GH - Nicu | [6 empty] | Central | Memorial Hermann Greater Heights Hospital | GH - Nicu | OB room 108
YES | YES |  |  |  | 009-33283 | 009-33283 | Exergen | TAT 5000 |  |  | GH-Labor |  |  |  |  | 009-33283 | 009-33283 | Central | Memorial Hermann Greater Heights Hospital | GH-Labor | Birthing Suite room 4 |  |  |  | No p.m.
YES | YES |  |  |  | 009-33286 | 009-33286 | Exergen | TAT 5000 |  |  | GH-Labor |  |  |  |  | 009-33286 | 009-33286 | Central | Memorial Hermann Greater Heights Hospital | GH-Labor | LD3 |  |  |  | No p.m.
YES | YES |  |  |  | 099-13071 | 099-13071 | Exergen | TAT 5000 |  |  | SW - Labor |  |  |  |  | 099-13071 | 099-13071 | Southwest | Memorial Hermann Southwest Hospital | SW - Labor | Room 14 |  |  |  | No p.m.
YES | YES |  |  |  | 099-13067 | 099-13067 | Exergen | TAT 5000 |  |  | SW - Labor |  |  |  |  | 099-13067 | 099-13067 | Southwest | Memorial Hermann Southwest Hospital | SW - Labor | Room 11 |  |  |  | No p.m.
YES | YES | Serial Number O6366 |  |  | 099-13765 | 099-13765 | Exergen | TAT 5000 |  | O6366 | SW-Labor and delivery |  |  |  |  | 099-13765 | 099-13765 | Southwest | Memorial Hermann Southwest Hospital | SW-Labor and delivery
YES | YES | [5 empty] | Exergen | TAT 5000 RS232 |  |  | GH - LND | [6 empty] | Central | Memorial Hermann Greater Heights Hospital | GH - LND | GH - LND 7
YES | YES |  |  |  | O8030 | O8030 | Exergen | TAT 5000-RS232 |  | O8030 | KATY - OB SPECIAL OBSERVATION - 3E |  |  |  |  | O8030 | O8030 | Katy | Memorial Hermann Katy Hospital | KATY - OB SPECIAL OBSERVATION - 3E | AP 11 | [5 empty] | Thermometer, Temporal | THERMOMETERTEMPORAL-Exergen-TAT-5000 | [23 empty] | THERMOMETERTEMPORAL | Thermometer, Temporal | Exergen
YES | YES |  |  |  | 129-05571 | 129-05571 | Exergen | TAT 5000-RS232 |  |  | Biomed |  |  |  |  | 129-05571 | 129-05571 | Sugar Land | Memorial Hermann Sugar Land Hospital | Biomed | Biomed Shop | [5 empty] | Thermometer, Temporal | THERMOMETERTEMPORAL-Exergen-TAT-5000 | [23 empty] | THERMOMETERTEMPORAL | Thermometer, Temporal | Exergen
YES | YES |  |  |  | 129-05573 | 129-05573 | Exergen | TAT 5000-RS232 |  | O3288 | SUGAR LAND - Labor |  |  |  |  | 129-05573 | 129-05573 | Sugar Land | Memorial Hermann Sugar Land Hospital | SUGAR LAND - Labor | Suite 311 | [5 empty] | Thermometer, Temporal | THERMOMETERTEMPORAL-Exergen-TAT-5000 | [23 empty] | THERMOMETERTEMPORAL | Thermometer, Temporal | Exergen
YES | YES |  |  |  | 145-01515 | 145-01515 | Exergen | TAT 5000-RS232 |  | O8306 | SUGAR LAND - Labor |  |  |  |  | 145-01515 | 145-01515 | Sugar Land | Memorial Hermann Sugar Land Hospital | SUGAR LAND - Labor | Suite 311 | [5 empty] | Thermometer, Temporal | THERMOMETERTEMPORAL-Exergen-TAT-5000 | [23 empty] | THERMOMETERTEMPORAL | Thermometer, Temporal | Exergen
YES | YES |  |  |  | 151-05225 | 151-05225 | Exergen | TAT 5000s |  | 21O270073 | [5 empty] | 151-05225 | 151-05225 | Northwest | Memorial Hermann Cypress Hospital |  | Ob Ed | 2/1/20 |  |  |  |  | Thermometer, Temporal | THERMOMETERTEMPORAL-Exergen-TAT-5000 | [23 empty] | THERMOMETERTEMPORAL | Thermometer, Temporal | Exergen
YES | YES |  |  |  | 099-10196 | 099-10196 | Exergen | TAT-2000 |  |  | 1st floor |  |  |  |  | 099-10196 | 099-10196 | Southwest | Memorial Hermann Southwest Hospital | 1st floor | Main Entrance | [5 empty] | Thermometer, Temporal | THERMOMETERTEMPORAL-Exergen-TAT-2000 | [22 empty] | Thermometer, Temporal | THERMOMETERTEMPORAL | Thermometer, Temporal | Exergen
YES | YES |  |  |  | 099-10908 | 099-10908 | Exergen | TAT-2000 |  |  | HVI |  |  |  |  | 099-10908 | 099-10908 | Southwest | Memorial Hermann Southwest Hospital | HVI | Entry | [5 empty] | Thermometer, Temporal | THERMOMETERTEMPORAL-Exergen-TAT-2000 | [22 empty] | Thermometer, Temporal | THERMOMETERTEMPORAL | Thermometer, Temporal | Exergen
YES | YES |  |  |  | 099-13399 | 099-13399 | Exergen | TAT-2000 |  | Lot 40003 | MEMORIAL CITY - POSTPARTUM |  |  |  |  | 099-13399 | 099-13399 | West | Memorial Hermann Sports Medicine | MEMORIAL CITY - POSTPARTUM |  |  |  |  | New Add |  | Thermometer, Temporal | THERMOMETERTEMPORAL-Exergen-TAT-2000 | [22 empty] | Thermometer, Temporal | THERMOMETERTEMPORAL | Thermometer, Temporal | Exergen
YES | YES |  |  |  | 40003A | 40003A | Exergen | TAT-2000 |  | 40003A | SMR - (SE) - SOUTHEAST (MP1) |  |  |  |  | 40003A | 40003A | Southeast | Memorial Hermann Sports Medicine | SMR - (SE) - SOUTHEAST (MP1) | SMR SE | [5 empty] | Thermometer, Temporal | THERMOMETERTEMPORAL-Exergen-TAT-2000 | [22 empty] | Thermometer, Temporal | THERMOMETERTEMPORAL | Thermometer, Temporal | Exergen
YES | YES |  |  |  | 40003B | 40003B | Exergen | TAT-2000 |  | 40003B | SMR - (SE) - SOUTHEAST (MP1) |  |  |  |  | 40003B | 40003B | Southeast | Memorial Hermann Sports Medicine | SMR - (SE) - SOUTHEAST (MP1) | SMR SE | [5 empty] | Thermometer, Temporal | THERMOMETERTEMPORAL-Exergen-TAT-2000 | [22 empty] | Thermometer, Temporal | THERMOMETERTEMPORAL | Thermometer, Temporal | Exergen
YES | YES | Serial Number Cnf |  |  | 099-13477 | 099-13477 | Exergen | TAT-2000 |  | Cnf | Cancer Center |  |  |  |  | 099-13477 | 099-13477 | Southeast | Memorial Hermann Cancer Center - Southeast (#100) | Cancer Center | Waiting Room | [5 empty] | Thermometer, Temporal | THERMOMETERTEMPORAL-Exergen-TAT-2000 | [22 empty] | Thermometer, Temporal | THERMOMETERTEMPORAL | Thermometer, Temporal | Exergen
YES | YES | Serial Number Cnf |  |  | 099-13478 | 099-13478 | Exergen | TAT-2000 |  | Cnf | Cancer Center |  |  |  |  | 099-13478 | 099-13478 | Southeast | Memorial Hermann Cancer Center - Southeast (#100) | Cancer Center | Waiting Room | [5 empty] | Thermometer, Temporal | THERMOMETERTEMPORAL-Exergen-TAT-2000 | [22 empty] | Thermometer, Temporal | THERMOMETERTEMPORAL | Thermometer, Temporal | Exergen
YES | YES |  |  |  | 090-12185 | 099-12185 | Exergen | TAT-2000 |  | Lot: 40003 | Imaging Center |  |  |  |  | 090-12185 | 099-12185 | Southeast | Memorial Hermann Imaging Center - Pasadena | Imaging Center | Nurses Station |  |  |  | New Add |  | Thermometer, Temporal | THERMOMETERTEMPORAL-Exergen-TAT-2000 | [22 empty] | Thermometer, Temporal | THERMOMETERTEMPORAL | Thermometer, Temporal | Exergen
YES | YES | Serial Number Cnf |  |  | 099-12084 | 099-12084 | Exergen | TAT-2000 |  | Cnf | SMR - (SE) - PASADENA |  |  |  |  | 099-12084 | 099-12084 | Southeast | Memorial Hermann Sports Medicine | SMR - (SE) - PASADENA | Registration | [5 empty] | Thermometer, Temporal | THERMOMETERTEMPORAL-Exergen-TAT-2000 | [22 empty] | Thermometer, Temporal | THERMOMETERTEMPORAL | Thermometer, Temporal | Exergen
YES | YES |  |  |  | 099-06864 | 099-06864 | Exergen | TAT-2000 |  | Nsn | MNA - (MC) - PATIENT CENTERED NEUROLOGY (MP3 SUITE 750) |  |  |  |  | 099-06864 | 099-06864 |  | Memorial Hermann- medical plaza 3 | MNA - (MC) - PATIENT CENTERED NEUROLOGY (MP3 SUITE 750) | Suit 750 | 4/1/20 |  |  | No PM Sticker |  | Thermometer, Temporal | THERMOMETERTEMPORAL-Exergen-TAT-2000 | [22 empty] | Thermometer, Temporal | THERMOMETERTEMPORAL | Thermometer, Temporal | Exergen
YES | YES |  |  |  | 099-06704 | 099-06704 | Exergen | TAT-2000 |  |  | OPID - (MC) - BOBETTA LINDIG BREAST CARE [MP4-STE300] - 452 |  |  |  |  | 099-06704 | 099-06704 | West | West | OPID - (MC) - BOBETTA LINDIG BREAST CARE [MP4-STE300] - 452 | (MC) - BOBETTA LINDIG BREAST CARE [MP4-STE300] - 452 | [5 empty] | Thermometer, Temporal | THERMOMETERTEMPORAL-Exergen-TAT-2000 | [22 empty] | Thermometer, Temporal | THERMOMETERTEMPORAL | Thermometer, Temporal | Exergen
YES | YES |  |  |  | 099-06703 | 099-06703 | Exergen | TAT-2000 |  |  | OPID - (MC) - BOBETTA LINDIG BREAST CARE [MP4-STE300] - 452 |  |  |  |  | 099-06703 | 099-06703 | West | West | OPID - (MC) - BOBETTA LINDIG BREAST CARE [MP4-STE300] - 452 | (MC) - BOBETTA LINDIG BREAST CARE [MP4-STE300] - 452 | [5 empty] | Thermometer, Temporal | THERMOMETERTEMPORAL-Exergen-TAT-2000 | [22 empty] | Thermometer, Temporal | THERMOMETERTEMPORAL | Thermometer, Temporal | Exergen
YES | YES | Serial Number Cnf |  |  | 041-33094 | 041-33094 | Exergen | TAT-2000 |  | CNF | SMR - (MC) - MC IRONMAN [GARAGE5-STE101] |  |  |  |  | 041-33094 | 041-33094 | West | Memorial Hermann Memorial City | SMR - (MC) - MC IRONMAN [GARAGE5-STE101] | Ironman | [5 empty] | Thermometer, Temporal | THERMOMETERTEMPORAL-Exergen-TAT-2000 | [22 empty] | Thermometer, Temporal | THERMOMETERTEMPORAL | Thermometer, Temporal | Exergen
YES | YES |  |  |  | 041-33802 | 041-33802 | Exergen | Tat-2000 |  | NSN | MH MG - (MC) - MC EXEC HEALTH (MHT) |  |  |  |  | 041-33802 | 041-33802 | West | Memorial Hermann Memorial City Medical Center | MH MG - (MC) - MC EXEC HEALTH (MHT) | MH MG - (MC) - MC EXEC HEALTH (MHT) Exam Room 2 |  |  |  | No pm sticker
YES | YES | [5 empty] | Exergen | TAT-2000 |  |  | OPID- Sugarland | [6 empty] | West | OPID-Sugarland | OPID- Sugarland | IV Prep
YES | YES |  |  |  | 074-06236 | 074-06236 | Exergen | TAT-2000 |  |  | MH MG - (WDLS) - IMPERIAL OAKS |  |  |  |  | 074-06236 | 074-06236 | Woodlands | MHMG Imperial Oaks Suite100 | MH MG - (WDLS) - IMPERIAL OAKS
YES | YES |  |  |  | TAR 2000 | TAR 2000 | Exergen | TAT-2000 |  |  | SMR - (WDLS) - STERLING RIDGE |  |  |  |  | TAR 2000 | TAR 2000 | Woodlands | Sports medicine and rehab | SMR - (WDLS) - STERLING RIDGE | Sports medicine and rehabilitation0@@,?Au
YES | YES |  |  |  | 099-04946 | 099-04946 | Exergen | TAT-5000 |  | A888063 | KATY - MED/SURG 6TH FLOOR |  |  |  |  | 099-04946 | 099-04946 | Katy | Memorial Hermann Katy Hospital | KATY - MED/SURG 6TH FLOOR | Nurses station crash cart | 2/1/20 | 2/1/20 |  |  |  | Thermometer, Temporal | THERMOMETERTEMPORAL-Exergen-TAT-5000 | [23 empty] | THERMOMETERTEMPORAL | Thermometer, Temporal | Exergen
YES | YES |  |  |  |  | A850697 | Exergen | TAT-5000 |  | A850697 | Icu neuroscience | [5 empty] | A850697 |  | Memorial herman hospital | Icu neuroscience | Memorial herman woodland | 3/1/20
YES | YES |  |  |  |  | A834004 | Exergen | TAT-5000 |  | A834004 | Icu neuroscience | [5 empty] | A834004 |  | Memorial herman hospital | Icu neuroscience | Memorial herman woodlandl | 3/1/20
YES | YES |  |  |  | 005-13193 | 005-13193 | Exergen | TAT-5000 |  | A822348 | MEMORIAL CITY - MHT - NICU |  |  |  |  | 005-13193 | 005-13193 | West | Memorial City-Memorial Hermann Hospital | MEMORIAL CITY - MHT - NICU | Biomed Shop |  |  |  | No PM sticker.
YES | YES |  |  |  | A897071 | A897071 | Exergen | TAT-5000 |  | A897071 | MEMORIAL CITY - ER |  |  |  |  | A897071 | A897071 | West | West | MEMORIAL CITY - ER | Triage
YES | YES |  |  |  | A878288 | A878288 | Exergen | TAT-5000 |  | A878288 | MEMORIAL CITY - ER |  |  |  |  | A878288 | A878288 | West | West | MEMORIAL CITY - ER | Triage
NO | YES |  |  |  | O3247 | O3247 | Exergen | TAT-5000-RS232 |  | O3247 | GH -Labor |  |  |  |  | O3247 | O3247 | Central | GH-Labor | GH -Labor | OBS 9
YES | YES |  |  |  | 151-04747 | 151-04747 | Exergen | TAT-5000S |  | 21O270100 | CY - L |  |  |  |  | 151-04747 | 151-04747 | Northwest | Memorial Hermann Cypress Hospital | CY - L | LDR 1 | [5 empty] | Thermometer, Temporal | THERMOMETERTEMPORAL-Exergen-TAT-5000S | [22 empty] | Thermometer, Temporal | THERMOMETERTEMPORAL | Thermometer, Temporal | EXERGEN
YES | YES |  |  |  | 151-04746 | 151-04746 | Exergen | TAT-5000S |  | 21O270098 | CY - L |  |  |  |  | 151-04746 | 151-04746 | Northwest | Memorial Hermann Cypress Hospital | CY - L | LDR 2 | [5 empty] | Thermometer, Temporal | THERMOMETERTEMPORAL-Exergen-TAT-5000S | [22 empty] | Thermometer, Temporal | THERMOMETERTEMPORAL | Thermometer, Temporal | EXERGEN
YES | YES |  |  |  | 151-04737 | 151-04737 | Exergen | TAT-5000S |  | 21O270033 | CY - L |  |  |  |  | 151-04737 | 151-04737 | Northwest | Memorial Hermann Cypress Hospital | CY - L | LDR 5 | [5 empty] | Thermometer, Temporal | THERMOMETERTEMPORAL-Exergen-TAT-5000S | [22 empty] | Thermometer, Temporal | THERMOMETERTEMPORAL | Thermometer, Temporal | EXERGEN
YES | YES | [5 empty] | Exergen | TAT-5000S |  |  | Ldrp | [6 empty] | Northwest | Memorial Hermann Cypress Hospital | Ldrp | Ldrp 7 | 2/1/20 |  |  | No pm sticker |  | Thermometer, Temporal | THERMOMETERTEMPORAL-Exergen-TAT-5000S | [22 empty] | Thermometer, Temporal | THERMOMETERTEMPORAL | Thermometer, Temporal | EXERGEN
YES | YES |  |  |  | 151-04638 | 151-04638 | Exergen | TAT-5000S |  | 21O270012 | L |  |  |  |  | 151-04638 | 151-04638 | Northwest | Memorial Hermann Cypress Hospital | L | LDR 8 | [5 empty] | Thermometer, Temporal | THERMOMETERTEMPORAL-Exergen-TAT-5000S | [22 empty] | Thermometer, Temporal | THERMOMETERTEMPORAL | Thermometer, Temporal | EXERGEN
YES | YES |  |  |  | 151-04640 | 151-04640 | Exergen | TAT-5000S |  | 21O270055 | CY - L |  |  |  |  | 151-04640 | 151-04640 | Northwest | Memorial Hermann Cypress Hospital | CY - L | LDR 9 | [5 empty] | Thermometer, Temporal | THERMOMETERTEMPORAL-Exergen-TAT-5000S | [22 empty] | Thermometer, Temporal | THERMOMETERTEMPORAL | Thermometer, Temporal | EXERGEN
YES | YES |  |  |  | 151-03655 | 151-03655 | Exergen | TAT-5000S |  | 21O270036 | CY - OBED |  |  |  |  | 151-03655 | 151-03655 | Northwest | OB ED | CY - OBED | Bay 2 | [5 empty] | Thermometer, Temporal | THERMOMETERTEMPORAL-Exergen-TAT-5000S | [22 empty] | Thermometer, Temporal | THERMOMETERTEMPORAL | Thermometer, Temporal | EXERGEN
YES | YES | [5 empty] | Exergen | TAT-5000S |  |  | Antepartum | [6 empty] | Northwest | Memorial Hermann Cypress Hospital | Antepartum | APU 7 |  |  |  | No pm. Serial is used for asset because unit is too small for asset sticker. |  | Thermometer, Temporal | THERMOMETERTEMPORAL-Exergen-TAT-5000S | [22 empty] | Thermometer, Temporal | THERMOMETERTEMPORAL | Thermometer, Temporal | EXERGEN
YES | YES |  |  |  | 151-03657 | 151-03657 | Exergen | TAT-5000S |  | 21O270005 | CY - OBED |  |  |  |  | 151-03657 | 151-03657 | Northwest | OB ED | CY - OBED | Bay 3 | [5 empty] | Thermometer, Temporal | THERMOMETERTEMPORAL-Exergen-TAT-5000S | [22 empty] | Thermometer, Temporal | THERMOMETERTEMPORAL | Thermometer, Temporal | EXERGEN
YES | YES | [5 empty] | Exergen | TAT-5000S |  |  | Antepartum | [6 empty] | Northwest | Memorial Hermann Cypress Hospital | Antepartum | APU 6 |  |  |  | No pm sticker. Asset is serial because there is no room for asset sticker |  | Thermometer, Temporal | THERMOMETERTEMPORAL-Exergen-TAT-5000S | [22 empty] | Thermometer, Temporal | THERMOMETERTEMPORAL | Thermometer, Temporal | EXERGEN
YES | YES |  |  |  | 151-03658 | 151-03658 | Exergen | TAT-5000S |  | O273355 | CY - POST PARTUM |  |  |  |  | 151-03658 | 151-03658 | Northwest | Antepartum | CY - POST PARTUM | APU 5 | [5 empty] | Thermometer, Temporal | THERMOMETERTEMPORAL-Exergen-TAT-5000S | [22 empty] | Thermometer, Temporal | THERMOMETERTEMPORAL | Thermometer, Temporal | EXERGEN
NO | YES |  |  |  | 099-04885 | 099-04885 | Exergen | TAT-5000S |  | O273539 | Katy-Postpartum-2W |  |  |  |  | 099-04885 | 099-04885 | Katy | MHHS-Katy | Katy-Postpartum-2W | LDR4 | [5 empty] | Thermometer, Temporal | THERMOMETERTEMPORAL-Exergen-TAT-5000S | [22 empty] | Thermometer, Temporal | THERMOMETERTEMPORAL | Thermometer, Temporal | EXERGEN
YES | YES |  |  |  | 029-13635 | 029-13635 | Exergen | TAT-5000S |  | O274215 | Labor / Delivery OR |  |  |  |  | 029-13635 | 029-13635 | Woodlands | Memorial Hermann Hospital Woodlands | Labor / Delivery OR | OR 1 |  |  |  | No p.m. |  | Thermometer, Temporal | THERMOMETERTEMPORAL-Exergen-TAT-5000S | [22 empty] | Thermometer, Temporal | THERMOMETERTEMPORAL | Thermometer, Temporal | EXERGEN
YES | YES |  |  |  | 029-13636 | 029-13636 | Exergen | TAT-5000S |  | O273762 | Labor / Delivery OR |  |  |  |  | 029-13636 | 029-13636 | Woodlands | Memorial Hermann Hospital Woodlands | Labor / Delivery OR | OR 2 |  |  |  | No p.m. |  | Thermometer, Temporal | THERMOMETERTEMPORAL-Exergen-TAT-5000S | [22 empty] | Thermometer, Temporal | THERMOMETERTEMPORAL | Thermometer, Temporal | EXERGEN
YES | YES |  |  |  | 21O270692 | 041-33441 | Exergen | TAT-5000S |  | 21O270692 | MEMORIAL CITY - LABOR |  |  |  |  | 21O270692 | 041-33441 | West | Women?s Memorial Hermann Memorial City Hospital | MEMORIAL CITY - LABOR | Anesthesia Sleep Room
YES | YES |  |  |  | 151-04853 | 151-04853 | Exergen | TAT-5000S |  | A251824 | Biomed |  |  |  |  | 151-04853 | 151-04853 | West | Memorial Hermann Memorial City Medical Center | Biomed | Biomed lab |  |  |  | No pm tag | Temporal scanner
YES | YES |  |  |  | 145-01508 | 145-01508 | Exergen | TAT-5000S-RS232-CORO |  | O 00259 | SUGAR LAND - Labor |  |  |  |  | 145-01508 | 145-01508 | Sugar Land | Memorial Hermann Sugar Land Hospital | SUGAR LAND - Labor | Suite 307
YES | YES |  |  |  | 099-11581 | 099-11581 | Exergen | TAT5000 |  | A784290 | TMC - DIALYSIS - ADULT (9J) |  |  |  |  | 099-11581 | 099-11581 | TMC | Memorial Hermann TMC | TMC - DIALYSIS - ADULT (9J) | Nurse station
YES | YES |  |  |  | 099-11582 | 099-11582 | Exergen | TAT5000 |  | A897400 | TMC - DIALYSIS - ADULT (9J) |  |  |  |  | 099-11582 | 099-11582 | TMC | Memorial Hermann TMC | TMC - DIALYSIS - ADULT (9J) | Nurse station
YES | YES |  |  |  | 005-33330 | 005-33330 | Exergen | TAT5000s |  |  | SUGAR LAND - LABOR |  |  |  |  | 005-33330 | 005-33330 | Sugar Land | Memorial Hermann Sugar Land Hospital | SUGAR LAND - LABOR | L
YES | YES |  |  |  | 099-09254 | 099-09254 | Exergen | Temperal Scanner |  | A196744 | SE - OR - PACU |  |  |  |  | 099-09254 | 099-09254 | Southeast | Memorial Hermann Southeast Hospital | SE - OR - PACU |  | 4/1/20
YES | YES |  |  |  | 099-09256 | 099-09256 | Exergen | Temperal Scanner |  | A501738 | SE - OR - PACU |  |  |  |  | 099-09256 | 099-09256 | Southeast | Memorial Hermann Southeast Hospital | SE - OR - PACU
YES | YES |  |  |  | 099-06324 | 099-06324 | Exergen | Temperal scanner |  | A 455507 | Endoscopy |  |  |  |  | 099-06324 | 099-06324 | Southeast | Memorial Hermann Southeast Hospital | Endoscopy | Endo 3
YES | YES |  |  |  | 099-04038 | 099-04038 | Exergen | Temporal scanner |  | A506796 | PEARLAND - ENDOSCOPY |  |  |  |  | 099-04038 | 099-04038 | Pearland | Memorial Hermann Pearland Hospital | PEARLAND - ENDOSCOPY | PEARLAND - ENDOSCOPY
YES | YES |  |  |  | 099-00181 | 099-00181 | Exergen | Temporal Scanner |  | A564271 | NE - PACU |  |  |  |  | 099-00181 | 099-00181 | NorthEast |  | NE - PACU |  |  |  |  | No pm
NO | NO |  |  |  | NLXN-N2076 |  | Exergen Corporation | LXN-1 |  | NLXN-N2076 | TMC - CHILDRENS - PEDI TRANSPORT (7HP) | MHHS-TMC |  |  |  | NLXN-N2076 |  | TMC |  | TMC - CHILDRENS - PEDI TRANSPORT (7HP) | [5 empty] | THERMOMETERS, ELECTRONIC, PATIENT |  | .needs class | [5 empty] | EXERGEN | [7 empty] | Covered PM Repair - Biomedical | MHHS-TMC
NO | NO |  |  |  | NLXN-N2080 |  | Exergen Corporation | LXN-1 |  | NLXN-N2080 | TMC - CHILDRENS - PEDI TRANSPORT (7HP) | MHHS-TMC |  |  |  | NLXN-N2080 |  | TMC |  | TMC - CHILDRENS - PEDI TRANSPORT (7HP) | [5 empty] | THERMOMETERS, ELECTRONIC, PATIENT |  | .needs class | [5 empty] | EXERGEN | [7 empty] | Covered PM Repair - Biomedical | MHHS-TMC
NO | YES |  |  |  | O3157 | O3157 | Exergen Corporation | TAT 5000-RS232 |  | O3157 | GH - LABOR | MHHS-Greater Heights |  |  |  | O3157 | O3157 | Central | GH-Labor | GH - LABOR | OBS 14 |  |  |  |  | THERMOMETERS, ELECTRONIC, PATIENT |  | THERMOMETERTEMPORAL-Exergen-TAT-5000 |  |  |  |  | THERMOMETERTEMPORAL-Exergen-TAT-5000 | EXERGEN | [7 empty] | Covered PM Repair - Biomedical | MHHS-Greater Heights
NO | YES |  |  |  | O3194 | O3194 | Exergen Corporation | TAT 5000-RS232 |  | O3194 | GH - LABOR | MHHS-Greater Heights |  |  |  | O3194 | O3194 | Central |  | GH - LABOR | [5 empty] | THERMOMETERS, ELECTRONIC, PATIENT |  | THERMOMETERTEMPORAL-Exergen-TAT-5000 |  |  |  |  | THERMOMETERTEMPORAL-Exergen-TAT-5000 | EXERGEN | [7 empty] | Covered PM Repair - Biomedical | MHHS-Greater Heights
NO | YES |  |  |  | 129-07184 | 129-07184 | Exergen Corporation | TAT 5000-RS232 |  | A546027 | MH MG-(STX)-South Texas-Needville | MHHS-MG |  |  |  | 129-07184 | 129-07184 | South | MHHS-MG | MH MG-(STX)-South Texas-Needville | Nursing | 9/1/16 | 9/1/17 |  |  | THERMOMETERS, ELECTRONIC, PATIENT | Thermometer, Temporal | THERMOMETERTEMPORAL-Exergen-TAT-5000 |  |  |  |  | THERMOMETERTEMPORAL-Exergen-TAT-5000 | EXERGEN |  |  |  |  | 3/1/19 |  |  | Covered PM Repair - Biomedical | MHHS-MG | [8 empty] | THERMOMETERTEMPORAL | Thermometer, Temporal | Exergen
NO | NO |  |  |  | O3173 |  | Exergen Corporation | TAT 5000-RS232 |  | O3173 | GH - LABOR & DELIVERY | MHHS-Greater Heights |  |  |  | O3173 |  | Central & Greater Heights |  | GH - LABOR & DELIVERY | [5 empty] | THERMOMETERS, ELECTRONIC, PATIENT |  | THERMOMETERTEMPORAL-Exergen-TAT-5000 |  |  |  |  | THERMOMETERTEMPORAL-Exergen-TAT-5000 | EXERGEN | [7 empty] | Covered PM Repair - Biomedical | MHHS-Greater Heights
NO | NO |  |  |  | O3174 |  | Exergen Corporation | TAT 5000-RS232 |  | O3174 | GH - LABOR & DELIVERY | MHHS-Greater Heights |  |  |  | O3174 |  | Central & Greater Heights |  | GH - LABOR & DELIVERY | [5 empty] | THERMOMETERS, ELECTRONIC, PATIENT |  | THERMOMETERTEMPORAL-Exergen-TAT-5000 |  |  |  |  | THERMOMETERTEMPORAL-Exergen-TAT-5000 | EXERGEN | [7 empty] | Covered PM Repair - Biomedical | MHHS-Greater Heights
NO | NO |  |  |  | O3175 |  | Exergen Corporation | TAT 5000-RS232 |  | O3175 | GH - LABOR & DELIVERY | MHHS-Greater Heights |  |  |  | O3175 |  | Central & Greater Heights |  | GH - LABOR & DELIVERY | [5 empty] | THERMOMETERS, ELECTRONIC, PATIENT |  | THERMOMETERTEMPORAL-Exergen-TAT-5000 |  |  |  |  | THERMOMETERTEMPORAL-Exergen-TAT-5000 | EXERGEN | [7 empty] | Covered PM Repair - Biomedical | MHHS-Greater Heights
NO | NO |  |  |  | O272971 |  | Exergen Corporation | TAT 5000-RS232 |  | O272971 | KATY - POSTPARTUM - 2W | MHHS-Katy |  |  |  | O272971 |  | Katy |  | KATY - POSTPARTUM - 2W | [5 empty] | THERMOMETERS, ELECTRONIC, PATIENT |  | THERMOMETERTEMPORAL-Exergen-TAT-5000 |  |  |  |  | THERMOMETERTEMPORAL-Exergen-TAT-5000 | EXERGEN | [7 empty] | Covered PM Repair - Biomedical | MHHS-Katy
NO | NO |  |  |  | 041-34074 |  | Exergen Corporation | TAT 5000-RS232 |  | A825860 | MEMORIAL CITY - DIGESTIVE DISEASE CENTER | MHHS-Mem City |  |  |  | 041-34074 |  | West & Memorial City |  | MEMORIAL CITY - DIGESTIVE DISEASE CENTER | [5 empty] | THERMOMETERS, ELECTRONIC, PATIENT |  | THERMOMETERTEMPORAL-Exergen-TAT-5000 |  |  |  |  | THERMOMETERTEMPORAL-Exergen-TAT-5000 | EXERGEN | [7 empty] | Covered PM Repair - Biomedical | MHHS-Mem City
NO | NO |  |  |  | 041-34076 |  | Exergen Corporation | TAT 5000-RS232 |  | A632366 | MEMORIAL CITY - DIGESTIVE DISEASE CENTER | MHHS-Mem City |  |  |  | 041-34076 |  | West & Memorial City |  | MEMORIAL CITY - DIGESTIVE DISEASE CENTER | [5 empty] | THERMOMETERS, ELECTRONIC, PATIENT |  | THERMOMETERTEMPORAL-Exergen-TAT-5000 |  |  |  |  | THERMOMETERTEMPORAL-Exergen-TAT-5000 | EXERGEN | [7 empty] | Covered PM Repair - Biomedical | MHHS-Mem City
NO | NO |  |  |  | A74292 |  | Exergen Corporation | TAT 5000-RS232 |  | A74292 | MEMORIAL CITY - MHT - JHC PACU | MHHS-Mem City |  |  |  | A74292 |  | West & Memorial City |  | MEMORIAL CITY - MHT - JHC PACU | [5 empty] | THERMOMETERS, ELECTRONIC, PATIENT |  | THERMOMETERTEMPORAL-Exergen-TAT-5000 |  |  |  |  | THERMOMETERTEMPORAL-Exergen-TAT-5000 | EXERGEN | [7 empty] | Covered PM Repair - Biomedical | MHHS-Mem City
NO | NO |  |  |  | A758257 |  | Exergen Corporation | TAT 5000-RS232 |  |  | MEMORIAL CITY - MHT - JHC PACU | MHHS-Mem City |  |  |  | A758257 |  | West & Memorial City |  | MEMORIAL CITY - MHT - JHC PACU | [5 empty] | THERMOMETERS, ELECTRONIC, PATIENT |  | THERMOMETERTEMPORAL-Exergen-TAT-5000 |  |  |  |  | THERMOMETERTEMPORAL-Exergen-TAT-5000 | EXERGEN | [7 empty] | Covered PM Repair - Biomedical | MHHS-Mem City
NO | NO |  |  |  | A624861 |  | Exergen Corporation | TAT 5000-RS232 |  | A624861 | MEMORIAL CITY - MOR | MHHS-Mem City |  |  |  | A624861 |  | West & Memorial City |  | MEMORIAL CITY - MOR | [5 empty] | THERMOMETERS, ELECTRONIC, PATIENT |  | THERMOMETERTEMPORAL-Exergen-TAT-5000 |  |  |  |  | THERMOMETERTEMPORAL-Exergen-TAT-5000 | EXERGEN | [7 empty] | Covered PM Repair - Biomedical | MHHS-Mem City
NO | NO |  |  |  | A625636 |  | Exergen Corporation | TAT 5000-RS232 |  | A625636 | MEMORIAL CITY - MOR RECOVERY | MHHS-Mem City |  |  |  | A625636 |  | West & Memorial City |  | MEMORIAL CITY - MOR RECOVERY | [5 empty] | THERMOMETERS, ELECTRONIC, PATIENT |  | THERMOMETERTEMPORAL-Exergen-TAT-5000 |  |  |  |  | THERMOMETERTEMPORAL-Exergen-TAT-5000 | EXERGEN | [7 empty] | Covered PM Repair - Biomedical | MHHS-Mem City
NO | NO |  |  |  | A723099 |  | Exergen Corporation | TAT 5000-RS232 |  | A723099 | MEMORIAL CITY - ORTHO/PT | MHHS-Mem City |  |  |  | A723099 |  | West & Memorial City |  | MEMORIAL CITY - ORTHO/PT | [5 empty] | THERMOMETERS, ELECTRONIC, PATIENT |  | THERMOMETERTEMPORAL-Exergen-TAT-5000 |  |  |  |  | THERMOMETERTEMPORAL-Exergen-TAT-5000 | EXERGEN | [7 empty] | Covered PM Repair - Biomedical | MHHS-Mem City
NO | NO |  |  |  | A723104 |  | Exergen Corporation | TAT 5000-RS232 |  | A723104 | MEMORIAL CITY - ORTHO/PT | MHHS-Mem City |  |  |  | A723104 |  | West & Memorial City |  | MEMORIAL CITY - ORTHO/PT | [5 empty] | THERMOMETERS, ELECTRONIC, PATIENT |  | THERMOMETERTEMPORAL-Exergen-TAT-5000 |  |  |  |  | THERMOMETERTEMPORAL-Exergen-TAT-5000 | EXERGEN | [7 empty] | Covered PM Repair - Biomedical | MHHS-Mem City
NO | NO | [5 empty] | Exergen Corporation | TAT 5000-RS232 |  |  | NE - LABOR & DELIVERY | MHHS-Northeast | [5 empty] | Katy |  | NE - LABOR & DELIVERY | [5 empty] | THERMOMETERS, ELECTRONIC, PATIENT |  | THERMOMETERTEMPORAL-Exergen-TAT-5000 |  |  |  |  | THERMOMETERTEMPORAL-Exergen-TAT-5000 | EXERGEN | [7 empty] | Covered PM Repair - Biomedical | MHHS-Northeast
NO | NO |  |  |  | O8762 |  | Exergen Corporation | TAT 5000-RS232 |  | O8762 | NE - LABOR & DELIVERY | MHHS-Northeast |  |  |  | O8762 |  | Katy |  | NE - LABOR & DELIVERY | [5 empty] | THERMOMETERS, ELECTRONIC, PATIENT |  | THERMOMETERTEMPORAL-Exergen-TAT-5000 |  |  |  |  | THERMOMETERTEMPORAL-Exergen-TAT-5000 | EXERGEN | [7 empty] | Covered PM Repair - Biomedical | MHHS-Northeast
NO | NO |  |  |  | O7383 |  | Exergen Corporation | TAT 5000-RS232 |  | O7383 | PEARLAND - LABOR & DELIVERY | MHHS-Pearland Hospital |  |  |  | O7383 |  | Pearland |  | PEARLAND - LABOR & DELIVERY | [5 empty] | THERMOMETERS, ELECTRONIC, PATIENT |  | THERMOMETERTEMPORAL-Exergen-TAT-5000 |  |  |  |  | THERMOMETERTEMPORAL-Exergen-TAT-5000 | EXERGEN | [7 empty] | Covered PM Repair - Biomedical | MHHS-Pearland Hospital
NO | NO |  |  |  | O7596 |  | Exergen Corporation | TAT 5000-RS232 |  | O7596 | PEARLAND - LABOR & DELIVERY | MHHS-Pearland Hospital |  |  |  | O7596 |  | Pearland |  | PEARLAND - LABOR & DELIVERY | [5 empty] | THERMOMETERS, ELECTRONIC, PATIENT |  | THERMOMETERTEMPORAL-Exergen-TAT-5000 |  |  |  |  | THERMOMETERTEMPORAL-Exergen-TAT-5000 | EXERGEN | [7 empty] | Covered PM Repair - Biomedical | MHHS-Pearland Hospital
NO | NO |  |  |  | O7676 |  | Exergen Corporation | TAT 5000-RS232 |  | O7676 | PEARLAND - LABOR & DELIVERY | MHHS-Pearland Hospital |  |  |  | O7676 |  | Pearland |  | PEARLAND - LABOR & DELIVERY | [5 empty] | THERMOMETERS, ELECTRONIC, PATIENT |  | THERMOMETERTEMPORAL-Exergen-TAT-5000 |  |  |  |  | THERMOMETERTEMPORAL-Exergen-TAT-5000 | EXERGEN | [7 empty] | Covered PM Repair - Biomedical | MHHS-Pearland Hospital
NO | NO |  |  |  | O7690 |  | Exergen Corporation | TAT 5000-RS232 |  | O7690 | PEARLAND - LABOR & DELIVERY | MHHS-Pearland Hospital |  |  |  | O7690 |  | Pearland |  | PEARLAND - LABOR & DELIVERY | [5 empty] | THERMOMETERS, ELECTRONIC, PATIENT |  | THERMOMETERTEMPORAL-Exergen-TAT-5000 |  |  |  |  | THERMOMETERTEMPORAL-Exergen-TAT-5000 | EXERGEN | [7 empty] | Covered PM Repair - Biomedical | MHHS-Pearland Hospital
NO | NO |  |  |  | 241-03278 |  | Exergen Corporation | TAT 5000-RS232 |  | A498330 | TIRR - UROLOGY/SPEC PROC (17) | MHHS-TIRR |  |  |  | 241-03278 |  | TMC |  | TIRR - UROLOGY/SPEC PROC (17) | [5 empty] | THERMOMETERS, ELECTRONIC, PATIENT |  | THERMOMETERTEMPORAL-Exergen-TAT-5000 |  |  |  |  | THERMOMETERTEMPORAL-Exergen-TAT-5000 | EXERGEN | [7 empty] | Covered PM Repair - Biomedical | MHHS-TIRR
NO | NO |  |  |  | A756184 |  | Exergen Corporation | TAT 5000-RS232 |  | A756184 | TMC - CATH LAB - ADULT (2HVI) | MHHS-TMC |  |  |  | A756184 |  | TMC |  | TMC - CATH LAB - ADULT (2HVI) | [5 empty] | THERMOMETERS, ELECTRONIC, PATIENT |  | THERMOMETERTEMPORAL-Exergen-TAT-5000 |  |  |  |  | THERMOMETERTEMPORAL-Exergen-TAT-5000 | EXERGEN | [7 empty] | Covered PM Repair - Biomedical | MHHS-TMC
NO | NO |  |  |  | A759150 |  | Exergen Corporation | TAT 5000-RS232 |  | A759150 | TMC - CATH LAB - ADULT (2HVI) | MHHS-TMC |  |  |  | A759150 |  | TMC |  | TMC - CATH LAB - ADULT (2HVI) | [5 empty] | THERMOMETERS, ELECTRONIC, PATIENT |  | THERMOMETERTEMPORAL-Exergen-TAT-5000 |  |  |  |  | THERMOMETERTEMPORAL-Exergen-TAT-5000 | EXERGEN | [7 empty] | Covered PM Repair - Biomedical | MHHS-TMC
NO | NO |  |  |  | A771770 |  | Exergen Corporation | TAT 5000-RS232 |  | A771744 | WOODLANDS - ER | MHHS-Woodlands |  |  |  | A771770 |  | Woodlands |  | WOODLANDS - ER | [5 empty] | THERMOMETERS, ELECTRONIC, PATIENT |  | THERMOMETERTEMPORAL-Exergen-TAT-5000 |  |  |  |  | THERMOMETERTEMPORAL-Exergen-TAT-5000 | EXERGEN | [7 empty] | Covered PM Repair - Biomedical | MHHS-Woodlands
NO | NO |  |  |  | NA |  | Exergen Corporation | TAT 5000-RS232 |  | A771744 | WOODLANDS - ER | MHHS-Woodlands |  |  |  | NA |  | Woodlands |  | WOODLANDS - ER | [5 empty] | THERMOMETERS, ELECTRONIC, PATIENT |  | THERMOMETERTEMPORAL-Exergen-TAT-5000 |  |  |  |  | THERMOMETERTEMPORAL-Exergen-TAT-5000 | EXERGEN | [7 empty] | Covered PM Repair - Biomedical | MHHS-Woodlands
NO | NO |  |  |  | A621909 |  | Exergen Corporation | TAT-2000C EXERGEN TEMPORAL SCANNER |  | A621909 | MEMORIAL CITY - DIGESTIVE DISEASE CENTER | MHHS-Mem City |  |  |  | A621909 |  | West & Memorial City |  | MEMORIAL CITY - DIGESTIVE DISEASE CENTER | [5 empty] | THERMOMETERS, ELECTRONIC, PATIENT |  | THERMOMETERTEMPORAL-Exergen-TAT-2000 |  |  |  |  | THERMOMETERTEMPORAL-Exergen-TAT-2000 | EXERGEN | [7 empty] | Covered PM Repair - Biomedical | MHHS-Mem City
NO | NO | [5 empty] | Exergen Corporation | TAT-2000C EXERGEN TEMPORAL SCANNER |  |  | SE - LABOR & DELIVERY | MHHS-Southeast | [5 empty] | Southeast & Bay Area |  | SE - LABOR & DELIVERY | [5 empty] | THERMOMETERS, ELECTRONIC, PATIENT |  | THERMOMETERTEMPORAL-Exergen-TAT-2000 |  |  |  |  | THERMOMETERTEMPORAL-Exergen-TAT-2000 | EXERGEN | [7 empty] | Covered PM Repair - Biomedical | MHHS-Southeast
NO | NO |  |  |  | 241-03031 |  | Exergen Corporation | TAT-2000C EXERGEN TEMPORAL SCANNER |  | N/A | TIRR - KIRBY GLENN | MHHS-TIRR |  |  |  | 241-03031 |  | TMC |  | TIRR - KIRBY GLENN | [5 empty] | THERMOMETERS, ELECTRONIC, PATIENT |  | THERMOMETERTEMPORAL-Exergen-TAT-2000 |  |  |  |  | THERMOMETERTEMPORAL-Exergen-TAT-2000 | EXERGEN | [7 empty] | Covered PM Repair - Biomedical | MHHS-TIRR
NO | YES |  |  |  | 151-03373 | 151-03373 | Exergen Corporation | TAT-5000 |  | A843094 | CY-ICU | MHHS-Cypress |  | Thermometer, Temporal |  | 151-03373 | 151-03373 | Northwest | MHHS-Cypress | CY-ICU | Icu nursing | 8/1/19 | 8/1/20 |  |  | THERMOMETERS, ELECTRONIC, PATIENT | Thermometer, Temporal | THERMOMETERTEMPORAL-Exergen-TAT-5000 | THERMOMETERTEMPORAL | TAT 5000 |  |  |  | Exergen | Thermometer, Temporal |  |  | THERMOMETERTEMPORAL-Exergen-TAT-5000 |  |  |  | Covered PM Repair - Biomedical | MHHS-Cypress | [8 empty] | THERMOMETERTEMPORAL | Thermometer, Temporal | Exergen
NO | YES |  |  |  | 151-03378 | 151-03378 | Exergen Corporation | TAT-5000 |  | A843105 | CY- 3 South | MHHS-Cypress |  | Thermometer, Temporal |  | 151-03378 | 151-03378 | Northwest | Cypress | CY- 3 South | Nurses station | 8/1/19 |  |  |  | THERMOMETERS, ELECTRONIC, PATIENT | Thermometer, Temporal | THERMOMETERTEMPORAL-Exergen-TAT-5000 | THERMOMETERTEMPORAL | TAT 5000 |  |  |  | Exergen | Thermometer, Temporal |  |  | THERMOMETERTEMPORAL-Exergen-TAT-5000 | 5/29/16 |  |  | Covered PM Repair - Biomedical | MHHS-Cypress | [8 empty] | THERMOMETERTEMPORAL | Thermometer, Temporal | Exergen
NO | YES |  |  |  | a593522 | A593522 | Exergen Corporation | TAT-5000 |  | a593522 | CY-Medsurg | MHHS-Cypress |  | Thermometer, Temporal |  | a593522 | A593522 | Northwest | MHHS-Cypress | CY-Medsurg | [5 empty] | THERMOMETERS, ELECTRONIC, PATIENT | Thermometer, Temporal | THERMOMETERTEMPORAL-Exergen-TAT-5000 | THERMOMETERTEMPORAL | TAT 5000 |  |  |  | Exergen | Thermometer, Temporal |  |  | THERMOMETERTEMPORAL-Exergen-TAT-5000 |  |  |  | Rounds - Fixed | MHHS-Cypress | [8 empty] | THERMOMETERTEMPORAL | Thermometer, Temporal | Exergen
NO | YES |  |  |  | a596979 | A596979 | Exergen Corporation | TAT-5000 |  | a596979 | CY-Medsurg | MHHS-Cypress |  | Thermometer, Temporal |  | a596979 | A596979 | Northwest | MHHS-Cypress | CY-Medsurg | Bronchoscopy |  | 2/1/20 |  |  | THERMOMETERS, ELECTRONIC, PATIENT | Thermometer, Temporal | THERMOMETERTEMPORAL-Exergen-TAT-5000 | THERMOMETERTEMPORAL | TAT 5000 |  |  |  | Exergen | Thermometer, Temporal |  |  | THERMOMETERTEMPORAL-Exergen-TAT-5000 | 5/29/16 |  |  | Covered PM Repair - Biomedical | MHHS-Cypress | [8 empty] | THERMOMETERTEMPORAL | Thermometer, Temporal | Exergen
NO | YES |  |  |  | A749066 | A749066 | Exergen Corporation | TAT-5000 |  | A749066 | GH-CV ICU | MHHS-Greater Heights |  | Thermometer, Temporal |  | A749066 | A749066 | Central | MHHS-Greater Heights | GH-CV ICU | GH-CV ICU | 7/1/18 |  |  |  | THERMOMETERS, ELECTRONIC, PATIENT | Thermometer, Temporal | THERMOMETERTEMPORAL-Exergen-TAT-5000 | THERMOMETERTEMPORAL | TAT 5000 |  |  |  | Exergen | Thermometer, Temporal |  |  | THERMOMETERTEMPORAL-Exergen-TAT-5000 |  |  |  | Covered PM Repair - Biomedical | MHHS-Greater Heights | [8 empty] | THERMOMETERTEMPORAL | Thermometer, Temporal | Exergen
NO | YES |  |  |  | A749078 | A749078 | Exergen Corporation | TAT-5000 |  | A749078 | GH-Respiratory | MHHS-Greater Heights |  | Thermometer, Temporal |  | A749078 | A749078 | Central | MHHS-Greater Heights | GH-Respiratory | CV ICU | 7/1/18 |  |  |  | THERMOMETERS, ELECTRONIC, PATIENT | Thermometer, Temporal | THERMOMETERTEMPORAL-Exergen-TAT-5000 | THERMOMETERTEMPORAL | TAT 5000 |  |  |  | Exergen | Thermometer, Temporal |  |  | THERMOMETERTEMPORAL-Exergen-TAT-5000 |  |  |  | Covered PM Repair - Biomedical | MHHS-Greater Heights | [8 empty] | THERMOMETERTEMPORAL | Thermometer, Temporal | Exergen
NO | YES |  |  |  | A749080 | A749080 | Exergen Corporation | TAT-5000 |  | A749080 | GH-Respiratory | MHHS-Greater Heights |  | Thermometer, Temporal |  | A749080 | A749080 | Central | MHHS-Greater Heights | GH-Respiratory | CV ICU | 7/1/18 |  |  |  | THERMOMETERS, ELECTRONIC, PATIENT | Thermometer, Temporal | THERMOMETERTEMPORAL-Exergen-TAT-5000 | THERMOMETERTEMPORAL | TAT 5000 |  |  |  | Exergen | Thermometer, Temporal |  |  | THERMOMETERTEMPORAL-Exergen-TAT-5000 |  |  |  | Covered PM Repair - Biomedical | MHHS-Greater Heights | [8 empty] | THERMOMETERTEMPORAL | Thermometer, Temporal | Exergen
NO | YES |  |  |  | A749085 | A749085 | Exergen Corporation | TAT-5000 |  | A749085 | GH-Respiratory | MHHS-Greater Heights |  | Thermometer, Temporal |  | A749085 | A749085 | Central | MHHS-Greater Heights | GH-Respiratory | CV ICU | 7/1/18 |  |  |  | THERMOMETERS, ELECTRONIC, PATIENT | Thermometer, Temporal | THERMOMETERTEMPORAL-Exergen-TAT-5000 | THERMOMETERTEMPORAL | TAT 5000 |  |  |  | Exergen | Thermometer, Temporal |  |  | THERMOMETERTEMPORAL-Exergen-TAT-5000 |  |  |  | Covered PM Repair - Biomedical | MHHS-Greater Heights | [8 empty] | THERMOMETERTEMPORAL | Thermometer, Temporal | Exergen
NO | YES |  |  |  | A845795 | A845795 | Exergen Corporation | TAT-5000 |  | A845795 | GH-IMU | MHHS-Greater Heights |  | Thermometer, Temporal |  | A845795 | A845795 | Central | MHHS-Greater Heights | GH-IMU | IMU | 6/1/19 |  |  |  | THERMOMETERS, ELECTRONIC, PATIENT | Thermometer, Temporal | THERMOMETERTEMPORAL-Exergen-TAT-5000 | THERMOMETERTEMPORAL | TAT 5000 |  |  |  | Exergen | Thermometer, Temporal |  |  | THERMOMETERTEMPORAL-Exergen-TAT-5000 | 6/1/20 |  |  | Covered PM Repair - Biomedical | MHHS-Greater Heights | [8 empty] | THERMOMETERTEMPORAL | Thermometer, Temporal | Exergen
NO | YES |  |  |  | a787042 | 099-04385 | Exergen Corporation | TAT-5000 |  | A787042 | Katy-Cath Lab | MHHS-Katy |  | Thermometer, Temporal |  | a787042 | 099-04385 | Katy | MHHS-Katy | Katy-Cath Lab | Recovery |  |  |  |  | THERMOMETERS, ELECTRONIC, PATIENT | Thermometer, Temporal | THERMOMETERTEMPORAL-Exergen-TAT-5000 | THERMOMETERTEMPORAL | TAT 5000 |  |  |  | Exergen | Thermometer, Temporal |  |  | THERMOMETERTEMPORAL-Exergen-TAT-5000 |  |  |  | Covered PM Repair - Biomedical | MHHS-Katy | [8 empty] | THERMOMETERTEMPORAL | Thermometer, Temporal | Exergen
NO | YES |  |  |  | A673426 | A673426 | Exergen Corporation | TAT-5000 |  | A673426 | KATY - AMBULATORY CARE | MHHS-Katy |  | Thermometer, Temporal |  | A673426 | A673426 | Katy | Memorial Hermann Katy Hospital | KATY - AMBULATORY CARE | Nurses Station | 1/1/18 |  |  |  | THERMOMETERS, ELECTRONIC, PATIENT | Thermometer, Temporal | THERMOMETERTEMPORAL-Exergen-TAT-5000 | THERMOMETERTEMPORAL | TAT 5000 |  |  |  | Exergen | Thermometer, Temporal |  |  | THERMOMETERTEMPORAL-Exergen-TAT-5000 | 8/1/16 |  |  | Covered PM Repair - Radiology, Low End | MHHS-Katy | [8 empty] | THERMOMETERTEMPORAL | Thermometer, Temporal | Exergen
NO | YES |  |  |  | A855580 | A855580 | Exergen Corporation | TAT-5000 |  | A855580 | KATY - AMBULATORY CARE | MHHS-Katy |  | Thermometer, Temporal |  | A855580 | A855580 | Katy | Memorial Hermann Katy Hospital | KATY - AMBULATORY CARE | Nurses Station |  |  |  |  | THERMOMETERS, ELECTRONIC, PATIENT | Thermometer, Temporal | THERMOMETERTEMPORAL-Exergen-TAT-5000 | THERMOMETERTEMPORAL | TAT 5000 |  |  |  | Exergen | Thermometer, Temporal |  |  | THERMOMETERTEMPORAL-Exergen-TAT-5000 |  |  |  | Covered PM Repair - Biomedical | MHHS-Katy | [8 empty] | THERMOMETERTEMPORAL | Thermometer, Temporal | Exergen
NO | YES |  |  |  | A861772 | A861772 | Exergen Corporation | TAT-5000 |  | A861772 | KATY - AMBULATORY CARE | MHHS-Katy |  | Thermometer, Temporal |  | A861772 | A861772 | Katy | Memorial Hermann Katy Hospital | KATY - AMBULATORY CARE | Nurses Station |  |  |  |  | THERMOMETERS, ELECTRONIC, PATIENT | Thermometer, Temporal | THERMOMETERTEMPORAL-Exergen-TAT-5000 | THERMOMETERTEMPORAL | TAT 5000 |  |  |  | Exergen | Thermometer, Temporal |  |  | THERMOMETERTEMPORAL-Exergen-TAT-5000 |  |  |  | Covered PM Repair - Biomedical | MHHS-Katy | [8 empty] | THERMOMETERTEMPORAL | Thermometer, Temporal | Exergen
NO | YES |  |  |  | A867341 | A867341 | Exergen Corporation | TAT-5000 |  | A867341 | Katy-Postpartum-2W | MHHS-Katy |  | Thermometer, Temporal |  | A867341 | A867341 | Katy | MHHS-Katy | Katy-Postpartum-2W | By nourishment | 11/1/19 | 11/1/20 |  |  | THERMOMETERS, ELECTRONIC, PATIENT | Thermometer, Temporal | THERMOMETERTEMPORAL-Exergen-TAT-5000 | THERMOMETERTEMPORAL | TAT 5000 |  |  |  | Exergen | Thermometer, Temporal |  |  | THERMOMETERTEMPORAL-Exergen-TAT-5000 | 6/1/17 |  |  | Covered PM Repair - Biomedical | MHHS-Katy | [8 empty] | THERMOMETERTEMPORAL | Thermometer, Temporal | Exergen
NO | YES |  |  |  | A649206 | A649206 | Exergen Corporation | TAT-5000 |  | A649206 | KATY - AMBULATORY CARE | MHHS-Katy |  | Thermometer, Temporal |  | A649206 | A649206 | Katy | Memorial Hermann Katy Hospital | KATY - AMBULATORY CARE | Nurses Station | 6/1/18 |  |  |  | THERMOMETERS, ELECTRONIC, PATIENT | Thermometer, Temporal | THERMOMETERTEMPORAL-Exergen-TAT-5000 | THERMOMETERTEMPORAL | TAT 5000 |  |  |  | Exergen | Thermometer, Temporal |  |  | THERMOMETERTEMPORAL-Exergen-TAT-5000 | 6/1/17 |  |  | Covered PM Repair - Biomedical | MHHS-Katy | [8 empty] | THERMOMETERTEMPORAL | Thermometer, Temporal | Exergen
NO | YES |  |  |  | A748779 | A748779 | Exergen Corporation | TAT-5000 |  | A748779 | Katy-PACU | MHHS-Katy |  | Thermometer, Temporal |  | A748779 | A748779 | Katy | MHHS-Katy | Katy-PACU | Recovery 25 |  |  |  | No pm sticker | THERMOMETERS, ELECTRONIC, PATIENT | Thermometer, Temporal | THERMOMETERTEMPORAL-Exergen-TAT-5000 | THERMOMETERTEMPORAL | TAT 5000 |  |  |  | Exergen | Thermometer, Temporal |  |  | THERMOMETERTEMPORAL-Exergen-TAT-5000 | 6/1/17 |  |  | Covered PM Repair - Biomedical | MHHS-Katy | [8 empty] | THERMOMETERTEMPORAL | Thermometer, Temporal | Exergen
NO | YES |  |  |  | A855732 | A855732 | Exergen Corporation | TAT-5000 |  | A855732 | Katy-PACU | MHHS-Katy |  | Thermometer, Temporal |  | A855732 | A855732 | Katy | MHHS-Katy | Katy-PACU | PACU BAY 21 | 10/1/19 |  |  |  | THERMOMETERS, ELECTRONIC, PATIENT | Thermometer, Temporal | THERMOMETERTEMPORAL-Exergen-TAT-5000 | THERMOMETERTEMPORAL | TAT 5000 |  |  |  | Exergen | Thermometer, Temporal |  |  | THERMOMETERTEMPORAL-Exergen-TAT-5000 | 1/1/19 |  |  | Covered PM Repair - Biomedical | MHHS-Katy | [8 empty] | THERMOMETERTEMPORAL | Thermometer, Temporal | Exergen
NO | YES |  |  |  | O2768 | O2768 | Exergen Corporation | TAT-5000 |  | O2768 | Katy-Labor & Delivery OR | MHHS-Katy |  | Thermometer, Temporal |  | O2768 | O2768 | Katy | MHHS-Katy | Katy-Labor & Delivery OR | LDR 1 |  |  |  |  | THERMOMETERS, ELECTRONIC, PATIENT | Thermometer, Temporal | THERMOMETERTEMPORAL-Exergen-TAT-5000 | THERMOMETERTEMPORAL | TAT 5000 |  |  |  | Exergen | Thermometer, Temporal |  |  | THERMOMETERTEMPORAL-Exergen-TAT-5000 |  |  |  | Covered PM Repair - Biomedical | MHHS-Katy | [8 empty] | THERMOMETERTEMPORAL | Thermometer, Temporal | Exergen
NO | YES |  |  |  | O2789 | O2789 | Exergen Corporation | TAT-5000 |  | O2789 | Katy-Labor & Delivery OR | MHHS-Katy |  | Thermometer, Temporal |  | O2789 | O2789 | Katy | MHHS-Katy | Katy-Labor & Delivery OR | LDR 6 |  |  |  |  | THERMOMETERS, ELECTRONIC, PATIENT | Thermometer, Temporal | THERMOMETERTEMPORAL-Exergen-TAT-5000 | THERMOMETERTEMPORAL | TAT 5000 |  |  |  | Exergen | Thermometer, Temporal |  |  | THERMOMETERTEMPORAL-Exergen-TAT-5000 |  |  |  | Covered PM Repair - Biomedical | MHHS-Katy | [8 empty] | THERMOMETERTEMPORAL | Thermometer, Temporal | Exergen
NO | YES |  |  |  | O2961 | O2961 | Exergen Corporation | TAT-5000 |  | O2961 | Katy-Labor & Delivery OR | MHHS-Katy |  | Thermometer, Temporal |  | O2961 | O2961 | Katy | MHHS-Katy | Katy-Labor & Delivery OR | L and D 5 |  |  |  |  | THERMOMETERS, ELECTRONIC, PATIENT | Thermometer, Temporal | THERMOMETERTEMPORAL-Exergen-TAT-5000 | THERMOMETERTEMPORAL | TAT 5000 |  |  |  | Exergen | Thermometer, Temporal |  |  | THERMOMETERTEMPORAL-Exergen-TAT-5000 |  |  |  | Covered PM Repair - Biomedical | MHHS-Katy | [8 empty] | THERMOMETERTEMPORAL | Thermometer, Temporal | Exergen
NO | YES |  |  |  | O2974 | O2974 | Exergen Corporation | TAT-5000 |  | O2974 | Katy-Postpartum-2W | MHHS-Katy |  | Thermometer, Temporal |  | O2974 | O2974 | Katy | MHHS-Katy | Katy-Postpartum-2W | LDR 2 |  |  |  |  | THERMOMETERS, ELECTRONIC, PATIENT | Thermometer, Temporal | THERMOMETERTEMPORAL-Exergen-TAT-5000 | THERMOMETERTEMPORAL | TAT 5000 |  |  |  | Exergen | Thermometer, Temporal |  |  | THERMOMETERTEMPORAL-Exergen-TAT-5000 |  |  |  | Covered PM Repair - Biomedical | MHHS-Katy | [8 empty] | THERMOMETERTEMPORAL | Thermometer, Temporal | Exergen
NO | YES |  |  |  | A800427 | A800427 | Exergen Corporation | TAT-5000 |  | A800427 | MEMORIAL CITY - MHT - JHC Recovery | MHHS-Mem City |  | Thermometer, Temporal |  | A800427 | A800427 | West | Memorial Hermann Memorial City Medical Center | MEMORIAL CITY - MHT - JHC Recovery | MH11 Recovery Bay 4 |  |  |  |  | THERMOMETERS, ELECTRONIC, PATIENT |  | THERMOMETERTEMPORAL-Exergen-TAT-5000 | THERMOMETERTEMPORAL | TAT 5000 |  |  |  | Exergen | Thermometer, Temporal |  |  | THERMOMETERTEMPORAL-Exergen-TAT-5000 |  |  |  | Covered PM Repair - Biomedical | MHHS-Mem City
NO | YES |  |  |  | 041-34304 | 041-34304 | Exergen Corporation | TAT-5000 |  | A829960 | Memorial City -MHT - Med/Surg | MHHS-Mem City |  | Thermometer, Temporal |  | 041-34304 | 041-34304 | West | Memorial Hermann Memorial City Medical Center | Memorial City -MHT - Med/Surg | MH 6 Medication Room |  |  |  |  | THERMOMETERS, ELECTRONIC, PATIENT |  | THERMOMETERTEMPORAL-Exergen-TAT-5000 | THERMOMETERTEMPORAL | TAT 5000 |  |  |  | Exergen | Thermometer, Temporal |  |  | THERMOMETERTEMPORAL-Exergen-TAT-5000 |  |  |  | Not Covered Vendor Only - Biomedical | MHHS-Mem City
NO | YES |  |  |  | A516700 | A516700 | Exergen Corporation | TAT-5000 |  | A516700 | MH MG-(GH)-Urgent Care-Washington Ave | MHHS-MG |  | Thermometer, Temporal |  | A516700 | A516700 | Central | MHHS-MG | MH MG-(GH)-Urgent Care-Washington Ave | Nurses station | 3/1/16 |  |  | One time safety | THERMOMETERS, ELECTRONIC, PATIENT | Thermometer, Temporal | THERMOMETERTEMPORAL-Exergen-TAT-5000 | THERMOMETERTEMPORAL | TAT 5000 |  |  |  | Exergen | Thermometer, Temporal |  |  | THERMOMETERTEMPORAL-Exergen-TAT-5000 | 2/13/19 |  |  | Covered PM Repair - Radiology, Low End | MHHS-MG | [8 empty] | THERMOMETERTEMPORAL | Thermometer, Temporal | Exergen
NO | YES |  |  |  |  | 009-33075 | Exergen Corporation | TAT-5000 |  | A524367 | MH MG - (NE) - ATASCOCITA PEDIATRICS | MHHS-MG |  | Thermometer, Temporal |  |  | 009-33075 | Katy | MHMG-Suite 202 | MH MG - (NE) - ATASCOCITA PEDIATRICS | [5 empty] | THERMOMETERS, ELECTRONIC, PATIENT |  | THERMOMETERTEMPORAL-Exergen-TAT-5000 | THERMOMETERTEMPORAL | TAT 5000 |  |  |  | Exergen | Thermometer, Temporal |  |  | THERMOMETERTEMPORAL-Exergen-TAT-5000 |  |  |  | Not Covered - Biomedical | MHHS-MG
NO | YES |  |  |  | 142-03617 | 142-03617 | Exergen Corporation | TAT-5000 |  | A478997 | NE-Cancer Center | MHHS-Northeast |  | Thermometer, Temporal |  | 142-03617 | 142-03617 | Katy | MHHS-Northeast | NE-Cancer Center | Hallway | 10/1/15 |  |  |  | THERMOMETERS, ELECTRONIC, PATIENT | Thermometer, Temporal | THERMOMETERTEMPORAL-Exergen-TAT-5000 | THERMOMETERTEMPORAL | TAT 5000 |  |  |  | Exergen | Thermometer, Temporal |  |  | THERMOMETERTEMPORAL-Exergen-TAT-5000 | 7/1/17 |  |  | Covered PM Repair - Biomedical | MHHS-Northeast | [8 empty] | THERMOMETERTEMPORAL | Thermometer, Temporal | Exergen
NO | YES |  |  |  | 142-07425 | 142-07425 | Exergen Corporation | TAT-5000 |  | A756501 | NE-Biomedical Services | MHHS-Northeast |  | Thermometer, Temporal |  | 142-07425 | 142-07425 | Katy | MHHS-Northeast | NE-Biomedical Services | Biomed | 9/1/18 |  |  |  | THERMOMETERS, ELECTRONIC, PATIENT | Thermometer, Temporal | THERMOMETERTEMPORAL-Exergen-TAT-5000 | THERMOMETERTEMPORAL | TAT 5000 |  |  |  | Exergen | Thermometer, Temporal |  |  | THERMOMETERTEMPORAL-Exergen-TAT-5000 | 7/1/17 |  |  | Covered PM Repair - Biomedical | MHHS-Northeast | [8 empty] | THERMOMETERTEMPORAL | Thermometer, Temporal | Exergen
NO | YES |  |  |  | 142-06950 | 142-06950 | Exergen Corporation | TAT-5000 |  | A 593569 | NE-Day Surgery | MHHS-Northeast |  | Thermometer, Temporal |  | 142-06950 | 142-06950 | Katy | MHHS-Northeast | NE-Day Surgery | Nurses station | 11/1/16 |  |  |  | THERMOMETERS, ELECTRONIC, PATIENT | Thermometer, Temporal | THERMOMETERTEMPORAL-Exergen-TAT-5000 | THERMOMETERTEMPORAL | TAT 5000 |  |  |  | Exergen | Thermometer, Temporal |  |  | THERMOMETERTEMPORAL-Exergen-TAT-5000 |  |  |  | Covered PM Repair - Biomedical | MHHS-Northeast | [8 empty] | THERMOMETERTEMPORAL | Thermometer, Temporal | Exergen
NO | YES |  |  |  | A505530 | A505530 | Exergen Corporation | TAT-5000 |  | A505530 | NE-Endoscopy | MHHS-Northeast |  | Thermometer, Temporal |  | A505530 | A505530 | Katy | MHHS-Northeast | NE-Endoscopy | Peocedure room 1 | 11/1/15 |  |  |  | THERMOMETERS, ELECTRONIC, PATIENT | Thermometer, Temporal | THERMOMETERTEMPORAL-Exergen-TAT-5000 | THERMOMETERTEMPORAL | TAT 5000 |  |  |  | Exergen | Thermometer, Temporal |  |  | THERMOMETERTEMPORAL-Exergen-TAT-5000 |  |  |  | Covered PM Repair - Biomedical | MHHS-Northeast | [8 empty] | THERMOMETERTEMPORAL | Thermometer, Temporal | Exergen
NO | YES |  |  |  | 142-05740 | 142-05740 | Exergen Corporation | TAT-5000 |  | A 464197 | NE-Endoscopy | MHHS-Northeast |  | Thermometer, Temporal |  | 142-05740 | 142-05740 | Katy | MHHS-Northeast | NE-Endoscopy | Procedure room | 8/1/15 |  |  | Broken, still under use | THERMOMETERS, ELECTRONIC, PATIENT | Thermometer, Temporal | THERMOMETERTEMPORAL-Exergen-TAT-5000 | THERMOMETERTEMPORAL | TAT 5000 |  |  |  | Exergen | Thermometer, Temporal |  |  | THERMOMETERTEMPORAL-Exergen-TAT-5000 |  |  |  | Covered PM Repair - Biomedical | MHHS-Northeast | [8 empty] | THERMOMETERTEMPORAL | Thermometer, Temporal | Exergen
NO | YES |  |  |  | A342362 | A342362 | Exergen Corporation | TAT-5000 |  | A342362 | NE-PACU | MHHS-Northeast |  | Thermometer, Temporal |  | A342362 | A342362 | Katy | MHHS-Northeast | NE-PACU | BAY1 | 7/1/16 |  |  |  | THERMOMETERS, ELECTRONIC, PATIENT | Thermometer, Temporal | THERMOMETERTEMPORAL-Exergen-TAT-5000 | THERMOMETERTEMPORAL | TAT 5000 |  |  |  | Exergen | Thermometer, Temporal |  |  | THERMOMETERTEMPORAL-Exergen-TAT-5000 |  |  |  | Covered PM Repair - Biomedical | MHHS-Northeast | [8 empty] | THERMOMETERTEMPORAL | Thermometer, Temporal | Exergen
NO | YES |  |  |  | 005-33872 | 005-33872 | Exergen Corporation | TAT-5000 |  | A566768 | SE-Esophageal Disease Center | MHHS-Southeast |  | Thermometer, Temporal |  | 005-33872 | 005-33872 | Southeast | MHHS-Southeast | SE-Esophageal Disease Center | Endo procesure 1 | 1/1/19 |  |  |  | THERMOMETERS, ELECTRONIC, PATIENT |  | THERMOMETERTEMPORAL-Exergen-TAT-5000 | THERMOMETERTEMPORAL | TAT 5000 |  |  |  | Exergen | Thermometer, Temporal |  |  | THERMOMETERTEMPORAL-Exergen-TAT-5000 | 7/1/25 |  |  | Not Covered - Biomedical | MHHS-Southeast
NO | YES |  |  |  | O0932 | O0932 | Exergen Corporation | TAT-5000 |  | O0932 | SW-Labor & Delivery | MHHS-Southwest |  | Thermometer, Temporal |  | O0932 | O0932 | Southwest | MHHS-Southwest | SW-Labor & Delivery | LDR 2 |  |  |  |  | THERMOMETERS, ELECTRONIC, PATIENT | Thermometer, Temporal | THERMOMETERTEMPORAL-Exergen-TAT-5000 | THERMOMETERTEMPORAL | TAT 5000 |  |  |  | Exergen | Thermometer, Temporal |  |  | THERMOMETERTEMPORAL-Exergen-TAT-5000 | 1/1/18 |  |  | Not Covered Vendor Only - Resp/Ster | MHHS-Southwest | [8 empty] | THERMOMETERTEMPORAL | Thermometer, Temporal | Exergen
NO | YES |  |  |  | A525193 | A525193 | Exergen Corporation | TAT-5000 |  | A525193 | TMC-Jones-ENT Clinic (Jb) | MHHS-TMC |  | Thermometer, Temporal |  | A525193 | A525193 | TMC | MHHS-TMC | TMC-Jones-ENT Clinic (Jb) | JB 100.18 | 1/1/16 |  |  |  | THERMOMETERS, ELECTRONIC, PATIENT |  | THERMOMETERTEMPORAL-Exergen-TAT-5000 | THERMOMETERTEMPORAL | TAT 5000 |  |  |  | Exergen | Thermometer, Temporal |  |  | THERMOMETERTEMPORAL-Exergen-TAT-5000 | 7/8/19 |  |  | Covered PM Repair - Biomedical | MHHS-TMC
NO | YES |  |  |  | 069-42842 | 069-42842 | Exergen Corporation | TAT-5000 |  | A600064 | Memorial Hermann- T exas Medical Center Childrens OR | MHHS-TMC |  | Thermometer, Temporal |  | 069-42842 | 069-42842 | TMC | TCM | Memorial Hermann- T exas Medical Center Childrens OR | Hallway | 11/1/16 |  | 4/1/20 | PM Not Required | THERMOMETERS, ELECTRONIC, PATIENT |  | THERMOMETERTEMPORAL-Exergen-TAT-5000 | THERMOMETERTEMPORAL | TAT 5000 |  |  |  | Exergen | Thermometer, Temporal |  |  | THERMOMETERTEMPORAL-Exergen-TAT-5000 |  |  |  | Covered PM Repair - Biomedical | MHHS-TMC
NO | YES |  |  |  | A334355 | 099-09196 | Exergen Corporation | TAT-5000 |  | A334355 | TMC-OR-Day Surgery (2R) | MHHS-TMC |  | Thermometer, Temporal |  | A334355 | 099-09196 | TMC | MHHS-TMC | TMC-OR-Day Surgery (2R) | Bay 1 | 10/1/16 |  |  |  | THERMOMETERS, ELECTRONIC, PATIENT |  | THERMOMETERTEMPORAL-Exergen-TAT-5000 | THERMOMETERTEMPORAL | TAT 5000 |  |  |  | Exergen | Thermometer, Temporal |  |  | THERMOMETERTEMPORAL-Exergen-TAT-5000 |  |  |  | Covered PM Repair - Biomedical | MHHS-TMC
NO | YES |  |  |  | A354275 | 099-09199 | Exergen Corporation | TAT-5000 |  | A354275 | TMC-OR-Day Surgery (2R) | MHHS-TMC |  | Thermometer, Temporal |  | A354275 | 099-09199 | TMC | MHHS-TMC | TMC-OR-Day Surgery (2R) | Bay 3 | 10/1/16 |  |  |  | THERMOMETERS, ELECTRONIC, PATIENT |  | THERMOMETERTEMPORAL-Exergen-TAT-5000 | THERMOMETERTEMPORAL | TAT 5000 |  |  |  | Exergen | Thermometer, Temporal |  |  | THERMOMETERTEMPORAL-Exergen-TAT-5000 |  |  |  | Covered PM Repair - Biomedical | MHHS-TMC
NO | YES |  |  |  | A385887 | 099-09166 | Exergen Corporation | TAT-5000 |  | A385887 | TMC-OR-Day Surgery (2R) | MHHS-TMC |  | Thermometer, Temporal |  | A385887 | 099-09166 | TMC | MHHS-TMC | TMC-OR-Day Surgery (2R) | Bay 6 | 10/1/16 |  |  |  | THERMOMETERS, ELECTRONIC, PATIENT |  | THERMOMETERTEMPORAL-Exergen-TAT-5000 | THERMOMETERTEMPORAL | TAT 5000 |  |  |  | Exergen | Thermometer, Temporal |  |  | THERMOMETERTEMPORAL-Exergen-TAT-5000 |  |  |  | Covered PM Repair - Biomedical | MHHS-TMC
NO | YES |  |  |  | A385963 | 099-09195 | Exergen Corporation | TAT-5000 |  | A385963 | TMC-OR-Day Surgery (2R) | MHHS-TMC |  | Thermometer, Temporal |  | A385963 | 099-09195 | TMC | MHHS-TMC | TMC-OR-Day Surgery (2R) | Bay 1 | 10/1/16 |  |  |  | THERMOMETERS, ELECTRONIC, PATIENT |  | THERMOMETERTEMPORAL-Exergen-TAT-5000 | THERMOMETERTEMPORAL | TAT 5000 |  |  |  | Exergen | Thermometer, Temporal |  |  | THERMOMETERTEMPORAL-Exergen-TAT-5000 |  |  |  | Covered PM Repair - Biomedical | MHHS-TMC
NO | YES |  |  |  | A398755 | 099-09167 | Exergen Corporation | TAT-5000 |  | A398755 | TMC-OR-Day Surgery (2R) | MHHS-TMC |  | Thermometer, Temporal |  | A398755 | 099-09167 | TMC | MHHS-TMC | TMC-OR-Day Surgery (2R) | Bay 7 | 10/1/16 |  |  |  | THERMOMETERS, ELECTRONIC, PATIENT |  | THERMOMETERTEMPORAL-Exergen-TAT-5000 | THERMOMETERTEMPORAL | TAT 5000 |  |  |  | Exergen | Thermometer, Temporal |  |  | THERMOMETERTEMPORAL-Exergen-TAT-5000 |  |  |  | Covered PM Repair - Biomedical | MHHS-TMC
NO | YES |  |  |  | A399583 | 099-09164 | Exergen Corporation | TAT-5000 |  | A399583 | TMC-OR-Day Surgery (2R) | MHHS-TMC |  | Thermometer, Temporal |  | A399583 | 099-09164 | TMC | MHHS-TMC | TMC-OR-Day Surgery (2R) | Bay 5 | 10/1/16 |  |  |  | THERMOMETERS, ELECTRONIC, PATIENT |  | THERMOMETERTEMPORAL-Exergen-TAT-5000 | THERMOMETERTEMPORAL | TAT 5000 |  |  |  | Exergen | Thermometer, Temporal |  |  | THERMOMETERTEMPORAL-Exergen-TAT-5000 |  |  |  | Covered PM Repair - Biomedical | MHHS-TMC
NO | YES |  |  |  | 069-45196 | 069-45196 | Exergen Corporation | TAT-5000 |  | A594702 | TMC-OR-Pedi OR (2R) | MHHS-TMC |  | Thermometer, Temporal |  | 069-45196 | 069-45196 | TMC | MHHS-TMC | TMC-OR-Pedi OR (2R) | PACU | 4/1/18 |  |  |  | THERMOMETERS, ELECTRONIC, PATIENT |  | THERMOMETERTEMPORAL-Exergen-TAT-5000 | THERMOMETERTEMPORAL | TAT 5000 |  |  |  | Exergen | Thermometer, Temporal |  |  | THERMOMETERTEMPORAL-Exergen-TAT-5000 |  |  |  | Covered PM Repair - Biomedical | MHHS-TMC
NO | YES |  |  |  | 069-47747 | 069-47747 | Exergen Corporation | TAT-5000 |  | A825130 | TMC-Sarofim 2-Adult Pre Op | MHHS-TMC |  | Thermometer, Temporal |  | 069-47747 | 069-47747 | TMC | MHHS-TMC | TMC-Sarofim 2-Adult Pre Op | Room 50 |  |  |  | No PM Sticker PM Not Required | THERMOMETERS, ELECTRONIC, PATIENT |  | THERMOMETERTEMPORAL-Exergen-TAT-5000 | THERMOMETERTEMPORAL | TAT 5000 |  |  |  | Exergen | Thermometer, Temporal |  |  | THERMOMETERTEMPORAL-Exergen-TAT-5000 |  |  |  | Covered PM Repair - Biomedical | MHHS-TMC
NO | YES |  |  |  | 069-47748 | 069-47748 | Exergen Corporation | TAT-5000 |  | A825133 | TMC-Sarofim 2-Adult Pre Op | MHHS-TMC |  | Thermometer, Temporal |  | 069-47748 | 069-47748 | TMC | MHHS-TMC | TMC-Sarofim 2-Adult Pre Op | [5 empty] | THERMOMETERS, ELECTRONIC, PATIENT |  | THERMOMETERTEMPORAL-Exergen-TAT-5000 | THERMOMETERTEMPORAL | TAT 5000 |  |  |  | Exergen | Thermometer, Temporal |  |  | THERMOMETERTEMPORAL-Exergen-TAT-5000 |  |  |  | Covered PM Repair - Biomedical | MHHS-TMC
NO | YES |  |  |  | 069-47749 | 069-47749 | Exergen Corporation | TAT-5000 |  | A825164 | TMC-OR-Day Surgery (2R) | MHHS-TMC |  | Thermometer, Temporal |  | 069-47749 | 069-47749 | TMC | MHHS-TMC | TMC-OR-Day Surgery (2R) | Pre Op 43 |  |  |  |  | THERMOMETERS, ELECTRONIC, PATIENT |  | THERMOMETERTEMPORAL-Exergen-TAT-5000 | THERMOMETERTEMPORAL | TAT 5000 |  |  |  | Exergen | Thermometer, Temporal |  |  | THERMOMETERTEMPORAL-Exergen-TAT-5000 |  |  |  | Covered PM Repair - Biomedical | MHHS-TMC
NO | YES |  |  |  | 069-47750 | 069-47750 | Exergen Corporation | TAT-5000 |  | A825127 | TMC-Sarofim 2-Adult Pre Op | MHHS-TMC |  | Thermometer, Temporal |  | 069-47750 | 069-47750 | TMC | MHHS-TMC | TMC-Sarofim 2-Adult Pre Op | [5 empty] | THERMOMETERS, ELECTRONIC, PATIENT |  | THERMOMETERTEMPORAL-Exergen-TAT-5000 | THERMOMETERTEMPORAL | TAT 5000 |  |  |  | Exergen | Thermometer, Temporal |  |  | THERMOMETERTEMPORAL-Exergen-TAT-5000 |  |  |  | Covered PM Repair - Biomedical | MHHS-TMC
NO | YES |  |  |  | 069-47753 | 069-47753 | Exergen Corporation | TAT-5000 |  | A825126 | TMC-Sarofim 2-Adult Pre Op | MHHS-TMC |  | Thermometer, Temporal |  | 069-47753 | 069-47753 | TMC | MHHS-TMC | TMC-Sarofim 2-Adult Pre Op | Room 53 |  |  |  | No PM Sticker PM Not Required | THERMOMETERS, ELECTRONIC, PATIENT |  | THERMOMETERTEMPORAL-Exergen-TAT-5000 | THERMOMETERTEMPORAL | TAT 5000 |  |  |  | Exergen | Thermometer, Temporal |  |  | THERMOMETERTEMPORAL-Exergen-TAT-5000 |  |  |  | Covered PM Repair - Biomedical | MHHS-TMC
NO | YES |  |  |  | 069-47754 | 069-47754 | Exergen Corporation | TAT-5000 |  | A825124 | TMC-Sarofim 2-Adult Pre Op | MHHS-TMC |  | Thermometer, Temporal |  | 069-47754 | 069-47754 | TMC | MHHS-TMC | TMC-Sarofim 2-Adult Pre Op | S2/47 |  |  |  |  | THERMOMETERS, ELECTRONIC, PATIENT |  | THERMOMETERTEMPORAL-Exergen-TAT-5000 | THERMOMETERTEMPORAL | TAT 5000 |  |  |  | Exergen | Thermometer, Temporal |  |  | THERMOMETERTEMPORAL-Exergen-TAT-5000 |  |  |  | Covered PM Repair - Biomedical | MHHS-TMC
NO | YES |  |  |  | 069-47755 | 069-47755 | Exergen Corporation | TAT-5000 |  | A825137 | TMC-Sarofim 2-Adult Pre Op | MHHS-TMC |  | Thermometer, Temporal |  | 069-47755 | 069-47755 | TMC | MHHS-TMC | TMC-Sarofim 2-Adult Pre Op | Pre op 58 |  |  |  |  | THERMOMETERS, ELECTRONIC, PATIENT |  | THERMOMETERTEMPORAL-Exergen-TAT-5000 | THERMOMETERTEMPORAL | TAT 5000 |  |  |  | Exergen | Thermometer, Temporal |  |  | THERMOMETERTEMPORAL-Exergen-TAT-5000 |  |  |  | Covered PM Repair - Biomedical | MHHS-TMC
NO | YES |  |  |  | 069-47758 | 069-47758 | Exergen Corporation | TAT-5000 |  | A825131 | TMC-Sarofim 2-Adult Pre Op | MHHS-TMC |  | Thermometer, Temporal |  | 069-47758 | 069-47758 | TMC | MHHS-TMC | TMC-Sarofim 2-Adult Pre Op | Pre-op 46 |  |  |  |  | THERMOMETERS, ELECTRONIC, PATIENT |  | THERMOMETERTEMPORAL-Exergen-TAT-5000 | THERMOMETERTEMPORAL | TAT 5000 |  |  |  | Exergen | Thermometer, Temporal |  |  | THERMOMETERTEMPORAL-Exergen-TAT-5000 | 3/1/19 |  |  | Covered PM Repair - Biomedical | MHHS-TMC
NO | YES |  |  |  | 069-47760 | 069-47760 | Exergen Corporation | TAT-5000 |  | A825145 | TMC-Sarofim 2-Adult Pre Op | MHHS-TMC |  | Thermometer, Temporal |  | 069-47760 | 069-47760 | TM | MHHS-TMC | TMC-Sarofim 2-Adult Pre Op | TMC - SAROFIM2 -ADULT PRE OP |  |  |  |  | THERMOMETERS, ELECTRONIC, PATIENT |  | THERMOMETERTEMPORAL-Exergen-TAT-5000 | THERMOMETERTEMPORAL | TAT 5000 |  |  |  | Exergen | Thermometer, Temporal |  |  | THERMOMETERTEMPORAL-Exergen-TAT-5000 | 3/1/19 |  |  | Covered PM Repair - Biomedical | MHHS-TMC
NO | YES |  |  |  | 069-47761 | 069-47761 | Exergen Corporation | TAT-5000 |  | A825146 | Memorial Hermann- Texas Medical Center Johnson PreOp | MHHS-TMC |  | Thermometer, Temporal |  | 069-47761 | 069-47761 | TMC | TMC | Memorial Hermann- Texas Medical Center Johnson PreOp |  |  |  |  | PM Not Required | THERMOMETERS, ELECTRONIC, PATIENT |  | THERMOMETERTEMPORAL-Exergen-TAT-5000 | THERMOMETERTEMPORAL | TAT 5000 |  |  |  | Exergen | Thermometer, Temporal |  |  | THERMOMETERTEMPORAL-Exergen-TAT-5000 | 3/1/19 |  |  | Covered PM Repair - Biomedical | MHHS-TMC
NO | YES |  |  |  | 069-47762 | 069-47762 | Exergen Corporation | TAT-5000 |  | A821861 | TMC-Sarofim 2-Adult Pre Op | MHHS-TMC |  | Thermometer, Temporal |  | 069-47762 | 069-47762 | TM | MHHS-TMC | TMC-Sarofim 2-Adult Pre Op | TMC - SAROFIM2 -ADULT PRE OP |  |  |  |  | THERMOMETERS, ELECTRONIC, PATIENT |  | THERMOMETERTEMPORAL-Exergen-TAT-5000 | THERMOMETERTEMPORAL | TAT 5000 |  |  |  | Exergen | Thermometer, Temporal |  |  | THERMOMETERTEMPORAL-Exergen-TAT-5000 | 3/1/19 |  |  | Covered PM Repair - Biomedical | MHHS-TMC
NO | YES |  |  |  | 069-47763 | 069-47763 | Exergen Corporation | TAT-5000 |  | A821727 | TMC-Sarofim 2-Adult Pre Op | MHHS-TMC |  | Thermometer, Temporal |  | 069-47763 | 069-47763 | TMC | MHHS-TMC | TMC-Sarofim 2-Adult Pre Op | Room 64 |  |  |  | No PM Sticker | THERMOMETERS, ELECTRONIC, PATIENT |  | THERMOMETERTEMPORAL-Exergen-TAT-5000 | THERMOMETERTEMPORAL | TAT 5000 |  |  |  | Exergen | Thermometer, Temporal |  |  | THERMOMETERTEMPORAL-Exergen-TAT-5000 | 3/1/19 |  |  | Covered PM Repair - Biomedical | MHHS-TMC
NO | YES |  |  |  | 069-47764 | 069-47764 | Exergen Corporation | TAT-5000 |  | A821930 | TMC-Sarofim 2-Adult Pre Op | MHHS-TMC |  | Thermometer, Temporal |  | 069-47764 | 069-47764 | TMC | MHHS-TMC | TMC-Sarofim 2-Adult Pre Op | [5 empty] | THERMOMETERS, ELECTRONIC, PATIENT |  | THERMOMETERTEMPORAL-Exergen-TAT-5000 | THERMOMETERTEMPORAL | TAT 5000 |  |  |  | Exergen | Thermometer, Temporal |  |  | THERMOMETERTEMPORAL-Exergen-TAT-5000 | 3/1/19 |  |  | Covered PM Repair - Biomedical | MHHS-TMC
NO | YES |  |  |  | 069-47765 | 069-47765 | Exergen Corporation | TAT-5000 |  | A821735 | TMC-Sarofim 2-Adult Pre Op | MHHS-TMC |  | Thermometer, Temporal |  | 069-47765 | 069-47765 | TMC | MHHS-TMC | TMC-Sarofim 2-Adult Pre Op | ADULT PRE OP |  |  |  |  | THERMOMETERS, ELECTRONIC, PATIENT |  | THERMOMETERTEMPORAL-Exergen-TAT-5000 | THERMOMETERTEMPORAL | TAT 5000 |  |  |  | Exergen | Thermometer, Temporal |  |  | THERMOMETERTEMPORAL-Exergen-TAT-5000 | 3/1/19 |  |  | Covered PM Repair - Biomedical | MHHS-TMC
NO | YES |  |  |  | 069-47766 | 069-47766 | Exergen Corporation | TAT-5000 |  | A821755 | Memorial Hermann- Texas Medical Center Johnson PreOp | MHHS-TMC |  | Thermometer, Temporal |  | 069-47766 | 069-47766 | TMC | TMC | Memorial Hermann- Texas Medical Center Johnson PreOp |  |  |  |  | PM Not Required | THERMOMETERS, ELECTRONIC, PATIENT |  | THERMOMETERTEMPORAL-Exergen-TAT-5000 | THERMOMETERTEMPORAL | TAT 5000 |  |  |  | Exergen | Thermometer, Temporal |  |  | THERMOMETERTEMPORAL-Exergen-TAT-5000 |  |  |  | Covered PM Repair - Biomedical | MHHS-TMC
NO | YES |  |  |  | 069-47768 | 069-47768 | Exergen Corporation | TAT-5000 |  | A821733 | TMC-OR-Day Surgery (2R) | MHHS-TMC |  | Thermometer, Temporal |  | 069-47768 | 069-47768 | TMC | MHHS-TMC | TMC-OR-Day Surgery (2R) | Pre Op 33 |  |  |  |  | THERMOMETERS, ELECTRONIC, PATIENT |  | THERMOMETERTEMPORAL-Exergen-TAT-5000 | THERMOMETERTEMPORAL | TAT 5000 |  |  |  | Exergen | Thermometer, Temporal |  |  | THERMOMETERTEMPORAL-Exergen-TAT-5000 |  |  |  | Covered PM Repair - Biomedical | MHHS-TMC
NO | YES |  |  |  | 069-47769 | 069-47769 | Exergen Corporation | TAT-5000 |  | A821189 | TMC-Sarofim 2-Adult Pre Op | MHHS-TMC |  | Thermometer, Temporal |  | 069-47769 | 069-47769 | TMC | MHHS-TMC | TMC-Sarofim 2-Adult Pre Op | Pre-op 57 |  |  |  |  | THERMOMETERS, ELECTRONIC, PATIENT |  | THERMOMETERTEMPORAL-Exergen-TAT-5000 | THERMOMETERTEMPORAL | TAT 5000 |  |  |  | Exergen | Thermometer, Temporal |  |  | THERMOMETERTEMPORAL-Exergen-TAT-5000 | 5/1/17 |  |  | Covered PM Repair - Biomedical | MHHS-TMC
NO | YES |  |  |  | 069-47770 | 069-47770 | Exergen Corporation | TAT-5000 |  | A821728 | TMC-Sarofim 2-Adult Pre Op | MHHS-TMC |  | Thermometer, Temporal |  | 069-47770 | 069-47770 | TMC | MHHS-TMC | TMC-Sarofim 2-Adult Pre Op | Pre op 44 |  |  |  |  | THERMOMETERS, ELECTRONIC, PATIENT |  | THERMOMETERTEMPORAL-Exergen-TAT-5000 | THERMOMETERTEMPORAL | TAT 5000 |  |  |  | Exergen | Thermometer, Temporal |  |  | THERMOMETERTEMPORAL-Exergen-TAT-5000 | 5/1/17 |  |  | Covered PM Repair - Biomedical | MHHS-TMC
NO | YES |  |  |  | 069-47771 | 069-47771 | Exergen Corporation | TAT-5000 |  | A821719 | TMC-Sarofim 2-Adult Pre Op | MHHS-TMC |  | Thermometer, Temporal |  | 069-47771 | 069-47771 | TMC | MHHS-TMC | TMC-Sarofim 2-Adult Pre Op | Room 55 |  |  |  | No PM Sticker PM Not Required | THERMOMETERS, ELECTRONIC, PATIENT |  | THERMOMETERTEMPORAL-Exergen-TAT-5000 | THERMOMETERTEMPORAL | TAT 5000 |  |  |  | Exergen | Thermometer, Temporal |  |  | THERMOMETERTEMPORAL-Exergen-TAT-5000 | 5/1/17 |  |  | Covered PM Repair - Biomedical | MHHS-TMC
NO | YES |  |  |  | 069-47772 | 069-47772 | Exergen Corporation | TAT-5000 |  | A821706 | TMC-Sarofim 2-Adult Pre Op | MHHS-TMC |  | Thermometer, Temporal |  | 069-47772 | 069-47772 | TMC | MHHS-TMC | TMC-Sarofim 2-Adult Pre Op | Room 52 |  |  |  | No PM Sticker PM Not Required | THERMOMETERS, ELECTRONIC, PATIENT |  | THERMOMETERTEMPORAL-Exergen-TAT-5000 | THERMOMETERTEMPORAL | TAT 5000 |  |  |  | Exergen | Thermometer, Temporal |  |  | THERMOMETERTEMPORAL-Exergen-TAT-5000 | 5/1/17 |  |  | Covered PM Repair - Biomedical | MHHS-TMC
NO | YES |  |  |  | 069-47773 | 069-47773 | Exergen Corporation | TAT-5000 |  | A821705 | TMC-Sarofim 2-Adult Pre Op | MHHS-TMC |  | Thermometer, Temporal |  | 069-47773 | 069-47773 | TMC | MHHS-TMC | TMC-Sarofim 2-Adult Pre Op | Pre-op 48 |  |  |  |  | THERMOMETERS, ELECTRONIC, PATIENT |  | THERMOMETERTEMPORAL-Exergen-TAT-5000 | THERMOMETERTEMPORAL | TAT 5000 |  |  |  | Exergen | Thermometer, Temporal |  |  | THERMOMETERTEMPORAL-Exergen-TAT-5000 | 5/1/17 |  |  | Covered PM Repair - Biomedical | MHHS-TMC
NO | YES |  |  |  | 069-47774 | 069-47774 | Exergen Corporation | TAT-5000 |  | A821740 | TMC-Sarofim 2-Adult Pre Op | MHHS-TMC |  | Thermometer, Temporal |  | 069-47774 | 069-47774 | TMC | MHHS-TMC | TMC-Sarofim 2-Adult Pre Op | ADULT PRE OP |  |  |  |  | THERMOMETERS, ELECTRONIC, PATIENT |  | THERMOMETERTEMPORAL-Exergen-TAT-5000 | THERMOMETERTEMPORAL | TAT 5000 |  |  |  | Exergen | Thermometer, Temporal |  |  | THERMOMETERTEMPORAL-Exergen-TAT-5000 |  |  |  | Covered PM Repair - Biomedical | MHHS-TMC
NO | YES |  |  |  | 069-47775 | 069-47775 | Exergen Corporation | TAT-5000 |  | A821726 | TMC-Sarofim 2-Adult Pre Op | MHHS-TMC |  | Thermometer, Temporal |  | 069-47775 | 069-47775 | TM | MHHS-TMC | TMC-Sarofim 2-Adult Pre Op | TMC - SAROFIM2 -ADULT PRE OP |  |  |  |  | THERMOMETERS, ELECTRONIC, PATIENT |  | THERMOMETERTEMPORAL-Exergen-TAT-5000 | THERMOMETERTEMPORAL | TAT 5000 |  |  |  | Exergen | Thermometer, Temporal |  |  | THERMOMETERTEMPORAL-Exergen-TAT-5000 |  |  |  | Covered PM Repair - Biomedical | MHHS-TMC
NO | YES |  |  |  | 069-47776 | 069-47776 | Exergen Corporation | TAT-5000 |  | A821708 | TMC-Sarofim 2-Adult Pre Op | MHHS-TMC |  | Thermometer, Temporal |  | 069-47776 | 069-47776 | TMC | MHHS-TMC | TMC-Sarofim 2-Adult Pre Op | S2/45 |  |  |  |  | THERMOMETERS, ELECTRONIC, PATIENT |  | THERMOMETERTEMPORAL-Exergen-TAT-5000 | THERMOMETERTEMPORAL | TAT 5000 |  |  |  | Exergen | Thermometer, Temporal |  |  | THERMOMETERTEMPORAL-Exergen-TAT-5000 |  |  |  | Covered PM Repair - Biomedical | MHHS-TMC
NO | YES |  |  |  | 069-47777 | 069-47777 | Exergen Corporation | TAT-5000 |  | A821734 | TMC-Sarofim 2-Adult Pre Op | MHHS-TMC |  | Thermometer, Temporal |  | 069-47777 | 069-47777 | TMC | MHHS-TMC | TMC-Sarofim 2-Adult Pre Op | S2/62 |  |  |  |  | THERMOMETERS, ELECTRONIC, PATIENT |  | THERMOMETERTEMPORAL-Exergen-TAT-5000 | THERMOMETERTEMPORAL | TAT 5000 |  |  |  | Exergen | Thermometer, Temporal |  |  | THERMOMETERTEMPORAL-Exergen-TAT-5000 |  |  |  | Covered PM Repair - Biomedical | MHHS-TMC
NO | YES |  |  |  | 069-47799 | 069-47799 | Exergen Corporation | TAT-5000 |  | A821712 | TMC-Sarofim 3-Pre Op | MHHS-TMC |  | Thermometer, Temporal |  | 069-47799 | 069-47799 | TMC | MHHS-TMC | TMC-Sarofim 3-Pre Op | Pre-Op S3 37 |  |  |  |  | THERMOMETERS, ELECTRONIC, PATIENT |  | THERMOMETERTEMPORAL-Exergen-TAT-5000 | THERMOMETERTEMPORAL | TAT 5000 |  |  |  | Exergen | Thermometer, Temporal |  |  | THERMOMETERTEMPORAL-Exergen-TAT-5000 |  |  |  | Covered PM Repair - Biomedical | MHHS-TMC
NO | YES |  |  |  | 069-47801 | 069-47801 | Exergen Corporation | TAT-5000 |  | A821730 | TMC-Sarofim 3-Pre Op | MHHS-TMC |  | Thermometer, Temporal |  | 069-47801 | 069-47801 | TMC | MHHS-TMC | TMC-Sarofim 3-Pre Op | Pre-Op S3 39 |  |  |  |  | THERMOMETERS, ELECTRONIC, PATIENT |  | THERMOMETERTEMPORAL-Exergen-TAT-5000 | THERMOMETERTEMPORAL | TAT 5000 |  |  |  | Exergen | Thermometer, Temporal |  |  | THERMOMETERTEMPORAL-Exergen-TAT-5000 |  |  |  | Covered PM Repair - Biomedical | MHHS-TMC
NO | YES |  |  |  | 029-08397 | 029-08397 | Exergen Corporation | TAT-5000 |  | A267392 | Woodlands-ER | MHHS-Woodlands |  | Thermometer, Temporal |  | 029-08397 | 029-08397 | Woodlands | MHHS-Woodlands | Woodlands-ER |  | 7/1/12 |  |  |  | THERMOMETERS, ELECTRONIC, PATIENT | Thermometer, Temporal | THERMOMETERTEMPORAL-Exergen-TAT-5000 | THERMOMETERTEMPORAL | TAT 5000 |  |  |  | Exergen | Thermometer, Temporal |  |  | THERMOMETERTEMPORAL-Exergen-TAT-5000 |  |  |  | Covered PM Repair - Biomedical | MHHS-Woodlands | [8 empty] | THERMOMETERTEMPORAL | Thermometer, Temporal | Exergen
YES | YES |  |  |  | 099-00800 | 099-00800 | Exergen Corporation | TAT-5000 |  | A564296 | NE - DAY SURGERY |  |  |  |  | 099-00800 | 099-00800 | Katy | Memorial Hermann Northeast Hospital | NE - DAY SURGERY | Nurses station | [5 empty] | Thermometer, Temporal | THERMOMETERTEMPORAL-Exergen-TAT-5000 | [23 empty] | THERMOMETERTEMPORAL | Thermometer, Temporal | Exergen
YES | YES |  |  |  | A833364 | A833364 | Exergen Corporation | TAT-5000 |  | A833364 | NE - PACU |  |  |  |  | A833364 | A833364 | Katy | Memorial Hermann Northeast Hospital | NE - PACU | BAY3 | [5 empty] | Thermometer, Temporal | THERMOMETERTEMPORAL-Exergen-TAT-5000 | [23 empty] | THERMOMETERTEMPORAL | Thermometer, Temporal | Exergen
YES | YES | [5 empty] | Exergen Corporation | TAT-5000 |  |  | NE - Endoscopy | [6 empty] | Katy | Memorial Hermann Northeast Hospital | NE - Endoscopy | Procedure 3 |  |  |  | Broken C pic, still in use |  | Thermometer, Temporal | THERMOMETERTEMPORAL-Exergen-TAT-5000 | [23 empty] | THERMOMETERTEMPORAL | Thermometer, Temporal | Exergen
YES | YES |  |  |  | o3584 | o3584 | Exergen Corporation | TAT-5000 |  | o3584 | SW - LABOR |  |  |  |  | o3584 | o3584 | Southwest | Memorial Hermann Southwest Hospital | SW - LABOR | LDR
YES | YES |  |  |  | O6262 | O6262 | Exergen Corporation | TAT-5000 |  | O6262 | SW - LABOR |  |  |  |  | O6262 | O6262 | Southwest | Memorial Hermann Southwest Hospital | SW - LABOR | LDR 5
YES | YES |  |  |  | O3674 | 099-13067 | Exergen Corporation | TAT-5000 |  | O3674 | SW - LABOR |  |  |  |  | O3674 | 099-13067 | Southwest | Memorial Hermann Southwest Hospital | SW - LABOR | LDR 11
YES | YES |  |  |  | O6378 | 099-13071 | Exergen Corporation | TAT-5000 |  | O6378 | SW - LABOR |  |  |  |  | O6378 | 099-13071 | Southwest | Memorial Hermann Southwest Hospital | SW - LABOR | LDR 14
YES | YES | Serial Number O6366 |  |  | O6366 | 099-13765 | Exergen Corporation | TAT-5000 |  | O6366 | SW - LABOR |  |  |  |  | O6366 | 099-13765 | Southwest | Memorial Hermann Southwest Hospital | SW - LABOR | LDR 6
YES | YES |  |  |  | 069-47472 | 069-47472 | Exergen Corporation | TAT-5000 |  | A825159 | TMC - SAROFIM 2 - ADULT PACU |  |  |  |  | 069-47472 | 069-47472 | TM | Memorial Hermann-Texas Medical Center | TMC - SAROFIM 2 - ADULT PACU | TMC - SAROFIM2 -ADULT PACU
YES | YES |  |  |  | 069-47547 | 069-47547 | Exergen Corporation | TAT-5000 |  | A821212 | TMC - SAROFIM 2 - ADULT PACU |  |  |  |  | 069-47547 | 069-47547 | TMC | Memorial Hermann-Texas Medical Center | TMC - SAROFIM 2 - ADULT PACU | PACU Iso 4
YES | YES |  |  |  | 069-47387 | 069-47387 | Exergen Corporation | TAT-5000 |  | A 821176 | Memorial Hermann- Texas Medical Center PreOp |  |  |  |  | 069-47387 | 069-47387 |  | TMC | Memorial Hermann- Texas Medical Center PreOp |  |  |  |  | PM Not Required
YES | YES |  |  |  | 069-47540 | 069-47540 | Exergen Corporation | TAT-5000 |  | A821863 | TMC - SAROFIM 2 - ADULT PRE OP |  |  |  |  | 069-47540 | 069-47540 | TMC | Memorial Hermann-Texas Medical Center | TMC - SAROFIM 2 - ADULT PRE OP | PACU 3
YES | YES |  |  |  | 069-47395 | 069-47395 | Exergen Corporation | TAT-5000 |  | A821210 | TMC - SAROFIM 2 - ADULT PACU |  |  |  |  | 069-47395 | 069-47395 | TMC | Memorial Hermann-Texas Medical Center | TMC - SAROFIM 2 - ADULT PACU | PACU 19
YES | YES |  |  |  | 069-47539 | 069-47539 | Exergen Corporation | TAT-5000 |  | A821933 | TMC - SAROFIM 2 - ADULT PACU |  |  |  |  | 069-47539 | 069-47539 | TMC | Memorial Hermann-Texas Medical Center | TMC - SAROFIM 2 - ADULT PACU | ADULT PACU
YES | YES |  |  |  | 069-47467 | 069-47467 | Exergen Corporation | TAT-5000 |  | A825141 | TMC - SAROFIM 2 - ADULT PACU |  |  |  |  | 069-47467 | 069-47467 | TM | Memorial Hermann-Texas Medical Center | TMC - SAROFIM 2 - ADULT PACU | TMC - SAROFIM2 -ADULT PACU
YES | YES |  |  |  | 069-47543 | 069-47543 | Exergen Corporation | TAT-5000 |  | A821203 | TMC - SAROFIM 2 - ADULT PRE OP |  |  |  |  | 069-47543 | 069-47543 |  | Memorial Hermann-tmc | TMC - SAROFIM 2 - ADULT PRE OP | S2.05 |  |  |  | No PM Sticker PM Not Required
YES | YES |  |  |  | 069-47544 | 069-47544 | Exergen Corporation | TAT-5000 |  | A821204 | TMC - SAROFIM 2 - ADULT PRE OP |  |  |  |  | 069-47544 | 069-47544 | TMC | Memorial Hermann-Texas Medical Center | TMC - SAROFIM 2 - ADULT PRE OP | PACU 12
YES | YES |  |  |  | 069-47391 | 069-47391 | Exergen Corporation | TAT-5000 |  | A821166 | TMC - PACU - ROBERTSON (2R) |  |  |  |  | 069-47391 | 069-47391 | TMC | Memorial Hermann-Texas Medical Center | TMC - PACU - ROBERTSON (2R) | PACU 20
YES | YES |  |  |  | 069-47393 | 069-47393 | Exergen Corporation | TAT-5000 |  | A821178 | TMC - SAROFIM 2 - ADULT PRE OP |  |  |  |  | 069-47393 | 069-47393 |  | Memorial Hermann-tmc | TMC - SAROFIM 2 - ADULT PRE OP | S2.05 |  |  |  | No PM Sticker PM Not Required
YES | YES |  |  |  | 069-47545 | 069-47545 | Exergen Corporation | TAT-5000 |  | A821187 | Memorial Hermann- Texas Medical Center PreOp |  |  |  |  | 069-47545 | 069-47545 |  | TMC | Memorial Hermann- Texas Medical Center PreOp |  | 4/1/20 |  | 4/1/20 | PM Not Required
YES | YES |  |  |  | 069-47471 | 069-47471 | Exergen Corporation | TAT-5000 |  | A825163 | TMC - SAROFIM 2 - ADULT PACU |  |  |  |  | 069-47471 | 069-47471 | TMC | Memorial Hermann-Texas Medical Center | TMC - SAROFIM 2 - ADULT PACU | ADULT PACU
YES | YES |  |  |  | 069-47542 | 069-47542 | Exergen Corporation | TAT-5000 |  | A821926 | TMC - SAROFIM 2 - ADULT PRE OP |  |  |  |  | 069-47542 | 069-47542 | TMC | Memorial Hermann-Texas Medical Center | TMC - SAROFIM 2 - ADULT PRE OP | PACU 11
YES | YES |  |  |  | 069-47476 | 069-47476 | Exergen Corporation | TAT-5000 |  | A825129 | TMC - PACU - ROBERTSON (2R) |  |  |  |  | 069-47476 | 069-47476 | TMC | Memorial Hermann-Texas Medical Center | TMC - PACU - ROBERTSON (2R) | PACU 18
YES | YES |  |  |  | 069-47470 | 069-47470 | Exergen Corporation | TAT-5000 |  | A825148 | TMC - SAROFIM 2 - ADULT PRE OP |  |  |  |  | 069-47470 | 069-47470 | TMC | Memorial Hermann-Texas Medical Center | TMC - SAROFIM 2 - ADULT PRE OP | PACU 10
YES | YES |  |  |  | 069-47655 | 069-47655 | Exergen Corporation | TAT-5000 |  | A825150 | TMC - SAROFIM 2 - ADULT PACU |  |  |  |  | 069-47655 | 069-47655 | TM | Memorial Hermann-Texas Medical Center | TMC - SAROFIM 2 - ADULT PACU | TMC - SAROFIM2 -ADULT PACU
YES | YES |  |  |  | 069-47551 | 069-47551 | Exergen Corporation | TAT-5000 |  | A821209 | TMC - SAROFIM 2 - ADULT PRE OP |  |  |  |  | 069-47551 | 069-47551 | TMC | Memorial Hermann-Texas Medical Center | TMC - SAROFIM 2 - ADULT PRE OP | Pacu 28
YES | YES |  |  |  | 069-47548 | 069-47548 | Exergen Corporation | TAT-5000 |  | A821200 | TMC - ADULT PACU |  |  |  |  | 069-47548 | 069-47548 | TMC | Memorial Hermann-Texas Medical Center | TMC - ADULT PACU | ADULT PACU
YES | YES |  |  |  | 069-47656 | 069-47656 | Exergen Corporation | TAT-5000 |  | A825142 | TMC - PACU - ROBERTSON (2R) |  |  |  |  | 069-47656 | 069-47656 | TMC | Memorial Hermann-Texas Medical Center | TMC - PACU - ROBERTSON (2R) | PACU 17
YES | YES |  |  |  | 069-47477 | 069-47477 | Exergen Corporation | TAT-5000 |  | A825139 | TMC - SAROFIM 2 - ADULT PACU |  |  |  |  | 069-47477 | 069-47477 | TM | Memorial Hermann-Texas Medical Center | TMC - SAROFIM 2 - ADULT PACU | TMC - SAROFIM2 -ADULT PACU
YES | YES |  |  |  | 069-47538 | 069-47538 | Exergen Corporation | TAT-5000 |  | A821917 | TMC - PACU - ADULT S2 |  |  |  |  | 069-47538 | 069-47538 | TMC | Memorial Hermann-Texas Medical Center | TMC - PACU - ADULT S2 | BAY 08
YES | YES |  |  |  | 069-47469 | 069-47469 | Exergen Corporation | TAT-5000 |  | A825156 | TMC - PACU - HERMANN (3HP) |  |  |  |  | 069-47469 | 069-47469 | TMC | Memorial Hermann-Texas Medical Center | TMC - PACU - HERMANN (3HP) | PACU 3
YES | YES |  |  |  | 069-47360 | 069-47360 | Exergen Corporation | TAT-5000 |  | A821746 | Memorial Hermann- Texas Medcal Center- OR |  |  |  |  | 069-47360 | 069-47360 |  | TMC | Memorial Hermann- Texas Medcal Center- OR | PACU 7 | 4/1/20 |  |  | No PM Sticker
YES | YES |  |  |  | 069-44967 | 069-44967 | Exergen Corporation | TAT-5000 |  | A821731 | TMC - SAROFIM 3 - PACU |  |  |  |  | 069-44967 | 069-44967 | TMC | Memorial Hermann-Texas Medical Center | TMC - SAROFIM 3 - PACU | PACU 18
YES | YES |  |  |  | 069-44970 | 069-44970 | Exergen Corporation | TAT-5000 |  | A821707 | TMC - SAROFIM 3 - PACU |  |  |  |  | 069-44970 | 069-44970 | TMC | Memorial Hermann-Texas Medical Center | TMC - SAROFIM 3 - PACU | PACU 18
YES | YES |  |  |  | 069-47468 | 069-47468 | Exergen Corporation | TAT-5000 |  | A825158 | TMC - SAROFIM 3 - PACU |  |  |  |  | 069-47468 | 069-47468 | TMC | Memorial Hermann-Texas Medical Center | TMC - SAROFIM 3 - PACU | TMC - SAROFIM 3 - PACU
YES | YES |  |  |  | 069-44972 | 069-44972 | Exergen Corporation | TAT-5000 |  | A821756 | TMC - SAROFIM 3 - PACU |  |  |  |  | 069-44972 | 069-44972 | TMC | Memorial Hermann-Texas Medical Center | TMC - SAROFIM 3 - PACU | PACU 14
YES | YES |  |  |  | 099-07073 | 099-07073 | Exergen Corporation | TAT-5000 |  | A821736 | Memorial Hermann- Texas Medcal Center- OR |  |  |  |  | 099-07073 | 099-07073 |  | TMC | Memorial Hermann- Texas Medcal Center- OR | PACU 10 | 4/1/20 |  |  | PM Not Required
YES | YES |  |  |  | 069-47658 | 069-47658 | Exergen Corporation | TAT-5000 |  | a825149 | TMC - SAROFIM 3 - PACU |  |  |  |  | 069-47658 | 069-47658 | TMC | Memorial Hermann-Texas Medical Center | TMC - SAROFIM 3 - PACU | Pacu 12
YES | YES |  |  |  | 099-09890 | 099-09890 | Exergen Corporation | TAT-5000 |  | A821724 | TMC - SAROFIM 3 - PACU |  |  |  |  | 099-09890 | 099-09890 | TMC | Memorial Hermann-Texas Medical Center | TMC - SAROFIM 3 - PACU | TMC - SAROFIM 3 - PACU
YES | YES |  |  |  | 099-07061 | 099-07061 | Exergen Corporation | TAT-5000 |  | A821747 | TMC - SAROFIM 3 - PACU |  |  |  |  | 099-07061 | 099-07061 | TMC | Memorial Hermann-Texas Medical Center | TMC - SAROFIM 3 - PACU | PACU 19
YES | YES |  |  |  | 069-47380 | 069-47380 | Exergen Corporation | TAT-5000 |  | A821715 | TMC - SAROFIM 3 - PACU |  |  |  |  | 069-47380 | 069-47380 | TMC | Memorial Hermann-Texas Medical Center | TMC - SAROFIM 3 - PACU | Bay 31
YES | YES |  |  |  | 099-09852 | 099-09852 | Exergen Corporation | TAT-5000 |  | A821737 | TMC - SAROFIM 3 - PACU |  |  |  |  | 099-09852 | 099-09852 | TMC | Memorial Hermann-Texas Medical Center | TMC - SAROFIM 3 - PACU | PACU 21
YES | YES |  |  |  | 099-09893 | 099-09893 | Exergen Corporation | TAT-5000 |  | A821717 | TMC - SAROFIM 3 - PACU |  |  |  |  | 099-09893 | 099-09893 | TMC | Memorial Hermann-Texas Medical Center | TMC - SAROFIM 3 - PACU | TMC - SAROFIM 3 - PACU
YES | YES |  |  |  | 069-47654 | 069-47654 | Exergen Corporation | TAT-5000 |  | A825154 | Memorial Hermann- Texas Medcal Center- OR |  |  |  |  | 069-47654 | 069-47654 |  | TMC | Memorial Hermann- Texas Medcal Center- OR | PACU 41 | 4/1/20 |  |  | PM Not Required
YES | YES |  |  |  | 069-47653 | 069-47653 | Exergen Corporation | TAT-5000 |  | A825152 | TMC - SAROFIM 3 - PACU |  |  |  |  | 069-47653 | 069-47653 | TMC | Memorial Hermann-Texas Medical Center | TMC - SAROFIM 3 - PACU | PRE-OP 44
YES | YES |  |  |  | 099-07065 | 099-07065 | Exergen Corporation | TAT-5000 |  |  | TMC - SAROFIM 3 - PACU |  |  |  |  | 099-07065 | 099-07065 | TMC | Memorial Hermann-Texas Medical Center | TMC - SAROFIM 3 - PACU | PRE-OP 43
NO | YES |  |  |  | 099-07058 | 099-07058 | Exergen Corporation | TAT-5000 |  | A821919 | TMC-Sarofim 3-PACU |  |  |  |  | 099-07058 | 099-07058 | TMC | MHHS-TMC | TMC-Sarofim 3-PACU | PRE-OP 40
YES | YES |  |  |  | 069-47475 | 069-47475 | Exergen Corporation | TAT-5000 |  | A825140 | Memorial Hermann- Texas Medical Center- OR- PACU |  |  |  |  | 069-47475 | 069-47475 |  | TMC | Memorial Hermann- Texas Medical Center- OR- PACU | PACU 41 | 4/1/20 |  |  | PM Not Required
YES | YES |  |  |  | 099-07057 | 099-07057 | Exergen Corporation | TAT-5000 |  | A825134 | TMC - SAROFIM 3 - PACU |  |  |  |  | 099-07057 | 099-07057 | TMC | Memorial Hermann-Texas Medical Center | TMC - SAROFIM 3 - PACU | PRE-OP 36
NO | NO |  |  |  | 151-03374 |  | Exergen Corporation | TAT-5000 |  | A787602 | CY - 3 SOUTH | MHHS-Cypress |  | Thermometer, Temporal |  | 151-03374 |  | Northwest & Cypress |  | CY - 3 SOUTH | [5 empty] | THERMOMETERS, ELECTRONIC, PATIENT |  | THERMOMETERTEMPORAL-Exergen-TAT-5000 | THERMOMETERTEMPORAL | TAT 5000 |  |  |  | Exergen | Thermometer, Temporal |  |  | THERMOMETERTEMPORAL-Exergen-TAT-5000 |  |  |  | Covered PM Repair - Biomedical | MHHS-Cypress
NO | NO |  |  |  | 151-03375 |  | Exergen Corporation | TAT-5000 |  | A787599 | CY - 3 SOUTH | MHHS-Cypress |  | Thermometer, Temporal |  | 151-03375 |  | Northwest & Cypress |  | CY - 3 SOUTH | [5 empty] | THERMOMETERS, ELECTRONIC, PATIENT |  | THERMOMETERTEMPORAL-Exergen-TAT-5000 | THERMOMETERTEMPORAL | TAT 5000 |  |  |  | Exergen | Thermometer, Temporal |  |  | THERMOMETERTEMPORAL-Exergen-TAT-5000 |  |  |  | Covered PM Repair - Biomedical | MHHS-Cypress
NO | NO |  |  |  | 151-03376 |  | Exergen Corporation | TAT-5000 |  | A787591 | CY - 3 SOUTH | MHHS-Cypress |  | Thermometer, Temporal |  | 151-03376 |  | Northwest & Cypress |  | CY - 3 SOUTH | [5 empty] | THERMOMETERS, ELECTRONIC, PATIENT |  | THERMOMETERTEMPORAL-Exergen-TAT-5000 | THERMOMETERTEMPORAL | TAT 5000 |  |  |  | Exergen | Thermometer, Temporal |  |  | THERMOMETERTEMPORAL-Exergen-TAT-5000 |  |  |  | Covered PM Repair - Biomedical | MHHS-Cypress
NO | NO |  |  |  | 151-03377 |  | Exergen Corporation | TAT-5000 |  | A787627 | CY - 3 SOUTH | MHHS-Cypress |  | Thermometer, Temporal |  | 151-03377 |  | Northwest & Cypress |  | CY - 3 SOUTH | [5 empty] | THERMOMETERS, ELECTRONIC, PATIENT |  | THERMOMETERTEMPORAL-Exergen-TAT-5000 | THERMOMETERTEMPORAL | TAT 5000 |  |  |  | Exergen | Thermometer, Temporal |  |  | THERMOMETERTEMPORAL-Exergen-TAT-5000 |  |  |  | Covered PM Repair - Biomedical | MHHS-Cypress
NO | NO |  |  |  | a594007 |  | Exergen Corporation | TAT-5000 |  | a594007 | CY - MEDSURG | MHHS-Cypress |  | Thermometer, Temporal |  | a594007 |  | Northwest & Cypress |  | CY - MEDSURG | [5 empty] | THERMOMETERS, ELECTRONIC, PATIENT |  | THERMOMETERTEMPORAL-Exergen-TAT-5000 | THERMOMETERTEMPORAL | TAT 5000 |  |  |  | Exergen | Thermometer, Temporal |  |  | THERMOMETERTEMPORAL-Exergen-TAT-5000 |  |  |  | Covered PM Repair - Biomedical | MHHS-Cypress
NO | NO |  |  |  | a594655 |  | Exergen Corporation | TAT-5000 |  | a594655 | CY - MEDSURG | MHHS-Cypress |  | Thermometer, Temporal |  | a594655 |  | Northwest & Cypress |  | CY - MEDSURG | [5 empty] | THERMOMETERS, ELECTRONIC, PATIENT |  | THERMOMETERTEMPORAL-Exergen-TAT-5000 | THERMOMETERTEMPORAL | TAT 5000 |  |  |  | Exergen | Thermometer, Temporal |  |  | THERMOMETERTEMPORAL-Exergen-TAT-5000 |  |  |  | Covered PM Repair - Biomedical | MHHS-Cypress
NO | NO |  |  |  | a597402 |  | Exergen Corporation | TAT-5000 |  | a597402 | CY - MEDSURG | MHHS-Cypress |  | Thermometer, Temporal |  | a597402 |  | Northwest & Cypress |  | CY - MEDSURG | [5 empty] | THERMOMETERS, ELECTRONIC, PATIENT |  | THERMOMETERTEMPORAL-Exergen-TAT-5000 | THERMOMETERTEMPORAL | TAT 5000 |  |  |  | Exergen | Thermometer, Temporal |  |  | THERMOMETERTEMPORAL-Exergen-TAT-5000 |  |  |  | Clinical Miscellaneous | MHHS-Cypress
NO | NO |  |  |  | A597870 |  | Exergen Corporation | TAT-5000 |  | A597870 | CY - MEDSURG | MHHS-Cypress |  | Thermometer, Temporal |  | A597870 |  | Northwest & Cypress |  | CY - MEDSURG | [5 empty] | THERMOMETERS, ELECTRONIC, PATIENT |  | THERMOMETERTEMPORAL-Exergen-TAT-5000 | THERMOMETERTEMPORAL | TAT 5000 |  |  |  | Exergen | Thermometer, Temporal |  |  | THERMOMETERTEMPORAL-Exergen-TAT-5000 |  |  |  | Covered PM Repair - Biomedical | MHHS-Cypress
NO | NO |  |  |  | a603970 |  | Exergen Corporation | TAT-5000 |  | a603970 | CY - MEDSURG | MHHS-Cypress |  | Thermometer, Temporal |  | a603970 |  | Northwest & Cypress |  | CY - MEDSURG | [5 empty] | THERMOMETERS, ELECTRONIC, PATIENT |  | THERMOMETERTEMPORAL-Exergen-TAT-5000 | THERMOMETERTEMPORAL | TAT 5000 |  |  |  | Exergen | Thermometer, Temporal |  |  | THERMOMETERTEMPORAL-Exergen-TAT-5000 |  |  |  | Covered PM Repair - Biomedical | MHHS-Cypress
NO | NO |  |  |  | a604204 |  | Exergen Corporation | TAT-5000 |  | a604204 | CY - MEDSURG | MHHS-Cypress |  | Thermometer, Temporal |  | a604204 |  | Northwest & Cypress |  | CY - MEDSURG | [5 empty] | THERMOMETERS, ELECTRONIC, PATIENT |  | THERMOMETERTEMPORAL-Exergen-TAT-5000 | THERMOMETERTEMPORAL | TAT 5000 |  |  |  | Exergen | Thermometer, Temporal |  |  | THERMOMETERTEMPORAL-Exergen-TAT-5000 |  |  |  | Clinical Miscellaneous | MHHS-Cypress
NO | NO |  |  |  | A605294 |  | Exergen Corporation | TAT-5000 |  | A605294 | CY - MEDSURG | MHHS-Cypress |  | Thermometer, Temporal |  | A605294 |  | Northwest & Cypress |  | CY - MEDSURG | [5 empty] | THERMOMETERS, ELECTRONIC, PATIENT |  | THERMOMETERTEMPORAL-Exergen-TAT-5000 | THERMOMETERTEMPORAL | TAT 5000 |  |  |  | Exergen | Thermometer, Temporal |  |  | THERMOMETERTEMPORAL-Exergen-TAT-5000 |  |  |  | Covered PM Repair - Biomedical | MHHS-Cypress
NO | NO |  |  |  | A606148 |  | Exergen Corporation | TAT-5000 |  | A606148 | CY - MEDSURG | MHHS-Cypress |  | Thermometer, Temporal |  | A606148 |  | Northwest & Cypress |  | CY - MEDSURG | [5 empty] | THERMOMETERS, ELECTRONIC, PATIENT |  | THERMOMETERTEMPORAL-Exergen-TAT-5000 | THERMOMETERTEMPORAL | TAT 5000 |  |  |  | Exergen | Thermometer, Temporal |  |  | THERMOMETERTEMPORAL-Exergen-TAT-5000 |  |  |  | Covered PM Repair - Biomedical | MHHS-Cypress
NO | NO |  |  |  | A 597870 |  | Exergen Corporation | TAT-5000 |  | A 597870 | CY - PACU | MHHS-Cypress |  | Thermometer, Temporal |  | A 597870 |  | Northwest & Cypress |  | CY - PACU | [5 empty] | THERMOMETERS, ELECTRONIC, PATIENT |  | THERMOMETERTEMPORAL-Exergen-TAT-5000 | THERMOMETERTEMPORAL | TAT 5000 |  |  |  | Exergen | Thermometer, Temporal |  |  | THERMOMETERTEMPORAL-Exergen-TAT-5000 |  |  |  | Covered PM Repair - Biomedical | MHHS-Cypress
NO | NO |  |  |  | A 601302 |  | Exergen Corporation | TAT-5000 |  | A 601302 | CY - PACU | MHHS-Cypress |  | Thermometer, Temporal |  | A 601302 |  | Northwest & Cypress |  | CY - PACU | [5 empty] | THERMOMETERS, ELECTRONIC, PATIENT |  | THERMOMETERTEMPORAL-Exergen-TAT-5000 | THERMOMETERTEMPORAL | TAT 5000 |  |  |  | Exergen | Thermometer, Temporal |  |  | THERMOMETERTEMPORAL-Exergen-TAT-5000 |  |  |  | Covered PM Repair - Biomedical | MHHS-Cypress
NO | NO |  |  |  | A834955 |  | Exergen Corporation | TAT-5000 |  | A834955 | GH - CARDIAC CARE UNIT (CCU) 3N | MHHS-Greater Heights |  | Thermometer, Temporal |  | A834955 |  | Central & Greater Heights |  | GH - CARDIAC CARE UNIT (CCU) 3N | [5 empty] | THERMOMETERS, ELECTRONIC, PATIENT |  | THERMOMETERTEMPORAL-Exergen-TAT-5000 | THERMOMETERTEMPORAL | TAT 5000 |  |  |  | Exergen | Thermometer, Temporal |  |  | THERMOMETERTEMPORAL-Exergen-TAT-5000 |  |  |  | Not Covered - Biomedical | MHHS-Greater Heights
NO | NO |  |  |  | A850779 |  | Exergen Corporation | TAT-5000 |  | A850779 | GH - CARDIAC CARE UNIT (CCU) 3N | MHHS-Greater Heights |  | Thermometer, Temporal |  | A850779 |  | Central & Greater Heights |  | GH - CARDIAC CARE UNIT (CCU) 3N | [5 empty] | THERMOMETERS, ELECTRONIC, PATIENT |  | THERMOMETERTEMPORAL-Exergen-TAT-5000 | THERMOMETERTEMPORAL | TAT 5000 |  |  |  | Exergen | Thermometer, Temporal |  |  | THERMOMETERTEMPORAL-Exergen-TAT-5000 |  |  |  | Not Covered - Biomedical | MHHS-Greater Heights
NO | NO |  |  |  | A289911 |  | Exergen Corporation | TAT-5000 |  | A289911 | GH - CATH LAB | MHHS-Greater Heights |  | Thermometer, Temporal |  | A289911 |  | Central & Greater Heights |  | GH - CATH LAB | [5 empty] | THERMOMETERS, ELECTRONIC, PATIENT |  | THERMOMETERTEMPORAL-Exergen-TAT-5000 | THERMOMETERTEMPORAL | TAT 5000 |  |  |  | Exergen | Thermometer, Temporal |  |  | THERMOMETERTEMPORAL-Exergen-TAT-5000 |  |  |  | Not Covered - Biomedical | MHHS-Greater Heights
NO | NO |  |  |  | A799837 |  | Exergen Corporation | TAT-5000 |  | A799837 | GH - CATH LAB | MHHS-Greater Heights |  | Thermometer, Temporal |  | A799837 |  | Central & Greater Heights |  | GH - CATH LAB | [5 empty] | THERMOMETERS, ELECTRONIC, PATIENT |  | THERMOMETERTEMPORAL-Exergen-TAT-5000 | THERMOMETERTEMPORAL | TAT 5000 |  |  |  | Exergen | Thermometer, Temporal |  |  | THERMOMETERTEMPORAL-Exergen-TAT-5000 |  |  |  | Covered PM Repair - Biomedical | MHHS-Greater Heights
NO | NO |  |  |  | A872543 |  | Exergen Corporation | TAT-5000 |  | A872543 | GH - CATH LAB | MHHS-Greater Heights |  | Thermometer, Temporal |  | A872543 |  | Central & Greater Heights |  | GH - CATH LAB | [5 empty] | THERMOMETERS, ELECTRONIC, PATIENT |  | THERMOMETERTEMPORAL-Exergen-TAT-5000 | THERMOMETERTEMPORAL | TAT 5000 |  |  |  | Exergen | Thermometer, Temporal |  |  | THERMOMETERTEMPORAL-Exergen-TAT-5000 |  |  |  | Covered PM Repair - Biomedical | MHHS-Greater Heights
NO | NO |  |  |  | A488169 |  | Exergen Corporation | TAT-5000 |  | A 488169 | GH - CV ICU | MHHS-Greater Heights |  | Thermometer, Temporal |  | A488169 |  | Central & Greater Heights |  | GH - CV ICU | [5 empty] | THERMOMETERS, ELECTRONIC, PATIENT |  | THERMOMETERTEMPORAL-Exergen-TAT-5000 | THERMOMETERTEMPORAL | TAT 5000 |  |  |  | Exergen | Thermometer, Temporal |  |  | THERMOMETERTEMPORAL-Exergen-TAT-5000 |  |  |  | Covered PM Repair - Biomedical | MHHS-Greater Heights
NO | NO |  |  |  | A749067 |  | Exergen Corporation | TAT-5000 |  | A749067 | GH - CV ICU | MHHS-Greater Heights |  | Thermometer, Temporal |  | A749067 |  | Central & Greater Heights |  | GH - CV ICU | [5 empty] | THERMOMETERS, ELECTRONIC, PATIENT |  | THERMOMETERTEMPORAL-Exergen-TAT-5000 | THERMOMETERTEMPORAL | TAT 5000 |  |  |  | Exergen | Thermometer, Temporal |  |  | THERMOMETERTEMPORAL-Exergen-TAT-5000 |  |  |  | Covered PM Repair - Biomedical | MHHS-Greater Heights
NO | NO |  |  |  | A749088 |  | Exergen Corporation | TAT-5000 |  | A749088 | GH - CV ICU | MHHS-Greater Heights |  | Thermometer, Temporal |  | A749088 |  | Central & Greater Heights |  | GH - CV ICU | [5 empty] | THERMOMETERS, ELECTRONIC, PATIENT |  | THERMOMETERTEMPORAL-Exergen-TAT-5000 | THERMOMETERTEMPORAL | TAT 5000 |  |  |  | Exergen | Thermometer, Temporal |  |  | THERMOMETERTEMPORAL-Exergen-TAT-5000 |  |  |  | Covered PM Repair - Biomedical | MHHS-Greater Heights
NO | NO |  |  |  | A 631060 |  | Exergen Corporation | TAT-5000 |  | A 631060 | GH - ICU | MHHS-Greater Heights |  | Thermometer, Temporal |  | A 631060 |  | Central & Greater Heights |  | GH - ICU | [5 empty] | THERMOMETERS, ELECTRONIC, PATIENT |  | THERMOMETERTEMPORAL-Exergen-TAT-5000 | THERMOMETERTEMPORAL | TAT 5000 |  |  |  | Exergen | Thermometer, Temporal |  |  | THERMOMETERTEMPORAL-Exergen-TAT-5000 |  |  |  | Covered PM Repair - Biomedical | MHHS-Greater Heights
NO | NO |  |  |  | A 641232 |  | Exergen Corporation | TAT-5000 |  | A 641232 | GH - ICU | MHHS-Greater Heights |  | Thermometer, Temporal |  | A 641232 |  | Central & Greater Heights |  | GH - ICU | [5 empty] | THERMOMETERS, ELECTRONIC, PATIENT |  | THERMOMETERTEMPORAL-Exergen-TAT-5000 | THERMOMETERTEMPORAL | TAT 5000 |  |  |  | Exergen | Thermometer, Temporal |  |  | THERMOMETERTEMPORAL-Exergen-TAT-5000 |  |  |  | Covered PM Repair - Biomedical | MHHS-Greater Heights
NO | NO |  |  |  | A489342 |  | Exergen Corporation | TAT-5000 |  | A 489342 | GH - ICU | MHHS-Greater Heights |  | Thermometer, Temporal |  | A489342 |  | Central & Greater Heights |  | GH - ICU | [5 empty] | THERMOMETERS, ELECTRONIC, PATIENT |  | THERMOMETERTEMPORAL-Exergen-TAT-5000 | THERMOMETERTEMPORAL | TAT 5000 |  |  |  | Exergen | Thermometer, Temporal |  |  | THERMOMETERTEMPORAL-Exergen-TAT-5000 |  |  |  | Covered PM Repair - Biomedical | MHHS-Greater Heights
NO | NO |  |  |  | A750362 |  | Exergen Corporation | TAT-5000 |  | A750362 | GH - ICU | MHHS-Greater Heights |  | Thermometer, Temporal |  | A750362 |  | Central & Greater Heights |  | GH - ICU | [5 empty] | THERMOMETERS, ELECTRONIC, PATIENT |  | THERMOMETERTEMPORAL-Exergen-TAT-5000 | THERMOMETERTEMPORAL | TAT 5000 |  |  |  | Exergen | Thermometer, Temporal |  |  | THERMOMETERTEMPORAL-Exergen-TAT-5000 |  |  |  | Covered PM Repair - Biomedical | MHHS-Greater Heights
NO | NO |  |  |  | A750363 |  | Exergen Corporation | TAT-5000 |  | A750363 | GH - ICU | MHHS-Greater Heights |  | Thermometer, Temporal |  | A750363 |  | Central & Greater Heights |  | GH - ICU | [5 empty] | THERMOMETERS, ELECTRONIC, PATIENT |  | THERMOMETERTEMPORAL-Exergen-TAT-5000 | THERMOMETERTEMPORAL | TAT 5000 |  |  |  | Exergen | Thermometer, Temporal |  |  | THERMOMETERTEMPORAL-Exergen-TAT-5000 |  |  |  | Covered PM Repair - Biomedical | MHHS-Greater Heights
NO | NO |  |  |  | A750367 |  | Exergen Corporation | TAT-5000 |  | A750367 | GH - ICU | MHHS-Greater Heights |  | Thermometer, Temporal |  | A750367 |  | Central & Greater Heights |  | GH - ICU | [5 empty] | THERMOMETERS, ELECTRONIC, PATIENT |  | THERMOMETERTEMPORAL-Exergen-TAT-5000 | THERMOMETERTEMPORAL | TAT 5000 |  |  |  | Exergen | Thermometer, Temporal |  |  | THERMOMETERTEMPORAL-Exergen-TAT-5000 |  |  |  | Covered PM Repair - Biomedical | MHHS-Greater Heights
NO | NO |  |  |  | A750370 |  | Exergen Corporation | TAT-5000 |  | A750370 | GH - ICU | MHHS-Greater Heights |  | Thermometer, Temporal |  | A750370 |  | Central & Greater Heights |  | GH - ICU | [5 empty] | THERMOMETERS, ELECTRONIC, PATIENT |  | THERMOMETERTEMPORAL-Exergen-TAT-5000 | THERMOMETERTEMPORAL | TAT 5000 |  |  |  | Exergen | Thermometer, Temporal |  |  | THERMOMETERTEMPORAL-Exergen-TAT-5000 |  |  |  | Covered PM Repair - Biomedical | MHHS-Greater Heights
NO | NO |  |  |  | A750371 |  | Exergen Corporation | TAT-5000 |  | A750371 | GH - ICU | MHHS-Greater Heights |  | Thermometer, Temporal |  | A750371 |  | Central & Greater Heights |  | GH - ICU | [5 empty] | THERMOMETERS, ELECTRONIC, PATIENT |  | THERMOMETERTEMPORAL-Exergen-TAT-5000 | THERMOMETERTEMPORAL | TAT 5000 |  |  |  | Exergen | Thermometer, Temporal |  |  | THERMOMETERTEMPORAL-Exergen-TAT-5000 |  |  |  | Covered PM Repair - Biomedical | MHHS-Greater Heights
NO | NO |  |  |  | A750372 |  | Exergen Corporation | TAT-5000 |  | A750372 | GH - ICU | MHHS-Greater Heights |  | Thermometer, Temporal |  | A750372 |  | Central & Greater Heights |  | GH - ICU | [5 empty] | THERMOMETERS, ELECTRONIC, PATIENT |  | THERMOMETERTEMPORAL-Exergen-TAT-5000 | THERMOMETERTEMPORAL | TAT 5000 |  |  |  | Exergen | Thermometer, Temporal |  |  | THERMOMETERTEMPORAL-Exergen-TAT-5000 |  |  |  | Covered PM Repair - Biomedical | MHHS-Greater Heights
NO | NO |  |  |  | A750373 |  | Exergen Corporation | TAT-5000 |  | A750373 | GH - ICU | MHHS-Greater Heights |  | Thermometer, Temporal |  | A750373 |  | Central & Greater Heights |  | GH - ICU | [5 empty] | THERMOMETERS, ELECTRONIC, PATIENT |  | THERMOMETERTEMPORAL-Exergen-TAT-5000 | THERMOMETERTEMPORAL | TAT 5000 |  |  |  | Exergen | Thermometer, Temporal |  |  | THERMOMETERTEMPORAL-Exergen-TAT-5000 |  |  |  | Covered PM Repair - Biomedical | MHHS-Greater Heights
NO | NO |  |  |  | A750374 |  | Exergen Corporation | TAT-5000 |  | A750374 | GH - ICU | MHHS-Greater Heights |  | Thermometer, Temporal |  | A750374 |  | Central & Greater Heights |  | GH - ICU | [5 empty] | THERMOMETERS, ELECTRONIC, PATIENT |  | THERMOMETERTEMPORAL-Exergen-TAT-5000 | THERMOMETERTEMPORAL | TAT 5000 |  |  |  | Exergen | Thermometer, Temporal |  |  | THERMOMETERTEMPORAL-Exergen-TAT-5000 |  |  |  | Covered PM Repair - Biomedical | MHHS-Greater Heights
NO | NO |  |  |  | A750376 |  | Exergen Corporation | TAT-5000 |  | A750376 | GH - ICU | MHHS-Greater Heights |  | Thermometer, Temporal |  | A750376 |  | Central & Greater Heights |  | GH - ICU | [5 empty] | THERMOMETERS, ELECTRONIC, PATIENT |  | THERMOMETERTEMPORAL-Exergen-TAT-5000 | THERMOMETERTEMPORAL | TAT 5000 |  |  |  | Exergen | Thermometer, Temporal |  |  | THERMOMETERTEMPORAL-Exergen-TAT-5000 |  |  |  | Covered PM Repair - Biomedical | MHHS-Greater Heights
NO | NO |  |  |  | A750379 |  | Exergen Corporation | TAT-5000 |  | A750379 | GH - ICU | MHHS-Greater Heights |  | Thermometer, Temporal |  | A750379 |  | Central & Greater Heights |  | GH - ICU | [5 empty] | THERMOMETERS, ELECTRONIC, PATIENT |  | THERMOMETERTEMPORAL-Exergen-TAT-5000 | THERMOMETERTEMPORAL | TAT 5000 |  |  |  | Exergen | Thermometer, Temporal |  |  | THERMOMETERTEMPORAL-Exergen-TAT-5000 |  |  |  | Covered PM Repair - Biomedical | MHHS-Greater Heights
NO | NO |  |  |  | A750381 |  | Exergen Corporation | TAT-5000 |  | A750381 | GH - ICU | MHHS-Greater Heights |  | Thermometer, Temporal |  | A750381 |  | Central & Greater Heights |  | GH - ICU | [5 empty] | THERMOMETERS, ELECTRONIC, PATIENT |  | THERMOMETERTEMPORAL-Exergen-TAT-5000 | THERMOMETERTEMPORAL | TAT 5000 |  |  |  | Exergen | Thermometer, Temporal |  |  | THERMOMETERTEMPORAL-Exergen-TAT-5000 |  |  |  | Covered PM Repair - Biomedical | MHHS-Greater Heights
NO | NO |  |  |  | A750382 |  | Exergen Corporation | TAT-5000 |  | A750382 | GH - ICU | MHHS-Greater Heights |  | Thermometer, Temporal |  | A750382 |  | Central & Greater Heights |  | GH - ICU | [5 empty] | THERMOMETERS, ELECTRONIC, PATIENT |  | THERMOMETERTEMPORAL-Exergen-TAT-5000 | THERMOMETERTEMPORAL | TAT 5000 |  |  |  | Exergen | Thermometer, Temporal |  |  | THERMOMETERTEMPORAL-Exergen-TAT-5000 |  |  |  | Covered PM Repair - Biomedical | MHHS-Greater Heights
NO | NO |  |  |  | A750383 |  | Exergen Corporation | TAT-5000 |  | A750383 | GH - ICU | MHHS-Greater Heights |  | Thermometer, Temporal |  | A750383 |  | Central & Greater Heights |  | GH - ICU | [5 empty] | THERMOMETERS, ELECTRONIC, PATIENT |  | THERMOMETERTEMPORAL-Exergen-TAT-5000 | THERMOMETERTEMPORAL | TAT 5000 |  |  |  | Exergen | Thermometer, Temporal |  |  | THERMOMETERTEMPORAL-Exergen-TAT-5000 |  |  |  | Covered PM Repair - Biomedical | MHHS-Greater Heights
NO | NO |  |  |  | A750385 |  | Exergen Corporation | TAT-5000 |  | A750385 | GH - ICU | MHHS-Greater Heights |  | Thermometer, Temporal |  | A750385 |  | Central & Greater Heights |  | GH - ICU | [5 empty] | THERMOMETERS, ELECTRONIC, PATIENT |  | THERMOMETERTEMPORAL-Exergen-TAT-5000 | THERMOMETERTEMPORAL | TAT 5000 |  |  |  | Exergen | Thermometer, Temporal |  |  | THERMOMETERTEMPORAL-Exergen-TAT-5000 |  |  |  | Covered PM Repair - Biomedical | MHHS-Greater Heights
NO | NO |  |  |  | A750391 |  | Exergen Corporation | TAT-5000 |  | A750391 | GH - ICU | MHHS-Greater Heights |  | Thermometer, Temporal |  | A750391 |  | Central & Greater Heights |  | GH - ICU | [5 empty] | THERMOMETERS, ELECTRONIC, PATIENT |  | THERMOMETERTEMPORAL-Exergen-TAT-5000 | THERMOMETERTEMPORAL | TAT 5000 |  |  |  | Exergen | Thermometer, Temporal |  |  | THERMOMETERTEMPORAL-Exergen-TAT-5000 |  |  |  | Covered PM Repair - Biomedical | MHHS-Greater Heights
NO | NO |  |  |  | A750394 |  | Exergen Corporation | TAT-5000 |  | A750394 | GH - ICU | MHHS-Greater Heights |  | Thermometer, Temporal |  | A750394 |  | Central & Greater Heights |  | GH - ICU | [5 empty] | THERMOMETERS, ELECTRONIC, PATIENT |  | THERMOMETERTEMPORAL-Exergen-TAT-5000 | THERMOMETERTEMPORAL | TAT 5000 |  |  |  | Exergen | Thermometer, Temporal |  |  | THERMOMETERTEMPORAL-Exergen-TAT-5000 |  |  |  | Covered PM Repair - Biomedical | MHHS-Greater Heights
NO | NO |  |  |  | A750395 |  | Exergen Corporation | TAT-5000 |  | A750395 | GH - ICU | MHHS-Greater Heights |  | Thermometer, Temporal |  | A750395 |  | Central & Greater Heights |  | GH - ICU | [5 empty] | THERMOMETERS, ELECTRONIC, PATIENT |  | THERMOMETERTEMPORAL-Exergen-TAT-5000 | THERMOMETERTEMPORAL | TAT 5000 |  |  |  | Exergen | Thermometer, Temporal |  |  | THERMOMETERTEMPORAL-Exergen-TAT-5000 |  |  |  | Covered PM Repair - Biomedical | MHHS-Greater Heights
NO | NO |  |  |  | A750399 |  | Exergen Corporation | TAT-5000 |  | A750399 | GH - ICU | MHHS-Greater Heights |  | Thermometer, Temporal |  | A750399 |  | Central & Greater Heights |  | GH - ICU | [5 empty] | THERMOMETERS, ELECTRONIC, PATIENT |  | THERMOMETERTEMPORAL-Exergen-TAT-5000 | THERMOMETERTEMPORAL | TAT 5000 |  |  |  | Exergen | Thermometer, Temporal |  |  | THERMOMETERTEMPORAL-Exergen-TAT-5000 |  |  |  | Covered PM Repair - Biomedical | MHHS-Greater Heights
NO | NO |  |  |  | A750400 |  | Exergen Corporation | TAT-5000 |  | A750400 | GH - ICU | MHHS-Greater Heights |  | Thermometer, Temporal |  | A750400 |  | Central & Greater Heights |  | GH - ICU | [5 empty] | THERMOMETERS, ELECTRONIC, PATIENT |  | THERMOMETERTEMPORAL-Exergen-TAT-5000 | THERMOMETERTEMPORAL | TAT 5000 |  |  |  | Exergen | Thermometer, Temporal |  |  | THERMOMETERTEMPORAL-Exergen-TAT-5000 |  |  |  | Covered PM Repair - Biomedical | MHHS-Greater Heights
NO | NO |  |  |  | A750401 |  | Exergen Corporation | TAT-5000 |  | A750401 | GH - ICU | MHHS-Greater Heights |  | Thermometer, Temporal |  | A750401 |  | Central & Greater Heights |  | GH - ICU | [5 empty] | THERMOMETERS, ELECTRONIC, PATIENT |  | THERMOMETERTEMPORAL-Exergen-TAT-5000 | THERMOMETERTEMPORAL | TAT 5000 |  |  |  | Exergen | Thermometer, Temporal |  |  | THERMOMETERTEMPORAL-Exergen-TAT-5000 |  |  |  | Covered PM Repair - Biomedical | MHHS-Greater Heights
NO | NO |  |  |  | A750406 |  | Exergen Corporation | TAT-5000 |  | A750406 | GH - ICU | MHHS-Greater Heights |  | Thermometer, Temporal |  | A750406 |  | Central & Greater Heights |  | GH - ICU | [5 empty] | THERMOMETERS, ELECTRONIC, PATIENT |  | THERMOMETERTEMPORAL-Exergen-TAT-5000 | THERMOMETERTEMPORAL | TAT 5000 |  |  |  | Exergen | Thermometer, Temporal |  |  | THERMOMETERTEMPORAL-Exergen-TAT-5000 |  |  |  | Covered PM Repair - Biomedical | MHHS-Greater Heights
NO | NO |  |  |  | A750407 |  | Exergen Corporation | TAT-5000 |  | A750407 | GH - ICU | MHHS-Greater Heights |  | Thermometer, Temporal |  | A750407 |  | Central & Greater Heights |  | GH - ICU | [5 empty] | THERMOMETERS, ELECTRONIC, PATIENT |  | THERMOMETERTEMPORAL-Exergen-TAT-5000 | THERMOMETERTEMPORAL | TAT 5000 |  |  |  | Exergen | Thermometer, Temporal |  |  | THERMOMETERTEMPORAL-Exergen-TAT-5000 |  |  |  | Covered PM Repair - Biomedical | MHHS-Greater Heights
NO | NO |  |  |  | A834959 |  | Exergen Corporation | TAT-5000 |  | A834959 | GH - IMU | MHHS-Greater Heights |  | Thermometer, Temporal |  | A834959 |  | Central & Greater Heights |  | GH - IMU | [5 empty] | THERMOMETERS, ELECTRONIC, PATIENT |  | THERMOMETERTEMPORAL-Exergen-TAT-5000 | THERMOMETERTEMPORAL | TAT 5000 |  |  |  | Exergen | Thermometer, Temporal |  |  | THERMOMETERTEMPORAL-Exergen-TAT-5000 |  |  |  | Covered PM Repair - Biomedical | MHHS-Greater Heights
NO | NO |  |  |  | O3196 |  | Exergen Corporation | TAT-5000 |  | O3196 | GH - LABOR & DELIVERY | MHHS-Greater Heights |  | Thermometer, Temporal |  | O3196 |  | Central & Greater Heights |  | GH - LABOR & DELIVERY | [5 empty] | THERMOMETERS, ELECTRONIC, PATIENT |  | THERMOMETERTEMPORAL-Exergen-TAT-5000 | THERMOMETERTEMPORAL | TAT 5000 |  |  |  | Exergen | Thermometer, Temporal |  |  | THERMOMETERTEMPORAL-Exergen-TAT-5000 |  |  |  | Covered PM Repair - Biomedical | MHHS-Greater Heights
NO | NO |  |  |  | O3197 |  | Exergen Corporation | TAT-5000 |  | O3197 | GH - LABOR & DELIVERY | MHHS-Greater Heights |  | Thermometer, Temporal |  | O3197 |  | Central & Greater Heights |  | GH - LABOR & DELIVERY | [5 empty] | THERMOMETERS, ELECTRONIC, PATIENT |  | THERMOMETERTEMPORAL-Exergen-TAT-5000 | THERMOMETERTEMPORAL | TAT 5000 |  |  |  | Exergen | Thermometer, Temporal |  |  | THERMOMETERTEMPORAL-Exergen-TAT-5000 |  |  |  | Covered PM Repair - Biomedical | MHHS-Greater Heights
NO | NO |  |  |  | A742436 |  | Exergen Corporation | TAT-5000 |  | A742436 | GH - MED SURG 6 | MHHS-Greater Heights |  | Thermometer, Temporal |  | A742436 |  | Central & Greater Heights |  | GH - MED SURG 6 | [5 empty] | THERMOMETERS, ELECTRONIC, PATIENT |  | THERMOMETERTEMPORAL-Exergen-TAT-5000 | THERMOMETERTEMPORAL | TAT 5000 |  |  |  | Exergen | Thermometer, Temporal |  |  | THERMOMETERTEMPORAL-Exergen-TAT-5000 |  |  |  | Covered PM Repair - Biomedical | MHHS-Greater Heights
NO | NO |  |  |  | A461834 |  | Exergen Corporation | TAT-5000 |  | A461834 | GH - PACU | MHHS-Greater Heights |  | Thermometer, Temporal |  | A461834 |  | Central & Greater Heights |  | GH - PACU | [5 empty] | THERMOMETERS, ELECTRONIC, PATIENT |  | THERMOMETERTEMPORAL-Exergen-TAT-5000 | THERMOMETERTEMPORAL | TAT 5000 |  |  |  | Exergen | Thermometer, Temporal |  |  | THERMOMETERTEMPORAL-Exergen-TAT-5000 |  |  |  | Covered PM Repair - Biomedical | MHHS-Greater Heights
NO | NO |  |  |  | A150434 |  | Exergen Corporation | TAT-5000 |  | A150434 | GH - PREOP | MHHS-Greater Heights |  | Thermometer, Temporal |  | A150434 |  | Central & Greater Heights |  | GH - PREOP | [5 empty] | THERMOMETERS, ELECTRONIC, PATIENT |  | THERMOMETERTEMPORAL-Exergen-TAT-5000 | THERMOMETERTEMPORAL | TAT 5000 |  |  |  | Exergen | Thermometer, Temporal |  |  | THERMOMETERTEMPORAL-Exergen-TAT-5000 |  |  |  | Covered PM Repair - Biomedical | MHHS-Greater Heights
NO | NO |  |  |  | A459930 |  | Exergen Corporation | TAT-5000 |  | A459930 | GH - PREOP | MHHS-Greater Heights |  | Thermometer, Temporal |  | A459930 |  | Central & Greater Heights |  | GH - PREOP | [5 empty] | THERMOMETERS, ELECTRONIC, PATIENT |  | THERMOMETERTEMPORAL-Exergen-TAT-5000 | THERMOMETERTEMPORAL | TAT 5000 |  |  |  | Exergen | Thermometer, Temporal |  |  | THERMOMETERTEMPORAL-Exergen-TAT-5000 |  |  |  | Covered PM Repair - Biomedical | MHHS-Greater Heights
NO | NO |  |  |  | A786830 |  | Exergen Corporation | TAT-5000 |  | A786830 | KATY - CATH LAB | MHHS-Katy |  | Thermometer, Temporal |  | A786830 |  | Katy |  | KATY - CATH LAB | [5 empty] | THERMOMETERS, ELECTRONIC, PATIENT |  | THERMOMETERTEMPORAL-Exergen-TAT-5000 | THERMOMETERTEMPORAL | TAT 5000 |  |  |  | Exergen | Thermometer, Temporal |  |  | THERMOMETERTEMPORAL-Exergen-TAT-5000 |  |  |  | Covered PM Repair - Biomedical | MHHS-Katy
NO | NO |  |  |  | A516592 |  | Exergen Corporation | TAT-5000 |  | A516592 | KATY - DAY STAY | MHHS-Katy |  | Thermometer, Temporal |  | A516592 |  | Katy |  | KATY - DAY STAY | [5 empty] | THERMOMETERS, ELECTRONIC, PATIENT |  | THERMOMETERTEMPORAL-Exergen-TAT-5000 | THERMOMETERTEMPORAL | TAT 5000 |  |  |  | Exergen | Thermometer, Temporal |  |  | THERMOMETERTEMPORAL-Exergen-TAT-5000 |  |  |  | Covered PM Repair - Biomedical | MHHS-Katy
NO | NO |  |  |  | A640539 |  | Exergen Corporation | TAT-5000 |  | A640539 | KATY - DAY STAY | MHHS-Katy |  | Thermometer, Temporal |  | A640539 |  | Katy |  | KATY - DAY STAY | [5 empty] | THERMOMETERS, ELECTRONIC, PATIENT |  | THERMOMETERTEMPORAL-Exergen-TAT-5000 | THERMOMETERTEMPORAL | TAT 5000 |  |  |  | Exergen | Thermometer, Temporal |  |  | THERMOMETERTEMPORAL-Exergen-TAT-5000 |  |  |  | Covered PM Repair - Biomedical | MHHS-Katy
NO | NO |  |  |  | A640545 |  | Exergen Corporation | TAT-5000 |  | A640545 | KATY - DAY STAY | MHHS-Katy |  | Thermometer, Temporal |  | A640545 |  | Katy |  | KATY - DAY STAY | [5 empty] | THERMOMETERS, ELECTRONIC, PATIENT |  | THERMOMETERTEMPORAL-Exergen-TAT-5000 | THERMOMETERTEMPORAL | TAT 5000 |  |  |  | Exergen | Thermometer, Temporal |  |  | THERMOMETERTEMPORAL-Exergen-TAT-5000 |  |  |  | Covered PM Repair - Radiology, Low End | MHHS-Katy
NO | NO |  |  |  | A748759 |  | Exergen Corporation | TAT-5000 |  | A748759 | KATY - DAY STAY | MHHS-Katy |  | Thermometer, Temporal |  | A748759 |  | Katy |  | KATY - DAY STAY | [5 empty] | THERMOMETERS, ELECTRONIC, PATIENT |  | THERMOMETERTEMPORAL-Exergen-TAT-5000 | THERMOMETERTEMPORAL | TAT 5000 |  |  |  | Exergen | Thermometer, Temporal |  |  | THERMOMETERTEMPORAL-Exergen-TAT-5000 |  |  |  | Covered PM Repair - Radiology, Low End | MHHS-Katy
NO | NO |  |  |  | A861766 |  | Exergen Corporation | TAT-5000 |  | A861766 | KATY - DAY STAY | MHHS-Katy |  | Thermometer, Temporal |  | A861766 |  | Katy |  | KATY - DAY STAY | [5 empty] | THERMOMETERS, ELECTRONIC, PATIENT |  | THERMOMETERTEMPORAL-Exergen-TAT-5000 | THERMOMETERTEMPORAL | TAT 5000 |  |  |  | Exergen | Thermometer, Temporal |  |  | THERMOMETERTEMPORAL-Exergen-TAT-5000 |  |  |  | Covered PM Repair - Biomedical | MHHS-Katy
NO | NO |  |  |  | A861799 |  | Exergen Corporation | TAT-5000 |  | A861799 | KATY - DAY STAY | MHHS-Katy |  | Thermometer, Temporal |  | A861799 |  | Katy |  | KATY - DAY STAY | [5 empty] | THERMOMETERS, ELECTRONIC, PATIENT |  | THERMOMETERTEMPORAL-Exergen-TAT-5000 | THERMOMETERTEMPORAL | TAT 5000 |  |  |  | Exergen | Thermometer, Temporal |  |  | THERMOMETERTEMPORAL-Exergen-TAT-5000 |  |  |  | Covered PM Repair - Biomedical | MHHS-Katy
NO | NO |  |  |  | A644871 |  | Exergen Corporation | TAT-5000 |  | A644871 | KATY - ER | MHHS-Katy |  | Thermometer, Temporal |  | A644871 |  | Katy |  | KATY - ER | [5 empty] | THERMOMETERS, ELECTRONIC, PATIENT |  | THERMOMETERTEMPORAL-Exergen-TAT-5000 | THERMOMETERTEMPORAL | TAT 5000 |  |  |  | Exergen | Thermometer, Temporal |  |  | THERMOMETERTEMPORAL-Exergen-TAT-5000 |  |  |  | Covered PM Repair - Biomedical | MHHS-Katy
NO | NO |  |  |  | A646997 |  | Exergen Corporation | TAT-5000 |  | A646997 | KATY - ER | MHHS-Katy |  | Thermometer, Temporal |  | A646997 |  | Katy |  | KATY - ER | [5 empty] | THERMOMETERS, ELECTRONIC, PATIENT |  | THERMOMETERTEMPORAL-Exergen-TAT-5000 | THERMOMETERTEMPORAL | TAT 5000 |  |  |  | Exergen | Thermometer, Temporal |  |  | THERMOMETERTEMPORAL-Exergen-TAT-5000 |  |  |  | Covered PM Repair - Biomedical | MHHS-Katy
NO | NO |  |  |  | A647333 |  | Exergen Corporation | TAT-5000 |  | A647333 | KATY - ER | MHHS-Katy |  | Thermometer, Temporal |  | A647333 |  | Katy |  | KATY - ER | [5 empty] | THERMOMETERS, ELECTRONIC, PATIENT |  | THERMOMETERTEMPORAL-Exergen-TAT-5000 | THERMOMETERTEMPORAL | TAT 5000 |  |  |  | Exergen | Thermometer, Temporal |  |  | THERMOMETERTEMPORAL-Exergen-TAT-5000 |  |  |  | Covered PM Repair - Biomedical | MHHS-Katy
NO | NO |  |  |  | A494043 |  | Exergen Corporation | TAT-5000 |  | A494043 | KATY - ICU | MHHS-Katy |  | Thermometer, Temporal |  | A494043 |  | Katy |  | KATY - ICU | [5 empty] | THERMOMETERS, ELECTRONIC, PATIENT |  | THERMOMETERTEMPORAL-Exergen-TAT-5000 | THERMOMETERTEMPORAL | TAT 5000 |  |  |  | Exergen | Thermometer, Temporal |  |  | THERMOMETERTEMPORAL-Exergen-TAT-5000 |  |  |  | Covered PM Repair - Biomedical | MHHS-Katy
NO | NO |  |  |  | A500058 |  | Exergen Corporation | TAT-5000 |  | A500058 | KATY - ICU | MHHS-Katy |  | Thermometer, Temporal |  | A500058 |  | Katy |  | KATY - ICU | [5 empty] | THERMOMETERS, ELECTRONIC, PATIENT |  | THERMOMETERTEMPORAL-Exergen-TAT-5000 | THERMOMETERTEMPORAL | TAT 5000 |  |  |  | Exergen | Thermometer, Temporal |  |  | THERMOMETERTEMPORAL-Exergen-TAT-5000 |  |  |  | Covered PM Repair - Biomedical | MHHS-Katy
NO | NO |  |  |  | A525590 |  | Exergen Corporation | TAT-5000 |  | A525590 | KATY - ICU | MHHS-Katy |  | Thermometer, Temporal |  | A525590 |  | Katy |  | KATY - ICU | [5 empty] | THERMOMETERS, ELECTRONIC, PATIENT |  | THERMOMETERTEMPORAL-Exergen-TAT-5000 | THERMOMETERTEMPORAL | TAT 5000 |  |  |  | Exergen | Thermometer, Temporal |  |  | THERMOMETERTEMPORAL-Exergen-TAT-5000 |  |  |  | Covered PM Repair - Biomedical | MHHS-Katy
NO | NO |  |  |  | A530564 |  | Exergen Corporation | TAT-5000 |  | A530564 | KATY - ICU | MHHS-Katy |  | Thermometer, Temporal |  | A530564 |  | Katy |  | KATY - ICU | [5 empty] | THERMOMETERS, ELECTRONIC, PATIENT |  | THERMOMETERTEMPORAL-Exergen-TAT-5000 | THERMOMETERTEMPORAL | TAT 5000 |  |  |  | Exergen | Thermometer, Temporal |  |  | THERMOMETERTEMPORAL-Exergen-TAT-5000 |  |  |  | Covered PM Repair - Biomedical | MHHS-Katy
NO | NO |  |  |  | A768453 |  | Exergen Corporation | TAT-5000 |  | A768453 | KATY - ICU | MHHS-Katy |  | Thermometer, Temporal |  | A768453 |  | Katy |  | KATY - ICU | [5 empty] | THERMOMETERS, ELECTRONIC, PATIENT |  | THERMOMETERTEMPORAL-Exergen-TAT-5000 | THERMOMETERTEMPORAL | TAT 5000 |  |  |  | Exergen | Thermometer, Temporal |  |  | THERMOMETERTEMPORAL-Exergen-TAT-5000 |  |  |  | Covered PM Repair - Biomedical | MHHS-Katy
NO | NO |  |  |  | A730100 |  | Exergen Corporation | TAT-5000 |  | A730100 | KATY - IMU | MHHS-Katy |  | Thermometer, Temporal |  | A730100 |  | Katy |  | KATY - IMU | [5 empty] | THERMOMETERS, ELECTRONIC, PATIENT |  | THERMOMETERTEMPORAL-Exergen-TAT-5000 | THERMOMETERTEMPORAL | TAT 5000 |  |  |  | Exergen | Thermometer, Temporal |  |  | THERMOMETERTEMPORAL-Exergen-TAT-5000 |  |  |  | Covered PM Repair - Biomedical | MHHS-Katy
NO | NO |  |  |  | O273167 |  | Exergen Corporation | TAT-5000 |  | O273167 | KATY - LABOR & DELIVERY | MHHS-Katy |  | Thermometer, Temporal |  | O273167 |  | Katy |  | KATY - LABOR & DELIVERY | [5 empty] | THERMOMETERS, ELECTRONIC, PATIENT |  | THERMOMETERTEMPORAL-Exergen-TAT-5000 | THERMOMETERTEMPORAL | TAT 5000 |  |  |  | Exergen | Thermometer, Temporal |  |  | THERMOMETERTEMPORAL-Exergen-TAT-5000 |  |  |  | Covered PM Repair - Biomedical | MHHS-Katy
NO | NO |  |  |  | A821522 |  | Exergen Corporation | TAT-5000 |  | A821522 | KATY - MED/SURG 7TH FLOOR | MHHS-Katy |  | Thermometer, Temporal |  | A821522 |  | Katy |  | KATY - MED/SURG 7TH FLOOR | [5 empty] | THERMOMETERS, ELECTRONIC, PATIENT |  | THERMOMETERTEMPORAL-Exergen-TAT-5000 | THERMOMETERTEMPORAL | TAT 5000 |  |  |  | Exergen | Thermometer, Temporal |  |  | THERMOMETERTEMPORAL-Exergen-TAT-5000 |  |  |  | Covered PM Repair - Biomedical | MHHS-Katy
NO | NO |  |  |  | A821605 |  | Exergen Corporation | TAT-5000 |  | A821605 | KATY - MED/SURG 7TH FLOOR | MHHS-Katy |  | Thermometer, Temporal |  | A821605 |  | Katy |  | KATY - MED/SURG 7TH FLOOR | [5 empty] | THERMOMETERS, ELECTRONIC, PATIENT |  | THERMOMETERTEMPORAL-Exergen-TAT-5000 | THERMOMETERTEMPORAL | TAT 5000 |  |  |  | Exergen | Thermometer, Temporal |  |  | THERMOMETERTEMPORAL-Exergen-TAT-5000 |  |  |  | Covered PM Repair - Biomedical | MHHS-Katy
NO | NO |  |  |  | A821659 |  | Exergen Corporation | TAT-5000 |  | A821659 | KATY - MED/SURG 7TH FLOOR | MHHS-Katy |  | Thermometer, Temporal |  | A821659 |  | Katy |  | KATY - MED/SURG 7TH FLOOR | [5 empty] | THERMOMETERS, ELECTRONIC, PATIENT |  | THERMOMETERTEMPORAL-Exergen-TAT-5000 | THERMOMETERTEMPORAL | TAT 5000 |  |  |  | Exergen | Thermometer, Temporal |  |  | THERMOMETERTEMPORAL-Exergen-TAT-5000 |  |  |  | Covered PM Repair - Biomedical | MHHS-Katy
NO | NO |  |  |  | A500356 |  | Exergen Corporation | TAT-5000 |  | A500356 | KATY - NEW TOWER | MHHS-Katy |  | Thermometer, Temporal |  | A500356 |  | Katy |  | KATY - NEW TOWER | [5 empty] | THERMOMETERS, ELECTRONIC, PATIENT |  | THERMOMETERTEMPORAL-Exergen-TAT-5000 | THERMOMETERTEMPORAL | TAT 5000 |  |  |  | Exergen | Thermometer, Temporal |  |  | THERMOMETERTEMPORAL-Exergen-TAT-5000 |  |  |  | Covered PM Repair - Biomedical | MHHS-Katy
NO | NO |  |  |  | A867331 |  | Exergen Corporation | TAT-5000 |  | A867331 | KATY - NICU | MHHS-Katy |  | Thermometer, Temporal |  | A867331 |  | Katy |  | KATY - NICU | [5 empty] | THERMOMETERS, ELECTRONIC, PATIENT |  | THERMOMETERTEMPORAL-Exergen-TAT-5000 | THERMOMETERTEMPORAL | TAT 5000 |  |  |  | Exergen | Thermometer, Temporal |  |  | THERMOMETERTEMPORAL-Exergen-TAT-5000 |  |  |  | Covered PM Repair - Biomedical | MHHS-Katy
NO | NO |  |  |  | A500030 |  | Exergen Corporation | TAT-5000 |  | A500030 | KATY - OR | MHHS-Katy |  | Thermometer, Temporal |  | A500030 |  | Katy |  | KATY - OR | [5 empty] | THERMOMETERS, ELECTRONIC, PATIENT |  | THERMOMETERTEMPORAL-Exergen-TAT-5000 | THERMOMETERTEMPORAL | TAT 5000 |  |  |  | Exergen | Thermometer, Temporal |  |  | THERMOMETERTEMPORAL-Exergen-TAT-5000 |  |  |  | Covered PM Repair - Biomedical | MHHS-Katy
NO | NO |  |  |  | A507877 |  | Exergen Corporation | TAT-5000 |  | A507877 | KATY - OR | MHHS-Katy |  | Thermometer, Temporal |  | A507877 |  | Katy |  | KATY - OR | [5 empty] | THERMOMETERS, ELECTRONIC, PATIENT |  | THERMOMETERTEMPORAL-Exergen-TAT-5000 | THERMOMETERTEMPORAL | TAT 5000 |  |  |  | Exergen | Thermometer, Temporal |  |  | THERMOMETERTEMPORAL-Exergen-TAT-5000 |  |  |  | Covered PM Repair - Biomedical | MHHS-Katy
NO | NO |  |  |  | A484384 |  | Exergen Corporation | TAT-5000 |  | A484384 | KATY - PACU | MHHS-Katy |  | Thermometer, Temporal |  | A484384 |  | Katy |  | KATY - PACU | [5 empty] | THERMOMETERS, ELECTRONIC, PATIENT |  | THERMOMETERTEMPORAL-Exergen-TAT-5000 | THERMOMETERTEMPORAL | TAT 5000 |  |  |  | Exergen | Thermometer, Temporal |  |  | THERMOMETERTEMPORAL-Exergen-TAT-5000 |  |  |  | Covered PM Repair - Biomedical | MHHS-Katy
NO | NO |  |  |  | A485640 |  | Exergen Corporation | TAT-5000 |  | A485640 | KATY - PACU | MHHS-Katy |  | Thermometer, Temporal |  | A485640 |  | Katy |  | KATY - PACU | [5 empty] | THERMOMETERS, ELECTRONIC, PATIENT |  | THERMOMETERTEMPORAL-Exergen-TAT-5000 | THERMOMETERTEMPORAL | TAT 5000 |  |  |  | Exergen | Thermometer, Temporal |  |  | THERMOMETERTEMPORAL-Exergen-TAT-5000 |  |  |  | Covered PM Repair - Biomedical | MHHS-Katy
NO | NO |  |  |  | A495190 |  | Exergen Corporation | TAT-5000 |  | A495190 | KATY - PACU | MHHS-Katy |  | Thermometer, Temporal |  | A495190 |  | Katy |  | KATY - PACU | [5 empty] | THERMOMETERS, ELECTRONIC, PATIENT |  | THERMOMETERTEMPORAL-Exergen-TAT-5000 | THERMOMETERTEMPORAL | TAT 5000 |  |  |  | Exergen | Thermometer, Temporal |  |  | THERMOMETERTEMPORAL-Exergen-TAT-5000 |  |  |  | Covered PM Repair - Biomedical | MHHS-Katy
NO | NO |  |  |  | A525619 |  | Exergen Corporation | TAT-5000 |  | A525619 | KATY - PACU | MHHS-Katy |  | Thermometer, Temporal |  | A525619 |  | Katy |  | KATY - PACU | [5 empty] | THERMOMETERS, ELECTRONIC, PATIENT |  | THERMOMETERTEMPORAL-Exergen-TAT-5000 | THERMOMETERTEMPORAL | TAT 5000 |  |  |  | Exergen | Thermometer, Temporal |  |  | THERMOMETERTEMPORAL-Exergen-TAT-5000 |  |  |  | Covered PM Repair - Biomedical | MHHS-Katy
NO | NO |  |  |  | A649159 |  | Exergen Corporation | TAT-5000 |  | A649159 | KATY - PACU | MHHS-Katy |  | Thermometer, Temporal |  | A649159 |  | Katy |  | KATY - PACU | [5 empty] | THERMOMETERS, ELECTRONIC, PATIENT |  | THERMOMETERTEMPORAL-Exergen-TAT-5000 | THERMOMETERTEMPORAL | TAT 5000 |  |  |  | Exergen | Thermometer, Temporal |  |  | THERMOMETERTEMPORAL-Exergen-TAT-5000 |  |  |  | Covered PM Repair - Biomedical | MHHS-Katy
NO | NO |  |  |  | A727253 |  | Exergen Corporation | TAT-5000 |  | A727253 | KATY - PACU | MHHS-Katy |  | Thermometer, Temporal |  | A727253 |  | Katy |  | KATY - PACU | [5 empty] | THERMOMETERS, ELECTRONIC, PATIENT |  | THERMOMETERTEMPORAL-Exergen-TAT-5000 | THERMOMETERTEMPORAL | TAT 5000 |  |  |  | Exergen | Thermometer, Temporal |  |  | THERMOMETERTEMPORAL-Exergen-TAT-5000 |  |  |  | Covered PM Repair - Biomedical | MHHS-Katy
NO | NO |  |  |  | A747835 |  | Exergen Corporation | TAT-5000 |  | A747835 | KATY - PACU | MHHS-Katy |  | Thermometer, Temporal |  | A747835 |  | Katy |  | KATY - PACU | [5 empty] | THERMOMETERS, ELECTRONIC, PATIENT |  | THERMOMETERTEMPORAL-Exergen-TAT-5000 | THERMOMETERTEMPORAL | TAT 5000 |  |  |  | Exergen | Thermometer, Temporal |  |  | THERMOMETERTEMPORAL-Exergen-TAT-5000 |  |  |  | Covered PM Repair - Biomedical | MHHS-Katy
NO | NO |  |  |  | A748588 |  | Exergen Corporation | TAT-5000 |  | A748588 | KATY - PACU | MHHS-Katy |  | Thermometer, Temporal |  | A748588 |  | Katy |  | KATY - PACU | [5 empty] | THERMOMETERS, ELECTRONIC, PATIENT |  | THERMOMETERTEMPORAL-Exergen-TAT-5000 | THERMOMETERTEMPORAL | TAT 5000 |  |  |  | Exergen | Thermometer, Temporal |  |  | THERMOMETERTEMPORAL-Exergen-TAT-5000 |  |  |  | Covered PM Repair - Biomedical | MHHS-Katy
NO | NO |  |  |  | A776337 |  | Exergen Corporation | TAT-5000 |  | A776337 | KATY - PACU | MHHS-Katy |  | Thermometer, Temporal |  | A776337 |  | Katy |  | KATY - PACU | [5 empty] | THERMOMETERS, ELECTRONIC, PATIENT |  | THERMOMETERTEMPORAL-Exergen-TAT-5000 | THERMOMETERTEMPORAL | TAT 5000 |  |  |  | Exergen | Thermometer, Temporal |  |  | THERMOMETERTEMPORAL-Exergen-TAT-5000 |  |  |  | Covered PM Repair - Biomedical | MHHS-Katy
NO | NO |  |  |  | A792112 |  | Exergen Corporation | TAT-5000 |  | A792112 | KATY - PACU | MHHS-Katy |  | Thermometer, Temporal |  | A792112 |  | Katy |  | KATY - PACU | [5 empty] | THERMOMETERS, ELECTRONIC, PATIENT |  | THERMOMETERTEMPORAL-Exergen-TAT-5000 | THERMOMETERTEMPORAL | TAT 5000 |  |  |  | Exergen | Thermometer, Temporal |  |  | THERMOMETERTEMPORAL-Exergen-TAT-5000 |  |  |  | Covered PM Repair - Biomedical | MHHS-Katy
NO | NO |  |  |  | A793668 |  | Exergen Corporation | TAT-5000 |  | A793668 | KATY - PACU | MHHS-Katy |  | Thermometer, Temporal |  | A793668 |  | Katy |  | KATY - PACU | [5 empty] | THERMOMETERS, ELECTRONIC, PATIENT |  | THERMOMETERTEMPORAL-Exergen-TAT-5000 | THERMOMETERTEMPORAL | TAT 5000 |  |  |  | Exergen | Thermometer, Temporal |  |  | THERMOMETERTEMPORAL-Exergen-TAT-5000 |  |  |  | Covered PM Repair - Biomedical | MHHS-Katy
NO | NO |  |  |  | A855775 |  | Exergen Corporation | TAT-5000 |  | A855775 | KATY - PACU | MHHS-Katy |  | Thermometer, Temporal |  | A855775 |  | Katy |  | KATY - PACU | [5 empty] | THERMOMETERS, ELECTRONIC, PATIENT |  | THERMOMETERTEMPORAL-Exergen-TAT-5000 | THERMOMETERTEMPORAL | TAT 5000 |  |  |  | Exergen | Thermometer, Temporal |  |  | THERMOMETERTEMPORAL-Exergen-TAT-5000 |  |  |  | Covered PM Repair - Biomedical | MHHS-Katy
NO | NO |  |  |  | A867337 |  | Exergen Corporation | TAT-5000 |  | A867337 | KATY - PACU | MHHS-Katy |  | Thermometer, Temporal |  | A867337 |  | Katy |  | KATY - PACU | [5 empty] | THERMOMETERS, ELECTRONIC, PATIENT |  | THERMOMETERTEMPORAL-Exergen-TAT-5000 | THERMOMETERTEMPORAL | TAT 5000 |  |  |  | Exergen | Thermometer, Temporal |  |  | THERMOMETERTEMPORAL-Exergen-TAT-5000 |  |  |  | Covered PM Repair - Biomedical | MHHS-Katy
NO | NO |  |  |  | A622676 |  | Exergen Corporation | TAT-5000 |  | A622676 | KATY - POSTPARTUM - 2W | MHHS-Katy |  | Thermometer, Temporal |  | A622676 |  | Katy |  | KATY - POSTPARTUM - 2W | [5 empty] | THERMOMETERS, ELECTRONIC, PATIENT |  | THERMOMETERTEMPORAL-Exergen-TAT-5000 | THERMOMETERTEMPORAL | TAT 5000 |  |  |  | Exergen | Thermometer, Temporal |  |  | THERMOMETERTEMPORAL-Exergen-TAT-5000 |  |  |  | Covered PM Repair - Biomedical | MHHS-Katy
NO | NO |  |  |  | A646237 |  | Exergen Corporation | TAT-5000 |  | A646237 | KATY - POSTPARTUM - 2W | MHHS-Katy |  | Thermometer, Temporal |  | A646237 |  | Katy |  | KATY - POSTPARTUM - 2W | [5 empty] | THERMOMETERS, ELECTRONIC, PATIENT |  | THERMOMETERTEMPORAL-Exergen-TAT-5000 | THERMOMETERTEMPORAL | TAT 5000 |  |  |  | Exergen | Thermometer, Temporal |  |  | THERMOMETERTEMPORAL-Exergen-TAT-5000 |  |  |  | Covered PM Repair - Biomedical | MHHS-Katy
NO | NO |  |  |  | A522530 |  | Exergen Corporation | TAT-5000 |  | A522530 | KATY - PREADMITTING | MHHS-Katy |  | Thermometer, Temporal |  | A522530 |  | Katy |  | KATY - PREADMITTING | [5 empty] | THERMOMETERS, ELECTRONIC, PATIENT |  | THERMOMETERTEMPORAL-Exergen-TAT-5000 | THERMOMETERTEMPORAL | TAT 5000 |  |  |  | Exergen | Thermometer, Temporal |  |  | THERMOMETERTEMPORAL-Exergen-TAT-5000 |  |  |  | Covered PM Repair - Biomedical | MHHS-Katy
NO | NO |  |  |  | A727255 |  | Exergen Corporation | TAT-5000 |  | A727255 | KATY - PREADMITTING | MHHS-Katy |  | Thermometer, Temporal |  | A727255 |  | Katy |  | KATY - PREADMITTING | [5 empty] | THERMOMETERS, ELECTRONIC, PATIENT |  | THERMOMETERTEMPORAL-Exergen-TAT-5000 | THERMOMETERTEMPORAL | TAT 5000 |  |  |  | Exergen | Thermometer, Temporal |  |  | THERMOMETERTEMPORAL-Exergen-TAT-5000 |  |  |  | Covered PM Repair - Biomedical | MHHS-Katy
NO | NO |  |  |  | A634127 |  | Exergen Corporation | TAT-5000 |  | A634127 | MH MG - (MC) - URGENT CARE - TOWN & COUNTRY | MHHS-MG |  | Thermometer, Temporal |  | A634127 |  | West & Memorial City |  | MH MG - (MC) - URGENT CARE - TOWN & COUNTRY | [5 empty] | THERMOMETERS, ELECTRONIC, PATIENT |  | THERMOMETERTEMPORAL-Exergen-TAT-5000 | THERMOMETERTEMPORAL | TAT 5000 |  |  |  | Exergen | Thermometer, Temporal |  |  | THERMOMETERTEMPORAL-Exergen-TAT-5000 |  |  |  | Not Covered Vendor Only - Rad, Low End | MHHS-MG
NO | NO |  |  |  | A490674 |  | Exergen Corporation | TAT-5000 |  | A490674 | MEMORIAL CITY - CATH LAB | MHHS-Mem City |  | Thermometer, Temporal |  | A490674 |  | West & Memorial City |  | MEMORIAL CITY - CATH LAB | [5 empty] | THERMOMETERS, ELECTRONIC, PATIENT |  | THERMOMETERTEMPORAL-Exergen-TAT-5000 | THERMOMETERTEMPORAL | TAT 5000 |  |  |  | Exergen | Thermometer, Temporal |  |  | THERMOMETERTEMPORAL-Exergen-TAT-5000 |  |  |  | Covered PM Repair - Biomedical | MHHS-Mem City
NO | NO |  |  |  | 041-20712 |  | Exergen Corporation | TAT-5000 |  | A 626926 | MEMORIAL CITY - DIGESTIVE DISEASE CENTER | MHHS-Mem City |  | Thermometer, Temporal |  | 041-20712 |  | West & Memorial City |  | MEMORIAL CITY - DIGESTIVE DISEASE CENTER | [5 empty] | THERMOMETERS, ELECTRONIC, PATIENT |  | THERMOMETERTEMPORAL-Exergen-TAT-5000 | THERMOMETERTEMPORAL | TAT 5000 |  |  |  | Exergen | Thermometer, Temporal |  |  | THERMOMETERTEMPORAL-Exergen-TAT-5000 |  |  |  | Covered PM Repair - Biomedical | MHHS-Mem City
NO | NO |  |  |  | 041-34072 |  | Exergen Corporation | TAT-5000 |  | A669841 | MEMORIAL CITY - DIGESTIVE DISEASE CENTER | MHHS-Mem City |  | Thermometer, Temporal |  | 041-34072 |  | West & Memorial City |  | MEMORIAL CITY - DIGESTIVE DISEASE CENTER | [5 empty] | THERMOMETERS, ELECTRONIC, PATIENT |  | THERMOMETERTEMPORAL-Exergen-TAT-5000 | THERMOMETERTEMPORAL | TAT 5000 |  |  |  | Exergen | Thermometer, Temporal |  |  | THERMOMETERTEMPORAL-Exergen-TAT-5000 |  |  |  | Covered PM Repair - Biomedical | MHHS-Mem City
NO | NO |  |  |  | 041-34151 |  | Exergen Corporation | TAT-5000 |  | A844294 | MEMORIAL CITY - DIGESTIVE DISEASE CENTER | MHHS-Mem City |  | Thermometer, Temporal |  | 041-34151 |  | West & Memorial City |  | MEMORIAL CITY - DIGESTIVE DISEASE CENTER | [5 empty] | THERMOMETERS, ELECTRONIC, PATIENT |  | THERMOMETERTEMPORAL-Exergen-TAT-5000 | THERMOMETERTEMPORAL | TAT 5000 |  |  |  | Exergen | Thermometer, Temporal |  |  | THERMOMETERTEMPORAL-Exergen-TAT-5000 |  |  |  | Covered PM Repair - Radiology, High End | MHHS-Mem City
NO | NO |  |  |  | A555841 |  | Exergen Corporation | TAT-5000 |  | A555841 | MEMORIAL CITY - DIGESTIVE DISEASE CENTER | MHHS-Mem City |  | Thermometer, Temporal |  | A555841 |  | West & Memorial City |  | MEMORIAL CITY - DIGESTIVE DISEASE CENTER | [5 empty] | THERMOMETERS, ELECTRONIC, PATIENT |  | THERMOMETERTEMPORAL-Exergen-TAT-5000 | THERMOMETERTEMPORAL | TAT 5000 |  |  |  | Exergen | Thermometer, Temporal |  |  | THERMOMETERTEMPORAL-Exergen-TAT-5000 |  |  |  | Covered PM Repair - Biomedical | MHHS-Mem City
NO | NO |  |  |  | A632633 |  | Exergen Corporation | TAT-5000 |  | A632633 | MEMORIAL CITY - DIGESTIVE DISEASE CENTER | MHHS-Mem City |  | Thermometer, Temporal |  | A632633 |  | West & Memorial City |  | MEMORIAL CITY - DIGESTIVE DISEASE CENTER | [5 empty] | THERMOMETERS, ELECTRONIC, PATIENT |  | THERMOMETERTEMPORAL-Exergen-TAT-5000 | THERMOMETERTEMPORAL | TAT 5000 |  |  |  | Exergen | Thermometer, Temporal |  |  | THERMOMETERTEMPORAL-Exergen-TAT-5000 |  |  |  | Covered PM Repair - Biomedical | MHHS-Mem City
NO | NO |  |  |  | A755340 |  | Exergen Corporation | TAT-5000 |  | A755340 | MEMORIAL CITY - DIGESTIVE DISEASE CENTER | MHHS-Mem City |  | Thermometer, Temporal |  | A755340 |  | West & Memorial City |  | MEMORIAL CITY - DIGESTIVE DISEASE CENTER | [5 empty] | THERMOMETERS, ELECTRONIC, PATIENT |  | THERMOMETERTEMPORAL-Exergen-TAT-5000 | THERMOMETERTEMPORAL | TAT 5000 |  |  |  | Exergen | Thermometer, Temporal |  |  | THERMOMETERTEMPORAL-Exergen-TAT-5000 |  |  |  | Covered PM Repair - Biomedical | MHHS-Mem City
NO | NO |  |  |  | A769145 |  | Exergen Corporation | TAT-5000 |  | A769145 | MEMORIAL CITY - DIGESTIVE DISEASE CENTER | MHHS-Mem City |  | Thermometer, Temporal |  | A769145 |  | West & Memorial City |  | MEMORIAL CITY - DIGESTIVE DISEASE CENTER | [5 empty] | THERMOMETERS, ELECTRONIC, PATIENT |  | THERMOMETERTEMPORAL-Exergen-TAT-5000 | THERMOMETERTEMPORAL | TAT 5000 |  |  |  | Exergen | Thermometer, Temporal |  |  | THERMOMETERTEMPORAL-Exergen-TAT-5000 |  |  |  | Covered PM Repair - Biomedical | MHHS-Mem City
NO | NO |  |  |  | A729570 |  | Exergen Corporation | TAT-5000 |  | A729570 | MEMORIAL CITY - MHT - JHC OR | MHHS-Mem City |  | Thermometer, Temporal |  | A729570 |  | West & Memorial City |  | MEMORIAL CITY - MHT - JHC OR | [5 empty] | THERMOMETERS, ELECTRONIC, PATIENT |  | THERMOMETERTEMPORAL-Exergen-TAT-5000 | THERMOMETERTEMPORAL | TAT 5000 |  |  |  | Exergen | Thermometer, Temporal |  |  | THERMOMETERTEMPORAL-Exergen-TAT-5000 |  |  |  | Covered PM Repair - Biomedical | MHHS-Mem City
NO | NO |  |  |  | A450772 |  | Exergen Corporation | TAT-5000 |  | A450772 | MEMORIAL CITY - MHT - JHC PACU | MHHS-Mem City |  | Thermometer, Temporal |  | A450772 |  | West & Memorial City |  | MEMORIAL CITY - MHT - JHC PACU | [5 empty] | THERMOMETERS, ELECTRONIC, PATIENT |  | THERMOMETERTEMPORAL-Exergen-TAT-5000 | THERMOMETERTEMPORAL | TAT 5000 |  |  |  | Exergen | Thermometer, Temporal |  |  | THERMOMETERTEMPORAL-Exergen-TAT-5000 |  |  |  | Covered PM Repair - Biomedical | MHHS-Mem City
NO | NO |  |  |  | A453900 |  | Exergen Corporation | TAT-5000 |  | A453900 | MEMORIAL CITY - MHT - JHC PACU | MHHS-Mem City |  | Thermometer, Temporal |  | A453900 |  | West & Memorial City |  | MEMORIAL CITY - MHT - JHC PACU | [5 empty] | THERMOMETERS, ELECTRONIC, PATIENT |  | THERMOMETERTEMPORAL-Exergen-TAT-5000 | THERMOMETERTEMPORAL | TAT 5000 |  |  |  | Exergen | Thermometer, Temporal |  |  | THERMOMETERTEMPORAL-Exergen-TAT-5000 |  |  |  | Covered PM Repair - Respiratory/Steriliz | MHHS-Mem City
NO | NO |  |  |  | A456974 |  | Exergen Corporation | TAT-5000 |  | A456974 | MEMORIAL CITY - MHT - JHC PACU | MHHS-Mem City |  | Thermometer, Temporal |  | A456974 |  | West & Memorial City |  | MEMORIAL CITY - MHT - JHC PACU | [5 empty] | THERMOMETERS, ELECTRONIC, PATIENT |  | THERMOMETERTEMPORAL-Exergen-TAT-5000 | THERMOMETERTEMPORAL | TAT 5000 |  |  |  | Exergen | Thermometer, Temporal |  |  | THERMOMETERTEMPORAL-Exergen-TAT-5000 |  |  |  | Covered PM Repair - Respiratory/Steriliz | MHHS-Mem City
NO | NO |  |  |  | A457075 |  | Exergen Corporation | TAT-5000 |  | A457075 | MEMORIAL CITY - MHT - JHC PACU | MHHS-Mem City |  | Thermometer, Temporal |  | A457075 |  | West & Memorial City |  | MEMORIAL CITY - MHT - JHC PACU | [5 empty] | THERMOMETERS, ELECTRONIC, PATIENT |  | THERMOMETERTEMPORAL-Exergen-TAT-5000 | THERMOMETERTEMPORAL | TAT 5000 |  |  |  | Exergen | Thermometer, Temporal |  |  | THERMOMETERTEMPORAL-Exergen-TAT-5000 |  |  |  | Covered PM Repair - Biomedical | MHHS-Mem City
NO | NO |  |  |  | A504849 |  | Exergen Corporation | TAT-5000 |  | A504849 | MEMORIAL CITY - MHT - JHC PACU | MHHS-Mem City |  | Thermometer, Temporal |  | A504849 |  | West & Memorial City |  | MEMORIAL CITY - MHT - JHC PACU | [5 empty] | THERMOMETERS, ELECTRONIC, PATIENT |  | THERMOMETERTEMPORAL-Exergen-TAT-5000 | THERMOMETERTEMPORAL | TAT 5000 |  |  |  | Exergen | Thermometer, Temporal |  |  | THERMOMETERTEMPORAL-Exergen-TAT-5000 |  |  |  | Covered PM Repair - Biomedical | MHHS-Mem City
NO | NO |  |  |  | A870343 |  | Exergen Corporation | TAT-5000 |  | A870343 | MEMORIAL CITY - MHT - JHC PACU | MHHS-Mem City |  | Thermometer, Temporal |  | A870343 |  | West & Memorial City |  | MEMORIAL CITY - MHT - JHC PACU | [5 empty] | THERMOMETERS, ELECTRONIC, PATIENT |  | THERMOMETERTEMPORAL-Exergen-TAT-5000 | THERMOMETERTEMPORAL | TAT 5000 |  |  |  | Exergen | Thermometer, Temporal |  |  | THERMOMETERTEMPORAL-Exergen-TAT-5000 |  |  |  | Covered PM Repair - Biomedical | MHHS-Mem City
NO | NO |  |  |  | 041-34303 |  | Exergen Corporation | TAT-5000 |  | A829703 | MEMORIAL CITY - MHT - MED/SURG | MHHS-Mem City |  | Thermometer, Temporal |  | 041-34303 |  | West & Memorial City |  | MEMORIAL CITY - MHT - MED/SURG | [5 empty] | THERMOMETERS, ELECTRONIC, PATIENT |  | THERMOMETERTEMPORAL-Exergen-TAT-5000 | THERMOMETERTEMPORAL | TAT 5000 |  |  |  | Exergen | Thermometer, Temporal |  |  | THERMOMETERTEMPORAL-Exergen-TAT-5000 |  |  |  | Covered PM Repair - Biomedical | MHHS-Mem City
NO | NO |  |  |  | A828828 |  | Exergen Corporation | TAT-5000 |  | A828828 | MEMORIAL CITY - MHT - ONCOLOGY | MHHS-Mem City |  | Thermometer, Temporal |  | A828828 |  | West & Memorial City |  | MEMORIAL CITY - MHT - ONCOLOGY | [5 empty] | THERMOMETERS, ELECTRONIC, PATIENT |  | THERMOMETERTEMPORAL-Exergen-TAT-5000 | THERMOMETERTEMPORAL | TAT 5000 |  |  |  | Exergen | Thermometer, Temporal |  |  | THERMOMETERTEMPORAL-Exergen-TAT-5000 |  |  |  | Not Covered Vendor Only - Biomedical | MHHS-Mem City
NO | NO |  |  |  | A828846 |  | Exergen Corporation | TAT-5000 |  | A828846 | MEMORIAL CITY - MHT - ONCOLOGY | MHHS-Mem City |  | Thermometer, Temporal |  | A828846 |  | West & Memorial City |  | MEMORIAL CITY - MHT - ONCOLOGY | [5 empty] | THERMOMETERS, ELECTRONIC, PATIENT |  | THERMOMETERTEMPORAL-Exergen-TAT-5000 | THERMOMETERTEMPORAL | TAT 5000 |  |  |  | Exergen | Thermometer, Temporal |  |  | THERMOMETERTEMPORAL-Exergen-TAT-5000 |  |  |  | Not Covered Vendor Only - Biomedical | MHHS-Mem City
NO | NO |  |  |  | A897515 |  | Exergen Corporation | TAT-5000 |  | A879515 | MEMORIAL CITY - MHT- JHC PRE OP | MHHS-Mem City |  | Thermometer, Temporal |  | A897515 |  | West & Memorial City |  | MEMORIAL CITY - MHT- JHC PRE OP | [5 empty] | THERMOMETERS, ELECTRONIC, PATIENT |  | THERMOMETERTEMPORAL-Exergen-TAT-5000 | THERMOMETERTEMPORAL | TAT 5000 |  |  |  | Exergen | Thermometer, Temporal |  |  | THERMOMETERTEMPORAL-Exergen-TAT-5000 |  |  |  | Not Covered - Biomedical | MHHS-Mem City
NO | NO |  |  |  | A637149 |  | Exergen Corporation | TAT-5000 |  | A637149 | MEMORIAL CITY - MICU | MHHS-Mem City |  | Thermometer, Temporal |  | A637149 |  | West & Memorial City |  | MEMORIAL CITY - MICU | [5 empty] | THERMOMETERS, ELECTRONIC, PATIENT |  | THERMOMETERTEMPORAL-Exergen-TAT-5000 | THERMOMETERTEMPORAL | TAT 5000 |  |  |  | Exergen | Thermometer, Temporal |  |  | THERMOMETERTEMPORAL-Exergen-TAT-5000 |  |  |  | Not Covered - Biomedical | MHHS-Mem City
NO | NO |  |  |  | A747790 |  | Exergen Corporation | TAT-5000 |  | A747790 | MEMORIAL CITY - MOR PREOP | MHHS-Mem City |  | Thermometer, Temporal |  | A747790 |  | West & Memorial City |  | MEMORIAL CITY - MOR PREOP | [5 empty] | THERMOMETERS, ELECTRONIC, PATIENT |  | THERMOMETERTEMPORAL-Exergen-TAT-5000 | THERMOMETERTEMPORAL | TAT 5000 |  |  |  | Exergen | Thermometer, Temporal |  |  | THERMOMETERTEMPORAL-Exergen-TAT-5000 |  |  |  | Not Covered - Biomedical | MHHS-Mem City
NO | NO |  |  |  | 041-18310 |  | Exergen Corporation | TAT-5000 |  | A 425193 | MEMORIAL CITY - MOR RECOVERY | MHHS-Mem City |  | Thermometer, Temporal |  | 041-18310 |  | West & Memorial City |  | MEMORIAL CITY - MOR RECOVERY | [5 empty] | THERMOMETERS, ELECTRONIC, PATIENT |  | THERMOMETERTEMPORAL-Exergen-TAT-5000 | THERMOMETERTEMPORAL | TAT 5000 |  |  |  | Exergen | Thermometer, Temporal |  |  | THERMOMETERTEMPORAL-Exergen-TAT-5000 |  |  |  | Not Covered - Biomedical | MHHS-Mem City
NO | NO |  |  |  | 041-18311 |  | Exergen Corporation | TAT-5000 |  | A 420859 | MEMORIAL CITY - MOR RECOVERY | MHHS-Mem City |  | Thermometer, Temporal |  | 041-18311 |  | West & Memorial City |  | MEMORIAL CITY - MOR RECOVERY | [5 empty] | THERMOMETERS, ELECTRONIC, PATIENT |  | THERMOMETERTEMPORAL-Exergen-TAT-5000 | THERMOMETERTEMPORAL | TAT 5000 |  |  |  | Exergen | Thermometer, Temporal |  |  | THERMOMETERTEMPORAL-Exergen-TAT-5000 |  |  |  | Not Covered - Biomedical | MHHS-Mem City
NO | NO |  |  |  | 041-18312 |  | Exergen Corporation | TAT-5000 |  | A 421852 | MEMORIAL CITY - MOR RECOVERY | MHHS-Mem City |  | Thermometer, Temporal |  | 041-18312 |  | West & Memorial City |  | MEMORIAL CITY - MOR RECOVERY | [5 empty] | THERMOMETERS, ELECTRONIC, PATIENT |  | THERMOMETERTEMPORAL-Exergen-TAT-5000 | THERMOMETERTEMPORAL | TAT 5000 |  |  |  | Exergen | Thermometer, Temporal |  |  | THERMOMETERTEMPORAL-Exergen-TAT-5000 |  |  |  | Not Covered - Biomedical | MHHS-Mem City
NO | NO |  |  |  | A729525 |  | Exergen Corporation | TAT-5000 |  | A729525 | MEMORIAL CITY - MOR RECOVERY | MHHS-Mem City |  | Thermometer, Temporal |  | A729525 |  | West & Memorial City |  | MEMORIAL CITY - MOR RECOVERY | [5 empty] | THERMOMETERS, ELECTRONIC, PATIENT |  | THERMOMETERTEMPORAL-Exergen-TAT-5000 | THERMOMETERTEMPORAL | TAT 5000 |  |  |  | Exergen | Thermometer, Temporal |  |  | THERMOMETERTEMPORAL-Exergen-TAT-5000 |  |  |  | Not Covered - Biomedical | MHHS-Mem City
NO | NO |  |  |  | A753958 |  | Exergen Corporation | TAT-5000 |  | A753958 | MEMORIAL CITY - MOR RECOVERY | MHHS-Mem City |  | Thermometer, Temporal |  | A753958 |  | West & Memorial City |  | MEMORIAL CITY - MOR RECOVERY | [5 empty] | THERMOMETERS, ELECTRONIC, PATIENT |  | THERMOMETERTEMPORAL-Exergen-TAT-5000 | THERMOMETERTEMPORAL | TAT 5000 |  |  |  | Exergen | Thermometer, Temporal |  |  | THERMOMETERTEMPORAL-Exergen-TAT-5000 |  |  |  | Not Covered - Biomedical | MHHS-Mem City
NO | NO |  |  |  | 041-18309 |  | Exergen Corporation | TAT-5000 |  | A 425198 | MEMORIAL CITY - OUTPATIENT SURGERY RECOVERY | MHHS-Mem City |  | Thermometer, Temporal |  | 041-18309 |  | West & Memorial City |  | MEMORIAL CITY - OUTPATIENT SURGERY RECOVERY | [5 empty] | THERMOMETERS, ELECTRONIC, PATIENT |  | THERMOMETERTEMPORAL-Exergen-TAT-5000 | THERMOMETERTEMPORAL | TAT 5000 |  |  |  | Exergen | Thermometer, Temporal |  |  | THERMOMETERTEMPORAL-Exergen-TAT-5000 |  |  |  | Covered PM Repair - Biomedical | MHHS-Mem City
NO | NO |  |  |  | A233690 |  | Exergen Corporation | TAT-5000 |  | A233690 | MEMORIAL CITY - OUTPATIENT SURGERY RECOVERY | MHHS-Mem City |  | Thermometer, Temporal |  | A233690 |  | West & Memorial City |  | MEMORIAL CITY - OUTPATIENT SURGERY RECOVERY | [5 empty] | THERMOMETERS, ELECTRONIC, PATIENT |  | THERMOMETERTEMPORAL-Exergen-TAT-5000 | THERMOMETERTEMPORAL | TAT 5000 |  |  |  | Exergen | Thermometer, Temporal |  |  | THERMOMETERTEMPORAL-Exergen-TAT-5000 |  |  |  | Covered PM Repair - Biomedical | MHHS-Mem City
NO | NO |  |  |  | A857631 |  | Exergen Corporation | TAT-5000 |  | A857631 | MEMORIAL CITY - OUTPATIENT SURGERY RECOVERY | MHHS-Mem City |  | Thermometer, Temporal |  | A857631 |  | West & Memorial City |  | MEMORIAL CITY - OUTPATIENT SURGERY RECOVERY | [5 empty] | THERMOMETERS, ELECTRONIC, PATIENT |  | THERMOMETERTEMPORAL-Exergen-TAT-5000 | THERMOMETERTEMPORAL | TAT 5000 |  |  |  | Exergen | Thermometer, Temporal |  |  | THERMOMETERTEMPORAL-Exergen-TAT-5000 |  |  |  | Covered PM Repair - Biomedical | MHHS-Mem City
NO | NO |  |  |  | A857668 |  | Exergen Corporation | TAT-5000 |  | A857668 | MEMORIAL CITY - OUTPATIENT SURGERY RECOVERY | MHHS-Mem City |  | Thermometer, Temporal |  | A857668 |  | West & Memorial City |  | MEMORIAL CITY - OUTPATIENT SURGERY RECOVERY | [5 empty] | THERMOMETERS, ELECTRONIC, PATIENT |  | THERMOMETERTEMPORAL-Exergen-TAT-5000 | THERMOMETERTEMPORAL | TAT 5000 |  |  |  | Exergen | Thermometer, Temporal |  |  | THERMOMETERTEMPORAL-Exergen-TAT-5000 |  |  |  | Not Covered - Biomedical | MHHS-Mem City
NO | NO |  |  |  | A509552 |  | Exergen Corporation | TAT-5000 |  | A509552 | MH MG - (CY) - FAIRFIELD [MP1-STE100] | MHHS-MG |  | Thermometer, Temporal |  | A509552 |  | Northwest & Cypress |  | MH MG - (CY) - FAIRFIELD [MP1-STE100] | [5 empty] | THERMOMETERS, ELECTRONIC, PATIENT |  | THERMOMETERTEMPORAL-Exergen-TAT-5000 | THERMOMETERTEMPORAL | TAT 5000 |  |  |  | Exergen | Thermometer, Temporal |  |  | THERMOMETERTEMPORAL-Exergen-TAT-5000 |  |  |  | Covered PM Repair - Biomedical | MHHS-MG
NO | NO |  |  |  | A634113 |  | Exergen Corporation | TAT-5000 |  | A634113 | MH MG - (GH) - GH CCC | MHHS-MG |  | Thermometer, Temporal |  | A634113 |  | Central & Greater Heights |  | MH MG - (GH) - GH CCC | [5 empty] | THERMOMETERS, ELECTRONIC, PATIENT |  | THERMOMETERTEMPORAL-Exergen-TAT-5000 | THERMOMETERTEMPORAL | TAT 5000 |  |  |  | Exergen | Thermometer, Temporal |  |  | THERMOMETERTEMPORAL-Exergen-TAT-5000 |  |  |  | Covered PM Repair - Biomedical | MHHS-MG
NO | NO |  |  |  | A637189 |  | Exergen Corporation | TAT-5000 |  | A637189 | MH MG - (GH) - GH CCC - TIMESHARE | MHHS-MG |  | Thermometer, Temporal |  | A637189 |  | Central & Greater Heights |  | MH MG - (GH) - GH CCC - TIMESHARE | [5 empty] | THERMOMETERS, ELECTRONIC, PATIENT |  | THERMOMETERTEMPORAL-Exergen-TAT-5000 | THERMOMETERTEMPORAL | TAT 5000 |  |  |  | Exergen | Thermometer, Temporal |  |  | THERMOMETERTEMPORAL-Exergen-TAT-5000 |  |  |  | Not Covered Vendor Only - Biomedical | MHHS-MG
NO | NO |  |  |  | A646545 |  | Exergen Corporation | TAT-5000 |  | A646545 | MH MG - (GH) - GH CCC - TIMESHARE | MHHS-MG |  | Thermometer, Temporal |  | A646545 |  | Central & Greater Heights |  | MH MG - (GH) - GH CCC - TIMESHARE | [5 empty] | THERMOMETERS, ELECTRONIC, PATIENT |  | THERMOMETERTEMPORAL-Exergen-TAT-5000 | THERMOMETERTEMPORAL | TAT 5000 |  |  |  | Exergen | Thermometer, Temporal |  |  | THERMOMETERTEMPORAL-Exergen-TAT-5000 |  |  |  | Covered PM Repair - Radiology, Low End | MHHS-MG
NO | NO |  |  |  | A829689 |  | Exergen Corporation | TAT-5000 |  | A829689 | MH MG - (GH) - GH TIMESHARE | MHHS-MG |  | Thermometer, Temporal |  | A829689 |  | Central & Greater Heights |  | MH MG - (GH) - GH TIMESHARE | [5 empty] | THERMOMETERS, ELECTRONIC, PATIENT |  | THERMOMETERTEMPORAL-Exergen-TAT-5000 | THERMOMETERTEMPORAL | TAT 5000 |  |  |  | Exergen | Thermometer, Temporal |  |  | THERMOMETERTEMPORAL-Exergen-TAT-5000 |  |  |  | Covered PM Repair - Radiology, Low End | MHHS-MG
NO | NO |  |  |  | A505906 |  | Exergen Corporation | TAT-5000 |  | A505906 | MH MG - (KY) - KATY PEDS (MP2) | MHHS-MG |  | Thermometer, Temporal |  | A505906 |  | Katy |  | MH MG - (KY) - KATY PEDS (MP2) | [5 empty] | THERMOMETERS, ELECTRONIC, PATIENT |  | THERMOMETERTEMPORAL-Exergen-TAT-5000 | THERMOMETERTEMPORAL | TAT 5000 |  |  |  | Exergen | Thermometer, Temporal |  |  | THERMOMETERTEMPORAL-Exergen-TAT-5000 |  |  |  | Not Covered Vendor Only - Rad, Low End | MHHS-MG
NO | NO |  |  |  | A516805 |  | Exergen Corporation | TAT-5000 |  | A516805 | MH MG - (KY) - KATY PEDS (MP2) | MHHS-MG |  | Thermometer, Temporal |  | A516805 |  | Katy |  | MH MG - (KY) - KATY PEDS (MP2) | [5 empty] | THERMOMETERS, ELECTRONIC, PATIENT |  | THERMOMETERTEMPORAL-Exergen-TAT-5000 | THERMOMETERTEMPORAL | TAT 5000 |  |  |  | Exergen | Thermometer, Temporal |  |  | THERMOMETERTEMPORAL-Exergen-TAT-5000 |  |  |  | Covered PM Repair - Biomedical | MHHS-MG
NO | NO |  |  |  | A610086 |  | Exergen Corporation | TAT-5000 |  | A610086 | MH MG - (NE) - KINGWOOD CCC - TIMESHARE | MHHS-MG |  | Thermometer, Temporal |  | A610086 |  | Katy |  | MH MG - (NE) - KINGWOOD CCC - TIMESHARE | [5 empty] | THERMOMETERS, ELECTRONIC, PATIENT |  | THERMOMETERTEMPORAL-Exergen-TAT-5000 | THERMOMETERTEMPORAL | TAT 5000 |  |  |  | Exergen | Thermometer, Temporal |  |  | THERMOMETERTEMPORAL-Exergen-TAT-5000 |  |  |  | Covered PM Repair - Radiology, Low End | MHHS-MG
NO | NO |  |  |  | A627510 |  | Exergen Corporation | TAT-5000 |  | A627510 | MH MG - (NE) - KINGWOOD CCC - TIMESHARE | MHHS-MG |  | Thermometer, Temporal |  | A627510 |  | Katy |  | MH MG - (NE) - KINGWOOD CCC - TIMESHARE | [5 empty] | THERMOMETERS, ELECTRONIC, PATIENT |  | THERMOMETERTEMPORAL-Exergen-TAT-5000 | THERMOMETERTEMPORAL | TAT 5000 |  |  |  | Exergen | Thermometer, Temporal |  |  | THERMOMETERTEMPORAL-Exergen-TAT-5000 |  |  |  | Covered PM Repair - Radiology, High End | MHHS-MG
NO | NO |  |  |  | A634106 |  | Exergen Corporation | TAT-5000 |  | A634106 | MH MG - (NE) - KINGWOOD CCC - TIMESHARE | MHHS-MG |  | Thermometer, Temporal |  | A634106 |  | Katy |  | MH MG - (NE) - KINGWOOD CCC - TIMESHARE | [5 empty] | THERMOMETERS, ELECTRONIC, PATIENT |  | THERMOMETERTEMPORAL-Exergen-TAT-5000 | THERMOMETERTEMPORAL | TAT 5000 |  |  |  | Exergen | Thermometer, Temporal |  |  | THERMOMETERTEMPORAL-Exergen-TAT-5000 |  |  |  | Covered PM Repair - Biomedical | MHHS-MG
NO | NO |  |  |  | A670366 |  | Exergen Corporation | TAT-5000 |  | A670366 | MH MG - (NE) - KINGWOOD CCC - TIMESHARE | MHHS-MG |  | Thermometer, Temporal |  | A670366 |  | Katy |  | MH MG - (NE) - KINGWOOD CCC - TIMESHARE | [5 empty] | THERMOMETERS, ELECTRONIC, PATIENT |  | THERMOMETERTEMPORAL-Exergen-TAT-5000 | THERMOMETERTEMPORAL | TAT 5000 |  |  |  | Exergen | Thermometer, Temporal |  |  | THERMOMETERTEMPORAL-Exergen-TAT-5000 |  |  |  | Covered PM Repair - Radiology, Low End | MHHS-MG
NO | NO |  |  |  | A677664 |  | Exergen Corporation | TAT-5000 |  | A677664 | MH MG - (NE) - KINGWOOD CCC - TIMESHARE | MHHS-MG |  | Thermometer, Temporal |  | A677664 |  | Katy |  | MH MG - (NE) - KINGWOOD CCC - TIMESHARE | [5 empty] | THERMOMETERS, ELECTRONIC, PATIENT |  | THERMOMETERTEMPORAL-Exergen-TAT-5000 | THERMOMETERTEMPORAL | TAT 5000 |  |  |  | Exergen | Thermometer, Temporal |  |  | THERMOMETERTEMPORAL-Exergen-TAT-5000 |  |  |  | Covered PM Repair - Radiology, Low End | MHHS-MG
NO | NO |  |  |  | A679156 |  | Exergen Corporation | TAT-5000 |  | A679156 | MH MG - (NE) - KINGWOOD CCC - TIMESHARE | MHHS-MG |  | Thermometer, Temporal |  | A679156 |  | Katy |  | MH MG - (NE) - KINGWOOD CCC - TIMESHARE | [5 empty] | THERMOMETERS, ELECTRONIC, PATIENT |  | THERMOMETERTEMPORAL-Exergen-TAT-5000 | THERMOMETERTEMPORAL | TAT 5000 |  |  |  | Exergen | Thermometer, Temporal |  |  | THERMOMETERTEMPORAL-Exergen-TAT-5000 |  |  |  | Covered PM Repair - Biomedical | MHHS-MG
NO | NO |  |  |  | A680844 |  | Exergen Corporation | TAT-5000 |  | A680844 | MH MG - (NE) - KINGWOOD CCC - TIMESHARE | MHHS-MG |  | Thermometer, Temporal |  | A680844 |  | Katy |  | MH MG - (NE) - KINGWOOD CCC - TIMESHARE | [5 empty] | THERMOMETERS, ELECTRONIC, PATIENT |  | THERMOMETERTEMPORAL-Exergen-TAT-5000 | THERMOMETERTEMPORAL | TAT 5000 |  |  |  | Exergen | Thermometer, Temporal |  |  | THERMOMETERTEMPORAL-Exergen-TAT-5000 |  |  |  | Covered PM Repair - Radiology, Low End | MHHS-MG
NO | NO |  |  |  | 005-10769 |  | Exergen Corporation | TAT-5000 |  | A497709 | MH MG - (SE) - ALVIN | MHHS-MG |  | Thermometer, Temporal |  | 005-10769 |  | Southeast & Bay Area |  | MH MG - (SE) - ALVIN | [5 empty] | THERMOMETERS, ELECTRONIC, PATIENT |  | THERMOMETERTEMPORAL-Exergen-TAT-5000 | THERMOMETERTEMPORAL | TAT 5000 |  |  |  | Exergen | Thermometer, Temporal |  |  | THERMOMETERTEMPORAL-Exergen-TAT-5000 |  |  |  | Covered PM Repair - Biomedical | MHHS-MG
NO | NO |  |  |  | 005-11742 |  | Exergen Corporation | TAT-5000 |  | A524365 | MH MG - (SE) - URGENT CARE - CLEAR LAKE (WEBSTER) | MHHS-MG |  | Thermometer, Temporal |  | 005-11742 |  | Southeast & Bay Area |  | MH MG - (SE) - URGENT CARE - CLEAR LAKE (WEBSTER) | [5 empty] | THERMOMETERS, ELECTRONIC, PATIENT |  | THERMOMETERTEMPORAL-Exergen-TAT-5000 | THERMOMETERTEMPORAL | TAT 5000 |  |  |  | Exergen | Thermometer, Temporal |  |  | THERMOMETERTEMPORAL-Exergen-TAT-5000 |  |  |  | Covered PM Repair - Biomedical | MHHS-MG
NO | NO |  |  |  | 129-06820 |  | Exergen Corporation | TAT-5000 |  | A516812 | MH MG - (SL) - SUGAR LAND PRIMARY CARE (MP1) | MHHS-MG |  | Thermometer, Temporal |  | 129-06820 |  | Sugar Land |  | MH MG - (SL) - SUGAR LAND PRIMARY CARE (MP1) | [5 empty] | THERMOMETERS, ELECTRONIC, PATIENT |  | THERMOMETERTEMPORAL-Exergen-TAT-5000 | THERMOMETERTEMPORAL | TAT 5000 |  |  |  | Exergen | Thermometer, Temporal |  |  | THERMOMETERTEMPORAL-Exergen-TAT-5000 |  |  |  | Not Covered - Biomedical | MHHS-MG
NO | NO |  |  |  | 129-06821 |  | Exergen Corporation | TAT-5000 |  | A522115 | MH MG - (SL) - SUGAR LAND PRIMARY CARE (MP1) | MHHS-MG |  | Thermometer, Temporal |  | 129-06821 |  | Sugar Land |  | MH MG - (SL) - SUGAR LAND PRIMARY CARE (MP1) | [5 empty] | THERMOMETERS, ELECTRONIC, PATIENT |  | THERMOMETERTEMPORAL-Exergen-TAT-5000 | THERMOMETERTEMPORAL | TAT 5000 |  |  |  | Exergen | Thermometer, Temporal |  |  | THERMOMETERTEMPORAL-Exergen-TAT-5000 |  |  |  | Covered PM Repair - Biomedical | MHHS-MG
NO | NO |  |  |  | 925-01213 |  | Exergen Corporation | TAT-5000 |  | A455730 | MH MG - (SW) - BELLAIRE CENTER | MHHS-MG |  | Thermometer, Temporal |  | 925-01213 |  | Southwest |  | MH MG - (SW) - BELLAIRE CENTER | [5 empty] | THERMOMETERS, ELECTRONIC, PATIENT |  | THERMOMETERTEMPORAL-Exergen-TAT-5000 | THERMOMETERTEMPORAL | TAT 5000 |  |  |  | Exergen | Thermometer, Temporal |  |  | THERMOMETERTEMPORAL-Exergen-TAT-5000 |  |  |  | Covered PM Repair - Biomedical | MHHS-MG
NO | NO |  |  |  | A280880 |  | Exergen Corporation | TAT-5000 |  | A280880 | MH MG - (TMC) - FANNIN PEDIATRICS (STE 2110) | MHHS-MG |  | Thermometer, Temporal |  | A280880 |  | TMC |  | MH MG - (TMC) - FANNIN PEDIATRICS (STE 2110) | [5 empty] | THERMOMETERS, ELECTRONIC, PATIENT |  | THERMOMETERTEMPORAL-Exergen-TAT-5000 | THERMOMETERTEMPORAL | TAT 5000 |  |  |  | Exergen | Thermometer, Temporal |  |  | THERMOMETERTEMPORAL-Exergen-TAT-5000 |  |  |  | Covered PM Repair - Respiratory/Steriliz | MHHS-MG
NO | NO |  |  |  | 000-05166 |  | Exergen Corporation | TAT-5000 |  | A849434 | MH MG - (TMC) - URGENT CARE - WEST UNIVERSITY | MHHS-MG |  | Thermometer, Temporal |  | 000-05166 |  | TMC |  | MH MG - (TMC) - URGENT CARE - WEST UNIVERSITY | [5 empty] | THERMOMETERS, ELECTRONIC, PATIENT |  | THERMOMETERTEMPORAL-Exergen-TAT-5000 | THERMOMETERTEMPORAL | TAT 5000 |  |  |  | Exergen | Thermometer, Temporal |  |  | THERMOMETERTEMPORAL-Exergen-TAT-5000 |  |  |  | Covered PM Repair - Respiratory/Steriliz | MHHS-MG
NO | NO |  |  |  | 000-05167 |  | Exergen Corporation | TAT-5000 |  | A849416 | MH MG - (TMC) - URGENT CARE - WEST UNIVERSITY | MHHS-MG |  | Thermometer, Temporal |  | 000-05167 |  | TMC |  | MH MG - (TMC) - URGENT CARE - WEST UNIVERSITY | [5 empty] | THERMOMETERS, ELECTRONIC, PATIENT |  | THERMOMETERTEMPORAL-Exergen-TAT-5000 | THERMOMETERTEMPORAL | TAT 5000 |  |  |  | Exergen | Thermometer, Temporal |  |  | THERMOMETERTEMPORAL-Exergen-TAT-5000 |  |  |  | Rounds - Fixed | MHHS-MG
NO | NO |  |  |  | 142-03475 |  | Exergen Corporation | TAT-5000 |  | A 495213 | NE - CENTRAL SUPPLY | MHHS-Northeast |  | Thermometer, Temporal |  | 142-03475 |  | Katy |  | NE - CENTRAL SUPPLY | [5 empty] | THERMOMETERS, ELECTRONIC, PATIENT |  | THERMOMETERTEMPORAL-Exergen-TAT-5000 | THERMOMETERTEMPORAL | TAT 5000 |  |  |  | Exergen | Thermometer, Temporal |  |  | THERMOMETERTEMPORAL-Exergen-TAT-5000 |  |  |  | Covered PM Repair - Biomedical | MHHS-Northeast
NO | NO |  |  |  | 142-03476 |  | Exergen Corporation | TAT-5000 |  | A 493988 | NE - CENTRAL SUPPLY | MHHS-Northeast |  | Thermometer, Temporal |  | 142-03476 |  | Katy |  | NE - CENTRAL SUPPLY | [5 empty] | THERMOMETERS, ELECTRONIC, PATIENT |  | THERMOMETERTEMPORAL-Exergen-TAT-5000 | THERMOMETERTEMPORAL | TAT 5000 |  |  |  | Exergen | Thermometer, Temporal |  |  | THERMOMETERTEMPORAL-Exergen-TAT-5000 |  |  |  | Covered PM Repair - Biomedical | MHHS-Northeast
NO | NO |  |  |  | 142-07421 |  | Exergen Corporation | TAT-5000 |  | A756671 | NE - DAY SURGERY | MHHS-Northeast |  | Thermometer, Temporal |  | 142-07421 |  | Katy |  | NE - DAY SURGERY | [5 empty] | THERMOMETERS, ELECTRONIC, PATIENT |  | THERMOMETERTEMPORAL-Exergen-TAT-5000 | THERMOMETERTEMPORAL | TAT 5000 |  |  |  | Exergen | Thermometer, Temporal |  |  | THERMOMETERTEMPORAL-Exergen-TAT-5000 |  |  |  | Covered PM Repair - Biomedical | MHHS-Northeast
NO | NO |  |  |  | 142-07422 |  | Exergen Corporation | TAT-5000 |  | A756678 | NE - DAY SURGERY | MHHS-Northeast |  | Thermometer, Temporal |  | 142-07422 |  | Katy |  | NE - DAY SURGERY | [5 empty] | THERMOMETERS, ELECTRONIC, PATIENT |  | THERMOMETERTEMPORAL-Exergen-TAT-5000 | THERMOMETERTEMPORAL | TAT 5000 |  |  |  | Exergen | Thermometer, Temporal |  |  | THERMOMETERTEMPORAL-Exergen-TAT-5000 |  |  |  | Covered PM Repair - Biomedical | MHHS-Northeast
NO | NO |  |  |  | A424423 |  | Exergen Corporation | TAT-5000 |  | A424423 | NE - DAY SURGERY | MHHS-Northeast |  | Thermometer, Temporal |  | A424423 |  | Katy |  | NE - DAY SURGERY | [5 empty] | THERMOMETERS, ELECTRONIC, PATIENT |  | THERMOMETERTEMPORAL-Exergen-TAT-5000 | THERMOMETERTEMPORAL | TAT 5000 |  |  |  | Exergen | Thermometer, Temporal |  |  | THERMOMETERTEMPORAL-Exergen-TAT-5000 |  |  |  | Covered PM Repair - Biomedical | MHHS-Northeast
NO | NO |  |  |  | A480735 |  | Exergen Corporation | TAT-5000 |  | A480735 | NE - DAY SURGERY | MHHS-Northeast |  | Thermometer, Temporal |  | A480735 |  | Katy |  | NE - DAY SURGERY | [5 empty] | THERMOMETERS, ELECTRONIC, PATIENT |  | THERMOMETERTEMPORAL-Exergen-TAT-5000 | THERMOMETERTEMPORAL | TAT 5000 |  |  |  | Exergen | Thermometer, Temporal |  |  | THERMOMETERTEMPORAL-Exergen-TAT-5000 |  |  |  | Covered PM Repair - Biomedical | MHHS-Northeast
NO | NO |  |  |  | A487424 |  | Exergen Corporation | TAT-5000 |  | A487424 | NE - DAY SURGERY | MHHS-Northeast |  | Thermometer, Temporal |  | A487424 |  | Katy |  | NE - DAY SURGERY | [5 empty] | THERMOMETERS, ELECTRONIC, PATIENT |  | THERMOMETERTEMPORAL-Exergen-TAT-5000 | THERMOMETERTEMPORAL | TAT 5000 |  |  |  | Exergen | Thermometer, Temporal |  |  | THERMOMETERTEMPORAL-Exergen-TAT-5000 |  |  |  | Covered PM Repair - Biomedical | MHHS-Northeast
NO | NO |  |  |  | A485888 |  | Exergen Corporation | TAT-5000 |  | A485888 | NE - ENDOSCOPY | MHHS-Northeast |  | Thermometer, Temporal |  | A485888 |  | Katy |  | NE - ENDOSCOPY | [5 empty] | THERMOMETERS, ELECTRONIC, PATIENT |  | THERMOMETERTEMPORAL-Exergen-TAT-5000 | THERMOMETERTEMPORAL | TAT 5000 |  |  |  | Exergen | Thermometer, Temporal |  |  | THERMOMETERTEMPORAL-Exergen-TAT-5000 |  |  |  | Covered PM Repair - Biomedical | MHHS-Northeast
NO | NO |  |  |  | A485890 |  | Exergen Corporation | TAT-5000 |  | A485890 | NE - ENDOSCOPY | MHHS-Northeast |  | Thermometer, Temporal |  | A485890 |  | Katy |  | NE - ENDOSCOPY | [5 empty] | THERMOMETERS, ELECTRONIC, PATIENT |  | THERMOMETERTEMPORAL-Exergen-TAT-5000 | THERMOMETERTEMPORAL | TAT 5000 |  |  |  | Exergen | Thermometer, Temporal |  |  | THERMOMETERTEMPORAL-Exergen-TAT-5000 |  |  |  | Covered PM Repair - Biomedical | MHHS-Northeast
NO | NO |  |  |  | 142-06949 |  | Exergen Corporation | TAT-5000 |  | A 594419 | NE - OR | MHHS-Northeast |  | Thermometer, Temporal |  | 142-06949 |  | Katy |  | NE - OR | [5 empty] | THERMOMETERS, ELECTRONIC, PATIENT |  | THERMOMETERTEMPORAL-Exergen-TAT-5000 | THERMOMETERTEMPORAL | TAT 5000 |  |  |  | Exergen | Thermometer, Temporal |  |  | THERMOMETERTEMPORAL-Exergen-TAT-5000 |  |  |  | Covered PM Repair - Biomedical | MHHS-Northeast
NO | NO |  |  |  | A495482 |  | Exergen Corporation | TAT-5000 |  | A495482 | NE - OR HOLDING | MHHS-Northeast |  | Thermometer, Temporal |  | A495482 |  | Katy |  | NE - OR HOLDING | [5 empty] | THERMOMETERS, ELECTRONIC, PATIENT |  | THERMOMETERTEMPORAL-Exergen-TAT-5000 | THERMOMETERTEMPORAL | TAT 5000 |  |  |  | Exergen | Thermometer, Temporal |  |  | THERMOMETERTEMPORAL-Exergen-TAT-5000 |  |  |  | Covered PM Repair - Biomedical | MHHS-Northeast
NO | NO |  |  |  | A501628 |  | Exergen Corporation | TAT-5000 |  | A501628 | NE - OR HOLDING | MHHS-Northeast |  | Thermometer, Temporal |  | A501628 |  | Katy |  | NE - OR HOLDING | [5 empty] | THERMOMETERS, ELECTRONIC, PATIENT |  | THERMOMETERTEMPORAL-Exergen-TAT-5000 | THERMOMETERTEMPORAL | TAT 5000 |  |  |  | Exergen | Thermometer, Temporal |  |  | THERMOMETERTEMPORAL-Exergen-TAT-5000 |  |  |  | Covered PM Repair - Biomedical | MHHS-Northeast
NO | NO |  |  |  | A504146 |  | Exergen Corporation | TAT-5000 |  | A504146 | NE - OR HOLDING | MHHS-Northeast |  | Thermometer, Temporal |  | A504146 |  | Katy |  | NE - OR HOLDING | [5 empty] | THERMOMETERS, ELECTRONIC, PATIENT |  | THERMOMETERTEMPORAL-Exergen-TAT-5000 | THERMOMETERTEMPORAL | TAT 5000 |  |  |  | Exergen | Thermometer, Temporal |  |  | THERMOMETERTEMPORAL-Exergen-TAT-5000 |  |  |  | Covered PM Repair - Biomedical | MHHS-Northeast
NO | NO |  |  |  | 142-07423 |  | Exergen Corporation | TAT-5000 |  | A756563 | NE - PACU | MHHS-Northeast |  | Thermometer, Temporal |  | 142-07423 |  | Katy |  | NE - PACU | [5 empty] | THERMOMETERS, ELECTRONIC, PATIENT |  | THERMOMETERTEMPORAL-Exergen-TAT-5000 | THERMOMETERTEMPORAL | TAT 5000 |  |  |  | Exergen | Thermometer, Temporal |  |  | THERMOMETERTEMPORAL-Exergen-TAT-5000 |  |  |  | Covered PM Repair - Biomedical | MHHS-Northeast
NO | NO |  |  |  | A 564271 |  | Exergen Corporation | TAT-5000 |  | A 564271 | NE - PACU | MHHS-Northeast |  | Thermometer, Temporal |  | A 564271 |  | Katy |  | NE - PACU | [5 empty] | THERMOMETERS, ELECTRONIC, PATIENT |  | THERMOMETERTEMPORAL-Exergen-TAT-5000 | THERMOMETERTEMPORAL | TAT 5000 |  |  |  | Exergen | Thermometer, Temporal |  |  | THERMOMETERTEMPORAL-Exergen-TAT-5000 |  |  |  | Covered PM Repair - Biomedical | MHHS-Northeast
NO | NO |  |  |  | A 564296 |  | Exergen Corporation | TAT-5000 |  | A 564296 | NE - PACU | MHHS-Northeast |  | Thermometer, Temporal |  | A 564296 |  | Katy |  | NE - PACU | [5 empty] | THERMOMETERS, ELECTRONIC, PATIENT |  | THERMOMETERTEMPORAL-Exergen-TAT-5000 | THERMOMETERTEMPORAL | TAT 5000 |  |  |  | Exergen | Thermometer, Temporal |  |  | THERMOMETERTEMPORAL-Exergen-TAT-5000 |  |  |  | Covered PM Repair - Biomedical | MHHS-Northeast
NO | NO |  |  |  | 069-41404 |  | Exergen Corporation | TAT-5000 |  | A 504825 | OPID - (TMC) - UPPER KIRBY - 467 | MHHS-OPID |  | Thermometer, Temporal |  | 069-41404 |  | TMC |  | OPID - (TMC) - UPPER KIRBY - 467 | [5 empty] | THERMOMETERS, ELECTRONIC, PATIENT |  | THERMOMETERTEMPORAL-Exergen-TAT-5000 | THERMOMETERTEMPORAL | TAT 5000 |  |  |  | Exergen | Thermometer, Temporal |  |  | THERMOMETERTEMPORAL-Exergen-TAT-5000 |  |  |  | Covered PM Repair - Biomedical | MHHS-OPID
NO | NO |  |  |  | A511043 |  | Exergen Corporation | TAT-5000 |  | A511043 | PEARLAND - OR - PREOP/PACU | MHHS-Pearland Hospital |  | Thermometer, Temporal |  | A511043 |  | Pearland |  | PEARLAND - OR - PREOP/PACU | [5 empty] | THERMOMETERS, ELECTRONIC, PATIENT |  | THERMOMETERTEMPORAL-Exergen-TAT-5000 | THERMOMETERTEMPORAL | TAT 5000 |  |  |  | Exergen | Thermometer, Temporal |  |  | THERMOMETERTEMPORAL-Exergen-TAT-5000 |  |  |  | Covered PM Repair - Biomedical | MHHS-Pearland Hospital
NO | NO |  |  |  | A511088 |  | Exergen Corporation | TAT-5000 |  | A511088 | PEARLAND - OR - PREOP/PACU | MHHS-Pearland Hospital |  | Thermometer, Temporal |  | A511088 |  | Pearland |  | PEARLAND - OR - PREOP/PACU | [5 empty] | THERMOMETERS, ELECTRONIC, PATIENT |  | THERMOMETERTEMPORAL-Exergen-TAT-5000 | THERMOMETERTEMPORAL | TAT 5000 |  |  |  | Exergen | Thermometer, Temporal |  |  | THERMOMETERTEMPORAL-Exergen-TAT-5000 |  |  |  | Covered PM Repair - Biomedical | MHHS-Pearland Hospital
NO | NO |  |  |  | A511089 |  | Exergen Corporation | TAT-5000 |  | A511089 | PEARLAND - OR - PREOP/PACU | MHHS-Pearland Hospital |  | Thermometer, Temporal |  | A511089 |  | Pearland |  | PEARLAND - OR - PREOP/PACU | [5 empty] | THERMOMETERS, ELECTRONIC, PATIENT |  | THERMOMETERTEMPORAL-Exergen-TAT-5000 | THERMOMETERTEMPORAL | TAT 5000 |  |  |  | Exergen | Thermometer, Temporal |  |  | THERMOMETERTEMPORAL-Exergen-TAT-5000 |  |  |  | Covered PM Repair - Radiology, Low End | MHHS-Pearland Hospital
NO | NO |  |  |  | A511105 |  | Exergen Corporation | TAT-5000 |  | A511105 | PEARLAND - OR - PREOP/PACU | MHHS-Pearland Hospital |  | Thermometer, Temporal |  | A511105 |  | Pearland |  | PEARLAND - OR - PREOP/PACU | [5 empty] | THERMOMETERS, ELECTRONIC, PATIENT |  | THERMOMETERTEMPORAL-Exergen-TAT-5000 | THERMOMETERTEMPORAL | TAT 5000 |  |  |  | Exergen | Thermometer, Temporal |  |  | THERMOMETERTEMPORAL-Exergen-TAT-5000 |  |  |  | Covered PM Repair - Biomedical | MHHS-Pearland Hospital
NO | NO |  |  |  | A644855 |  | Exergen Corporation | TAT-5000 |  | A644855 | KT CCC - (KY) - EMERGENCY ROOM | MHHS-South Katy CCC |  | Thermometer, Temporal |  | A644855 |  | Katy |  | KT CCC - (KY) - EMERGENCY ROOM | [5 empty] | THERMOMETERS, ELECTRONIC, PATIENT |  | THERMOMETERTEMPORAL-Exergen-TAT-5000 | THERMOMETERTEMPORAL | TAT 5000 |  |  |  | Exergen | Thermometer, Temporal |  |  | THERMOMETERTEMPORAL-Exergen-TAT-5000 |  |  |  | Covered PM Repair - Biomedical | MHHS-South Katy CCC
NO | NO |  |  |  | 005-11810 |  | Exergen Corporation | TAT-5000 |  | A680469 | SE - ESOPHAGEAL DISEASE CENTER | MHHS-Southeast |  | Thermometer, Temporal |  | 005-11810 |  | Southeast & Bay Area |  | SE - ESOPHAGEAL DISEASE CENTER | [5 empty] | THERMOMETERS, ELECTRONIC, PATIENT |  | THERMOMETERTEMPORAL-Exergen-TAT-5000 | THERMOMETERTEMPORAL | TAT 5000 |  |  |  | Exergen | Thermometer, Temporal |  |  | THERMOMETERTEMPORAL-Exergen-TAT-5000 |  |  |  | Not Covered - Biomedical | MHHS-Southeast
NO | NO |  |  |  | 005-33873 |  | Exergen Corporation | TAT-5000 |  | A574042 | SE - ESOPHAGEAL DISEASE CENTER | MHHS-Southeast |  | Thermometer, Temporal |  | 005-33873 |  | Southeast & Bay Area |  | SE - ESOPHAGEAL DISEASE CENTER | [5 empty] | THERMOMETERS, ELECTRONIC, PATIENT |  | THERMOMETERTEMPORAL-Exergen-TAT-5000 | THERMOMETERTEMPORAL | TAT 5000 |  |  |  | Exergen | Thermometer, Temporal |  |  | THERMOMETERTEMPORAL-Exergen-TAT-5000 |  |  |  | Not Covered - Biomedical | MHHS-Southeast
NO | NO |  |  |  | A410028 |  | Exergen Corporation | TAT-5000 |  | A410028 | SE - ESOPHAGEAL DISEASE CENTER | MHHS-Southeast |  | Thermometer, Temporal |  | A410028 |  | Southeast & Bay Area |  | SE - ESOPHAGEAL DISEASE CENTER | [5 empty] | THERMOMETERS, ELECTRONIC, PATIENT |  | THERMOMETERTEMPORAL-Exergen-TAT-5000 | THERMOMETERTEMPORAL | TAT 5000 |  |  |  | Exergen | Thermometer, Temporal |  |  | THERMOMETERTEMPORAL-Exergen-TAT-5000 |  |  |  | Not Covered - Biomedical | MHHS-Southeast
NO | NO |  |  |  | A413316 |  | Exergen Corporation | TAT-5000 |  | A413316 | SE - ESOPHAGEAL DISEASE CENTER | MHHS-Southeast |  | Thermometer, Temporal |  | A413316 |  | Southeast & Bay Area |  | SE - ESOPHAGEAL DISEASE CENTER | [5 empty] | THERMOMETERS, ELECTRONIC, PATIENT |  | THERMOMETERTEMPORAL-Exergen-TAT-5000 | THERMOMETERTEMPORAL | TAT 5000 |  |  |  | Exergen | Thermometer, Temporal |  |  | THERMOMETERTEMPORAL-Exergen-TAT-5000 |  |  |  | Not Covered - Biomedical | MHHS-Southeast
NO | NO |  |  |  | A639761 |  | Exergen Corporation | TAT-5000 |  | A639861 | SE - ESOPHAGEAL DISEASE CENTER | MHHS-Southeast |  | Thermometer, Temporal |  | A639761 |  | Southeast & Bay Area |  | SE - ESOPHAGEAL DISEASE CENTER | [5 empty] | THERMOMETERS, ELECTRONIC, PATIENT |  | THERMOMETERTEMPORAL-Exergen-TAT-5000 | THERMOMETERTEMPORAL | TAT 5000 |  |  |  | Exergen | Thermometer, Temporal |  |  | THERMOMETERTEMPORAL-Exergen-TAT-5000 |  |  |  | Not Covered - Biomedical | MHHS-Southeast
NO | NO |  |  |  | 013-37307 |  | Exergen Corporation | TAT-5000 |  | A 502752 | SW - ER | MHHS-Southwest |  | Thermometer, Temporal |  | 013-37307 |  | Southwest |  | SW - ER | [5 empty] | THERMOMETERS, ELECTRONIC, PATIENT |  | THERMOMETERTEMPORAL-Exergen-TAT-5000 | THERMOMETERTEMPORAL | TAT 5000 |  |  |  | Exergen | Thermometer, Temporal |  |  | THERMOMETERTEMPORAL-Exergen-TAT-5000 |  |  |  | Not Covered Vendor Only - Resp/Ster | MHHS-Southwest
NO | NO |  |  |  | 013-37308 |  | Exergen Corporation | TAT-5000 |  | A 523808 | SW - ER | MHHS-Southwest |  | Thermometer, Temporal |  | 013-37308 |  | Southwest |  | SW - ER | [5 empty] | THERMOMETERS, ELECTRONIC, PATIENT |  | THERMOMETERTEMPORAL-Exergen-TAT-5000 | THERMOMETERTEMPORAL | TAT 5000 |  |  |  | Exergen | Thermometer, Temporal |  |  | THERMOMETERTEMPORAL-Exergen-TAT-5000 |  |  |  | Not Covered Vendor Only - Resp/Ster | MHHS-Southwest
NO | NO |  |  |  | 013-37309 |  | Exergen Corporation | TAT-5000 |  | A 532846 | SW - ER | MHHS-Southwest |  | Thermometer, Temporal |  | 013-37309 |  | Southwest |  | SW - ER | [5 empty] | THERMOMETERS, ELECTRONIC, PATIENT |  | THERMOMETERTEMPORAL-Exergen-TAT-5000 | THERMOMETERTEMPORAL | TAT 5000 |  |  |  | Exergen | Thermometer, Temporal |  |  | THERMOMETERTEMPORAL-Exergen-TAT-5000 |  |  |  | Not Covered Vendor Only - Resp/Ster | MHHS-Southwest
NO | NO |  |  |  | 013-37310 |  | Exergen Corporation | TAT-5000 |  | A 501215 | SW - ER | MHHS-Southwest |  | Thermometer, Temporal |  | 013-37310 |  | Southwest |  | SW - ER | [5 empty] | THERMOMETERS, ELECTRONIC, PATIENT |  | THERMOMETERTEMPORAL-Exergen-TAT-5000 | THERMOMETERTEMPORAL | TAT 5000 |  |  |  | Exergen | Thermometer, Temporal |  |  | THERMOMETERTEMPORAL-Exergen-TAT-5000 |  |  |  | Not Covered Vendor Only - Resp/Ster | MHHS-Southwest
NO | NO | [5 empty] | Exergen Corporation | TAT-5000 |  | A283039 | SUGAR LAND - PACU | MHHS-Sugarland |  | Thermometer, Temporal |  |  |  | Sugar Land |  | SUGAR LAND - PACU | [5 empty] | THERMOMETERS, ELECTRONIC, PATIENT |  | THERMOMETERTEMPORAL-Exergen-TAT-5000 | THERMOMETERTEMPORAL | TAT 5000 |  |  |  | Exergen | Thermometer, Temporal |  |  | THERMOMETERTEMPORAL-Exergen-TAT-5000 |  |  |  | Covered PM Repair - Biomedical | MHHS-Sugarland
NO | NO | [5 empty] | Exergen Corporation | TAT-5000 |  | A53499 | SUGAR LAND - PACU | MHHS-Sugarland |  | Thermometer, Temporal |  |  |  | Sugar Land |  | SUGAR LAND - PACU | [5 empty] | THERMOMETERS, ELECTRONIC, PATIENT |  | THERMOMETERTEMPORAL-Exergen-TAT-5000 | THERMOMETERTEMPORAL | TAT 5000 |  |  |  | Exergen | Thermometer, Temporal |  |  | THERMOMETERTEMPORAL-Exergen-TAT-5000 |  |  |  | Covered PM Repair - Radiology, Low End | MHHS-Sugarland
NO | NO |  |  |  | 129-02989 |  | Exergen Corporation | TAT-5000 |  | A143587 | SUGAR LAND - PACU | MHHS-Sugarland |  | Thermometer, Temporal |  | 129-02989 |  | Sugar Land |  | SUGAR LAND - PACU | [5 empty] | THERMOMETERS, ELECTRONIC, PATIENT |  | THERMOMETERTEMPORAL-Exergen-TAT-5000 | THERMOMETERTEMPORAL | TAT 5000 |  |  |  | Exergen | Thermometer, Temporal |  |  | THERMOMETERTEMPORAL-Exergen-TAT-5000 |  |  |  | Covered PM Repair - Radiology, Low End | MHHS-Sugarland
NO | NO |  |  |  | 241-02742 |  | Exergen Corporation | TAT-5000 |  | A377277 | TIRR - PATIENT CARE UNIT 2-C - 2414368 | MHHS-TIRR |  | Thermometer, Temporal |  | 241-02742 |  | TMC |  | TIRR - PATIENT CARE UNIT 2-C - 2414368 | [5 empty] | THERMOMETERS, ELECTRONIC, PATIENT |  | THERMOMETERTEMPORAL-Exergen-TAT-5000 | THERMOMETERTEMPORAL | TAT 5000 |  |  |  | Exergen | Thermometer, Temporal |  |  | THERMOMETERTEMPORAL-Exergen-TAT-5000 |  |  |  | Not Covered Vendor Only - Resp/Ster | MHHS-TIRR
NO | NO |  |  |  | 241-02743 |  | Exergen Corporation | TAT-5000 |  | A377250 | TIRR - PATIENT CARE UNIT 2-C - 2414368 | MHHS-TIRR |  | Thermometer, Temporal |  | 241-02743 |  | TMC |  | TIRR - PATIENT CARE UNIT 2-C - 2414368 | [5 empty] | THERMOMETERS, ELECTRONIC, PATIENT |  | THERMOMETERTEMPORAL-Exergen-TAT-5000 | THERMOMETERTEMPORAL | TAT 5000 |  |  |  | Exergen | Thermometer, Temporal |  |  | THERMOMETERTEMPORAL-Exergen-TAT-5000 |  |  |  | Covered PM Repair - Biomedical | MHHS-TIRR
NO | NO |  |  |  | 241-03087 |  | Exergen Corporation | TAT-5000 |  | A483607 | TIRR - PATIENT CARE UNIT 2-C - 2414368 | MHHS-TIRR |  | Thermometer, Temporal |  | 241-03087 |  | TMC |  | TIRR - PATIENT CARE UNIT 2-C - 2414368 | [5 empty] | THERMOMETERS, ELECTRONIC, PATIENT |  | THERMOMETERTEMPORAL-Exergen-TAT-5000 | THERMOMETERTEMPORAL | TAT 5000 |  |  |  | Exergen | Thermometer, Temporal |  |  | THERMOMETERTEMPORAL-Exergen-TAT-5000 |  |  |  | Covered PM Repair - Biomedical | MHHS-TIRR
NO | NO | [5 empty] | Exergen Corporation | TAT-5000 |  | A387615 | TIRR - PATIENT CARE UNIT 6 - 2414378 | MHHS-TIRR |  | Thermometer, Temporal |  |  |  | TMC |  | TIRR - PATIENT CARE UNIT 6 - 2414378 | [5 empty] | THERMOMETERS, ELECTRONIC, PATIENT |  | THERMOMETERTEMPORAL-Exergen-TAT-5000 | THERMOMETERTEMPORAL | TAT 5000 |  |  |  | Exergen | Thermometer, Temporal |  |  | THERMOMETERTEMPORAL-Exergen-TAT-5000 |  |  |  | Covered PM Repair - Biomedical | MHHS-TIRR
NO | NO |  |  |  | 241-03086 |  | Exergen Corporation | TAT-5000 |  | A422806 | TIRR - PCU 3C | MHHS-TIRR |  | Thermometer, Temporal |  | 241-03086 |  | TMC |  | TIRR - PCU 3C | [5 empty] | THERMOMETERS, ELECTRONIC, PATIENT |  | THERMOMETERTEMPORAL-Exergen-TAT-5000 | THERMOMETERTEMPORAL | TAT 5000 |  |  |  | Exergen | Thermometer, Temporal |  |  | THERMOMETERTEMPORAL-Exergen-TAT-5000 |  |  |  | Covered PM Repair - Biomedical | MHHS-TIRR
NO | NO |  |  |  | 241-03088 |  | Exergen Corporation | TAT-5000 |  | A286152 | TIRR - PCU 4 | MHHS-TIRR |  | Thermometer, Temporal |  | 241-03088 |  | TMC |  | TIRR - PCU 4 | [5 empty] | THERMOMETERS, ELECTRONIC, PATIENT |  | THERMOMETERTEMPORAL-Exergen-TAT-5000 | THERMOMETERTEMPORAL | TAT 5000 |  |  |  | Exergen | Thermometer, Temporal |  |  | THERMOMETERTEMPORAL-Exergen-TAT-5000 |  |  |  | Covered PM Repair - Biomedical | MHHS-TIRR
NO | NO | [5 empty] | Exergen Corporation | TAT-5000 |  | A 319592 | TIRR - PCU 5 | MHHS-TIRR |  | Thermometer, Temporal |  |  |  | TMC |  | TIRR - PCU 5 | [5 empty] | THERMOMETERS, ELECTRONIC, PATIENT |  | THERMOMETERTEMPORAL-Exergen-TAT-5000 | THERMOMETERTEMPORAL | TAT 5000 |  |  |  | Exergen | Thermometer, Temporal |  |  | THERMOMETERTEMPORAL-Exergen-TAT-5000 |  |  |  | Covered PM Repair - Biomedical | MHHS-TIRR
NO | NO | [5 empty] | Exergen Corporation | TAT-5000 |  | A 319674 | TIRR - PCU 5 | MHHS-TIRR |  | Thermometer, Temporal |  |  |  | TMC |  | TIRR - PCU 5 | [5 empty] | THERMOMETERS, ELECTRONIC, PATIENT |  | THERMOMETERTEMPORAL-Exergen-TAT-5000 | THERMOMETERTEMPORAL | TAT 5000 |  |  |  | Exergen | Thermometer, Temporal |  |  | THERMOMETERTEMPORAL-Exergen-TAT-5000 |  |  |  | Covered PM Repair - Biomedical | MHHS-TIRR
NO | NO |  |  |  | 241-03070 |  | Exergen Corporation | TAT-5000 |  | A394025 | TIRR - PCU 5 | MHHS-TIRR |  | Thermometer, Temporal |  | 241-03070 |  | TMC |  | TIRR - PCU 5 | [5 empty] | THERMOMETERS, ELECTRONIC, PATIENT |  | THERMOMETERTEMPORAL-Exergen-TAT-5000 | THERMOMETERTEMPORAL | TAT 5000 |  |  |  | Exergen | Thermometer, Temporal |  |  | THERMOMETERTEMPORAL-Exergen-TAT-5000 |  |  |  | Covered PM Repair - Biomedical | MHHS-TIRR
NO | NO |  |  |  | 241-03085 |  | Exergen Corporation | TAT-5000 |  | A492241 | TIRR - PCU 6 | MHHS-TIRR |  | Thermometer, Temporal |  | 241-03085 |  | TMC |  | TIRR - PCU 6 | [5 empty] | THERMOMETERS, ELECTRONIC, PATIENT |  | THERMOMETERTEMPORAL-Exergen-TAT-5000 | THERMOMETERTEMPORAL | TAT 5000 |  |  |  | Exergen | Thermometer, Temporal |  |  | THERMOMETERTEMPORAL-Exergen-TAT-5000 |  |  |  | Covered PM Repair - Biomedical | MHHS-TIRR
NO | NO |  |  |  | 241-03277 |  | Exergen Corporation | TAT-5000 |  | A543716 | TIRR - UROLOGY/SPEC PROC (17) | MHHS-TIRR |  | Thermometer, Temporal |  | 241-03277 |  | TMC |  | TIRR - UROLOGY/SPEC PROC (17) | [5 empty] | THERMOMETERS, ELECTRONIC, PATIENT |  | THERMOMETERTEMPORAL-Exergen-TAT-5000 | THERMOMETERTEMPORAL | TAT 5000 |  |  |  | Exergen | Thermometer, Temporal |  |  | THERMOMETERTEMPORAL-Exergen-TAT-5000 |  |  |  | Covered PM Repair - Biomedical | MHHS-TIRR
NO | NO |  |  |  | 241-03336 |  | Exergen Corporation | TAT-5000 |  | A495597 | TIRR - UROLOGY/SPEC PROC (17) | MHHS-TIRR |  | Thermometer, Temporal |  | 241-03336 |  | TMC |  | TIRR - UROLOGY/SPEC PROC (17) | [5 empty] | THERMOMETERS, ELECTRONIC, PATIENT |  | THERMOMETERTEMPORAL-Exergen-TAT-5000 | THERMOMETERTEMPORAL | TAT 5000 |  |  |  | Exergen | Thermometer, Temporal |  |  | THERMOMETERTEMPORAL-Exergen-TAT-5000 |  |  |  | Covered PM Repair - Biomedical | MHHS-TIRR
NO | NO |  |  |  | 241-TBD |  | Exergen Corporation | TAT-5000 |  | A470190 | TIRR - UROLOGY/SPEC PROC (17) | MHHS-TIRR |  | Thermometer, Temporal |  | 241-TBD |  | TMC |  | TIRR - UROLOGY/SPEC PROC (17) | [5 empty] | THERMOMETERS, ELECTRONIC, PATIENT |  | THERMOMETERTEMPORAL-Exergen-TAT-5000 | THERMOMETERTEMPORAL | TAT 5000 |  |  |  | Exergen | Thermometer, Temporal |  |  | THERMOMETERTEMPORAL-Exergen-TAT-5000 |  |  |  | Covered PM Repair - Biomedical | MHHS-TIRR
NO | NO |  |  |  | 069-42339 |  | Exergen Corporation | TAT-5000 |  | A608324 | TMC - HERMANN - LIFE FLIGHT (11HP) | MHHS-TMC |  | Thermometer, Temporal |  | 069-42339 |  | TMC |  | TMC - HERMANN - LIFE FLIGHT (11HP) | [5 empty] | THERMOMETERS, ELECTRONIC, PATIENT |  | THERMOMETERTEMPORAL-Exergen-TAT-5000 | THERMOMETERTEMPORAL | TAT 5000 |  |  |  | Exergen | Thermometer, Temporal |  |  | THERMOMETERTEMPORAL-Exergen-TAT-5000 |  |  |  | Covered PM Repair - Biomedical | MHHS-TMC
NO | NO |  |  |  | 069-42340 |  | Exergen Corporation | TAT-5000 |  | A608358 | TMC - HERMANN - LIFE FLIGHT (11HP) | MHHS-TMC |  | Thermometer, Temporal |  | 069-42340 |  | TMC |  | TMC - HERMANN - LIFE FLIGHT (11HP) | [5 empty] | THERMOMETERS, ELECTRONIC, PATIENT |  | THERMOMETERTEMPORAL-Exergen-TAT-5000 | THERMOMETERTEMPORAL | TAT 5000 |  |  |  | Exergen | Thermometer, Temporal |  |  | THERMOMETERTEMPORAL-Exergen-TAT-5000 |  |  |  | Covered PM Repair - Biomedical | MHHS-TMC
NO | NO |  |  |  | 069-42341 |  | Exergen Corporation | TAT-5000 |  | A608376 | TMC - HERMANN - LIFE FLIGHT (11HP) | MHHS-TMC |  | Thermometer, Temporal |  | 069-42341 |  | TMC |  | TMC - HERMANN - LIFE FLIGHT (11HP) | [5 empty] | THERMOMETERS, ELECTRONIC, PATIENT |  | THERMOMETERTEMPORAL-Exergen-TAT-5000 | THERMOMETERTEMPORAL | TAT 5000 |  |  |  | Exergen | Thermometer, Temporal |  |  | THERMOMETERTEMPORAL-Exergen-TAT-5000 |  |  |  | Covered PM Repair - Biomedical | MHHS-TMC
NO | NO |  |  |  | 069-42342 |  | Exergen Corporation | TAT-5000 |  | A609169 | TMC - HERMANN - LIFE FLIGHT (11HP) | MHHS-TMC |  | Thermometer, Temporal |  | 069-42342 |  | TMC |  | TMC - HERMANN - LIFE FLIGHT (11HP) | [5 empty] | THERMOMETERS, ELECTRONIC, PATIENT |  | THERMOMETERTEMPORAL-Exergen-TAT-5000 | THERMOMETERTEMPORAL | TAT 5000 |  |  |  | Exergen | Thermometer, Temporal |  |  | THERMOMETERTEMPORAL-Exergen-TAT-5000 |  |  |  | Covered PM Repair - Biomedical | MHHS-TMC
NO | NO |  |  |  | 069-22704 |  | Exergen Corporation | TAT-5000 |  | A 48268 | TMC - OR - DAY SURGERY (2R) | MHHS-TMC |  | Thermometer, Temporal |  | 069-22704 |  | TMC |  | TMC - OR - DAY SURGERY (2R) | [5 empty] | THERMOMETERS, ELECTRONIC, PATIENT |  | THERMOMETERTEMPORAL-Exergen-TAT-5000 | THERMOMETERTEMPORAL | TAT 5000 |  |  |  | Exergen | Thermometer, Temporal |  |  | THERMOMETERTEMPORAL-Exergen-TAT-5000 |  |  |  | Not Covered - Biomedical | MHHS-TMC
NO | NO |  |  |  | 069-37886 |  | Exergen Corporation | TAT-5000 |  | A425446 | TMC - OR - DAY SURGERY (2R) | MHHS-TMC |  | Thermometer, Temporal |  | 069-37886 |  | TMC |  | TMC - OR - DAY SURGERY (2R) | [5 empty] | THERMOMETERS, ELECTRONIC, PATIENT |  | THERMOMETERTEMPORAL-Exergen-TAT-5000 | THERMOMETERTEMPORAL | TAT 5000 |  |  |  | Exergen | Thermometer, Temporal |  |  | THERMOMETERTEMPORAL-Exergen-TAT-5000 |  |  |  | Covered PM Repair - Biomedical | MHHS-TMC
NO | NO |  |  |  | 069-39943 |  | Exergen Corporation | TAT-5000 |  | A447770 | TMC - OR - DAY SURGERY (2R) | MHHS-TMC |  | Thermometer, Temporal |  | 069-39943 |  | TMC |  | TMC - OR - DAY SURGERY (2R) | [5 empty] | THERMOMETERS, ELECTRONIC, PATIENT |  | THERMOMETERTEMPORAL-Exergen-TAT-5000 | THERMOMETERTEMPORAL | TAT 5000 |  |  |  | Exergen | Thermometer, Temporal |  |  | THERMOMETERTEMPORAL-Exergen-TAT-5000 |  |  |  | Covered PM Repair - Biomedical | MHHS-TMC
NO | NO |  |  |  | 069-40084 |  | Exergen Corporation | TAT-5000 |  | A444453 | TMC - OR - DAY SURGERY (2R) | MHHS-TMC |  | Thermometer, Temporal |  | 069-40084 |  | TMC |  | TMC - OR - DAY SURGERY (2R) | [5 empty] | THERMOMETERS, ELECTRONIC, PATIENT |  | THERMOMETERTEMPORAL-Exergen-TAT-5000 | THERMOMETERTEMPORAL | TAT 5000 |  |  |  | Exergen | Thermometer, Temporal |  |  | THERMOMETERTEMPORAL-Exergen-TAT-5000 |  |  |  | Not Covered - Biomedical | MHHS-TMC
NO | NO |  |  |  | A372848 |  | Exergen Corporation | TAT-5000 |  | A372848 | TMC - OR - DAY SURGERY (2R) | MHHS-TMC |  | Thermometer, Temporal |  | A372848 |  | TMC |  | TMC - OR - DAY SURGERY (2R) | [5 empty] | THERMOMETERS, ELECTRONIC, PATIENT |  | THERMOMETERTEMPORAL-Exergen-TAT-5000 | THERMOMETERTEMPORAL | TAT 5000 |  |  |  | Exergen | Thermometer, Temporal |  |  | THERMOMETERTEMPORAL-Exergen-TAT-5000 |  |  |  | Covered PM Repair - Biomedical | MHHS-TMC
NO | NO |  |  |  | A373609 |  | Exergen Corporation | TAT-5000 |  | A373609 | TMC - OR - DAY SURGERY (2R) | MHHS-TMC |  | Thermometer, Temporal |  | A373609 |  | TMC |  | TMC - OR - DAY SURGERY (2R) | [5 empty] | THERMOMETERS, ELECTRONIC, PATIENT |  | THERMOMETERTEMPORAL-Exergen-TAT-5000 | THERMOMETERTEMPORAL | TAT 5000 |  |  |  | Exergen | Thermometer, Temporal |  |  | THERMOMETERTEMPORAL-Exergen-TAT-5000 |  |  |  | Covered PM Repair - Biomedical | MHHS-TMC
NO | NO |  |  |  | A447935 |  | Exergen Corporation | TAT-5000 |  | A447935 | TMC - OR - DAY SURGERY (2R) | MHHS-TMC |  | Thermometer, Temporal |  | A447935 |  | TMC |  | TMC - OR - DAY SURGERY (2R) | [5 empty] | THERMOMETERS, ELECTRONIC, PATIENT |  | THERMOMETERTEMPORAL-Exergen-TAT-5000 | THERMOMETERTEMPORAL | TAT 5000 |  |  |  | Exergen | Thermometer, Temporal |  |  | THERMOMETERTEMPORAL-Exergen-TAT-5000 |  |  |  | Covered PM Repair - Biomedical | MHHS-TMC
NO | NO |  |  |  | A556893 |  | Exergen Corporation | TAT-5000 |  | A556893 | TMC - OR - DAY SURGERY (2R) | MHHS-TMC |  | Thermometer, Temporal |  | A556893 |  | TMC |  | TMC - OR - DAY SURGERY (2R) | [5 empty] | THERMOMETERS, ELECTRONIC, PATIENT |  | THERMOMETERTEMPORAL-Exergen-TAT-5000 | THERMOMETERTEMPORAL | TAT 5000 |  |  |  | Exergen | Thermometer, Temporal |  |  | THERMOMETERTEMPORAL-Exergen-TAT-5000 |  |  |  | Covered PM Repair - Biomedical | MHHS-TMC
NO | NO |  |  |  | 069-42774 |  | Exergen Corporation | TAT-5000 |  | A579615 | TMC - PACU - ADULT (2HP) | MHHS-TMC |  | Thermometer, Temporal |  | 069-42774 |  | TMC |  | TMC - PACU - ADULT (2HP) | [5 empty] | THERMOMETERS, ELECTRONIC, PATIENT |  | THERMOMETERTEMPORAL-Exergen-TAT-5000 | THERMOMETERTEMPORAL | TAT 5000 |  |  |  | Exergen | Thermometer, Temporal |  |  | THERMOMETERTEMPORAL-Exergen-TAT-5000 |  |  |  | Covered PM Repair - Biomedical | MHHS-TMC
NO | NO |  |  |  | 069-42777 |  | Exergen Corporation | TAT-5000 |  | A598240 | TMC - PACU - ADULT (2HP) | MHHS-TMC |  | Thermometer, Temporal |  | 069-42777 |  | TMC |  | TMC - PACU - ADULT (2HP) | [5 empty] | THERMOMETERS, ELECTRONIC, PATIENT |  | THERMOMETERTEMPORAL-Exergen-TAT-5000 | THERMOMETERTEMPORAL | TAT 5000 |  |  |  | Exergen | Thermometer, Temporal |  |  | THERMOMETERTEMPORAL-Exergen-TAT-5000 |  |  |  | Covered PM Repair - Biomedical | MHHS-TMC
NO | NO |  |  |  | 069-45748 |  | Exergen Corporation | TAT-5000 |  | A745460 | TMC - PACU - ADULT (2HP) | MHHS-TMC |  | Thermometer, Temporal |  | 069-45748 |  | TMC |  | TMC - PACU - ADULT (2HP) | [5 empty] | THERMOMETERS, ELECTRONIC, PATIENT |  | THERMOMETERTEMPORAL-Exergen-TAT-5000 | THERMOMETERTEMPORAL | TAT 5000 |  |  |  | Exergen | Thermometer, Temporal |  |  | THERMOMETERTEMPORAL-Exergen-TAT-5000 |  |  |  | Covered PM Repair - Biomedical | MHHS-TMC
NO | NO |  |  |  | 069-46492 |  | Exergen Corporation | TAT-5000 |  | A869249 | TMC - PACU - ADULT (2HP) | MHHS-TMC |  | Thermometer, Temporal |  | 069-46492 |  | TMC |  | TMC - PACU - ADULT (2HP) | [5 empty] | THERMOMETERS, ELECTRONIC, PATIENT |  | THERMOMETERTEMPORAL-Exergen-TAT-5000 | THERMOMETERTEMPORAL | TAT 5000 |  |  |  | Exergen | Thermometer, Temporal |  |  | THERMOMETERTEMPORAL-Exergen-TAT-5000 |  |  |  | Covered PM Repair - Biomedical | MHHS-TMC
NO | NO |  |  |  | 069-46585 |  | Exergen Corporation | TAT-5000 |  | A870263 | TMC - PACU - ADULT (2HP) | MHHS-TMC |  | Thermometer, Temporal |  | 069-46585 |  | TMC |  | TMC - PACU - ADULT (2HP) | [5 empty] | THERMOMETERS, ELECTRONIC, PATIENT |  | THERMOMETERTEMPORAL-Exergen-TAT-5000 | THERMOMETERTEMPORAL | TAT 5000 |  |  |  | Exergen | Thermometer, Temporal |  |  | THERMOMETERTEMPORAL-Exergen-TAT-5000 |  |  |  | Covered PM Repair - Biomedical | MHHS-TMC
NO | NO | [5 empty] | Exergen Corporation | TAT-5000 |  | A317405 | TMC - PACU - ADULT (2HP) | MHHS-TMC |  | Thermometer, Temporal |  |  |  | TMC |  | TMC - PACU - ADULT (2HP) | [5 empty] | THERMOMETERS, ELECTRONIC, PATIENT |  | THERMOMETERTEMPORAL-Exergen-TAT-5000 | THERMOMETERTEMPORAL | TAT 5000 |  |  |  | Exergen | Thermometer, Temporal |  |  | THERMOMETERTEMPORAL-Exergen-TAT-5000 |  |  |  | Covered PM Repair - Biomedical | MHHS-TMC
NO | NO |  |  |  | A492374 |  | Exergen Corporation | TAT-5000 |  | A492374 | TMC - PACU - ADULT (2HP) | MHHS-TMC |  | Thermometer, Temporal |  | A492374 |  | TMC |  | TMC - PACU - ADULT (2HP) | [5 empty] | THERMOMETERS, ELECTRONIC, PATIENT |  | THERMOMETERTEMPORAL-Exergen-TAT-5000 | THERMOMETERTEMPORAL | TAT 5000 |  |  |  | Exergen | Thermometer, Temporal |  |  | THERMOMETERTEMPORAL-Exergen-TAT-5000 |  |  |  | Covered PM Repair - Biomedical | MHHS-TMC
NO | NO |  |  |  | A525521 |  | Exergen Corporation | TAT-5000 |  | A525521 | TMC - PACU - ADULT (2HP) | MHHS-TMC |  | Thermometer, Temporal |  | A525521 |  | TMC |  | TMC - PACU - ADULT (2HP) | [5 empty] | THERMOMETERS, ELECTRONIC, PATIENT |  | THERMOMETERTEMPORAL-Exergen-TAT-5000 | THERMOMETERTEMPORAL | TAT 5000 |  |  |  | Exergen | Thermometer, Temporal |  |  | THERMOMETERTEMPORAL-Exergen-TAT-5000 |  |  |  | Covered PM Repair - Biomedical | MHHS-TMC
NO | NO |  |  |  | A729186 |  | Exergen Corporation | TAT-5000 |  | A729186 | TMC - PACU - ADULT (2HP) | MHHS-TMC |  | Thermometer, Temporal |  | A729186 |  | TMC |  | TMC - PACU - ADULT (2HP) | [5 empty] | THERMOMETERS, ELECTRONIC, PATIENT |  | THERMOMETERTEMPORAL-Exergen-TAT-5000 | THERMOMETERTEMPORAL | TAT 5000 |  |  |  | Exergen | Thermometer, Temporal |  |  | THERMOMETERTEMPORAL-Exergen-TAT-5000 |  |  |  | Covered PM Repair - Biomedical | MHHS-TMC
NO | NO |  |  |  | A733745 |  | Exergen Corporation | TAT-5000 |  | A733745 | TMC - PACU - ADULT (2HP) | MHHS-TMC |  | Thermometer, Temporal |  | A733745 |  | TMC |  | TMC - PACU - ADULT (2HP) | [5 empty] | THERMOMETERS, ELECTRONIC, PATIENT |  | THERMOMETERTEMPORAL-Exergen-TAT-5000 | THERMOMETERTEMPORAL | TAT 5000 |  |  |  | Exergen | Thermometer, Temporal |  |  | THERMOMETERTEMPORAL-Exergen-TAT-5000 |  |  |  | Covered PM Repair - Biomedical | MHHS-TMC
NO | NO |  |  |  | A782852 |  | Exergen Corporation | TAT-5000 |  | A782852 | TMC - PACU - ADULT (2HP) | MHHS-TMC |  | Thermometer, Temporal |  | A782852 |  | TMC |  | TMC - PACU - ADULT (2HP) | [5 empty] | THERMOMETERS, ELECTRONIC, PATIENT |  | THERMOMETERTEMPORAL-Exergen-TAT-5000 | THERMOMETERTEMPORAL | TAT 5000 |  |  |  | Exergen | Thermometer, Temporal |  |  | THERMOMETERTEMPORAL-Exergen-TAT-5000 |  |  |  | Covered PM Repair - Biomedical | MHHS-TMC
NO | NO |  |  |  | A834078 |  | Exergen Corporation | TAT-5000 |  | A834078 | TMC - PACU - ADULT (2HP) | MHHS-TMC |  | Thermometer, Temporal |  | A834078 |  | TMC |  | TMC - PACU - ADULT (2HP) | [5 empty] | THERMOMETERS, ELECTRONIC, PATIENT |  | THERMOMETERTEMPORAL-Exergen-TAT-5000 | THERMOMETERTEMPORAL | TAT 5000 |  |  |  | Exergen | Thermometer, Temporal |  |  | THERMOMETERTEMPORAL-Exergen-TAT-5000 |  |  |  | Covered PM Repair - Biomedical | MHHS-TMC
NO | NO |  |  |  | A836315 |  | Exergen Corporation | TAT-5000 |  | A836315 | TMC - PACU - ADULT (2HP) | MHHS-TMC |  | Thermometer, Temporal |  | A836315 |  | TMC |  | TMC - PACU - ADULT (2HP) | [5 empty] | THERMOMETERS, ELECTRONIC, PATIENT |  | THERMOMETERTEMPORAL-Exergen-TAT-5000 | THERMOMETERTEMPORAL | TAT 5000 |  |  |  | Exergen | Thermometer, Temporal |  |  | THERMOMETERTEMPORAL-Exergen-TAT-5000 |  |  |  | Covered PM Repair - Biomedical | MHHS-TMC
NO | NO |  |  |  | A844120 |  | Exergen Corporation | TAT-5000 |  | A844120 | TMC - PACU - ADULT (2HP) | MHHS-TMC |  | Thermometer, Temporal |  | A844120 |  | TMC |  | TMC - PACU - ADULT (2HP) | [5 empty] | THERMOMETERS, ELECTRONIC, PATIENT |  | THERMOMETERTEMPORAL-Exergen-TAT-5000 | THERMOMETERTEMPORAL | TAT 5000 |  |  |  | Exergen | Thermometer, Temporal |  |  | THERMOMETERTEMPORAL-Exergen-TAT-5000 |  |  |  | Covered PM Repair - Biomedical | MHHS-TMC
NO | NO |  |  |  | 074-05215 |  | Exergen Corporation | TAT-5000 |  | A573184 | TMC - PACU - HVI (7HVI) | MHHS-TMC |  | Thermometer, Temporal |  | 074-05215 |  | TMC |  | TMC - PACU - HVI (7HVI) | [5 empty] | THERMOMETERS, ELECTRONIC, PATIENT |  | THERMOMETERTEMPORAL-Exergen-TAT-5000 | THERMOMETERTEMPORAL | TAT 5000 |  |  |  | Exergen | Thermometer, Temporal |  |  | THERMOMETERTEMPORAL-Exergen-TAT-5000 |  |  |  | Covered PM Repair - Biomedical | MHHS-TMC
NO | NO |  |  |  | 074-05218 |  | Exergen Corporation | TAT-5000 |  | A596120 | TMC - PACU - HVI (7HVI) | MHHS-TMC |  | Thermometer, Temporal |  | 074-05218 |  | TMC |  | TMC - PACU - HVI (7HVI) | [5 empty] | THERMOMETERS, ELECTRONIC, PATIENT |  | THERMOMETERTEMPORAL-Exergen-TAT-5000 | THERMOMETERTEMPORAL | TAT 5000 |  |  |  | Exergen | Thermometer, Temporal |  |  | THERMOMETERTEMPORAL-Exergen-TAT-5000 |  |  |  | Covered PM Repair - Biomedical | MHHS-TMC
NO | NO |  |  |  | A603349 |  | Exergen Corporation | TAT-5000 |  | A603349 | TMC - PACU - PEDI (2HP) | MHHS-TMC |  | Thermometer, Temporal |  | A603349 |  | TMC |  | TMC - PACU - PEDI (2HP) | [5 empty] | THERMOMETERS, ELECTRONIC, PATIENT |  | THERMOMETERTEMPORAL-Exergen-TAT-5000 | THERMOMETERTEMPORAL | TAT 5000 |  |  |  | Exergen | Thermometer, Temporal |  |  | THERMOMETERTEMPORAL-Exergen-TAT-5000 |  |  |  | Covered PM Repair - Biomedical | MHHS-TMC
NO | NO |  |  |  | A346854 |  | Exergen Corporation | TAT-5000 |  | A346854 | TMC - PACU - ROBERTSON (2R) | MHHS-TMC |  | Thermometer, Temporal |  | A346854 |  | TMC |  | TMC - PACU - ROBERTSON (2R) | [5 empty] | THERMOMETERS, ELECTRONIC, PATIENT |  | THERMOMETERTEMPORAL-Exergen-TAT-5000 | THERMOMETERTEMPORAL | TAT 5000 |  |  |  | Exergen | Thermometer, Temporal |  |  | THERMOMETERTEMPORAL-Exergen-TAT-5000 |  |  |  | Covered PM Repair - Biomedical | MHHS-TMC
NO | NO |  |  |  | A379588 |  | Exergen Corporation | TAT-5000 |  | A379588 | TMC - PACU - ROBERTSON (2R) | MHHS-TMC |  | Thermometer, Temporal |  | A379588 |  | TMC |  | TMC - PACU - ROBERTSON (2R) | [5 empty] | THERMOMETERS, ELECTRONIC, PATIENT |  | THERMOMETERTEMPORAL-Exergen-TAT-5000 | THERMOMETERTEMPORAL | TAT 5000 |  |  |  | Exergen | Thermometer, Temporal |  |  | THERMOMETERTEMPORAL-Exergen-TAT-5000 |  |  |  | Covered PM Repair - Biomedical | MHHS-TMC
NO | NO |  |  |  | A383365 |  | Exergen Corporation | TAT-5000 |  | A383365 | TMC - PACU - ROBERTSON (2R) | MHHS-TMC |  | Thermometer, Temporal |  | A383365 |  | TMC |  | TMC - PACU - ROBERTSON (2R) | [5 empty] | THERMOMETERS, ELECTRONIC, PATIENT |  | THERMOMETERTEMPORAL-Exergen-TAT-5000 | THERMOMETERTEMPORAL | TAT 5000 |  |  |  | Exergen | Thermometer, Temporal |  |  | THERMOMETERTEMPORAL-Exergen-TAT-5000 |  |  |  | Covered PM Repair - Biomedical | MHHS-TMC
NO | NO |  |  |  | A385665 |  | Exergen Corporation | TAT-5000 |  | A385665 | TMC - PACU - ROBERTSON (2R) | MHHS-TMC |  | Thermometer, Temporal |  | A385665 |  | TMC |  | TMC - PACU - ROBERTSON (2R) | [5 empty] | THERMOMETERS, ELECTRONIC, PATIENT |  | THERMOMETERTEMPORAL-Exergen-TAT-5000 | THERMOMETERTEMPORAL | TAT 5000 |  |  |  | Exergen | Thermometer, Temporal |  |  | THERMOMETERTEMPORAL-Exergen-TAT-5000 |  |  |  | Covered PM Repair - Biomedical | MHHS-TMC
NO | NO |  |  |  | A386696 |  | Exergen Corporation | TAT-5000 |  | A386696 | TMC - PACU - ROBERTSON (2R) | MHHS-TMC |  | Thermometer, Temporal |  | A386696 |  | TMC |  | TMC - PACU - ROBERTSON (2R) | [5 empty] | THERMOMETERS, ELECTRONIC, PATIENT |  | THERMOMETERTEMPORAL-Exergen-TAT-5000 | THERMOMETERTEMPORAL | TAT 5000 |  |  |  | Exergen | Thermometer, Temporal |  |  | THERMOMETERTEMPORAL-Exergen-TAT-5000 |  |  |  | Covered PM Repair - Biomedical | MHHS-TMC
NO | NO |  |  |  | A386892 |  | Exergen Corporation | TAT-5000 |  | A386892 | TMC - PACU - ROBERTSON (2R) | MHHS-TMC |  | Thermometer, Temporal |  | A386892 |  | TMC |  | TMC - PACU - ROBERTSON (2R) | [5 empty] | THERMOMETERS, ELECTRONIC, PATIENT |  | THERMOMETERTEMPORAL-Exergen-TAT-5000 | THERMOMETERTEMPORAL | TAT 5000 |  |  |  | Exergen | Thermometer, Temporal |  |  | THERMOMETERTEMPORAL-Exergen-TAT-5000 |  |  |  | Covered PM Repair - Biomedical | MHHS-TMC
NO | NO |  |  |  | A387011 |  | Exergen Corporation | TAT-5000 |  | A387011 | TMC - PACU - ROBERTSON (2R) | MHHS-TMC |  | Thermometer, Temporal |  | A387011 |  | TMC |  | TMC - PACU - ROBERTSON (2R) | [5 empty] | THERMOMETERS, ELECTRONIC, PATIENT |  | THERMOMETERTEMPORAL-Exergen-TAT-5000 | THERMOMETERTEMPORAL | TAT 5000 |  |  |  | Exergen | Thermometer, Temporal |  |  | THERMOMETERTEMPORAL-Exergen-TAT-5000 |  |  |  | Covered PM Repair - Biomedical | MHHS-TMC
NO | NO |  |  |  | A397081 |  | Exergen Corporation | TAT-5000 |  | A397081 | TMC - PACU - ROBERTSON (2R) | MHHS-TMC |  | Thermometer, Temporal |  | A397081 |  | TMC |  | TMC - PACU - ROBERTSON (2R) | [5 empty] | THERMOMETERS, ELECTRONIC, PATIENT |  | THERMOMETERTEMPORAL-Exergen-TAT-5000 | THERMOMETERTEMPORAL | TAT 5000 |  |  |  | Exergen | Thermometer, Temporal |  |  | THERMOMETERTEMPORAL-Exergen-TAT-5000 |  |  |  | Covered PM Repair - Biomedical | MHHS-TMC
NO | NO |  |  |  | A397083 |  | Exergen Corporation | TAT-5000 |  | A397083 | TMC - PACU - ROBERTSON (2R) | MHHS-TMC |  | Thermometer, Temporal |  | A397083 |  | TMC |  | TMC - PACU - ROBERTSON (2R) | [5 empty] | THERMOMETERS, ELECTRONIC, PATIENT |  | THERMOMETERTEMPORAL-Exergen-TAT-5000 | THERMOMETERTEMPORAL | TAT 5000 |  |  |  | Exergen | Thermometer, Temporal |  |  | THERMOMETERTEMPORAL-Exergen-TAT-5000 |  |  |  | Covered PM Repair - Lab Analyzers/Anesth | MHHS-TMC
NO | NO |  |  |  | A397768 |  | Exergen Corporation | TAT-5000 |  | A397768 | TMC - PACU - ROBERTSON (2R) | MHHS-TMC |  | Thermometer, Temporal |  | A397768 |  | TMC |  | TMC - PACU - ROBERTSON (2R) | [5 empty] | THERMOMETERS, ELECTRONIC, PATIENT |  | THERMOMETERTEMPORAL-Exergen-TAT-5000 | THERMOMETERTEMPORAL | TAT 5000 |  |  |  | Exergen | Thermometer, Temporal |  |  | THERMOMETERTEMPORAL-Exergen-TAT-5000 |  |  |  | Covered PM Repair - Lab Analyzers/Anesth | MHHS-TMC
NO | NO |  |  |  | A398351 |  | Exergen Corporation | TAT-5000 |  | A398351 | TMC - PACU - ROBERTSON (2R) | MHHS-TMC |  | Thermometer, Temporal |  | A398351 |  | TMC |  | TMC - PACU - ROBERTSON (2R) | [5 empty] | THERMOMETERS, ELECTRONIC, PATIENT |  | THERMOMETERTEMPORAL-Exergen-TAT-5000 | THERMOMETERTEMPORAL | TAT 5000 |  |  |  | Exergen | Thermometer, Temporal |  |  | THERMOMETERTEMPORAL-Exergen-TAT-5000 |  |  |  | Covered PM Repair - Lab Analyzers/Anesth | MHHS-TMC
NO | NO |  |  |  | A398766 |  | Exergen Corporation | TAT-5000 |  | A398766 | TMC - PACU - ROBERTSON (2R) | MHHS-TMC |  | Thermometer, Temporal |  | A398766 |  | TMC |  | TMC - PACU - ROBERTSON (2R) | [5 empty] | THERMOMETERS, ELECTRONIC, PATIENT |  | THERMOMETERTEMPORAL-Exergen-TAT-5000 | THERMOMETERTEMPORAL | TAT 5000 |  |  |  | Exergen | Thermometer, Temporal |  |  | THERMOMETERTEMPORAL-Exergen-TAT-5000 |  |  |  | Covered PM Repair - Lab Analyzers/Anesth | MHHS-TMC
NO | NO |  |  |  | A398767 |  | Exergen Corporation | TAT-5000 |  | A398767 | TMC - PACU - ROBERTSON (2R) | MHHS-TMC |  | Thermometer, Temporal |  | A398767 |  | TMC |  | TMC - PACU - ROBERTSON (2R) | [5 empty] | THERMOMETERS, ELECTRONIC, PATIENT |  | THERMOMETERTEMPORAL-Exergen-TAT-5000 | THERMOMETERTEMPORAL | TAT 5000 |  |  |  | Exergen | Thermometer, Temporal |  |  | THERMOMETERTEMPORAL-Exergen-TAT-5000 |  |  |  | Covered PM Repair - Lab Analyzers/Anesth | MHHS-TMC
NO | NO |  |  |  | A399536 |  | Exergen Corporation | TAT-5000 |  | A399536 | TMC - PACU - ROBERTSON (2R) | MHHS-TMC |  | Thermometer, Temporal |  | A399536 |  | TMC |  | TMC - PACU - ROBERTSON (2R) | [5 empty] | THERMOMETERS, ELECTRONIC, PATIENT |  | THERMOMETERTEMPORAL-Exergen-TAT-5000 | THERMOMETERTEMPORAL | TAT 5000 |  |  |  | Exergen | Thermometer, Temporal |  |  | THERMOMETERTEMPORAL-Exergen-TAT-5000 |  |  |  | Covered PM Repair - Lab Analyzers/Anesth | MHHS-TMC
NO | NO |  |  |  | A404117 |  | Exergen Corporation | TAT-5000 |  | A404117 | TMC - PACU - ROBERTSON (2R) | MHHS-TMC |  | Thermometer, Temporal |  | A404117 |  | TMC |  | TMC - PACU - ROBERTSON (2R) | [5 empty] | THERMOMETERS, ELECTRONIC, PATIENT |  | THERMOMETERTEMPORAL-Exergen-TAT-5000 | THERMOMETERTEMPORAL | TAT 5000 |  |  |  | Exergen | Thermometer, Temporal |  |  | THERMOMETERTEMPORAL-Exergen-TAT-5000 |  |  |  | Covered PM Repair - Lab Analyzers/Anesth | MHHS-TMC
NO | NO |  |  |  | A405160 |  | Exergen Corporation | TAT-5000 |  | A405160 | TMC - PACU - ROBERTSON (2R) | MHHS-TMC |  | Thermometer, Temporal |  | A405160 |  | TMC |  | TMC - PACU - ROBERTSON (2R) | [5 empty] | THERMOMETERS, ELECTRONIC, PATIENT |  | THERMOMETERTEMPORAL-Exergen-TAT-5000 | THERMOMETERTEMPORAL | TAT 5000 |  |  |  | Exergen | Thermometer, Temporal |  |  | THERMOMETERTEMPORAL-Exergen-TAT-5000 |  |  |  | Covered PM Repair - Lab Analyzers/Anesth | MHHS-TMC
NO | NO |  |  |  | A405992 |  | Exergen Corporation | TAT-5000 |  | A405992 | TMC - PACU - ROBERTSON (2R) | MHHS-TMC |  | Thermometer, Temporal |  | A405992 |  | TMC |  | TMC - PACU - ROBERTSON (2R) | [5 empty] | THERMOMETERS, ELECTRONIC, PATIENT |  | THERMOMETERTEMPORAL-Exergen-TAT-5000 | THERMOMETERTEMPORAL | TAT 5000 |  |  |  | Exergen | Thermometer, Temporal |  |  | THERMOMETERTEMPORAL-Exergen-TAT-5000 |  |  |  | Covered PM Repair - Lab Analyzers/Anesth | MHHS-TMC
NO | NO |  |  |  | A406012 |  | Exergen Corporation | TAT-5000 |  | A406012 | TMC - PACU - ROBERTSON (2R) | MHHS-TMC |  | Thermometer, Temporal |  | A406012 |  | TMC |  | TMC - PACU - ROBERTSON (2R) | [5 empty] | THERMOMETERS, ELECTRONIC, PATIENT |  | THERMOMETERTEMPORAL-Exergen-TAT-5000 | THERMOMETERTEMPORAL | TAT 5000 |  |  |  | Exergen | Thermometer, Temporal |  |  | THERMOMETERTEMPORAL-Exergen-TAT-5000 |  |  |  | Covered PM Repair - Lab Analyzers/Anesth | MHHS-TMC
NO | NO |  |  |  | A406071 |  | Exergen Corporation | TAT-5000 |  | A406071 | TMC - PACU - ROBERTSON (2R) | MHHS-TMC |  | Thermometer, Temporal |  | A406071 |  | TMC |  | TMC - PACU - ROBERTSON (2R) | [5 empty] | THERMOMETERS, ELECTRONIC, PATIENT |  | THERMOMETERTEMPORAL-Exergen-TAT-5000 | THERMOMETERTEMPORAL | TAT 5000 |  |  |  | Exergen | Thermometer, Temporal |  |  | THERMOMETERTEMPORAL-Exergen-TAT-5000 |  |  |  | Covered PM Repair - Biomedical | MHHS-TMC
NO | NO |  |  |  | A406072 |  | Exergen Corporation | TAT-5000 |  | A406072 | TMC - PACU - ROBERTSON (2R) | MHHS-TMC |  | Thermometer, Temporal |  | A406072 |  | TMC |  | TMC - PACU - ROBERTSON (2R) | [5 empty] | THERMOMETERS, ELECTRONIC, PATIENT |  | THERMOMETERTEMPORAL-Exergen-TAT-5000 | THERMOMETERTEMPORAL | TAT 5000 |  |  |  | Exergen | Thermometer, Temporal |  |  | THERMOMETERTEMPORAL-Exergen-TAT-5000 |  |  |  | Covered PM Repair - Biomedical | MHHS-TMC
NO | NO |  |  |  | A406072 |  | Exergen Corporation | TAT-5000 |  | A406072 | TMC - PACU - ROBERTSON (2R) | MHHS-TMC |  | Thermometer, Temporal |  | A406072 |  | TMC |  | TMC - PACU - ROBERTSON (2R) | [5 empty] | THERMOMETERS, ELECTRONIC, PATIENT |  | THERMOMETERTEMPORAL-Exergen-TAT-5000 | THERMOMETERTEMPORAL | TAT 5000 |  |  |  | Exergen | Thermometer, Temporal |  |  | THERMOMETERTEMPORAL-Exergen-TAT-5000 |  |  |  | Covered PM Repair - Biomedical | MHHS-TMC
NO | NO |  |  |  | A407317 |  | Exergen Corporation | TAT-5000 |  | A407317 | TMC - PACU - ROBERTSON (2R) | MHHS-TMC |  | Thermometer, Temporal |  | A407317 |  | TMC |  | TMC - PACU - ROBERTSON (2R) | [5 empty] | THERMOMETERS, ELECTRONIC, PATIENT |  | THERMOMETERTEMPORAL-Exergen-TAT-5000 | THERMOMETERTEMPORAL | TAT 5000 |  |  |  | Exergen | Thermometer, Temporal |  |  | THERMOMETERTEMPORAL-Exergen-TAT-5000 |  |  |  | Covered PM Repair - Biomedical | MHHS-TMC
NO | NO |  |  |  | A407571 |  | Exergen Corporation | TAT-5000 |  | A407571 | TMC - PACU - ROBERTSON (2R) | MHHS-TMC |  | Thermometer, Temporal |  | A407571 |  | TMC |  | TMC - PACU - ROBERTSON (2R) | [5 empty] | THERMOMETERS, ELECTRONIC, PATIENT |  | THERMOMETERTEMPORAL-Exergen-TAT-5000 | THERMOMETERTEMPORAL | TAT 5000 |  |  |  | Exergen | Thermometer, Temporal |  |  | THERMOMETERTEMPORAL-Exergen-TAT-5000 |  |  |  | Covered PM Repair - Biomedical | MHHS-TMC
NO | NO |  |  |  | A762119 |  | Exergen Corporation | TAT-5000 |  | A762119 | TMC - PACU - ROBERTSON (2R) | MHHS-TMC |  | Thermometer, Temporal |  | A762119 |  | TMC |  | TMC - PACU - ROBERTSON (2R) | [5 empty] | THERMOMETERS, ELECTRONIC, PATIENT |  | THERMOMETERTEMPORAL-Exergen-TAT-5000 | THERMOMETERTEMPORAL | TAT 5000 |  |  |  | Exergen | Thermometer, Temporal |  |  | THERMOMETERTEMPORAL-Exergen-TAT-5000 |  |  |  | Covered PM Repair - Biomedical | MHHS-TMC
NO | NO |  |  |  | A762305 |  | Exergen Corporation | TAT-5000 |  | A762305 | TMC - PACU - ROBERTSON (2R) | MHHS-TMC |  | Thermometer, Temporal |  | A762305 |  | TMC |  | TMC - PACU - ROBERTSON (2R) | [5 empty] | THERMOMETERS, ELECTRONIC, PATIENT |  | THERMOMETERTEMPORAL-Exergen-TAT-5000 | THERMOMETERTEMPORAL | TAT 5000 |  |  |  | Exergen | Thermometer, Temporal |  |  | THERMOMETERTEMPORAL-Exergen-TAT-5000 |  |  |  | Covered PM Repair - Biomedical | MHHS-TMC
NO | NO |  |  |  | 069-43431 |  | Exergen Corporation | TAT-5000 |  | A470469 | TMC - PLAZA - ANESTHESIA CLINIC (UTPB, STE 600) | MHHS-TMC |  | Thermometer, Temporal |  | 069-43431 |  | TMC |  | TMC - PLAZA - ANESTHESIA CLINIC (UTPB, STE 600) | [5 empty] | THERMOMETERS, ELECTRONIC, PATIENT |  | THERMOMETERTEMPORAL-Exergen-TAT-5000 | THERMOMETERTEMPORAL | TAT 5000 |  |  |  | Exergen | Thermometer, Temporal |  |  | THERMOMETERTEMPORAL-Exergen-TAT-5000 |  |  |  | Covered PM Repair - Biomedical | MHHS-TMC
NO | NO |  |  |  | 069-43432 |  | Exergen Corporation | TAT-5000 |  | A472654 | TMC - PLAZA - ANESTHESIA CLINIC (UTPB, STE 600) | MHHS-TMC |  | Thermometer, Temporal |  | 069-43432 |  | TMC |  | TMC - PLAZA - ANESTHESIA CLINIC (UTPB, STE 600) | [5 empty] | THERMOMETERS, ELECTRONIC, PATIENT |  | THERMOMETERTEMPORAL-Exergen-TAT-5000 | THERMOMETERTEMPORAL | TAT 5000 |  |  |  | Exergen | Thermometer, Temporal |  |  | THERMOMETERTEMPORAL-Exergen-TAT-5000 |  |  |  | Covered PM Repair - Biomedical | MHHS-TMC
NO | NO |  |  |  | 069-47534 |  | Exergen Corporation | TAT-5000 |  | A821956 | TMC - SAROFIM 2 - ADULT PACU | MHHS-TMC |  | Thermometer, Temporal |  | 069-47534 |  | TMC |  | TMC - SAROFIM 2 - ADULT PACU | [5 empty] | THERMOMETERS, ELECTRONIC, PATIENT |  | THERMOMETERTEMPORAL-Exergen-TAT-5000 | THERMOMETERTEMPORAL | TAT 5000 |  |  |  | Exergen | Thermometer, Temporal |  |  | THERMOMETERTEMPORAL-Exergen-TAT-5000 |  |  |  | Covered PM Repair - Biomedical | MHHS-TMC
NO | NO |  |  |  | 069-47751 |  | Exergen Corporation | TAT-5000 |  | A825151 | TMC - SAROFIM 2 - ADULT PACU | MHHS-TMC |  | Thermometer, Temporal |  | 069-47751 |  | TMC |  | TMC - SAROFIM 2 - ADULT PACU | [5 empty] | THERMOMETERS, ELECTRONIC, PATIENT |  | THERMOMETERTEMPORAL-Exergen-TAT-5000 | THERMOMETERTEMPORAL | TAT 5000 |  |  |  | Exergen | Thermometer, Temporal |  |  | THERMOMETERTEMPORAL-Exergen-TAT-5000 |  |  |  | Covered PM Repair - Biomedical | MHHS-TMC
NO | NO |  |  |  | 069-47752 |  | Exergen Corporation | TAT-5000 |  | A825128 | TMC - SAROFIM 2 - ADULT PACU | MHHS-TMC |  | Thermometer, Temporal |  | 069-47752 |  | TMC |  | TMC - SAROFIM 2 - ADULT PACU | [5 empty] | THERMOMETERS, ELECTRONIC, PATIENT |  | THERMOMETERTEMPORAL-Exergen-TAT-5000 | THERMOMETERTEMPORAL | TAT 5000 |  |  |  | Exergen | Thermometer, Temporal |  |  | THERMOMETERTEMPORAL-Exergen-TAT-5000 |  |  |  | Covered PM Repair - Biomedical | MHHS-TMC
NO | NO |  |  |  | 069-47756 |  | Exergen Corporation | TAT-5000 |  | A825162 | TMC - SAROFIM 2 - ADULT PACU | MHHS-TMC |  | Thermometer, Temporal |  | 069-47756 |  | TMC |  | TMC - SAROFIM 2 - ADULT PACU | [5 empty] | THERMOMETERS, ELECTRONIC, PATIENT |  | THERMOMETERTEMPORAL-Exergen-TAT-5000 | THERMOMETERTEMPORAL | TAT 5000 |  |  |  | Exergen | Thermometer, Temporal |  |  | THERMOMETERTEMPORAL-Exergen-TAT-5000 |  |  |  | Covered PM Repair - Biomedical | MHHS-TMC
NO | NO |  |  |  | 069-47757 |  | Exergen Corporation | TAT-5000 |  | A825123 | TMC - SAROFIM 2 - ADULT PACU | MHHS-TMC |  | Thermometer, Temporal |  | 069-47757 |  | TMC |  | TMC - SAROFIM 2 - ADULT PACU | [5 empty] | THERMOMETERS, ELECTRONIC, PATIENT |  | THERMOMETERTEMPORAL-Exergen-TAT-5000 | THERMOMETERTEMPORAL | TAT 5000 |  |  |  | Exergen | Thermometer, Temporal |  |  | THERMOMETERTEMPORAL-Exergen-TAT-5000 |  |  |  | Covered PM Repair - Biomedical | MHHS-TMC
NO | NO |  |  |  | 069-47767 |  | Exergen Corporation | TAT-5000 |  | A821753 | TMC - SAROFIM 2 - ADULT PACU | MHHS-TMC |  | Thermometer, Temporal |  | 069-47767 |  | TMC |  | TMC - SAROFIM 2 - ADULT PACU | [5 empty] | THERMOMETERS, ELECTRONIC, PATIENT |  | THERMOMETERTEMPORAL-Exergen-TAT-5000 | THERMOMETERTEMPORAL | TAT 5000 |  |  |  | Exergen | Thermometer, Temporal |  |  | THERMOMETERTEMPORAL-Exergen-TAT-5000 |  |  |  | Covered PM Repair - Biomedical | MHHS-TMC
NO | NO |  |  |  | 069-47778 |  | Exergen Corporation | TAT-5000 |  | A821918 | TMC - SAROFIM 2 - ADULT PACU | MHHS-TMC |  | Thermometer, Temporal |  | 069-47778 |  | TMC |  | TMC - SAROFIM 2 - ADULT PACU | [5 empty] | THERMOMETERS, ELECTRONIC, PATIENT |  | THERMOMETERTEMPORAL-Exergen-TAT-5000 | THERMOMETERTEMPORAL | TAT 5000 |  |  |  | Exergen | Thermometer, Temporal |  |  | THERMOMETERTEMPORAL-Exergen-TAT-5000 |  |  |  | Covered PM Repair - Biomedical | MHHS-TMC
NO | NO |  |  |  | 069-47798 |  | Exergen Corporation | TAT-5000 |  | A821702 | TMC - SAROFIM 2 - ADULT PACU | MHHS-TMC |  | Thermometer, Temporal |  | 069-47798 |  | TMC |  | TMC - SAROFIM 2 - ADULT PACU | [5 empty] | THERMOMETERS, ELECTRONIC, PATIENT |  | THERMOMETERTEMPORAL-Exergen-TAT-5000 | THERMOMETERTEMPORAL | TAT 5000 |  |  |  | Exergen | Thermometer, Temporal |  |  | THERMOMETERTEMPORAL-Exergen-TAT-5000 |  |  |  | Covered PM Repair - Biomedical | MHHS-TMC
NO | NO |  |  |  | 029-07042 |  | Exergen Corporation | TAT-5000 |  | A219263 | WOODLANDS - ENDOSCOPY | MHHS-Woodlands |  | Thermometer, Temporal |  | 029-07042 |  | Woodlands |  | WOODLANDS - ENDOSCOPY | [5 empty] | THERMOMETERS, ELECTRONIC, PATIENT |  | THERMOMETERTEMPORAL-Exergen-TAT-5000 | THERMOMETERTEMPORAL | TAT 5000 |  |  |  | Exergen | Thermometer, Temporal |  |  | THERMOMETERTEMPORAL-Exergen-TAT-5000 |  |  |  | Covered PM Repair - Radiology, Low End | MHHS-Woodlands
NO | NO |  |  |  | 029-07044 |  | Exergen Corporation | TAT-5000 |  | A70104 | WOODLANDS - ENDOSCOPY | MHHS-Woodlands |  | Thermometer, Temporal |  | 029-07044 |  | Woodlands |  | WOODLANDS - ENDOSCOPY | [5 empty] | THERMOMETERS, ELECTRONIC, PATIENT |  | THERMOMETERTEMPORAL-Exergen-TAT-5000 | THERMOMETERTEMPORAL | TAT 5000 |  |  |  | Exergen | Thermometer, Temporal |  |  | THERMOMETERTEMPORAL-Exergen-TAT-5000 |  |  |  | Covered PM Repair - Radiology, Low End | MHHS-Woodlands
NO | NO |  |  |  | 029-04637 |  | Exergen Corporation | TAT-5000 |  | A41465 | WOODLANDS - PACU | MHHS-Woodlands |  | Thermometer, Temporal |  | 029-04637 |  | Woodlands |  | WOODLANDS - PACU | [5 empty] | THERMOMETERS, ELECTRONIC, PATIENT |  | THERMOMETERTEMPORAL-Exergen-TAT-5000 | THERMOMETERTEMPORAL | TAT 5000 |  |  |  | Exergen | Thermometer, Temporal |  |  | THERMOMETERTEMPORAL-Exergen-TAT-5000 |  |  |  | Covered PM Repair - Radiology, Low End | MHHS-Woodlands
NO | NO |  |  |  | a757051 |  | Exergen Corporation | TAT-5000 |  | a757051 | WOODLANDS - PREOP | MHHS-Woodlands |  | Thermometer, Temporal |  | a757051 |  | Woodlands |  | WOODLANDS - PREOP | [5 empty] | THERMOMETERS, ELECTRONIC, PATIENT |  | THERMOMETERTEMPORAL-Exergen-TAT-5000 | THERMOMETERTEMPORAL | TAT 5000 |  |  |  | Exergen | Thermometer, Temporal |  |  | THERMOMETERTEMPORAL-Exergen-TAT-5000 |  |  |  | Covered PM Repair - Radiology, Low End | MHHS-Woodlands
NO | NO |  |  |  | a759514 |  | Exergen Corporation | TAT-5000 |  | a759514 | WOODLANDS - PREOP | MHHS-Woodlands |  | Thermometer, Temporal |  | a759514 |  | Woodlands |  | WOODLANDS - PREOP | [5 empty] | THERMOMETERS, ELECTRONIC, PATIENT |  | THERMOMETERTEMPORAL-Exergen-TAT-5000 | THERMOMETERTEMPORAL | TAT 5000 |  |  |  | Exergen | Thermometer, Temporal |  |  | THERMOMETERTEMPORAL-Exergen-TAT-5000 |  |  |  | Covered PM Repair - Biomedical | MHHS-Woodlands
NO | NO |  |  |  | a759750 |  | Exergen Corporation | TAT-5000 |  | a759750 | WOODLANDS - PREOP | MHHS-Woodlands |  | Thermometer, Temporal |  | a759750 |  | Woodlands |  | WOODLANDS - PREOP | [5 empty] | THERMOMETERS, ELECTRONIC, PATIENT |  | THERMOMETERTEMPORAL-Exergen-TAT-5000 | THERMOMETERTEMPORAL | TAT 5000 |  |  |  | Exergen | Thermometer, Temporal |  |  | THERMOMETERTEMPORAL-Exergen-TAT-5000 |  |  |  | Covered PM Repair - Biomedical | MHHS-Woodlands
NO | NO |  |  |  | a759756 |  | Exergen Corporation | TAT-5000 |  | a759756 | WOODLANDS - PREOP | MHHS-Woodlands |  | Thermometer, Temporal |  | a759756 |  | Woodlands |  | WOODLANDS - PREOP | [5 empty] | THERMOMETERS, ELECTRONIC, PATIENT |  | THERMOMETERTEMPORAL-Exergen-TAT-5000 | THERMOMETERTEMPORAL | TAT 5000 |  |  |  | Exergen | Thermometer, Temporal |  |  | THERMOMETERTEMPORAL-Exergen-TAT-5000 |  |  |  | Covered PM Repair - Radiology, Low End | MHHS-Woodlands
YES | YES | Serial Number Cnf |  |  | 099-06273 | 099-06273 | Exertec fitness | Cnf |  | Cnf | Occupational therapy |  |  |  |  | 099-06273 | 099-06273 | Southeast | Memorial Hermann Southeast Hospital | Occupational therapy | E2.001 |  |  |  | No pmE2.001 |  |  | .needs class
NO | NO |  |  |  | 241-02677 |  | Exertools | PLYOBACK |  |  | TIRR - KIRBY GLENN | MHHS-TIRR |  |  |  | 241-02677 |  | TMC |  | TIRR - KIRBY GLENN | [5 empty] | EXERCISERS |  | .needs class | [13 empty] | Covered PM Repair - Biomedical | MHHS-TIRR
YES | YES |  |  |  | 099-02299 | 099-02299 | Exos | CNF | [7 empty] | 099-02299 | 099-02299 | Katy | Memorial Hermann Medical Group Kingwood (located in the CCC) - Level 2 (#500) |  | Vaccine room | 2/1/20 | 2/1/20 |  |  |  |  | .needs class
YES | YES |  |  |  | 145-00783 | 145-00783 | Expression MR |  |  | SGE00694 | Biomed Shop |  |  |  |  | 145-00783 | 145-00783 | Pearland | Memorial Hermann Pearland Hospital | Biomed Shop | Biomed Shop
YES | YES |  |  |  |  | 142-00867 | Extech Inst |  |  | Z144406 | Biomed | [5 empty] | 142-00867 | Katy | Memorial Hermann Northeast Hospital | Biomed | Biomed shop | 8/1/19 | 8/1/20 |  |  |  | Tachometer | TACHOMETER-Extech Inst-461995 | [12 empty] | TEST-A | [9 empty] | Tachometer | TACHOMETER | Tachometer | Extech Inst
YES | YES |  |  |  | 099-01039 | 099-01039 | Extech Inst | IR260 |  | R180602712 | SPD |  |  |  |  | 099-01039 | 099-01039 | Katy | Memorial Hermann Northeast Hospital | SPD | SPD
YES | YES | Serial Number Cnf |  |  | 099-02664 | 099-02664 | Extech Inst | LT300 |  | CNF | KATY - Biomed |  |  |  |  | 099-02664 | 099-02664 | Katy | Memorial Hermann Katy Hospital | KATY - Biomed | Biomed storage | 7/1/19 | 7/1/20 |  |  |  | Meter, Light | METERLIGHT-Extech Inst-LT300 | [12 empty] | TEST-A | [9 empty] | Meter, Light | METERLIGHT | Meter, Light | Extech Inst
YES | YES |  |  |  | 041-04197 |  | Extech Inst | Photo Tachometer Stroboscope |  |  | Biomed Department |  |  |  |  | 041-04197 |  | West | Memorial Hermann - Memorial City | Biomed Department | Biomed Department
YES | YES | Serial Number Cnf |  |  | 041-10996 |  | Extech Inst | Photo Tachometer Stroboscope |  | CNF | Biomed Dept |  |  |  |  | 041-10996 |  | West | Memorial Hermann - Memorial City | Biomed Dept | Biomed Dept |  |  |  | Battery Leaked. Out of Service.
YES | YES |  |  |  | 151-03953 | 151-03953 | Extech Inst | RPM10 |  | H172891 | Biomed Dept |  |  |  |  | 151-03953 | 151-03953 | West | Memorial Hermann Memorial City Medical Center | Biomed Dept | Biomed Dept
YES | YES |  |  |  |  | 041-10426 | Extech Inst | RPM10 |  |  | Biomed Department | [5 empty] | 041-10426 | West | Memorial Hermann - Memorial City | Biomed Department | Biomed Department
NO | YES |  |  |  | EZG116 |  | EZ WAY | L1000PS |  |  | Rental | MHHS-Northeast |  |  |  | EZG116 |  | Katy |  | Rental | [7 empty] | .needs class |  | EZ SMART LIFT W/SCALE, 1000LB | [9 empty] | Verified as Rental |  |  | MHHS-Northeast
NO | YES |  |  |  | EZG115 |  | EZ WAY | L1000PS |  |  | Rental | MHHS-TIRR |  |  |  | EZG115 |  | TMC |  | Rental | [7 empty] | .needs class |  | EZ SMART LIFT W/SCALE, 1000LB | [9 empty] | Verified as Rental |  |  | MHHS-TIRR
NO | YES |  |  |  | EZG111 |  | EZ WAY | L1000PS |  |  | Rental | MHHS-TMC |  |  |  | EZG111 |  | TMC |  | Rental | [7 empty] | .needs class |  | EZ SMART LIFT W/SCALE, 1000LB | [9 empty] | Verified as Rental |  |  | MHHS-TMC
NO | YES |  |  |  | EZG118 |  | EZ WAY | L1000PS |  |  | Rental | MHHS-TMC |  |  |  | EZG118 |  | TMC |  | Rental | [7 empty] | .needs class |  | EZ SMART LIFT W/SCALE, 1000LB | [9 empty] | Verified as Rental |  |  | MHHS-TMC
YES | YES |  |  |  | 099-10500 | 099-10500 | Fabrication Ent | Baseline |  |  | SMR - (SW) - SOUTHWEST (MP4) |  |  |  |  | 099-10500 | 099-10500 | Southwest | Memorial Hermann Diagnostic Laboratory - Southwest Medical Plaza 4 | SMR - (SW) - SOUTHWEST (MP4) | Suite 570 |  |  |  | New Add - no SN visible
YES | YES | [5 empty] | Fabrication Ent | Baseline 12-0200 |  |  | SMR - (STX) - RBJ - RICHMOND | [6 empty] | South | Sports med | SMR - (STX) - RBJ - RICHMOND | Sports med
NO | NO |  |  |  | 005-33868 |  | Fabrication Enterprises, Inc. | BASELINE 12-0200 |  | 005-33868 | SMR - (SE) - SOUTHEAST (MP1) | MHHS-SMR |  |  |  | 005-33868 |  | Southeast & Bay Area |  | SMR - (SE) - SOUTHEAST (MP1) | [5 empty] | EXERCISERS |  | .needs class |  |  |  |  | .needs class | Fabrication Ent | [7 empty] | No Coverage Specified | MHHS-SMR
NO | NO | [5 empty] | Fabrication Enterprises, Inc. | BASELINE FINGERTIP PULSE OXIMETER 12-1926 |  |  | NEIGHBORHOOD CLINIC - (GH) - NORTHWEST CC | MHHS-Neighborhood Clinics | [5 empty] | Central & Greater Heights |  | NEIGHBORHOOD CLINIC - (GH) - NORTHWEST CC | [5 empty] | OXIMETERS, PULSE |  | OXIMETERPULSE-Fabrication Ent-12-1926 |  |  |  |  | OXIMETERPULSE-Fabrication Ent-12-1926 | Fabrication Ent | [7 empty] | No Coverage Specified | MHHS-Neighborhood Clinics
YES | YES |  |  |  | 009-10753 | 009-10753 | Fabrique | FFRU17B2QWD |  | WA63003096 | [5 empty] | 009-10753 | 009-10753 | Central | Memorial Hermann Medical Group Greater Heights Primary Care (located in the CCC) |  | Vaccine | 2/1/20 |  |  |  |  | Refrigerator, Laboratory | REFRIGERATORLAB-FRIGIDAIRE-FFRU17B2QWD | [12 empty] | REL-A | [10 empty] | REFRIGERATORLAB | Refrigerator, Laboratory | FRIGIDAIRE
NO | YES |  |  |  | 069-41101 | 069-41101 | Fairbanks Scales |  |  |  | TMC-Jones-Transplant Clinic (1J) | MHHS-TMC |  |  |  | 069-41101 | 069-41101 | TMC | MHHS-TMC | TMC-Jones-Transplant Clinic (1J) | Exam room hallway | 2/1/19 |  |  |  | SCALES, PATIENT |  | .needs class |  |  |  |  | .needs class | Fairbanks Scales |  |  |  |  | 10/2/15 |  |  | Covered PM Repair - Biomedical | MHHS-TMC
NO | NO |  |  |  | 069-42089 |  | Fairbanks Scales |  |  |  | TMC - JONES - TRANSPLANT CLINIC (1J) | MHHS-TMC |  |  |  | 069-42089 |  | TMC |  | TMC - JONES - TRANSPLANT CLINIC (1J) | [5 empty] | SCALES, PATIENT |  | .needs class |  |  |  |  | .needs class | Fairbanks Scales | [7 empty] | Covered PM Repair - Biomedical | MHHS-TMC
YES | YES | [5 empty] | Falcon Electric Inc. | SG2K-1T |  |  | Laboratory | [6 empty] | Southwest | Memorial Hermann Laboratory | Laboratory | Lab
YES | YES |  |  |  | 029-12375 | 029-12375 | Falcon Electric Inc. | SG2K-1TG |  |  | WOODLANDS - TERRAMONT ER (CLINIC) |  |  |  |  | 029-12375 | 029-12375 | Woodlands | Memorial Hermann 24-Hour Emergency Care | WOODLANDS - TERRAMONT ER (CLINIC) | Lab | 9/1/19 |  | 9/1/20 | New Add
YES | YES |  |  |  | 099-02680 | 099-02680 | Falcon Electric Inc. | UPS PLUS |  |  | ER lab |  |  |  |  | 099-02680 | 099-02680 | Katy | Memorial Hermann Convenient Care Center in Kingwood (Kingwood CCC) | ER lab | Nurses station
YES | YES |  |  |  | 133-10412 | 133-10412 | Famos | F108 |  |  | KATY - SPD |  |  |  |  | 133-10412 | 133-10412 | Katy | Memorial Hermann Katy Hospital | KATY - SPD | SPD
NO | YES |  |  |  |  | 142-05512 | Famos | F108TX |  |  | NE-OR | MHHS-Northeast |  | Heat Sealer |  |  | 142-05512 | Katy | MHHS-Northeast | NE-OR | Strerile Processing | 11/1/18 | 11/1/19 |  |  | SEAL CRIMPERS, BOTTLE/VIAL/TUBE | Heat Sealer | HEATSEALER-Famos bv-F108TX | HEATSEALER | F108TX |  |  |  | Famos bv | Heat Sealer |  | HEATSEALER-Famos bv-F108TX |  |  |  |  | Covered PM Repair - Biomedical | MHHS-Northeast | [8 empty] | HEATSEALER | Heat Sealer | Famos bv
NO | YES |  |  |  | 142-05765 | 142-05765 | Famos | F108TX |  |  | NE-OR | MHHS-Northeast |  | Heat Sealer |  | 142-05765 | 142-05765 | Katy | MHHS-Northeast | NE-OR |  | 8/1/18 | 8/1/19 |  |  | SEAL CRIMPERS, BOTTLE/VIAL/TUBE | Heat Sealer | HEATSEALER-Famos bv-F108TX | HEATSEALER | F108TX |  |  |  | Famos bv | Heat Sealer |  | HEATSEALER-Famos bv-F108TX |  |  |  |  | Covered PM Repair - Biomedical | MHHS-Northeast | [8 empty] | HEATSEALER | Heat Sealer | Famos bv
NO | NO |  |  |  | 069-43221 |  | Famos | F108TX |  |  | TMC - OR - HERMANN (2HP) | MHHS-TMC |  | Heat Sealer |  | 069-43221 |  | TMC |  | TMC - OR - HERMANN (2HP) | [5 empty] | SEAL CRIMPERS, BOTTLE/VIAL/TUBE |  | HEATSEALER-Famos bv-F108TX | HEATSEALER | F108TX |  |  |  | Famos bv | Heat Sealer |  | HEATSEALER-Famos bv-F108TX |  |  |  |  | Covered PM Repair - Biomedical | MHHS-TMC
YES | YES |  |  |  | 099-10418 | 099-10418 | Famos bv | F108TX |  |  | SPD |  |  |  |  | 099-10418 | 099-10418 | Southwest | Memorial Hermann Southwest Hospital | SPD | SPD | [5 empty] | Heat Sealer | HEATSEALER-Famos bv-F108TX | [22 empty] | Heat Sealer | HEATSEALER | Heat Sealer | Famos bv
NO | YES |  |  |  | 151-02686 | 151-02686 | Faxitron Bioptics | BIOVISION |  | (21) 30977 | CY-OR | MHHS-Cypress |  | Radiographic Unit |  | 151-02686 | 151-02686 | Northwest | MHHS-Cypress | CY-OR |  | 12/1/19 |  |  |  | RADIOGRAPHIC UNITS, SPECIMEN | Radiographic Unit | RADIOGRAPHICUNIT-FAXITRON-BioVision | RADIOGRAPHICUNIT | BioVision |  |  |  | FAXITRON | Radiographic Unit |  |  | RADIOGRAPHICUNIT-FAXITRON-BioVision | 11/1/20 |  | RU-A | Not Covered Vendor Only - Biomedical | MHHS-Cypress | [8 empty] | RADIOGRAPHICUNIT | Radiographic Unit | FAXITRON
NO | YES |  |  |  | 009-34598 | 009-34598 | Faxitron Bioptics | BIOVISION |  |  | GH-OR | MHHS-Greater Heights |  | Radiographic Unit |  | 009-34598 | 009-34598 | Central Greater Heights | MHHS-Greater Heights | GH-OR | Hallway |  |  |  | No p.m. /new equipment | RADIOGRAPHIC UNITS, SPECIMEN | Radiographic Unit | RADIOGRAPHICUNIT-FAXITRON-BioVision | RADIOGRAPHICUNIT | BioVision |  |  |  | FAXITRON | Radiographic Unit |  |  | RADIOGRAPHICUNIT-FAXITRON-BioVision | 11/1/20 |  | RU-A | Not Covered Vendor Only - Biomedical | MHHS-Greater Heights | [8 empty] | RADIOGRAPHICUNIT | Radiographic Unit | FAXITRON
NO | YES |  |  |  | 142-08199 | 142-08199 | Faxitron Bioptics | BIOVISION |  |  | NE-OR | MHHS-Northeast |  | Radiographic Unit |  | 142-08199 | 142-08199 | Katy | MHHS-Northeast | NE-OR |  | 3/1/19 | 3/1/20 |  |  | RADIOGRAPHIC UNITS, SPECIMEN | Radiographic Unit | RADIOGRAPHICUNIT-FAXITRON-BioVision | RADIOGRAPHICUNIT | BioVision |  |  |  | FAXITRON | Radiographic Unit |  |  | RADIOGRAPHICUNIT-FAXITRON-BioVision | 11/1/20 |  | RU-A | Not Covered Vendor Only - Biomedical | MHHS-Northeast | [8 empty] | RADIOGRAPHICUNIT | Radiographic Unit | FAXITRON
YES | YES |  |  |  | 041-33037 | 041-33037 | Faxitron path | Specimen radiography system |  | 232-784-0439 | TMC - LABORATORY - ANATOMIC PATHOLOGY (2R) |  |  |  |  | 041-33037 | 041-33037 | TMC | Memorial Hermann-Texas Medical Center | TMC - LABORATORY - ANATOMIC PATHOLOGY (2R) | Frozen section 419 |  |  |  | No pm
NO | NO |  |  |  | 005-12972 |  | FAXITRON X-RAY CORP |  |  |  | SE - OR | MHHS-Southeast |  |  |  | 005-12972 |  | Southeast & Bay Area |  | SE - OR | [5 empty] | IDENTIFICATION/TRACKING/SECURITY SYSTEMS, ASSET/PE |  | .needs class | [5 empty] | FAXITRON | [7 empty] | Covered PM Repair - Biomedical | MHHS-Southeast
NO | YES |  |  |  | 133-06871 | 133-06871 | FAXITRON X-RAY CORP | DX50 |  | 2324A0376 | OPID-(KY)-Katy-445 (Mp1) | MHHS-Katy |  | Radiographic Unit |  | 133-06871 | 133-06871 | Katy | MHHS-Others | OPID-(KY)-Katy-445 (Mp1) | Katy (Mammo) | 7/1/19 |  |  |  | RADIOGRAPHIC UNITS, SPECIMEN | Radiographic Unit | RADIOGRAPHICUNIT-FAXITRON-DX-50 | RADIOGRAPHICUNIT | DX-50 |  |  |  | FAXITRON | Radiographic Unit |  |  | RADIOGRAPHICUNIT-FAXITRON-DX-50 |  |  | RU-A | Covered PM Repair - Biomedical | MHHS-Katy | [8 empty] | RADIOGRAPHICUNIT | Radiographic Unit | FAXITRON
NO | YES |  |  |  | 013-18458 | 013-18458 | FAXITRON X-RAY CORP | DX50 |  | 2324a0401 | SW-OR | MHHS-Southwest |  | Radiographic Unit |  | 013-18458 | 013-18458 | Southwest | MHHS-Southwest | SW-OR | OR Hallway | 9/1/19 |  | 3/1/20 |  | RADIOGRAPHIC UNITS, SPECIMEN | Radiographic Unit | RADIOGRAPHICUNIT-FAXITRON-DX-50 | RADIOGRAPHICUNIT | DX-50 |  |  |  | FAXITRON | Radiographic Unit |  |  | RADIOGRAPHICUNIT-FAXITRON-DX-50 |  |  | RU-A | Covered PM Repair - Biomedical | MHHS-Southwest | [8 empty] | RADIOGRAPHICUNIT | Radiographic Unit | FAXITRON
NO | NO |  |  |  | 013-18459 |  | FAXITRON X-RAY CORP | DX50 |  | 2324A0411 | OPID - (SW) - SOUTHWEST BC - 450 (MP1) | MHHS-OPID |  | Radiographic Unit |  | 013-18459 |  | Southwest |  | OPID - (SW) - SOUTHWEST BC - 450 (MP1) | [5 empty] | RADIOGRAPHIC UNITS, SPECIMEN |  | RADIOGRAPHICUNIT-FAXITRON-DX-50 | RADIOGRAPHICUNIT | DX-50 |  |  |  | FAXITRON | Radiographic Unit |  |  | RADIOGRAPHICUNIT-FAXITRON-DX-50 |  |  |  | Covered PM Repair - Biomedical | MHHS-OPID
NO | NO | [5 empty] | FEMRX | MD0100 |  | hei 06857 | WOODLANDS - OR | MHHS-Woodlands |  | Morcellator |  |  |  | Woodlands |  | WOODLANDS - OR | [5 empty] | IRRIGATION/DISTENTION SYSTEMS |  | MORCELL-Gynecare-MD0100 | MORCELL | MD0100 |  |  |  | Gynecare | Morcellator |  |  | MORCELL-Gynecare-MD0100 |  |  |  | Covered PM Repair - Biomedical | MHHS-Woodlands
NO | YES |  |  |  | 041-17720 | 041-17720 | Ferno |  |  | TIRR-14 | Memorial Hermann city- health center | MHHS-Mem City |  | Warmer, Blood/Fluid |  | 041-17720 | 041-17720 | West & Memorial City | Memorial Hermann city- health center | Memorial Hermann city- health center |  | 3/1/19 |  | 3/1/20 |  | TABLES, EXAMINATION/TREATMENT |  | WARMERBLOODFLUID-C.F. Elecrtonics-3000 | WARMERBLOODFLUID |  |  |  |  | C.F. Elecrtonics | Warmer, Blood/Fluid |  |  | WARMERBLOODFLUID-C.F. Elecrtonics-3000 | 10/14/17 |  |  | Covered PM Repair - Biomedical | MHHS-Mem City
NO | NO |  |  |  | 129-02507 |  | Ferno | FLEXION 1000 |  |  | SMR - (SL) - WILLIAMS TRACE | MHHS-SMR |  |  |  | 129-02507 |  | Sugar Land |  | SMR - (SL) - WILLIAMS TRACE | [5 empty] | TABLES, EXAMINATION/TREATMENT |  | .needs class | [13 empty] | Covered PM Repair - Biomedical | MHHS-SMR
NO | NO |  |  |  | 133-00155 |  | Ferno | TP100 |  | T01206768 | KATY - PHYSICAL THERAPY | MHHS-Katy |  | Bath, Whirlpool |  | 133-00155 |  | Katy |  | KATY - PHYSICAL THERAPY | [5 empty] | BATHS, WHIRLPOOL |  | BATHWHIRLPOOL-Ferno-Washington-TP100 | BATHWHIRLPOOL | TP100 |  |  |  | Ferno-Washington | Bath, Whirlpool |  |  | BATHWHIRLPOOL-Ferno-Washington-TP100 |  |  |  | Covered PM Repair - Biomedical | MHHS-Katy
NO | YES |  |  |  | 069-41537 | 069-41537 | FHC, Inc. | GUIDELINE 4000 LP |  |  | TMC-OR-Pedi OR (2R) | MHHS-TMC |  |  |  | 069-41537 | 069-41537 | TMC | MHHS-TMC | TMC-OR-Pedi OR (2R) |  | 9/1/18 |  |  |  | STIMULATORS, ELECTRICAL, NEUROMUSCULAR |  | .needs class | [5 empty] | FHCInc |  |  |  |  | 1/1/20 |  |  | Clinical Miscellaneous | MHHS-TMC
YES | YES |  |  |  | 009-34140 | 009-34140 | Filac | 3000 AD |  |  | Nursery |  |  |  |  | 009-34140 | 009-34140 | Central | Memorial hermann greater heights hospital | Nursery | Clean utility | [6 empty] | THERMOMETERELECT-Covidien-3000 AD
YES | YES |  |  |  | 099-08110 | 099-08110 | Filac | 3000 AD |  |  | Nursery |  |  |  |  | 099-08110 | 099-08110 | Central | Memorial hermann greater heights hospital | Nursery | Clean utility | [6 empty] | THERMOMETERELECT-Covidien-3000 AD
YES | YES |  |  |  | 099-08109 | 099-08109 | Filac | 3000 AD |  |  | GH - LABOR |  |  |  |  | 099-08109 | 099-08109 | Central | Memorial Hermann Hospital greater heights | GH - LABOR | Nursery | [6 empty] | THERMOMETERELECT-Covidien-3000 AD
NO | YES |  |  |  | 929-01488 |  | Filac | 3000 EZ |  | A106312 | MH MG - (SE) - PASADENA REFINING SYSTEM | MHHS-MG |  | Thermometer, Electronic |  | 929-01488 |  | Southeast & Bay Area |  | MH MG - (SE) - PASADENA REFINING SYSTEM | [5 empty] | THERMOMETERS, ELECTRONIC, PATIENT |  | THERMOMETERELECT-Covidien-3000 EZ | THERMOMETERELECT | 3000 EZ |  |  |  | Covidien | Thermometer, Electronic |  |  | THERMOMETERELECT-Covidien-3000 EZ | 02/01/2018 |  |  | Covered PM Repair - Biomedical | MHHS-MG
NO | YES |  |  |  | 929-01491 |  | Filac | 3000 EZ |  | A1016281 | MH MG - (SE) - PASADENA REFINING SYSTEM | MHHS-MG |  | Thermometer, Electronic |  | 929-01491 |  | Southeast & Bay Area |  | MH MG - (SE) - PASADENA REFINING SYSTEM | [5 empty] | THERMOMETERS, ELECTRONIC, PATIENT |  | THERMOMETERELECT-Covidien-3000 EZ | THERMOMETERELECT | 3000 EZ |  |  |  | Covidien | Thermometer, Electronic |  |  | THERMOMETERELECT-Covidien-3000 EZ |  |  |  | Covered PM Repair - Biomedical | MHHS-MG
NO | YES |  |  |  | 929-01499 |  | Filac | 3000 EZ |  | A1016286 | MH MG - (SE) - PASADENA REFINING SYSTEM | MHHS-MG |  | Thermometer, Electronic |  | 929-01499 |  | Southeast & Bay Area |  | MH MG - (SE) - PASADENA REFINING SYSTEM | [5 empty] | THERMOMETERS, ELECTRONIC, PATIENT |  | THERMOMETERELECT-Covidien-3000 EZ | THERMOMETERELECT | 3000 EZ |  |  |  | Covidien | Thermometer, Electronic |  |  | THERMOMETERELECT-Covidien-3000 EZ | 09/01/2020 |  |  | Not Covered Vendor Only - Rad, Low End | MHHS-MG
NO | NO |  |  |  | A1170022 |  | Filac | 3000 EZ |  | A1170022 | TMC - HERMANN - COU (1R) | MHHS-TMC |  | Thermometer, Electronic |  | A1170022 |  | TMC |  | TMC - HERMANN - COU (1R) | [5 empty] | THERMOMETERS, ELECTRONIC, PATIENT |  | THERMOMETERELECT-Covidien-3000 EZ | THERMOMETERELECT | 3000 EZ |  |  |  | Covidien | Thermometer, Electronic |  |  | THERMOMETERELECT-Covidien-3000 EZ |  |  |  | Covered PM Repair - Biomedical | MHHS-TMC
YES | YES |  |  |  | 099-07160 | 099-07160 | Filac | F-2000 |  | Z0116999 | TMC - SAROFIM 3 - PRE OP |  |  |  |  | 099-07160 | 099-07160 |  | Memorial Hermann-tmc | TMC - SAROFIM 3 - PRE OP | Nurse station |  |  |  | No PM Sticker
YES | YES |  |  |  | 099-08108 | 099-08108 | Filac | Fas Temp |  |  | GH - LABOR |  |  |  |  | 099-08108 | 099-08108 | Central | Memorial Hermann Hospital greater heights | GH - LABOR | Nursery
NO | NO |  |  |  | 009-04838 |  | Filac | FASTEMP |  | G0517506 | GH - GENERAL SURGERY 3 SOUTH | MHHS-Greater Heights |  |  |  | 009-04838 |  | Central & Greater Heights |  | GH - GENERAL SURGERY 3 SOUTH | [5 empty] | THERMOMETERS, ELECTRONIC, PATIENT |  | .needs class | [13 empty] | Covered PM Repair - Biomedical | MHHS-Greater Heights
NO | NO | [5 empty] | Filac | FASTEMP |  | G1112940 | SC CCC - (NE) - EMERGENCY ROOM | MHHS-Summer Creek CCC | [5 empty] | Katy |  | SC CCC - (NE) - EMERGENCY ROOM | [5 empty] | THERMOMETERS, ELECTRONIC, PATIENT |  | .needs class | [13 empty] | Covered PM Repair - Biomedical | MHHS-Summer Creek CCC
NO | NO |  |  |  | CM-G0512674 |  | Filac | FASTEMP |  | G0512674 | TMC - HERMANN - COU (1R) | MHHS-TMC |  |  |  | CM-G0512674 |  | TMC |  | TMC - HERMANN - COU (1R) | [5 empty] | THERMOMETERS, ELECTRONIC, PATIENT |  | .needs class | [13 empty] | Covered PM Repair - Biomedical | MHHS-TMC
NO | NO |  |  |  | 0698/10 |  | FILTRINE MANUFACTURING COMPANY | PCP-1500-180 |  | 0698/10 | OPID - (MHOSH) - BELLAIRE - 441 | MHHS-OPID |  |  |  | 0698/10 |  | Central & Greater Heights |  | OPID - (MHOSH) - BELLAIRE - 441 | [5 empty] | REFRIGERATORS, LABORATORY |  | .needs class | [5 empty] | Filtrine Man | [7 empty] | Not Covered Vendor Only - Biomedical | MHHS-OPID
NO | NO | [5 empty] | FILTRINE MANUFACTURING COMPANY | PCP-1500-180 |  | 2332/11 | OPID - (TMC) - MH IMAGING CENTER - 417 | MHHS-OPID | [5 empty] | TMC |  | OPID - (TMC) - MH IMAGING CENTER - 417 | [5 empty] | REFRIGERATORS, LABORATORY |  | .needs class | [5 empty] | Filtrine Man | [7 empty] | Not Covered Vendor Only - Biomedical | MHHS-OPID
YES | YES |  |  |  | 005-10023 | 005-10023 | FIMI | MED25ESH |  | ANO1-1222000471 | SE - OR |  |  |  |  | 005-10023 | 005-10023 | Southeast | Memorial Hermann Southeast Hospital | SE - OR | OR 1 |  |  |  | No pm found
NO | NO | [5 empty] | Firefly Medical Inc. | IVEA 500A |  |  | SE - CENTRAL SUPPLY | MHHS-Southeast |  | Intravenous Poles |  |  |  | Southeast & Bay Area |  | SE - CENTRAL SUPPLY | [5 empty] | INSTRUMENT STAND |  | MISCELLANEOUS-Firefly Medical-IVEA 500A | MISCELLANEOUS | IVEA 500A |  |  |  | Firefly Medical | Intravenous Poles |  | MISCELLANEOUS-Firefly Medical-IVEA 500A |  |  |  |  | Covered PM Repair - Biomedical | MHHS-Southeast
NO | NO | [5 empty] | Firefly Medical Inc. | IVEA 500A |  |  | SE - CENTRAL SUPPLY | MHHS-Southeast |  | Intravenous Poles |  |  |  | Southeast & Bay Area |  | SE - CENTRAL SUPPLY | [5 empty] | INSTRUMENT STAND |  | MISCELLANEOUS-Firefly Medical-IVEA 500A | MISCELLANEOUS | IVEA 500A |  |  |  | Firefly Medical | Intravenous Poles |  | MISCELLANEOUS-Firefly Medical-IVEA 500A |  |  |  |  | Covered PM Repair - Biomedical | MHHS-Southeast
NO | NO | [5 empty] | Firefly Medical Inc. | IVEA 500A |  |  | SE - CENTRAL SUPPLY | MHHS-Southeast |  | Intravenous Poles |  |  |  | Southeast & Bay Area |  | SE - CENTRAL SUPPLY | [5 empty] | INSTRUMENT STAND |  | MISCELLANEOUS-Firefly Medical-IVEA 500A | MISCELLANEOUS | IVEA 500A |  |  |  | Firefly Medical | Intravenous Poles |  | MISCELLANEOUS-Firefly Medical-IVEA 500A |  |  |  |  | Covered PM Repair - Biomedical | MHHS-Southeast
NO | NO | [5 empty] | Firefly Medical Inc. | IVEA 500A |  |  | SE - CENTRAL SUPPLY | MHHS-Southeast |  | Intravenous Poles |  |  |  | Southeast & Bay Area |  | SE - CENTRAL SUPPLY | [5 empty] | INSTRUMENT STAND |  | MISCELLANEOUS-Firefly Medical-IVEA 500A | MISCELLANEOUS | IVEA 500A |  |  |  | Firefly Medical | Intravenous Poles |  | MISCELLANEOUS-Firefly Medical-IVEA 500A |  |  |  |  | Covered PM Repair - Biomedical | MHHS-Southeast
NO | NO | [5 empty] | Firefly Medical Inc. | IVEA 500A |  |  | SE - CENTRAL SUPPLY | MHHS-Southeast |  | Intravenous Poles |  |  |  | Southeast & Bay Area |  | SE - CENTRAL SUPPLY | [5 empty] | INSTRUMENT STAND |  | MISCELLANEOUS-Firefly Medical-IVEA 500A | MISCELLANEOUS | IVEA 500A |  |  |  | Firefly Medical | Intravenous Poles |  | MISCELLANEOUS-Firefly Medical-IVEA 500A |  |  |  |  | Covered PM Repair - Biomedical | MHHS-Southeast
NO | NO | [5 empty] | Firefly Medical Inc. | IVEA 500A |  |  | SE - CENTRAL SUPPLY | MHHS-Southeast |  | Intravenous Poles |  |  |  | Southeast & Bay Area |  | SE - CENTRAL SUPPLY | [5 empty] | INSTRUMENT STAND |  | MISCELLANEOUS-Firefly Medical-IVEA 500A | MISCELLANEOUS | IVEA 500A |  |  |  | Firefly Medical | Intravenous Poles |  | MISCELLANEOUS-Firefly Medical-IVEA 500A |  |  |  |  | Covered PM Repair - Biomedical | MHHS-Southeast
NO | NO | [5 empty] | Firefly Medical Inc. | IVEA 500A |  |  | SE - CENTRAL SUPPLY | MHHS-Southeast |  | Intravenous Poles |  |  |  | Southeast & Bay Area |  | SE - CENTRAL SUPPLY | [5 empty] | INSTRUMENT STAND |  | MISCELLANEOUS-Firefly Medical-IVEA 500A | MISCELLANEOUS | IVEA 500A |  |  |  | Firefly Medical | Intravenous Poles |  | MISCELLANEOUS-Firefly Medical-IVEA 500A |  |  |  |  | Covered PM Repair - Biomedical | MHHS-Southeast
NO | NO | [5 empty] | Firefly Medical Inc. | IVEA 500A |  |  | SE - CENTRAL SUPPLY | MHHS-Southeast |  | Intravenous Poles |  |  |  | Southeast & Bay Area |  | SE - CENTRAL SUPPLY | [5 empty] | INSTRUMENT STAND |  | MISCELLANEOUS-Firefly Medical-IVEA 500A | MISCELLANEOUS | IVEA 500A |  |  |  | Firefly Medical | Intravenous Poles |  | MISCELLANEOUS-Firefly Medical-IVEA 500A |  |  |  |  | Covered PM Repair - Biomedical | MHHS-Southeast
NO | NO | [5 empty] | Firefly Medical Inc. | IVEA 500A |  |  | SE - CENTRAL SUPPLY | MHHS-Southeast |  | Intravenous Poles |  |  |  | Southeast & Bay Area |  | SE - CENTRAL SUPPLY | [5 empty] | INSTRUMENT STAND |  | MISCELLANEOUS-Firefly Medical-IVEA 500A | MISCELLANEOUS | IVEA 500A |  |  |  | Firefly Medical | Intravenous Poles |  | MISCELLANEOUS-Firefly Medical-IVEA 500A |  |  |  |  | Not Covered Vendor Only - Biomedical | MHHS-Southeast
NO | NO | [5 empty] | Firefly Medical Inc. | IVEA 500A |  |  | SE - CENTRAL SUPPLY | MHHS-Southeast |  | Intravenous Poles |  |  |  | Southeast & Bay Area |  | SE - CENTRAL SUPPLY | [5 empty] | INSTRUMENT STAND |  | MISCELLANEOUS-Firefly Medical-IVEA 500A | MISCELLANEOUS | IVEA 500A |  |  |  | Firefly Medical | Intravenous Poles |  | MISCELLANEOUS-Firefly Medical-IVEA 500A |  |  |  |  | Covered PM Repair - Biomedical | MHHS-Southeast
NO | NO | [5 empty] | Firefly Medical Inc. | IVEA 500A |  |  | SE - CENTRAL SUPPLY | MHHS-Southeast |  | Intravenous Poles |  |  |  | Southeast & Bay Area |  | SE - CENTRAL SUPPLY | [5 empty] | INSTRUMENT STAND |  | MISCELLANEOUS-Firefly Medical-IVEA 500A | MISCELLANEOUS | IVEA 500A |  |  |  | Firefly Medical | Intravenous Poles |  | MISCELLANEOUS-Firefly Medical-IVEA 500A |  |  |  |  | Covered PM Repair - Biomedical | MHHS-Southeast
NO | NO | [5 empty] | Firefly Medical Inc. | IVEA 500A |  |  | SE - CENTRAL SUPPLY | MHHS-Southeast |  | Intravenous Poles |  |  |  | Southeast & Bay Area |  | SE - CENTRAL SUPPLY | [5 empty] | INSTRUMENT STAND |  | MISCELLANEOUS-Firefly Medical-IVEA 500A | MISCELLANEOUS | IVEA 500A |  |  |  | Firefly Medical | Intravenous Poles |  | MISCELLANEOUS-Firefly Medical-IVEA 500A |  |  |  |  | Covered PM Repair - Biomedical | MHHS-Southeast
NO | NO | [5 empty] | Firefly Medical Inc. | IVEA 500A |  |  | SE - CENTRAL SUPPLY | MHHS-Southeast |  | Intravenous Poles |  |  |  | Southeast & Bay Area |  | SE - CENTRAL SUPPLY | [5 empty] | INSTRUMENT STAND |  | MISCELLANEOUS-Firefly Medical-IVEA 500A | MISCELLANEOUS | IVEA 500A |  |  |  | Firefly Medical | Intravenous Poles |  | MISCELLANEOUS-Firefly Medical-IVEA 500A |  |  |  |  | Covered PM Repair - Biomedical | MHHS-Southeast
NO | NO | [5 empty] | Firefly Medical Inc. | IVEA 500A |  |  | SE - CENTRAL SUPPLY | MHHS-Southeast |  | Intravenous Poles |  |  |  | Southeast & Bay Area |  | SE - CENTRAL SUPPLY | [5 empty] | INSTRUMENT STAND |  | MISCELLANEOUS-Firefly Medical-IVEA 500A | MISCELLANEOUS | IVEA 500A |  |  |  | Firefly Medical | Intravenous Poles |  | MISCELLANEOUS-Firefly Medical-IVEA 500A |  |  |  |  | Covered PM Repair - Biomedical | MHHS-Southeast
NO | NO | [5 empty] | Firefly Medical Inc. | IVEA 500A |  |  | SE - CENTRAL SUPPLY | MHHS-Southeast |  | Intravenous Poles |  |  |  | Southeast & Bay Area |  | SE - CENTRAL SUPPLY | [5 empty] | INSTRUMENT STAND |  | MISCELLANEOUS-Firefly Medical-IVEA 500A | MISCELLANEOUS | IVEA 500A |  |  |  | Firefly Medical | Intravenous Poles |  | MISCELLANEOUS-Firefly Medical-IVEA 500A |  |  |  |  | Covered PM Repair - Biomedical | MHHS-Southeast
NO | NO | [5 empty] | Firefly Medical Inc. | IVEA 500A |  |  | SE - CENTRAL SUPPLY | MHHS-Southeast |  | Intravenous Poles |  |  |  | Southeast & Bay Area |  | SE - CENTRAL SUPPLY | [5 empty] | INSTRUMENT STAND |  | MISCELLANEOUS-Firefly Medical-IVEA 500A | MISCELLANEOUS | IVEA 500A |  |  |  | Firefly Medical | Intravenous Poles |  | MISCELLANEOUS-Firefly Medical-IVEA 500A |  |  |  |  | Covered PM Repair - Biomedical | MHHS-Southeast
NO | NO | [5 empty] | Firefly Medical Inc. | IVEA 500A |  |  | SE - CENTRAL SUPPLY | MHHS-Southeast |  | Intravenous Poles |  |  |  | Southeast & Bay Area |  | SE - CENTRAL SUPPLY | [5 empty] | INSTRUMENT STAND |  | MISCELLANEOUS-Firefly Medical-IVEA 500A | MISCELLANEOUS | IVEA 500A |  |  |  | Firefly Medical | Intravenous Poles |  | MISCELLANEOUS-Firefly Medical-IVEA 500A |  |  |  |  | Covered PM Repair - Biomedical | MHHS-Southeast
NO | NO | [5 empty] | Firefly Medical Inc. | IVEA 500A |  |  | SE - CENTRAL SUPPLY | MHHS-Southeast |  | Intravenous Poles |  |  |  | Southeast & Bay Area |  | SE - CENTRAL SUPPLY | [5 empty] | INSTRUMENT STAND |  | MISCELLANEOUS-Firefly Medical-IVEA 500A | MISCELLANEOUS | IVEA 500A |  |  |  | Firefly Medical | Intravenous Poles |  | MISCELLANEOUS-Firefly Medical-IVEA 500A |  |  |  |  | Covered PM Repair - Biomedical | MHHS-Southeast
NO | NO | [5 empty] | Firefly Medical Inc. | IVEA 500A |  |  | SE - CENTRAL SUPPLY | MHHS-Southeast |  | Intravenous Poles |  |  |  | Southeast & Bay Area |  | SE - CENTRAL SUPPLY | [5 empty] | INSTRUMENT STAND |  | MISCELLANEOUS-Firefly Medical-IVEA 500A | MISCELLANEOUS | IVEA 500A |  |  |  | Firefly Medical | Intravenous Poles |  | MISCELLANEOUS-Firefly Medical-IVEA 500A |  |  |  |  | Covered PM Repair - Biomedical | MHHS-Southeast
NO | NO | [5 empty] | Firefly Medical Inc. | IVEA 500A |  |  | SE - CENTRAL SUPPLY | MHHS-Southeast |  | Intravenous Poles |  |  |  | Southeast & Bay Area |  | SE - CENTRAL SUPPLY | [5 empty] | INSTRUMENT STAND |  | MISCELLANEOUS-Firefly Medical-IVEA 500A | MISCELLANEOUS | IVEA 500A |  |  |  | Firefly Medical | Intravenous Poles |  | MISCELLANEOUS-Firefly Medical-IVEA 500A |  |  |  |  | Covered PM Repair - Biomedical | MHHS-Southeast
NO | NO | [5 empty] | Firefly Medical Inc. | IVEA 500A |  |  | SE - CENTRAL SUPPLY | MHHS-Southeast |  | Intravenous Poles |  |  |  | Southeast & Bay Area |  | SE - CENTRAL SUPPLY | [5 empty] | INSTRUMENT STAND |  | MISCELLANEOUS-Firefly Medical-IVEA 500A | MISCELLANEOUS | IVEA 500A |  |  |  | Firefly Medical | Intravenous Poles |  | MISCELLANEOUS-Firefly Medical-IVEA 500A |  |  |  |  | Covered PM Repair - Biomedical | MHHS-Southeast
NO | NO | [5 empty] | Firefly Medical Inc. | IVEA 500A |  |  | SE - CENTRAL SUPPLY | MHHS-Southeast |  | Intravenous Poles |  |  |  | Southeast & Bay Area |  | SE - CENTRAL SUPPLY | [5 empty] | INSTRUMENT STAND |  | MISCELLANEOUS-Firefly Medical-IVEA 500A | MISCELLANEOUS | IVEA 500A |  |  |  | Firefly Medical | Intravenous Poles |  | MISCELLANEOUS-Firefly Medical-IVEA 500A |  |  |  |  | Covered PM Repair - Biomedical | MHHS-Southeast
NO | NO | [5 empty] | Firefly Medical Inc. | IVEA 500A |  |  | SE - CENTRAL SUPPLY | MHHS-Southeast |  | Intravenous Poles |  |  |  | Southeast & Bay Area |  | SE - CENTRAL SUPPLY | [5 empty] | INSTRUMENT STAND |  | MISCELLANEOUS-Firefly Medical-IVEA 500A | MISCELLANEOUS | IVEA 500A |  |  |  | Firefly Medical | Intravenous Poles |  | MISCELLANEOUS-Firefly Medical-IVEA 500A |  |  |  |  | Covered PM Repair - Biomedical | MHHS-Southeast
YES | YES |  |  |  | 099-05069 | 099-05069 | Fisher |  |  |  | PICU storage |  |  |  |  | 099-05069 | 099-05069 |  | TMC | PICU storage | Memorial Hermann- texas medical center |  |  |  | No PM Sticker
YES | YES |  |  |  | 099-05064 | 099-05064 | Fisher | HC150JHU |  | MR850JHU | PICU |  |  |  |  | 099-05064 | 099-05064 |  | TMC | PICU | Memorial Hermann- texas medical center | 5/1/19 |  | 5/1/20
YES | YES |  |  |  | 099-05082 | 099-05082 | Fisher | Huinidifier |  | 1505122-46172 | TMC - RESPIRATORY - ADULT |  |  |  |  | 099-05082 | 099-05082 |  | TMC | TMC - RESPIRATORY - ADULT | Memorial Hermann- Texas Medical Center NICU | 5/1/19 |  | 5/1/20
YES | YES |  |  |  | 099-05707 | 099-05707 | Fisher | Huinidifier |  | Nna | NICU bear A |  |  |  |  | 099-05707 | 099-05707 |  | TMC | NICU bear A | Memorial Hermann-Texas Medical Center NICU | 5/1/19 |  | 5/1/20 | In use on patient
YES | YES |  |  |  | 069-44685 | 069-44685 | Fisher | Humidifier |  | Mr 850jhu | 8 floor Medical ICU |  |  |  |  | 069-44685 | 069-44685 | TMC | Memorial Hermann-Texas Medical Center | 8 floor Medical ICU | S807 | 5/1/19 |  | 5/1/20 | In use
NO | YES |  |  |  | 005-01661 | 005-01661 | Fisher | INNERVATOR NS252 |  | 9325JWD03159 | SE-Clinical Engineering | MHHS-Southeast |  | Stimulator, Nerve, Trans. (tens) |  | 005-01661 | 005-01661 | Southeast | MHHS-Southeast | SE-Clinical Engineering | Biomed shop |  |  |  |  | STIMULATORS, ELECTRICAL, PERIPHERAL NERVE, ANALGES |  | STIMNERVETRANSTENS-FisherPaykel-Innervator NS252 | STIMNERVETRANSTENS | InnervatorNS252 |  |  |  | FisherPaykel | Stimulator, Nerve, Trans. (tens) |  |  | STIMNERVETRANSTENS-FisherPaykel-Innervator NS252 |  |  |  | Clinical Miscellaneous | MHHS-Southeast
YES | YES |  |  |  | 099-01154 | 099-01154 | Fisher | Innervator NS252J |  | 9425JWD01902 | NE - CLINICAL ENGINEERING |  |  |  |  | 099-01154 | 099-01154 | Katy | Memorial Hermann Northeast Hospital | NE - CLINICAL ENGINEERING | Biomed Shop
YES | YES |  |  |  | 099-07523 | 099-07523 | Fisher | Innervator NS252J |  | 9325JWD06687 | SE - OR |  |  |  |  | 099-07523 | 099-07523 | Southeast | Memorial Hermann Southeast Hospital | SE - OR | Or 11 |  |  |  | No pm
NO | YES |  |  |  | 099-07874 | 099-07874 | Fisher | Mr-850jhu |  |  | SE-Emergency Center |  |  |  |  | 099-07874 | 099-07874 | Southeast | MHHS-Southeast | SE-Emergency Center | Hallway | 3/1/20 |  | 3/1/21
NO | YES |  |  |  | 099-07875 | 099-07875 | Fisher | Mr-850jhu |  |  | SE-Emergency Center |  |  |  |  | 099-07875 | 099-07875 | Southeast | MHHS-Southeast | SE-Emergency Center | Hallway | 9/1/19 |  | 9/1/20
NO | YES |  |  |  | 099-07877 | 099-07877 | Fisher | Mr-850jhu |  |  | SE-Emergency Center |  |  |  |  | 099-07877 | 099-07877 | Southeast | MHHS-Southeast | SE-Emergency Center | Hallway | 11/1/19 |  | 11/1/20
YES | YES |  |  |  | 099-07878 | 099-07878 | Fisher | Mr-850jhu |  |  | SE - EMERGENCY CENTER |  |  |  |  | 099-07878 | 099-07878 | Southeast | Memorial hermann -south east | SE - EMERGENCY CENTER | Hallway | 7/1/19 |  | 7/1/20
NO | YES |  |  |  |  | 013-12698 | Fisher | MR290 |  |  | SW-NICU | MHHS-Southwest |  | Humidifier, Heated |  |  | 013-12698 | Southwest | MHHS-Southwest | SW-NICU | NICU | 3/1/19 |  |  |  | HUMIDIFIERS | Humidifier, Heated | HUMIDIFIERHEATED-FisherPaykel-MR290 | HUMIDIFIERHEATED | MR290 |  |  |  | FisherPaykel | Humidifier, Heated |  | HUMIDIFIERHEATED-FisherPaykel-MR290 |  | 9/1/20 |  | HH-A | Not Covered Vendor Only - Biomedical | MHHS-Southwest | [8 empty] | HUMIDIFIERHEATED | Humidifier, Heated | FisherPaykel
YES | YES |  |  |  | 099-09450 | 099-09450 | Fisher | MR810 |  |  | TMC- GI Lab |  |  |  |  | 099-09450 | 099-09450 | TMC | Memorial Hermann-Texas Medical Center | TMC- GI Lab | J1/488 | 3/1/20
YES | YES |  |  |  | 099-07778 | 099-07778 | Fisher | MR810 |  |  | PEDI OR storage |  |  |  |  | 099-07778 | 099-07778 | TMC | Memorial Hermann-Texas Medical Center | PEDI OR storage | Equipment room
NO | YES |  |  |  | 099-07951 | 099-07951 | Fisher | MR810 |  |  | Memorial Hermann- Texas Medical Center- Radiology- OR |  |  |  |  | 099-07951 | 099-07951 |  | TMC | Memorial Hermann- Texas Medical Center- Radiology- OR | Serafin OR Storage room | 4/1/19 |  | 4/1/20
NO | YES |  |  |  | 029-12129 | 029-12129 | Fisher | MR850 |  |  | Woodlands-Respiratory | MHHS-Woodlands |  | Humidifier, Heated |  | 029-12129 | 029-12129 | Woodlands | MHHS-Woodlands | Woodlands-Respiratory | Respiratory Equipment Storage - N1 105 | 5/1/19 |  | 5/1/20 |  | HUMIDIFIERS | Humidifier, Heated | HUMIDIFIERHEATED-FisherPaykel-MR850 | HUMIDIFIERHEATED | MR850 |  |  |  | FisherPaykel | Humidifier, Heated |  | HUMIDIFIERHEATED-FisherPaykel-MR850 |  | 4/20/16 |  | HH-A | Covered PM Repair - Biomedical | MHHS-Woodlands | [8 empty] | HUMIDIFIERHEATED | Humidifier, Heated | FisherPaykel
NO | YES |  |  |  | 029-12871 | 029-12871 | Fisher | MR850 |  |  | Woodlands-Cardiopulmonary | MHHS-Woodlands |  | Humidifier, Heated |  | 029-12871 | 029-12871 | Woodlands | MHHS-Woodlands | Woodlands-Cardiopulmonary | Cardio pulmonary storage | 10/1/19 |  | 10/1/20 |  | HUMIDIFIERS | Humidifier, Heated | HUMIDIFIERHEATED-FisherPaykel-MR850 | HUMIDIFIERHEATED | MR850 |  |  |  | FisherPaykel | Humidifier, Heated |  | HUMIDIFIERHEATED-FisherPaykel-MR850 |  |  |  | HH-A | Covered PM Repair - Biomedical | MHHS-Woodlands | [8 empty] | HUMIDIFIERHEATED | Humidifier, Heated | FisherPaykel
NO | YES |  |  |  | 029-12872 | 029-12872 | Fisher | MR850 |  |  | Woodlands-Respiratory | MHHS-Woodlands |  | Humidifier, Heated |  | 029-12872 | 029-12872 | Woodlands | MHHS-Woodlands | Woodlands-Respiratory | Room 6 | 10/1/19 |  | 10/1/20 |  | HUMIDIFIERS | Humidifier, Heated | HUMIDIFIERHEATED-FisherPaykel-MR850 | HUMIDIFIERHEATED | MR850 |  |  |  | FisherPaykel | Humidifier, Heated |  | HUMIDIFIERHEATED-FisherPaykel-MR850 |  |  |  | HH-A | Covered PM Repair - Biomedical | MHHS-Woodlands | [8 empty] | HUMIDIFIERHEATED | Humidifier, Heated | FisherPaykel
NO | YES |  |  |  | 029-12873 | 029-12873 | Fisher | MR850 |  |  | Woodlands-Respiratory | MHHS-Woodlands |  | Humidifier, Heated |  | 029-12873 | 029-12873 | Woodlands | MHHS-Woodlands | Woodlands-Respiratory | Respiratory Equipment Storage - N1 105 | 10/1/19 |  | 10/1/20 |  | HUMIDIFIERS | Humidifier, Heated | HUMIDIFIERHEATED-FisherPaykel-MR850 | HUMIDIFIERHEATED | MR850 |  |  |  | FisherPaykel | Humidifier, Heated |  | HUMIDIFIERHEATED-FisherPaykel-MR850 |  |  |  | HH-A | Covered PM Repair - Biomedical | MHHS-Woodlands | [8 empty] | HUMIDIFIERHEATED | Humidifier, Heated | FisherPaykel
NO | YES |  |  |  | 029-12874 | 029-12874 | Fisher | MR850 |  |  | Woodlands-Respiratory | MHHS-Woodlands |  | Humidifier, Heated |  | 029-12874 | 029-12874 | Woodlands | MHHS-Woodlands | Woodlands-Respiratory | [5 empty] | HUMIDIFIERS | Humidifier, Heated | HUMIDIFIERHEATED-FisherPaykel-MR850 | HUMIDIFIERHEATED | MR850 |  |  |  | FisherPaykel | Humidifier, Heated |  | HUMIDIFIERHEATED-FisherPaykel-MR850 |  | 1/1/00 |  | HH-A | Not Covered Vendor Only - Biomedical | MHHS-Woodlands | [8 empty] | HUMIDIFIERHEATED | Humidifier, Heated | FisherPaykel
NO | YES |  |  |  | 099-14137 | 099-14137 | Fisher | MR850 |  |  | TMC |  |  |  |  | 099-14137 | 099-14137 | TMC | Memorial Hermann-Texas Medical Center | TMC | Biomed Shop
NO | YES |  |  |  | 099-14138 | 099-14138 | Fisher | MR850 |  |  | TMC |  |  |  |  | 099-14138 | 099-14138 | TMC | Memorial Hermann-Texas Medical Center | TMC | Biomed Shop
NO | YES |  |  |  | 099-14139 | 099-14139 | Fisher | MR850 |  |  | TMC |  |  |  |  | 099-14139 | 099-14139 | TMC | Memorial Hermann-Texas Medical Center | TMC | Biomed Shop
YES | YES |  |  |  | 041-20822 | 041-20822 | Fisher | MR850 |  |  | TMC |  |  |  |  | 041-20822 | 041-20822 | TMC | Memorial Hermann-Texas Medical Center | TMC | Biomed Shop
YES | YES |  |  |  | 099-14099 | 099-14099 | Fisher | MR850 |  |  | TMC |  |  |  |  | 099-14099 | 099-14099 | TMC | Memorial Hermann-Texas Medical Center | TMC | Biomed Shop
YES | YES |  |  |  | 099-14100 | 099-14100 | Fisher | MR850 |  |  | TMC |  |  |  |  | 099-14100 | 099-14100 | TMC | Memorial Hermann-Texas Medical Center | TMC | Biomed Shop
NO | YES |  |  |  | 099-14101 | 099-14101 | Fisher | MR850 |  |  | TMC |  |  |  |  | 099-14101 | 099-14101 | TMC | Memorial Hermann-Texas Medical Center | TMC | Biomed Shop
NO | YES |  |  |  | 099-13189 | 099-13189 | Fisher | MR850 |  |  | TMC |  |  |  |  | 099-13189 | 099-13189 | TMC | Memorial Hermann-Texas Medical Center | TMC | Biomed Shop
NO | YES |  |  |  | 099-13173 | 099-13173 | Fisher | MR850 |  |  | TMC |  |  |  |  | 099-13173 | 099-13173 | TMC | Memorial Hermann-Texas Medical Center | TMC | Biomed Shop
NO | YES |  |  |  | 099-13174 | 099-13174 | Fisher | MR850 |  |  | TMC |  |  |  |  | 099-13174 | 099-13174 | TMC | Memorial Hermann-Texas Medical Center | TMC | Biomed Shop
NO | YES |  |  |  | 099-13175 | 099-13175 | Fisher | MR850 |  |  | TMC |  |  |  |  | 099-13175 | 099-13175 | TMC | Memorial Hermann-Texas Medical Center | TMC | Biomed Shop
NO | YES |  |  |  | 099-13176 | 099-13176 | Fisher | MR850 |  |  | TMC |  |  |  |  | 099-13176 | 099-13176 | TMC | Memorial Hermann-Texas Medical Center | TMC | Biomed Shop
NO | YES |  |  |  | 099-13177 | 099-13177 | Fisher | MR850 |  |  | TMC |  |  |  |  | 099-13177 | 099-13177 | TMC | Memorial Hermann-Texas Medical Center | TMC | Biomed Shop
NO | YES |  |  |  | 099-13178 | 099-13178 | Fisher | MR850 |  |  | TMC |  |  |  |  | 099-13178 | 099-13178 | TMC | Memorial Hermann-Texas Medical Center | TMC | Biomed Shop
NO | YES |  |  |  | 099-13179 | 099-13179 | Fisher | MR850 |  |  | TMC |  |  |  |  | 099-13179 | 099-13179 | TMC | Memorial Hermann-Texas Medical Center | TMC | Biomed Shop
NO | YES |  |  |  | 099-13180 | 099-13180 | Fisher | MR850 |  |  | TMC |  |  |  |  | 099-13180 | 099-13180 | TMC | Memorial Hermann-Texas Medical Center | TMC | Biomed Shop
NO | YES |  |  |  | 099-13181 | 099-13181 | Fisher | MR850 |  |  | TMC |  |  |  |  | 099-13181 | 099-13181 | TMC | Memorial Hermann-Texas Medical Center | TMC | Biomed Shop
NO | YES |  |  |  | 099-13182 | 099-13182 | Fisher | MR850 |  |  | TMC |  |  |  |  | 099-13182 | 099-13182 | TMC | Memorial Hermann-Texas Medical Center | TMC | Biomed Shop
YES | YES |  |  |  | 099-13183 | 099-13183 | Fisher | MR850 |  |  | TMC |  |  |  |  | 099-13183 | 099-13183 | TMC | Memorial Hermann-Texas Medical Center | TMC | Biomed Shop
NO | YES |  |  |  | 099-13184 | 099-13184 | Fisher | MR850 |  |  | TMC |  |  |  |  | 099-13184 | 099-13184 | TMC | Memorial Hermann-Texas Medical Center | TMC | Biomed Shop
NO | YES |  |  |  | 099-13185 | 099-13185 | Fisher | MR850 |  |  | TMC |  |  |  |  | 099-13185 | 099-13185 | TMC | Memorial Hermann-Texas Medical Center | TMC | Biomed Shop
NO | YES |  |  |  | 099-13186 | 099-13186 | Fisher | MR850 |  |  | TMC |  |  |  |  | 099-13186 | 099-13186 | TMC | Memorial Hermann-Texas Medical Center | TMC | Biomed Shop | 5/1/19 |  | 5/1/20
NO | YES |  |  |  | 099-13187 | 099-13187 | Fisher | MR850 |  |  | TMC |  |  |  |  | 099-13187 | 099-13187 | TMC | Memorial Hermann-Texas Medical Center | TMC | Biomed Shop
NO | YES |  |  |  | 099-13188 | 099-13188 | Fisher | MR850 |  |  | TMC |  |  |  |  | 099-13188 | 099-13188 | TMC | Memorial Hermann-Texas Medical Center | TMC | Biomed Shop | 5/1/19 |  | 5/1/20
NO | YES |  |  |  | 099-14102 | 099-14102 | Fisher | MR850 |  |  | TMC |  |  |  |  | 099-14102 | 099-14102 | TMC | Memorial Hermann-Texas Medical Center | TMC | Biomed Shop | 5/1/19 |  | 5/1/20
YES | YES |  |  |  | 099-14105 | 099-14105 | Fisher | MR850 |  |  | TMC |  |  |  |  | 099-14105 | 099-14105 | TMC | Memorial Hermann-Texas Medical Center | TMC | Biomed Shop
NO | YES |  |  |  | 099-14103 | 099-14103 | Fisher | MR850 |  |  | TMC |  |  |  |  | 099-14103 | 099-14103 | TMC | Memorial Hermann-Texas Medical Center | TMC | Biomed Shop
NO | YES |  |  |  | 099-14104 | 099-14104 | Fisher | MR850 |  |  | TMC |  |  |  |  | 099-14104 | 099-14104 | TMC | Memorial Hermann-Texas Medical Center | TMC | Biomed Shop
NO | YES |  |  |  | 099-14106 | 099-14106 | Fisher | MR850 |  |  | TMC |  |  |  |  | 099-14106 | 099-14106 | TMC | Memorial Hermann-Texas Medical Center | TMC | Biomed Shop
NO | YES |  |  |  | 099-14107 | 099-14107 | Fisher | MR850 |  |  | TMC |  |  |  |  | 099-14107 | 099-14107 | TMC | Memorial Hermann-Texas Medical Center | TMC | Biomed Shop
YES | YES |  |  |  | 099-14108 | 099-14108 | Fisher | MR850 |  |  | TMC |  |  |  |  | 099-14108 | 099-14108 | TMC | Memorial Hermann-Texas Medical Center | TMC | Biomed Shop
NO | YES |  |  |  | 099-14110 | 099-14110 | Fisher | MR850 |  |  | TMC |  |  |  |  | 099-14110 | 099-14110 | TMC | Memorial Hermann-Texas Medical Center | TMC | Biomed Shop
YES | YES |  |  |  | 099-14111 | 099-14111 | Fisher | MR850 |  |  | TMC |  |  |  |  | 099-14111 | 099-14111 | TMC | Memorial Hermann-Texas Medical Center | TMC | Biomed Shop | 5/1/19 |  | 5/1/20
NO | YES |  |  |  | 099-14112 | 099-14112 | Fisher | MR850 |  |  | TMC |  |  |  |  | 099-14112 | 099-14112 | TMC | Memorial Hermann-Texas Medical Center | TMC | Biomed Shop
NO | YES |  |  |  | 099-14113 | 099-14113 | Fisher | MR850 |  |  | TMC |  |  |  |  | 099-14113 | 099-14113 | TMC | Memorial Hermann-Texas Medical Center | TMC | Biomed Shop
NO | YES |  |  |  | 099-14114 | 099-14114 | Fisher | MR850 |  |  | TMC |  |  |  |  | 099-14114 | 099-14114 | TMC | Memorial Hermann-Texas Medical Center | TMC | Biomed Shop
NO | YES |  |  |  | 099-14117 | 099-14117 | Fisher | MR850 |  |  | TMC |  |  |  |  | 099-14117 | 099-14117 | TMC | Memorial Hermann-Texas Medical Center | TMC | Biomed Shop
NO | YES |  |  |  | 099-14119 | 099-14119 | Fisher | MR850 |  |  | TMC |  |  |  |  | 099-14119 | 099-14119 | TMC | Memorial Hermann-Texas Medical Center | TMC | Biomed Shop
NO | YES |  |  |  | 099-14116 | 099-14116 | Fisher | MR850 |  |  | TMC |  |  |  |  | 099-14116 | 099-14116 | TMC | Memorial Hermann-Texas Medical Center | TMC | Biomed Shop
NO | YES |  |  |  | 099-14115 | 099-14115 | Fisher | MR850 |  |  | TMC |  |  |  |  | 099-14115 | 099-14115 | TMC | Memorial Hermann-Texas Medical Center | TMC | Biomed Shop
NO | YES |  |  |  | 099-14120 | 099-14120 | Fisher | MR850 |  |  | TMC |  |  |  |  | 099-14120 | 099-14120 | TMC | Memorial Hermann-Texas Medical Center | TMC | Biomed Shop
NO | YES |  |  |  | 099-13155 | 099-13155 | Fisher | MR850 |  |  | TMC |  |  |  |  | 099-13155 | 099-13155 | TMC | Memorial Hermann-Texas Medical Center | TMC | Biomed Shop
YES | YES |  |  |  | 099-13154 | 099-13154 | Fisher | MR850 |  |  | TMC |  |  |  |  | 099-13154 | 099-13154 | TMC | Memorial Hermann-Texas Medical Center | TMC | Biomed Shop
NO | YES |  |  |  | 099-13156 | 099-13156 | Fisher | MR850 |  |  | TMC |  |  |  |  | 099-13156 | 099-13156 | TMC | Memorial Hermann-Texas Medical Center | TMC | Biomed Shop
NO | YES |  |  |  | 099-13152 | 099-13152 | Fisher | MR850 |  |  | TMC |  |  |  |  | 099-13152 | 099-13152 | TMC | Memorial Hermann-Texas Medical Center | TMC | Biomed Shop
NO | YES |  |  |  | 099-13157 | 099-13157 | Fisher | MR850 |  |  | TMC |  |  |  |  | 099-13157 | 099-13157 | TMC | Memorial Hermann-Texas Medical Center | TMC | Biomed Shop | 5/1/19 |  | 5/1/20
YES | YES |  |  |  | 099-13153 | 099-13153 | Fisher | MR850 |  |  | TMC |  |  |  |  | 099-13153 | 099-13153 | TMC | Memorial Hermann-Texas Medical Center | TMC | Biomed Shop | 5/1/19 |  | 5/1/20
NO | YES |  |  |  | 099-13159 | 099-13159 | Fisher | MR850 |  |  | TMC |  |  |  |  | 099-13159 | 099-13159 | TMC | Memorial Hermann-Texas Medical Center | TMC | Biomed Shop
NO | YES |  |  |  | 099-13158 | 099-13158 | Fisher | MR850 |  |  | TMC |  |  |  |  | 099-13158 | 099-13158 | TMC | Memorial Hermann-Texas Medical Center | TMC | Biomed Shop | 5/1/19 |  | 5/1/20
NO | YES |  |  |  | 099-13160 | 099-13160 | Fisher | MR850 |  |  | TMC |  |  |  |  | 099-13160 | 099-13160 | TMC | Memorial Hermann-Texas Medical Center | TMC | Biomed Shop
YES | YES |  |  |  | 099-14161 | 099-14161 | Fisher | MR850 |  |  | TWC |  |  |  |  | 099-14161 | 099-14161 | TMC | Memorial Hermann-Texas Medical Center | TWC | Trauma RT Supply Rm | 5/1/18 |  | 5/1/19
NO | YES |  |  |  | 099-11364 | 099-11364 | Fisher | MR850 |  |  | Neuro ICU 7J |  |  |  |  | 099-11364 | 099-11364 | TMC | Memorial Hermann-Texas Medical Center | Neuro ICU 7J | Respiratory Closet
NO | YES |  |  |  | 099-11594 | 099-11594 | Fisher | MR850 |  |  | TMC-Jones-Neuro ICU (7J) |  |  |  |  | 099-11594 | 099-11594 | TMC | MHHS-TMC | TMC-Jones-Neuro ICU (7J) | Respiratory storage
YES | YES |  |  |  | 069-44979 | 069-44979 | Fisher | MR850 |  |  | TMC - RESPIRATORY - ADULT |  |  |  |  | 069-44979 | 069-44979 | TMC | Memorial Hermann-TMC | TMC - RESPIRATORY - ADULT | CS
YES | YES |  |  |  | 069-44988 | 069-44988 | Fisher | MR850 |  |  | TMC - RESPIRATORY - ADULT |  |  |  |  | 069-44988 | 069-44988 | TMC | Memorial Hermann-TMC | TMC - RESPIRATORY - ADULT | CS
YES | YES |  |  |  | 069-44978 | 069-44978 | Fisher | MR850 |  |  | TMC - RESPIRATORY - ADULT |  |  |  |  | 069-44978 | 069-44978 | TMC | Memorial Hermann-TMC | TMC - RESPIRATORY - ADULT | CS
YES | YES |  |  |  | 069-44976 | 069-44976 | Fisher | MR850 |  |  | TMC - RESPIRATORY - ADULT |  |  |  |  | 069-44976 | 069-44976 | TMC |  | TMC - RESPIRATORY - ADULT
YES | YES |  |  |  | 069-44992 | 069-44992 | Fisher | MR850 |  |  | TMC - RESPIRATORY - ADULT |  |  |  |  | 069-44992 | 069-44992 | TMC |  | TMC - RESPIRATORY - ADULT | Respiratory
YES | YES |  |  |  | 041-33871 | 041-33871 | Fisher | MR850 |  |  | SE - RESPIRATORY |  |  |  |  | 041-33871 | 041-33871 | Southeast | Memorial Hermann Southeast Hospital | SE - RESPIRATORY | 4th Floor Storage
NO | YES |  |  |  | 099-06726 | 099-06726 | Fisher | MR850GJU |  |  | SE-Unit 4B (Women'S Services) |  |  |  |  | 099-06726 | 099-06726 | Southeast | MHHS-Southeast | SE-Unit 4B (Women'S Services) | NICU
NO | YES |  |  |  | 099-06723 | 099-06723 | Fisher | MR850GJU |  |  | SE-Unit 4B (Women'S Services) |  |  |  |  | 099-06723 | 099-06723 | Southeast | MHHS-Southeast | SE-Unit 4B (Women'S Services) | NICU
NO | YES |  |  |  |  | 151-04691 | Fisher | MR850JHU |  |  | CY-ICU | MHHS-Cypress |  | Humidifier, Heated |  |  | 151-04691 | Northwest | MHHS-Cypress | CY-ICU | ICU 12 | 2/1/20 | 2/1/21 |  |  | HUMIDIFIERS | Humidifier, Heated | HUMIDIFIERHEATED-FisherPaykel-MR850JHU | HUMIDIFIERHEATED | MR850JHU |  |  |  | FisherPaykel | Humidifier, Heated |  | HUMIDIFIERHEATED-FisherPaykel-MR850JHU |  | 5/6/15 |  | HH-A | Covered PM Repair - Biomedical | MHHS-Cypress | [8 empty] | HUMIDIFIERHEATED | Humidifier, Heated | FisherPaykel
NO | YES | [5 empty] | Fisher | MR850JHU |  |  | CY - NICU | MHHS-Cypress |  | Humidifier, Heated |  |  |  | Northwest |  | CY - NICU | Rt Work Room | 2/1/19 |  |  |  | HUMIDIFIERS | Humidifier, Heated | HUMIDIFIERHEATED-FisherPaykel-MR850JHU | HUMIDIFIERHEATED | MR850JHU |  |  |  | FisherPaykel | Humidifier, Heated |  | HUMIDIFIERHEATED-FisherPaykel-MR850JHU |  | 9/1/16 |  | HH-A | Covered PM Repair - Biomedical | MHHS-Cypress | [8 empty] | HUMIDIFIERHEATED | Humidifier, Heated | FisherPaykel
NO | YES |  |  |  |  | 151-05139 | Fisher | MR850JHU |  |  | CY-Respiratory Care Services | MHHS-Cypress |  | Humidifier, Heated |  |  | 151-05139 | Northwest | MHHS-Cypress | CY-Respiratory Care Services | Rt work area | 2/1/19 | 2/1/20 |  |  | HUMIDIFIERS | Humidifier, Heated | HUMIDIFIERHEATED-FisherPaykel-MR850JHU | HUMIDIFIERHEATED | MR850JHU |  |  |  | FisherPaykel | Humidifier, Heated |  | HUMIDIFIERHEATED-FisherPaykel-MR850JHU |  | 9/1/16 |  | HH-A | Covered PM Repair - Biomedical | MHHS-Cypress | [8 empty] | HUMIDIFIERHEATED | Humidifier, Heated | FisherPaykel
NO | YES | [5 empty] | Fisher | MR850JHU |  |  | CY-Respiratory Care Services | MHHS-Cypress |  | Humidifier, Heated |  |  |  | Northwest | MHHS-Cypress | CY-Respiratory Care Services | RT Storage nicu | 2/1/19 | 2/1/20 |  |  | HUMIDIFIERS | Humidifier, Heated | HUMIDIFIERHEATED-FisherPaykel-MR850JHU | HUMIDIFIERHEATED | MR850JHU |  |  |  | FisherPaykel | Humidifier, Heated |  | HUMIDIFIERHEATED-FisherPaykel-MR850JHU |  | 9/1/16 |  | HH-A | Covered PM Repair - Biomedical | MHHS-Cypress | [8 empty] | HUMIDIFIERHEATED | Humidifier, Heated | FisherPaykel
NO | YES | [5 empty] | Fisher | MR850JHU |  |  | CY-Respiratory Care Services | MHHS-Cypress |  | Humidifier, Heated |  |  |  | Northwest | MHHS-Cypress | CY-Respiratory Care Services | RT storage in incu | 2/1/19 | 2/1/20 |  |  | HUMIDIFIERS | Humidifier, Heated | HUMIDIFIERHEATED-FisherPaykel-MR850JHU | HUMIDIFIERHEATED | MR850JHU |  |  |  | FisherPaykel | Humidifier, Heated |  | HUMIDIFIERHEATED-FisherPaykel-MR850JHU |  | 9/1/16 |  | HH-A | Covered PM Repair - Biomedical | MHHS-Cypress | [8 empty] | HUMIDIFIERHEATED | Humidifier, Heated | FisherPaykel
NO | YES | [5 empty] | Fisher | MR850JHU |  |  | CY - NICU | MHHS-Cypress |  | Humidifier, Heated |  |  |  | Northwest | Cypress | CY - NICU | NICU 2 | 2/1/19 | 2/1/20 |  |  | HUMIDIFIERS | Humidifier, Heated | HUMIDIFIERHEATED-FisherPaykel-MR850JHU | HUMIDIFIERHEATED | MR850JHU |  |  |  | FisherPaykel | Humidifier, Heated |  | HUMIDIFIERHEATED-FisherPaykel-MR850JHU |  | 9/1/16 |  | HH-A | Covered PM Repair - Biomedical | MHHS-Cypress | [8 empty] | HUMIDIFIERHEATED | Humidifier, Heated | FisherPaykel
NO | YES |  |  |  |  | 151-05138 | Fisher | MR850JHU |  |  | CY-Respiratory Care Services | MHHS-Cypress |  | Humidifier, Heated |  |  | 151-05138 | Northwest | MHHS-Cypress | CY-Respiratory Care Services | Rt work area | 1/1/19 | 1/1/20 |  |  | HUMIDIFIERS | Humidifier, Heated | HUMIDIFIERHEATED-FisherPaykel-MR850JHU | HUMIDIFIERHEATED | MR850JHU |  |  |  | FisherPaykel | Humidifier, Heated |  | HUMIDIFIERHEATED-FisherPaykel-MR850JHU |  | 9/1/16 |  | HH-A | Covered PM Repair - Biomedical | MHHS-Cypress | [8 empty] | HUMIDIFIERHEATED | Humidifier, Heated | FisherPaykel
NO | YES | [5 empty] | Fisher | MR850JHU |  |  | GH-Respiratory | MHHS-Greater Heights |  | Humidifier, Heated |  |  |  | Central & Greater Heights | MHHS-Greater Heights | GH-Respiratory | Storage room | 3/1/19 |  | 3/1/20 |  | HUMIDIFIERS | Humidifier, Heated | HUMIDIFIERHEATED-FisherPaykel-MR850JHU | HUMIDIFIERHEATED | MR850JHU |  |  |  | FisherPaykel | Humidifier, Heated |  | HUMIDIFIERHEATED-FisherPaykel-MR850JHU |  |  |  | HH-A | Covered PM Repair - Biomedical | MHHS-Greater Heights | [8 empty] | HUMIDIFIERHEATED | Humidifier, Heated | FisherPaykel
NO | YES |  |  |  | 009-33287 | 009-33287 | Fisher | MR850JHU |  |  | GH-Respiratory | MHHS-Greater Heights |  | Humidifier, Heated |  | 009-33287 | 009-33287 | Central | MHHS-Greater Heights | GH-Respiratory | Storage room |  |  |  |  | HUMIDIFIERS | Humidifier, Heated | HUMIDIFIERHEATED-FisherPaykel-MR850JHU | HUMIDIFIERHEATED | MR850JHU |  |  |  | FisherPaykel | Humidifier, Heated |  | HUMIDIFIERHEATED-FisherPaykel-MR850JHU |  | 10/1/20 |  | HH-A | Not Covered Vendor Only - Biomedical | MHHS-Greater Heights | [8 empty] | HUMIDIFIERHEATED | Humidifier, Heated | FisherPaykel
NO | YES | [5 empty] | Fisher | MR850JHU |  |  | GH-Respiratory | MHHS-Greater Heights |  | Humidifier, Heated |  |  |  | Central & Greater Heights | MHHS-Greater Heights | GH-Respiratory | Storage room | 3/1/19 |  | 3/1/20 |  | HUMIDIFIERS | Humidifier, Heated | HUMIDIFIERHEATED-FisherPaykel-MR850JHU | HUMIDIFIERHEATED | MR850JHU |  |  |  | FisherPaykel | Humidifier, Heated |  | HUMIDIFIERHEATED-FisherPaykel-MR850JHU |  | 1/1/00 |  | HH-A | Covered PM Repair - Biomedical | MHHS-Greater Heights | [8 empty] | HUMIDIFIERHEATED | Humidifier, Heated | FisherPaykel
NO | YES | [5 empty] | Fisher | MR850JHU |  |  | GH - RESPIRATORY | MHHS-Greater Heights |  | Humidifier, Heated |  |  |  | Central | Memorial Hermann Greater Heights Hospital | GH - RESPIRATORY | GH - NICU |  |  |  |  | HUMIDIFIERS |  | HUMIDIFIERHEATED-FisherPaykel-MR850JHU | HUMIDIFIERHEATED | MR850JHU |  |  |  | FisherPaykel | Humidifier, Heated |  | HUMIDIFIERHEATED-FisherPaykel-MR850JHU |  |  |  |  | Not Covered Vendor Only - Biomedical | MHHS-Greater Heights
NO | YES | [5 empty] | Fisher | MR850JHU |  |  | GH - NICU | MHHS-Greater Heights |  | Humidifier, Heated |  |  |  | Central | Memorial Hermann Greater Heights Hospital | GH - NICU | GH - NICU - Level 2 Nursey 3 |  |  |  |  | HUMIDIFIERS |  | HUMIDIFIERHEATED-FisherPaykel-MR850JHU | HUMIDIFIERHEATED | MR850JHU |  |  |  | FisherPaykel | Humidifier, Heated |  | HUMIDIFIERHEATED-FisherPaykel-MR850JHU |  |  |  |  | Covered PM Repair - Biomedical | MHHS-Greater Heights
NO | YES | [5 empty] | Fisher | MR850JHU |  |  | GH - RESPIRATORY | MHHS-Greater Heights |  | Humidifier, Heated |  |  |  | Central | Memorial Hermann Greater Heights Hospital | GH - RESPIRATORY | GH - NICU |  |  |  |  | HUMIDIFIERS |  | HUMIDIFIERHEATED-FisherPaykel-MR850JHU | HUMIDIFIERHEATED | MR850JHU |  |  |  | FisherPaykel | Humidifier, Heated |  | HUMIDIFIERHEATED-FisherPaykel-MR850JHU |  |  |  |  | Covered PM Repair - Biomedical | MHHS-Greater Heights
NO | YES |  |  |  |  | 069-44697 | Fisher | MR850JHU |  |  | TMC-Respiratory-Adult | MHHS-Greater Heights |  | Humidifier, Heated |  |  | 069-44697 | TMC | MHHS-TMC | TMC-Respiratory-Adult | Dirty | 3/1/19 |  | 3/1/20 |  | HUMIDIFIERS |  | HUMIDIFIERHEATED-FisherPaykel-MR850JHU | HUMIDIFIERHEATED | MR850JHU |  |  |  | FisherPaykel | Humidifier, Heated |  | HUMIDIFIERHEATED-FisherPaykel-MR850JHU |  | 2/1/22 |  |  | Not Covered Vendor Only - Biomedical | MHHS-Greater Heights
NO | YES | [5 empty] | Fisher | MR850JHU |  |  | SE-Respiratory | MHHS-Greater Heights |  | Humidifier, Heated |  |  |  | Southeast | MHHS-Southeast | SE-Respiratory | NICU Nurses Station | 3/1/19 |  | 3/1/20 |  | HUMIDIFIERS |  | HUMIDIFIERHEATED-FisherPaykel-MR850JHU | HUMIDIFIERHEATED | MR850JHU |  |  |  | FisherPaykel | Humidifier, Heated |  | HUMIDIFIERHEATED-FisherPaykel-MR850JHU |  | 4/1/24 |  |  | Not Covered Vendor Only - Biomedical | MHHS-Greater Heights
NO | YES | [5 empty] | Fisher | MR850JHU |  |  | Nicu | MHHS-Greater Heights |  | Humidifier, Heated |  |  |  | Central | Memorial Hermann Greater Heights Hospital | Nicu | Nicu |  |  |  |  | HUMIDIFIERS |  | HUMIDIFIERHEATED-FisherPaykel-MR850JHU | HUMIDIFIERHEATED | MR850JHU |  |  |  | FisherPaykel | Humidifier, Heated |  | HUMIDIFIERHEATED-FisherPaykel-MR850JHU |  |  |  |  | Not Covered Vendor Only - Biomedical | MHHS-Greater Heights
NO | YES | [5 empty] | Fisher | MR850JHU |  |  | GH - RESPIRATORY | MHHS-Greater Heights |  | Humidifier, Heated |  |  |  | Central |  | GH - RESPIRATORY | [5 empty] | HUMIDIFIERS |  | HUMIDIFIERHEATED-FisherPaykel-MR850JHU | HUMIDIFIERHEATED | MR850JHU |  |  |  | FisherPaykel | Humidifier, Heated |  | HUMIDIFIERHEATED-FisherPaykel-MR850JHU |  |  |  |  | Not Covered Vendor Only - Biomedical | MHHS-Greater Heights
NO | YES | [5 empty] | Fisher | MR850JHU |  |  | GH - RESPIRATORY | MHHS-Greater Heights |  | Humidifier, Heated |  |  |  | Central | Greater heights | GH - RESPIRATORY | GH - RESPIRATORY |  |  |  |  | HUMIDIFIERS |  | HUMIDIFIERHEATED-FisherPaykel-MR850JHU | HUMIDIFIERHEATED | MR850JHU |  |  |  | FisherPaykel | Humidifier, Heated |  | HUMIDIFIERHEATED-FisherPaykel-MR850JHU |  |  |  |  | Covered PM Repair - Biomedical | MHHS-Greater Heights
NO | YES |  |  |  |  | 099-07647 | Fisher | MR850JHU |  |  | SE-Unit 2B (Oncology) | MHHS-Greater Heights |  | Humidifier, Heated |  |  | 099-07647 | Southeast | MHHS-Southeast | SE-Unit 2B (Oncology) | Respiratory | 5/1/19 |  | 5/1/20 |  | HUMIDIFIERS |  | HUMIDIFIERHEATED-FisherPaykel-MR850JHU | HUMIDIFIERHEATED | MR850JHU |  |  |  | FisherPaykel | Humidifier, Heated |  | HUMIDIFIERHEATED-FisherPaykel-MR850JHU |  | 7/1/18 |  |  | Covered PM Repair - Biomedical | MHHS-Greater Heights
NO | YES | [5 empty] | Fisher | MR850JHU |  |  | GH - RESPIRATORY | MHHS-Greater Heights |  | Humidifier, Heated |  |  |  | Central | Memorial Hermann Greater Heights Hospital | GH - RESPIRATORY | GH - NICU |  |  |  |  | HUMIDIFIERS |  | HUMIDIFIERHEATED-FisherPaykel-MR850JHU | HUMIDIFIERHEATED | MR850JHU |  |  |  | FisherPaykel | Humidifier, Heated |  | HUMIDIFIERHEATED-FisherPaykel-MR850JHU |  |  |  |  | Covered PM Repair - Biomedical | MHHS-Greater Heights
NO | YES | [5 empty] | Fisher | MR850JHU |  |  | GH - RESPIRATORY | MHHS-Greater Heights |  | Humidifier, Heated |  |  |  | Central | Memorial Hermann Greater Heights Hospital | GH - RESPIRATORY | GH - NICU |  |  |  |  | HUMIDIFIERS |  | HUMIDIFIERHEATED-FisherPaykel-MR850JHU | HUMIDIFIERHEATED | MR850JHU |  |  |  | FisherPaykel | Humidifier, Heated |  | HUMIDIFIERHEATED-FisherPaykel-MR850JHU |  |  |  |  | Covered PM Repair - Biomedical | MHHS-Greater Heights
NO | YES |  |  |  | 133-08254 | 133-08254 | Fisher | MR850JHU |  |  | Katy-PACU | MHHS-Katy |  | Humidifier, Heated |  | 133-08254 | 133-08254 | Katy | MHHS-Katy | Katy-PACU | PacU8 | 8/1/19 | 8/1/20 |  |  | HUMIDIFIERS | Humidifier, Heated | HUMIDIFIERHEATED-FisherPaykel-MR850JHU | HUMIDIFIERHEATED | MR850JHU |  |  |  | FisherPaykel | Humidifier, Heated |  | HUMIDIFIERHEATED-FisherPaykel-MR850JHU |  | 3/23/17 |  | HH-A | Covered PM Repair - Biomedical | MHHS-Katy | [8 empty] | HUMIDIFIERHEATED | Humidifier, Heated | FisherPaykel
NO | YES |  |  |  | 133-09115 | 133-09115 | Fisher | MR850JHU |  |  | Katy-Respiratory | MHHS-Katy |  | Humidifier, Heated |  | 133-09115 | 133-09115 | Katy | MHHS-Katy | Katy-Respiratory | Corcumcision room 2 in nicu | 11/1/19 | 11/1/20 |  |  | HUMIDIFIERS | Humidifier, Heated | HUMIDIFIERHEATED-FisherPaykel-MR850JHU | HUMIDIFIERHEATED | MR850JHU |  |  |  | FisherPaykel | Humidifier, Heated |  | HUMIDIFIERHEATED-FisherPaykel-MR850JHU |  | 3/23/17 |  | HH-A | Covered PM Repair - Biomedical | MHHS-Katy | [8 empty] | HUMIDIFIERHEATED | Humidifier, Heated | FisherPaykel
NO | YES |  |  |  | 133-09167 | 133-09167 | Fisher | MR850JHU |  |  | Katy-IMU | MHHS-Katy |  | Humidifier, Heated |  | 133-09167 | 133-09167 | Katy | MHHS-Katy | Katy-IMU | IMU | 10/1/19 | 10/1/20 |  |  | HUMIDIFIERS | Humidifier, Heated | HUMIDIFIERHEATED-FisherPaykel-MR850JHU | HUMIDIFIERHEATED | MR850JHU |  |  |  | FisherPaykel | Humidifier, Heated |  | HUMIDIFIERHEATED-FisherPaykel-MR850JHU |  | 3/23/17 |  | HH-A | Covered PM Repair - Biomedical | MHHS-Katy | [8 empty] | HUMIDIFIERHEATED | Humidifier, Heated | FisherPaykel
NO | YES |  |  |  | 099-04991 |  | Fisher | MR850JHU |  |  | Katy-Respiratory | MHHS-Katy |  | Humidifier, Heated |  | 099-04991 |  | Katy | MHHS-Katy | Katy-Respiratory | Nicu | 12/1/19 | 12/1/20 |  |  | HUMIDIFIERS | Humidifier, Heated | HUMIDIFIERHEATED-FisherPaykel-MR850JHU | HUMIDIFIERHEATED | MR850JHU |  |  |  | FisherPaykel | Humidifier, Heated |  | HUMIDIFIERHEATED-FisherPaykel-MR850JHU |  | 3/23/17 |  | HH-A | Covered PM Repair - Biomedical | MHHS-Katy | [8 empty] | HUMIDIFIERHEATED | Humidifier, Heated | FisherPaykel
NO | YES |  |  |  | 099-04967 |  | Fisher | MR850JHU |  |  | Katy-NICU | MHHS-Katy |  | Humidifier, Heated |  | 099-04967 |  | Katy | MHHS-Katy | Katy-NICU | L | 1/1/19 | 1/1/20 |  |  | HUMIDIFIERS | Humidifier, Heated | HUMIDIFIERHEATED-FisherPaykel-MR850JHU | HUMIDIFIERHEATED | MR850JHU |  |  |  | FisherPaykel | Humidifier, Heated |  | HUMIDIFIERHEATED-FisherPaykel-MR850JHU |  | 3/23/17 |  | HH-A | Covered PM Repair - Biomedical | MHHS-Katy | [8 empty] | HUMIDIFIERHEATED | Humidifier, Heated | FisherPaykel
NO | YES |  |  |  | 133-07335 | 133-07335 | Fisher | MR850JHU |  |  | Katy-NICU | MHHS-Katy |  | Humidifier, Heated |  | 133-07335 | 133-07335 | Katy | MHHS-Katy | Katy-NICU | Pediactrics |  |  |  | No pm | HUMIDIFIERS | Humidifier, Heated | HUMIDIFIERHEATED-FisherPaykel-MR850JHU | HUMIDIFIERHEATED | MR850JHU |  |  |  | FisherPaykel | Humidifier, Heated |  | HUMIDIFIERHEATED-FisherPaykel-MR850JHU |  | 3/23/17 |  | HH-A | Covered PM Repair - Biomedical | MHHS-Katy | [8 empty] | HUMIDIFIERHEATED | Humidifier, Heated | FisherPaykel
NO | YES |  |  |  | 133-09165 | 133-09165 | Fisher | MR850JHU |  | 2000-85JHU01074 | Katy-Biomedical Services | MHHS-Katy |  | Humidifier, Heated |  | 133-09165 | 133-09165 | Katy | MHHS-Katy | Katy-Biomedical Services | Biomed shop | 2/1/20 | 2/1/21 |  |  | HUMIDIFIERS | Humidifier, Heated | HUMIDIFIERHEATED-FisherPaykel-MR850JHU | HUMIDIFIERHEATED | MR850JHU |  |  |  | FisherPaykel | Humidifier, Heated |  | HUMIDIFIERHEATED-FisherPaykel-MR850JHU |  | 3/23/17 |  | HH-A | Covered PM Repair - Biomedical | MHHS-Katy | [8 empty] | HUMIDIFIERHEATED | Humidifier, Heated | FisherPaykel
NO | YES |  |  |  | 133-09168 | 133-09168 | Fisher | MR850JHU |  |  | Katy-Respiratory | MHHS-Katy |  | Humidifier, Heated |  | 133-09168 | 133-09168 | Katy | MHHS-Katy | Katy-Respiratory | Corcumcision room 2 in nicu | 8/1/19 | 8/1/20 |  |  | HUMIDIFIERS | Humidifier, Heated | HUMIDIFIERHEATED-FisherPaykel-MR850JHU | HUMIDIFIERHEATED | MR850JHU |  |  |  | FisherPaykel | Humidifier, Heated |  | HUMIDIFIERHEATED-FisherPaykel-MR850JHU |  | 3/23/17 |  | HH-A | Covered PM Repair - Biomedical | MHHS-Katy | [8 empty] | HUMIDIFIERHEATED | Humidifier, Heated | FisherPaykel
NO | YES |  |  |  | 133-09622 | 133-09622 | Fisher | MR850JHU |  |  | Katy-Respiratory | MHHS-Katy |  | Humidifier, Heated |  | 133-09622 | 133-09622 | Katy | MHHS-Katy | Katy-Respiratory | ICU equipment storage | 1/1/19 | 1/1/20 |  |  | HUMIDIFIERS | Humidifier, Heated | HUMIDIFIERHEATED-FisherPaykel-MR850JHU | HUMIDIFIERHEATED | MR850JHU |  |  |  | FisherPaykel | Humidifier, Heated |  | HUMIDIFIERHEATED-FisherPaykel-MR850JHU |  | 3/23/17 |  | HH-A | Covered PM Repair - Biomedical | MHHS-Katy | [8 empty] | HUMIDIFIERHEATED | Humidifier, Heated | FisherPaykel
NO | YES |  |  |  | 133-09623 | 133-09623 | Fisher | MR850JHU |  |  | Katy-Respiratory | MHHS-Katy |  | Humidifier, Heated |  | 133-09623 | 133-09623 | Katy | MHHS-Katy | Katy-Respiratory | NICU 310B | 1/1/19 | 12/1/20 |  |  | HUMIDIFIERS | Humidifier, Heated | HUMIDIFIERHEATED-FisherPaykel-MR850JHU | HUMIDIFIERHEATED | MR850JHU |  |  |  | FisherPaykel | Humidifier, Heated |  | HUMIDIFIERHEATED-FisherPaykel-MR850JHU |  | 3/23/17 |  | HH-A | Covered PM Repair - Biomedical | MHHS-Katy | [8 empty] | HUMIDIFIERHEATED | Humidifier, Heated | FisherPaykel
NO | YES |  |  |  | 133-09624 | 133-09624 | Fisher | MR850JHU |  |  | Katy-Respiratory | MHHS-Katy |  | Humidifier, Heated |  | 133-09624 | 133-09624 | Katy | MHHS-Katy | Katy-Respiratory | NICU 305B | 5/1/19 | 5/1/20 |  |  | HUMIDIFIERS | Humidifier, Heated | HUMIDIFIERHEATED-FisherPaykel-MR850JHU | HUMIDIFIERHEATED | MR850JHU |  |  |  | FisherPaykel | Humidifier, Heated |  | HUMIDIFIERHEATED-FisherPaykel-MR850JHU |  | 5/1/21 |  | HH-A | Covered PM Repair - Biomedical | MHHS-Katy | [8 empty] | HUMIDIFIERHEATED | Humidifier, Heated | FisherPaykel
NO | YES |  |  |  | 133-09625 | 133-09625 | Fisher | MR850JHU |  |  | Katy-Respiratory | MHHS-Katy |  | Humidifier, Heated |  | 133-09625 | 133-09625 | Katy | MHHS-Katy | Katy-Respiratory | Corcumcision room 2 in nicu | 3/1/19 | 3/1/20 |  |  | HUMIDIFIERS | Humidifier, Heated | HUMIDIFIERHEATED-FisherPaykel-MR850JHU | HUMIDIFIERHEATED | MR850JHU |  |  |  | FisherPaykel | Humidifier, Heated |  | HUMIDIFIERHEATED-FisherPaykel-MR850JHU |  | 5/1/21 |  | HH-A | Covered PM Repair - Biomedical | MHHS-Katy | [8 empty] | HUMIDIFIERHEATED | Humidifier, Heated | FisherPaykel
NO | YES |  |  |  | 133-10416 | 133-10416 | Fisher | MR850JHU |  |  | Katy-Biomedical Services | MHHS-Katy |  | Humidifier, Heated |  | 133-10416 | 133-10416 | Katy | MHHS-Katy | Katy-Biomedical Services | Biomed shop | 3/1/19 | 3/1/20 |  |  | HUMIDIFIERS | Humidifier, Heated | HUMIDIFIERHEATED-FisherPaykel-MR850JHU | HUMIDIFIERHEATED | MR850JHU |  |  |  | FisherPaykel | Humidifier, Heated |  | HUMIDIFIERHEATED-FisherPaykel-MR850JHU |  | 5/1/21 |  | HH-A | Covered PM Repair - Biomedical | MHHS-Katy | [8 empty] | HUMIDIFIERHEATED | Humidifier, Heated | FisherPaykel
NO | YES |  |  |  | 133-10488 | 133-10488 | Fisher | MR850JHU |  |  | Katy-ICU | MHHS-Katy |  | Humidifier, Heated |  | 133-10488 | 133-10488 | Katy | MHHS-Katy | Katy-ICU | Icu -19 | 3/1/19 |  |  |  | HUMIDIFIERS | Humidifier, Heated | HUMIDIFIERHEATED-FisherPaykel-MR850JHU | HUMIDIFIERHEATED | MR850JHU |  |  |  | FisherPaykel | Humidifier, Heated |  | HUMIDIFIERHEATED-FisherPaykel-MR850JHU |  | 5/1/21 |  | HH-A | Covered PM Repair - Biomedical | MHHS-Katy | [8 empty] | HUMIDIFIERHEATED | Humidifier, Heated | FisherPaykel
NO | YES |  |  |  | 133-10489 | 133-10489 | Fisher | MR850JHU |  |  | Katy-ICU | MHHS-Katy |  | Humidifier, Heated |  | 133-10489 | 133-10489 | Katy | MHHS-Katy | Katy-ICU | ICU Storage | 3/1/19 | 3/1/20 |  |  | HUMIDIFIERS | Humidifier, Heated | HUMIDIFIERHEATED-FisherPaykel-MR850JHU | HUMIDIFIERHEATED | MR850JHU |  |  |  | FisherPaykel | Humidifier, Heated |  | HUMIDIFIERHEATED-FisherPaykel-MR850JHU |  | 5/1/21 |  | HH-A | Covered PM Repair - Biomedical | MHHS-Katy | [8 empty] | HUMIDIFIERHEATED | Humidifier, Heated | FisherPaykel
NO | YES |  |  |  | 133-10490 | 133-10490 | Fisher | MR850JHU |  |  | Katy-ICU | MHHS-Katy |  | Humidifier, Heated |  | 133-10490 | 133-10490 | Katy | MHHS-Katy | Katy-ICU | ICU | 3/1/19 | 3/1/20 |  |  | HUMIDIFIERS | Humidifier, Heated | HUMIDIFIERHEATED-FisherPaykel-MR850JHU | HUMIDIFIERHEATED | MR850JHU |  |  |  | FisherPaykel | Humidifier, Heated |  | HUMIDIFIERHEATED-FisherPaykel-MR850JHU |  | 5/1/21 |  | HH-A | Covered PM Repair - Biomedical | MHHS-Katy | [8 empty] | HUMIDIFIERHEATED | Humidifier, Heated | FisherPaykel
NO | YES |  |  |  | 133-10492 | 133-10492 | Fisher | MR850JHU |  |  | Katy-Respiratory | MHHS-Katy |  | Humidifier, Heated |  | 133-10492 | 133-10492 | Katy | MHHS-Katy | Katy-Respiratory | ICU 14 | 3/1/19 | 3/1/20 |  |  | HUMIDIFIERS | Humidifier, Heated | HUMIDIFIERHEATED-FisherPaykel-MR850JHU | HUMIDIFIERHEATED | MR850JHU |  |  |  | FisherPaykel | Humidifier, Heated |  | HUMIDIFIERHEATED-FisherPaykel-MR850JHU |  |  |  | HH-A | Covered PM Repair - Biomedical | MHHS-Katy | [8 empty] | HUMIDIFIERHEATED | Humidifier, Heated | FisherPaykel
NO | YES |  |  |  | 133-10493 | 133-10493 | Fisher | MR850JHU |  |  | Katy-ICU | MHHS-Katy |  | Humidifier, Heated |  | 133-10493 | 133-10493 | Katy | MHHS-Katy | Katy-ICU | Room 10 | 3/1/19 | 3/1/20 |  |  | HUMIDIFIERS | Humidifier, Heated | HUMIDIFIERHEATED-FisherPaykel-MR850JHU | HUMIDIFIERHEATED | MR850JHU |  |  |  | FisherPaykel | Humidifier, Heated |  | HUMIDIFIERHEATED-FisherPaykel-MR850JHU |  |  |  | HH-A | Covered PM Repair - Biomedical | MHHS-Katy | [8 empty] | HUMIDIFIERHEATED | Humidifier, Heated | FisherPaykel
NO | YES |  |  |  | 041-20614 | 041-20614 | Fisher | MR850JHU |  |  | Emergency Center | MHHS-Mem City |  | Humidifier, Heated |  | 041-20614 | 041-20614 | West | Memorial Hermann Memorial City Medical Center Emergency Center | Emergency Center | ER Nurses Station |  |  |  |  | HUMIDIFIERS |  | HUMIDIFIERHEATED-FisherPaykel-MR850JHU | HUMIDIFIERHEATED | MR850JHU |  |  |  | FisherPaykel | Humidifier, Heated |  | HUMIDIFIERHEATED-FisherPaykel-MR850JHU |  |  |  |  | Covered PM Repair - Biomedical | MHHS-Mem City
NO | YES |  |  |  | 041-20647 | 041-20647 | Fisher | MR850JHU |  |  | MEMORIAL CITY - MHT - NICU | MHHS-Mem City |  | Humidifier, Heated |  | 041-20647 | 041-20647 | West | Memorial City-Memorial Hermann Hospital | MEMORIAL CITY - MHT - NICU | Biomed Shop |  |  |  |  | HUMIDIFIERS |  | HUMIDIFIERHEATED-FisherPaykel-MR850JHU | HUMIDIFIERHEATED | MR850JHU |  |  |  | FisherPaykel | Humidifier, Heated |  | HUMIDIFIERHEATED-FisherPaykel-MR850JHU |  |  |  |  | Covered PM Repair - Biomedical | MHHS-Mem City
NO | YES |  |  |  | 041-20651 | 041-20651 | Fisher | MR850JHU |  |  | MEMORIAL CITY - RESPIRATORY | MHHS-Mem City |  | Humidifier, Heated |  | 041-20651 | 041-20651 | West | Memorial City- Memorial Hermann Hospital | MEMORIAL CITY - RESPIRATORY | Respiratory |  |  |  |  | HUMIDIFIERS |  | HUMIDIFIERHEATED-FisherPaykel-MR850JHU | HUMIDIFIERHEATED | MR850JHU |  |  |  | FisherPaykel | Humidifier, Heated |  | HUMIDIFIERHEATED-FisherPaykel-MR850JHU |  |  |  |  | Covered PM Repair - Biomedical | MHHS-Mem City
NO | YES |  |  |  | 041-20783 | 041-20783 | Fisher | MR850JHU |  |  | Resperatory | MHHS-Mem City |  | Humidifier, Heated |  | 041-20783 | 041-20783 | Mem city | Memorial city - Memorial herman hospital | Resperatory | Resperatory |  |  |  |  | HUMIDIFIERS |  | HUMIDIFIERHEATED-FisherPaykel-MR850JHU | HUMIDIFIERHEATED | MR850JHU |  |  |  | FisherPaykel | Humidifier, Heated |  | HUMIDIFIERHEATED-FisherPaykel-MR850JHU |  |  |  |  | Covered PM Repair - Biomedical | MHHS-Mem City
NO | YES |  |  |  | 041-20784 | 041-20784 | Fisher | MR850JHU |  |  | Memorial City - Pediatric Respiratory | MHHS-Mem City |  | Humidifier, Heated |  | 041-20784 | 041-20784 | West | Memorial City - Memorial Hermann Hospital | Memorial City - Pediatric Respiratory | MH4:408 Respiratory Therapy/Storage |  |  |  |  | HUMIDIFIERS |  | HUMIDIFIERHEATED-FisherPaykel-MR850JHU | HUMIDIFIERHEATED | MR850JHU |  |  |  | FisherPaykel | Humidifier, Heated |  | HUMIDIFIERHEATED-FisherPaykel-MR850JHU |  |  |  |  | Covered PM Repair - Biomedical | MHHS-Mem City
NO | YES |  |  |  | 041-20818 | 041-20818 | Fisher | MR850JHU |  |  | Resperatory | MHHS-Mem City |  | Humidifier, Heated |  | 041-20818 | 041-20818 | Mem city | Memorial city - Memorial herman hospital | Resperatory | Resperatory |  |  |  |  | HUMIDIFIERS |  | HUMIDIFIERHEATED-FisherPaykel-MR850JHU | HUMIDIFIERHEATED | MR850JHU |  |  |  | FisherPaykel | Humidifier, Heated |  | HUMIDIFIERHEATED-FisherPaykel-MR850JHU |  |  |  |  | Covered PM Repair - Biomedical | MHHS-Mem City
NO | YES |  |  |  | 041-20819 | 041-20819 | Fisher | MR850JHU |  |  | MEMORIAL CITY - MHT - NICU | MHHS-Mem City |  | Humidifier, Heated |  | 041-20819 | 041-20819 | West | Memorial City-Memorial Hermann Hospital | MEMORIAL CITY - MHT - NICU | Biomed Shop |  |  |  |  | HUMIDIFIERS |  | HUMIDIFIERHEATED-FisherPaykel-MR850JHU | HUMIDIFIERHEATED | MR850JHU |  |  |  | FisherPaykel | Humidifier, Heated |  | HUMIDIFIERHEATED-FisherPaykel-MR850JHU |  |  |  |  | Covered PM Repair - Biomedical | MHHS-Mem City
NO | YES |  |  |  | 041-20820 | 041-20820 | Fisher | MR850JHU |  |  | Resperatory | MHHS-Mem City |  | Humidifier, Heated |  | 041-20820 | 041-20820 | Mem city | Memorial city - Memorial herman hospital | Resperatory | Resperatory |  |  |  |  | HUMIDIFIERS |  | HUMIDIFIERHEATED-FisherPaykel-MR850JHU | HUMIDIFIERHEATED | MR850JHU |  |  |  | FisherPaykel | Humidifier, Heated |  | HUMIDIFIERHEATED-FisherPaykel-MR850JHU |  |  |  |  | Covered PM Repair - Biomedical | MHHS-Mem City
NO | YES |  |  |  | 041-20825 | 041-20825 | Fisher | MR850JHU |  |  | Resperatory | MHHS-Mem City |  | Humidifier, Heated |  | 041-20825 | 041-20825 | Mem city | Memorial city - Memorial herman hospital | Resperatory | Resperatory |  |  |  |  | HUMIDIFIERS |  | HUMIDIFIERHEATED-FisherPaykel-MR850JHU | HUMIDIFIERHEATED | MR850JHU |  |  |  | FisherPaykel | Humidifier, Heated |  | HUMIDIFIERHEATED-FisherPaykel-MR850JHU |  |  |  |  | Covered PM Repair - Biomedical | MHHS-Mem City
NO | YES |  |  |  | 041-20830 | 041-20830 | Fisher | MR850JHU |  |  | MEMORIAL CITY - RESPIRATORY | MHHS-Mem City |  | Humidifier, Heated |  | 041-20830 | 041-20830 | West | Memorial Hermann Memorial City Medical Center | MEMORIAL CITY - RESPIRATORY | MH5 220.15 Supply Room |  |  |  |  | HUMIDIFIERS |  | HUMIDIFIERHEATED-FisherPaykel-MR850JHU | HUMIDIFIERHEATED | MR850JHU |  |  |  | FisherPaykel | Humidifier, Heated |  | HUMIDIFIERHEATED-FisherPaykel-MR850JHU |  |  |  |  | Covered PM Repair - Biomedical | MHHS-Mem City
NO | YES |  |  |  | 041-20832 | 041-20832 | Fisher | MR850JHU |  |  | Memorial city - out patient surgery | MHHS-Mem City |  | Humidifier, Heated |  | 041-20832 | 041-20832 | West and memorial city | Memorial city - memorial herman hospital | Memorial city - out patient surgery | Preop |  |  |  |  | HUMIDIFIERS |  | HUMIDIFIERHEATED-FisherPaykel-MR850JHU | HUMIDIFIERHEATED | MR850JHU |  |  |  | FisherPaykel | Humidifier, Heated |  | HUMIDIFIERHEATED-FisherPaykel-MR850JHU |  |  |  |  | Covered PM Repair - Biomedical | MHHS-Mem City
NO | YES |  |  |  | 041-20833 | 041-20833 | Fisher | MR850JHU |  |  | MEMORIAL CITY - RESPIRATORY | MHHS-Mem City |  | Humidifier, Heated |  | 041-20833 | 041-20833 | West | Memorial city - Memorial herman hospital | MEMORIAL CITY - RESPIRATORY | Biomed |  |  |  |  | HUMIDIFIERS |  | HUMIDIFIERHEATED-FisherPaykel-MR850JHU | HUMIDIFIERHEATED | MR850JHU |  |  |  | FisherPaykel | Humidifier, Heated |  | HUMIDIFIERHEATED-FisherPaykel-MR850JHU |  |  |  |  | Covered PM Repair - Biomedical | MHHS-Mem City
NO | YES |  |  |  | 041-20835 | 041-20835 | Fisher | MR850JHU |  |  | MEMORIAL CITY - RESPIRATORY | MHHS-Mem City |  | Humidifier, Heated |  | 041-20835 | 041-20835 | West | Memorial Hermann Memorial City Medical Center | MEMORIAL CITY - RESPIRATORY | Biomed Shop |  |  |  |  | HUMIDIFIERS |  | HUMIDIFIERHEATED-FisherPaykel-MR850JHU | HUMIDIFIERHEATED | MR850JHU |  |  |  | FisherPaykel | Humidifier, Heated |  | HUMIDIFIERHEATED-FisherPaykel-MR850JHU |  |  |  |  | Covered PM Repair - Biomedical | MHHS-Mem City
NO | YES |  |  |  | 041-20906 | 041-20906 | Fisher | MR850JHU |  |  | Resperatory | MHHS-Mem City |  | Humidifier, Heated |  | 041-20906 | 041-20906 | Mem city | Memorial city - Memorial herman hospital | Resperatory | Resperatory |  |  |  |  | HUMIDIFIERS |  | HUMIDIFIERHEATED-FisherPaykel-MR850JHU | HUMIDIFIERHEATED | MR850JHU |  |  |  | FisherPaykel | Humidifier, Heated |  | HUMIDIFIERHEATED-FisherPaykel-MR850JHU |  |  |  |  | Not Covered Vendor Only - Biomedical | MHHS-Mem City
NO | YES |  |  |  | 041-20910 | 041-20910 | Fisher | MR850JHU |  |  | MEMORIAL CITY - RESPIRATORY | MHHS-Mem City |  | Humidifier, Heated |  | 041-20910 | 041-20910 | West | Memorial Hermann Memorial City Medical Center | MEMORIAL CITY - RESPIRATORY | MH5 220.15 Supply Room |  |  |  |  | HUMIDIFIERS |  | HUMIDIFIERHEATED-FisherPaykel-MR850JHU | HUMIDIFIERHEATED | MR850JHU |  |  |  | FisherPaykel | Humidifier, Heated |  | HUMIDIFIERHEATED-FisherPaykel-MR850JHU |  |  |  |  | Not Covered Vendor Only - Biomedical | MHHS-Mem City
NO | YES |  |  |  | 041-20911 | 041-20911 | Fisher | MR850JHU |  |  | Memorial City - Pediatrics Respiratory | MHHS-Mem City |  | Humidifier, Heated |  | 041-20911 | 041-20911 | West | Memorial City - Memorial Hermann Hospital | Memorial City - Pediatrics Respiratory | MH4:408 Respiratory Therapy/Storage |  |  |  |  | HUMIDIFIERS |  | HUMIDIFIERHEATED-FisherPaykel-MR850JHU | HUMIDIFIERHEATED | MR850JHU |  |  |  | FisherPaykel | Humidifier, Heated |  | HUMIDIFIERHEATED-FisherPaykel-MR850JHU |  |  |  |  | Not Covered Vendor Only - Biomedical | MHHS-Mem City
NO | YES |  |  |  | 041-20912 | 041-20912 | Fisher | MR850JHU |  |  | Respiratory Departmet | MHHS-Mem City |  | Humidifier, Heated |  | 041-20912 | 041-20912 | West | Memorial Hermann - Memorial City | Respiratory Departmet | Respiratory Department Room MH520 |  |  |  |  | HUMIDIFIERS |  | HUMIDIFIERHEATED-FisherPaykel-MR850JHU | HUMIDIFIERHEATED | MR850JHU |  |  |  | FisherPaykel | Humidifier, Heated |  | HUMIDIFIERHEATED-FisherPaykel-MR850JHU |  |  |  |  | Covered PM Repair - Biomedical | MHHS-Mem City
NO | YES |  |  |  | 041-20915 | 041-20915 | Fisher | MR850JHU |  |  | MEMORIAL CITY - RESPIRATORY | MHHS-Mem City |  | Humidifier, Heated |  | 041-20915 | 041-20915 | West | Memorial City- Memorial Hermann Hospital | MEMORIAL CITY - RESPIRATORY | Respiratory |  |  |  |  | HUMIDIFIERS |  | HUMIDIFIERHEATED-FisherPaykel-MR850JHU | HUMIDIFIERHEATED | MR850JHU |  |  |  | FisherPaykel | Humidifier, Heated |  | HUMIDIFIERHEATED-FisherPaykel-MR850JHU |  |  |  |  | Not Covered Vendor Only - Biomedical | MHHS-Mem City
NO | YES |  |  |  | 041-20919 | 041-20919 | Fisher | MR850JHU |  |  | Resperatory | MHHS-Mem City |  | Humidifier, Heated |  | 041-20919 | 041-20919 | Mem city | Memorial city - Memorial herman hospital | Resperatory | Resperatory |  |  |  |  | HUMIDIFIERS |  | HUMIDIFIERHEATED-FisherPaykel-MR850JHU | HUMIDIFIERHEATED | MR850JHU |  |  |  | FisherPaykel | Humidifier, Heated |  | HUMIDIFIERHEATED-FisherPaykel-MR850JHU |  |  |  |  | Not Covered Vendor Only - Biomedical | MHHS-Mem City
NO | YES |  |  |  | 041-20923 | 041-20923 | Fisher | MR850JHU |  |  | Memorial City - Pediatrics Respiratory | MHHS-Mem City |  | Humidifier, Heated |  | 041-20923 | 041-20923 | West | Memorial City - Memorial Hermann Hospital | Memorial City - Pediatrics Respiratory | MH4:408 Respiratory Therapy/Storage |  |  |  |  | HUMIDIFIERS |  | HUMIDIFIERHEATED-FisherPaykel-MR850JHU | HUMIDIFIERHEATED | MR850JHU |  |  |  | FisherPaykel | Humidifier, Heated |  | HUMIDIFIERHEATED-FisherPaykel-MR850JHU |  |  |  |  | Not Covered Vendor Only - Biomedical | MHHS-Mem City
NO | YES |  |  |  | 041-32218 | 041-32218 | Fisher | MR850JHU |  |  | Resperatory | MHHS-Mem City |  | Humidifier, Heated |  | 041-32218 | 041-32218 | Mem city | Memorial city - Memorial herman hospital | Resperatory | Resperatory |  |  |  |  | HUMIDIFIERS |  | HUMIDIFIERHEATED-FisherPaykel-MR850JHU | HUMIDIFIERHEATED | MR850JHU |  |  |  | FisherPaykel | Humidifier, Heated |  | HUMIDIFIERHEATED-FisherPaykel-MR850JHU |  |  |  |  | Covered PM Repair - Biomedical | MHHS-Mem City
NO | YES |  |  |  | 041-32393 | 041-32393 | Fisher | MR850JHU |  |  | Memorial City - Pediatrics Respiratory | MHHS-Mem City |  | Humidifier, Heated |  | 041-32393 | 041-32393 | West | Memorial City - Memorial Hermann Hospital | Memorial City - Pediatrics Respiratory | MH4:408 Respiratory Therapy/Storage |  |  |  |  | HUMIDIFIERS |  | HUMIDIFIERHEATED-FisherPaykel-MR850JHU | HUMIDIFIERHEATED | MR850JHU |  |  |  | FisherPaykel | Humidifier, Heated |  | HUMIDIFIERHEATED-FisherPaykel-MR850JHU |  |  |  |  | Covered PM Repair - Biomedical | MHHS-Mem City
NO | YES |  |  |  | 041-32727 | 041-32727 | Fisher | MR850JHU |  |  | MEMORIAL CITY - RESPIRATORY | MHHS-Mem City |  | Humidifier, Heated |  | 041-32727 | 041-32727 | West | Memorial city - Memorial herman hospital | MEMORIAL CITY - RESPIRATORY | Biomed |  |  |  |  | HUMIDIFIERS |  | HUMIDIFIERHEATED-FisherPaykel-MR850JHU | HUMIDIFIERHEATED | MR850JHU |  |  |  | FisherPaykel | Humidifier, Heated |  | HUMIDIFIERHEATED-FisherPaykel-MR850JHU |  |  |  |  | Not Covered Vendor Only - Biomedical | MHHS-Mem City
NO | YES |  |  |  | 041-32730 | 041-32730 | Fisher | MR850JHU |  |  | Biomed Department | MHHS-Mem City |  | Humidifier, Heated |  | 041-32730 | 041-32730 | West | Memorial Hermann Memorial City Medical Center | Biomed Department | Biomed Shop |  |  |  |  | HUMIDIFIERS |  | HUMIDIFIERHEATED-FisherPaykel-MR850JHU | HUMIDIFIERHEATED | MR850JHU |  |  |  | FisherPaykel | Humidifier, Heated |  | HUMIDIFIERHEATED-FisherPaykel-MR850JHU |  |  |  |  | Not Covered Vendor Only - Biomedical | MHHS-Mem City
NO | YES |  |  |  | 041-34092 | 041-34092 | Fisher | MR850JHU |  |  | MEMORIAL CITY - RESPIRATORY | MHHS-Mem City |  | Humidifier, Heated |  | 041-34092 | 041-34092 | West | Memorial City- Memorial Hermann Hospital | MEMORIAL CITY - RESPIRATORY | Respiratory |  |  |  |  | HUMIDIFIERS |  | HUMIDIFIERHEATED-FisherPaykel-MR850JHU | HUMIDIFIERHEATED | MR850JHU |  |  |  | FisherPaykel | Humidifier, Heated |  | HUMIDIFIERHEATED-FisherPaykel-MR850JHU |  |  |  |  | Not Covered Vendor Only - Biomedical | MHHS-Mem City
NO | YES |  |  |  | 041-34197 | 041-34197 | Fisher | MR850JHU |  |  | MEMORIAL CITY - RESPIRATORY | MHHS-Mem City |  | Humidifier, Heated |  | 041-34197 | 041-34197 | West | Memorial Hermann Memorial City Medical Center | MEMORIAL CITY - RESPIRATORY | MEMORIAL CITY - RESPIRATORY Hallway MH4 409 |  |  |  |  | HUMIDIFIERS |  | HUMIDIFIERHEATED-FisherPaykel-MR850JHU | HUMIDIFIERHEATED | MR850JHU |  |  |  | FisherPaykel | Humidifier, Heated |  | HUMIDIFIERHEATED-FisherPaykel-MR850JHU |  |  |  |  | Not Covered Vendor Only - Biomedical | MHHS-Mem City
NO | YES |  |  |  | 041-34198 | 041-34198 | Fisher | MR850JHU |  |  | MEMORIAL CITY - MHT - NICU | MHHS-Mem City |  | Humidifier, Heated |  | 041-34198 | 041-34198 | West | Memorial City-Memorial Hermann Hospital | MEMORIAL CITY - MHT - NICU | Biomed Shop |  |  |  |  | HUMIDIFIERS |  | HUMIDIFIERHEATED-FisherPaykel-MR850JHU | HUMIDIFIERHEATED | MR850JHU |  |  |  | FisherPaykel | Humidifier, Heated |  | HUMIDIFIERHEATED-FisherPaykel-MR850JHU |  |  |  |  | Not Covered Vendor Only - Biomedical | MHHS-Mem City
NO | YES |  |  |  |  | 099-01188 | Fisher | MR850JHU |  |  | NE-Respiratory | MHHS-Northeast |  | Humidifier, Heated |  |  | 099-01188 | Katy | MHHS-Northeast | NE-Respiratory |  |  | 8/1/20 |  |  | HUMIDIFIERS | Humidifier, Heated | HUMIDIFIERHEATED-FisherPaykel-MR850JHU | HUMIDIFIERHEATED | MR850JHU |  |  |  | FisherPaykel | Humidifier, Heated |  | HUMIDIFIERHEATED-FisherPaykel-MR850JHU |  |  |  | HH-A | Covered PM Repair - Biomedical | MHHS-Northeast | [8 empty] | HUMIDIFIERHEATED | Humidifier, Heated | FisherPaykel
NO | YES |  |  |  |  | 099-01366 | Fisher | MR850JHU |  |  | NE-Cardiopulmonary | MHHS-Northeast |  | Humidifier, Heated |  |  | 099-01366 | Katy | MHHS-Northeast | NE-Cardiopulmonary | Clean supply | 4/1/19 | 4/1/20 |  |  | HUMIDIFIERS | Humidifier, Heated | HUMIDIFIERHEATED-FisherPaykel-MR850JHU | HUMIDIFIERHEATED | MR850JHU |  |  |  | FisherPaykel | Humidifier, Heated |  | HUMIDIFIERHEATED-FisherPaykel-MR850JHU |  | 8/1/16 |  | HH-A | Covered PM Repair - Biomedical | MHHS-Northeast | [8 empty] | HUMIDIFIERHEATED | Humidifier, Heated | FisherPaykel
NO | YES |  |  |  |  | 099-01365 | Fisher | MR850JHU |  |  | NE-Cardiopulmonary | MHHS-Northeast |  | Humidifier, Heated |  |  | 099-01365 | Katy | MHHS-Northeast | NE-Cardiopulmonary | Clean supply | 4/1/19 | 8/1/20 |  |  | HUMIDIFIERS | Humidifier, Heated | HUMIDIFIERHEATED-FisherPaykel-MR850JHU | HUMIDIFIERHEATED | MR850JHU |  |  |  | FisherPaykel | Humidifier, Heated |  | HUMIDIFIERHEATED-FisherPaykel-MR850JHU |  |  |  | HH-A | Covered PM Repair - Biomedical | MHHS-Northeast | [8 empty] | HUMIDIFIERHEATED | Humidifier, Heated | FisherPaykel
NO | YES |  |  |  |  | 099-00896 | Fisher | MR850JHU |  |  | NE-Respiratory | MHHS-Northeast |  | Humidifier, Heated |  |  | 099-00896 | Katy | MHHS-Northeast | NE-Respiratory |  | 4/1/19 | 4/1/20 |  |  | HUMIDIFIERS | Humidifier, Heated | HUMIDIFIERHEATED-FisherPaykel-MR850JHU | HUMIDIFIERHEATED | MR850JHU |  |  |  | FisherPaykel | Humidifier, Heated |  | HUMIDIFIERHEATED-FisherPaykel-MR850JHU |  |  |  | HH-A | Covered PM Repair - Biomedical | MHHS-Northeast | [8 empty] | HUMIDIFIERHEATED | Humidifier, Heated | FisherPaykel
NO | YES | [5 empty] | Fisher | MR850JHU |  |  | NE-Respiratory | MHHS-Northeast |  | Humidifier, Heated |  |  |  | Katy | MHHS-Northeast | NE-Respiratory | ER Outside Room 33 | 4/1/19 | 4/1/20 |  |  | HUMIDIFIERS | Humidifier, Heated | HUMIDIFIERHEATED-FisherPaykel-MR850JHU | HUMIDIFIERHEATED | MR850JHU |  |  |  | FisherPaykel | Humidifier, Heated |  | HUMIDIFIERHEATED-FisherPaykel-MR850JHU |  |  |  | HH-A | Covered PM Repair - Biomedical | MHHS-Northeast | [8 empty] | HUMIDIFIERHEATED | Humidifier, Heated | FisherPaykel
NO | YES |  |  |  |  | 099-00990 | Fisher | MR850JHU |  |  | NE-Respiratory | MHHS-Northeast |  | Humidifier, Heated |  |  | 099-00990 | Katy | MHHS-Northeast | NE-Respiratory |  | 4/1/19 | 4/1/20 |  |  | HUMIDIFIERS | Humidifier, Heated | HUMIDIFIERHEATED-FisherPaykel-MR850JHU | HUMIDIFIERHEATED | MR850JHU |  |  |  | FisherPaykel | Humidifier, Heated |  | HUMIDIFIERHEATED-FisherPaykel-MR850JHU |  |  |  | HH-A | Covered PM Repair - Biomedical | MHHS-Northeast | [8 empty] | HUMIDIFIERHEATED | Humidifier, Heated | FisherPaykel
NO | YES |  |  |  |  | 099-01367 | Fisher | MR850JHU |  |  | NE-Cardiopulmonary | MHHS-Northeast |  | Humidifier, Heated |  |  | 099-01367 | Katy | MHHS-Northeast | NE-Cardiopulmonary | Clean supply | 4/1/19 | 4/1/20 |  |  | HUMIDIFIERS | Humidifier, Heated | HUMIDIFIERHEATED-FisherPaykel-MR850JHU | HUMIDIFIERHEATED | MR850JHU |  |  |  | FisherPaykel | Humidifier, Heated |  | HUMIDIFIERHEATED-FisherPaykel-MR850JHU |  |  |  | HH-A | Covered PM Repair - Biomedical | MHHS-Northeast | [8 empty] | HUMIDIFIERHEATED | Humidifier, Heated | FisherPaykel
NO | YES |  |  |  |  | 099-03840 | Fisher | MR850JHU |  |  | NE-Respiratory | MHHS-Northeast |  | Humidifier, Heated |  |  | 099-03840 | Katy | MHHS-Northeast | NE-Respiratory | Respiratory |  |  |  |  | HUMIDIFIERS | Humidifier, Heated | HUMIDIFIERHEATED-FisherPaykel-MR850JHU | HUMIDIFIERHEATED | MR850JHU |  |  |  | FisherPaykel | Humidifier, Heated |  | HUMIDIFIERHEATED-FisherPaykel-MR850JHU |  |  |  | HH-A | Covered PM Repair - Biomedical | MHHS-Northeast | [8 empty] | HUMIDIFIERHEATED | Humidifier, Heated | FisherPaykel
NO | YES |  |  |  |  | 099-02387 | Fisher | MR850JHU |  |  | NE-Respiratory | MHHS-Northeast |  | Humidifier, Heated |  |  | 099-02387 | Katy | MHHS-Northeast | NE-Respiratory | HEMODIALYSIS storage |  |  |  |  | HUMIDIFIERS | Humidifier, Heated | HUMIDIFIERHEATED-FisherPaykel-MR850JHU | HUMIDIFIERHEATED | MR850JHU |  |  |  | FisherPaykel | Humidifier, Heated |  | HUMIDIFIERHEATED-FisherPaykel-MR850JHU |  | 11/30/18 |  | HH-A | Covered PM Repair - Biomedical | MHHS-Northeast | [8 empty] | HUMIDIFIERHEATED | Humidifier, Heated | FisherPaykel
NO | YES | [5 empty] | Fisher | MR850JHU |  |  | NE - RESPIRATORY | MHHS-Northeast |  | Humidifier, Heated |  |  |  | Katy |  | NE - RESPIRATORY | Cardio Pulminary |  |  |  |  | HUMIDIFIERS |  | HUMIDIFIERHEATED-FisherPaykel-MR850JHU | HUMIDIFIERHEATED | MR850JHU |  |  |  | FisherPaykel | Humidifier, Heated |  | HUMIDIFIERHEATED-FisherPaykel-MR850JHU |  |  |  |  | Covered PM Repair - Biomedical | MHHS-Northeast
NO | YES |  |  |  |  | 099-03933 | Fisher | MR850JHU |  |  | NE-Cardiopulmonary | MHHS-Northeast |  | Humidifier, Heated |  |  | 099-03933 | Katy | MHHS-Northeast | NE-Cardiopulmonary | Clean supply |  | 4/1/20 |  |  | HUMIDIFIERS | Humidifier, Heated | HUMIDIFIERHEATED-FisherPaykel-MR850JHU | HUMIDIFIERHEATED | MR850JHU |  |  |  | FisherPaykel | Humidifier, Heated |  | HUMIDIFIERHEATED-FisherPaykel-MR850JHU |  | 11/30/18 |  | HH-A | Covered PM Repair - Biomedical | MHHS-Northeast | [8 empty] | HUMIDIFIERHEATED | Humidifier, Heated | FisherPaykel
NO | YES | [5 empty] | Fisher | MR850JHU |  |  | NE-Respiratory | MHHS-Northeast |  | Humidifier, Heated |  |  |  | Katy | MHHS-Northeast | NE-Respiratory | Resp Office | 6/1/19 | 6/1/20 |  |  | HUMIDIFIERS | Humidifier, Heated | HUMIDIFIERHEATED-FisherPaykel-MR850JHU | HUMIDIFIERHEATED | MR850JHU |  |  |  | FisherPaykel | Humidifier, Heated |  | HUMIDIFIERHEATED-FisherPaykel-MR850JHU |  | 11/30/18 |  | HH-A | Covered PM Repair - Biomedical | MHHS-Northeast | [8 empty] | HUMIDIFIERHEATED | Humidifier, Heated | FisherPaykel
NO | YES |  |  |  |  | 099-00953 | Fisher | MR850JHU |  |  | NE-Respiratory | MHHS-Northeast |  | Humidifier, Heated |  |  | 099-00953 | Katy | MHHS-Northeast | NE-Respiratory |  | 5/1/19 | 5/1/20 |  |  | HUMIDIFIERS | Humidifier, Heated | HUMIDIFIERHEATED-FisherPaykel-MR850JHU | HUMIDIFIERHEATED | MR850JHU |  |  |  | FisherPaykel | Humidifier, Heated |  | HUMIDIFIERHEATED-FisherPaykel-MR850JHU |  | 11/30/18 |  | HH-A | Covered PM Repair - Biomedical | MHHS-Northeast | [8 empty] | HUMIDIFIERHEATED | Humidifier, Heated | FisherPaykel
NO | YES |  |  |  |  | 099-00853 | Fisher | MR850JHU |  |  | NE-NICU | MHHS-Northeast |  | Humidifier, Heated |  |  | 099-00853 | Katy | MHHS-Northeast | NE-NICU | Clean room | 4/1/19 | 4/1/20 |  |  | HUMIDIFIERS | Humidifier, Heated | HUMIDIFIERHEATED-FisherPaykel-MR850JHU | HUMIDIFIERHEATED | MR850JHU |  |  |  | FisherPaykel | Humidifier, Heated |  | HUMIDIFIERHEATED-FisherPaykel-MR850JHU |  | 9/1/17 |  | HH-A | Covered PM Repair - Biomedical | MHHS-Northeast | [8 empty] | HUMIDIFIERHEATED | Humidifier, Heated | FisherPaykel
NO | YES |  |  |  |  | 099-02388 | Fisher | MR850JHU |  |  | NE-Respiratory | MHHS-Northeast |  | Humidifier, Heated |  |  | 099-02388 | Katy | MHHS-Northeast | NE-Respiratory | HEMODIALYSIS storage | 4/1/19 | 4/1/20 |  |  | HUMIDIFIERS | Humidifier, Heated | HUMIDIFIERHEATED-FisherPaykel-MR850JHU | HUMIDIFIERHEATED | MR850JHU |  |  |  | FisherPaykel | Humidifier, Heated |  | HUMIDIFIERHEATED-FisherPaykel-MR850JHU |  | 9/1/17 |  | HH-A | Covered PM Repair - Biomedical | MHHS-Northeast | [8 empty] | HUMIDIFIERHEATED | Humidifier, Heated | FisherPaykel
NO | YES |  |  |  |  | 099-00895 | Fisher | MR850JHU |  |  | NE-Respiratory | MHHS-Northeast |  | Humidifier, Heated |  |  | 099-00895 | Katy | MHHS-Northeast | NE-Respiratory |  |  | 4/1/20 |  |  | HUMIDIFIERS | Humidifier, Heated | HUMIDIFIERHEATED-FisherPaykel-MR850JHU | HUMIDIFIERHEATED | MR850JHU |  |  |  | FisherPaykel | Humidifier, Heated |  | HUMIDIFIERHEATED-FisherPaykel-MR850JHU |  | 9/1/17 |  | HH-A | Covered PM Repair - Biomedical | MHHS-Northeast | [8 empty] | HUMIDIFIERHEATED | Humidifier, Heated | FisherPaykel
NO | YES |  |  |  |  | 099-01368 | Fisher | MR850JHU |  |  | NE-Cardiopulmonary | MHHS-Northeast |  | Humidifier, Heated |  |  | 099-01368 | Katy | MHHS-Northeast | NE-Cardiopulmonary | Clean supply | 4/1/19 | 4/1/20 |  |  | HUMIDIFIERS | Humidifier, Heated | HUMIDIFIERHEATED-FisherPaykel-MR850JHU | HUMIDIFIERHEATED | MR850JHU |  |  |  | FisherPaykel | Humidifier, Heated |  | HUMIDIFIERHEATED-FisherPaykel-MR850JHU |  | 2/1/22 |  | HH-A | Not Covered Vendor Only - Resp/Ster | MHHS-Northeast | [8 empty] | HUMIDIFIERHEATED | Humidifier, Heated | FisherPaykel
NO | YES |  |  |  |  | 099-00894 | Fisher | MR850JHU |  |  | NE-Respiratory | MHHS-Northeast |  | Humidifier, Heated |  |  | 099-00894 | Katy | MHHS-Northeast | NE-Respiratory |  |  | 4/1/20 |  |  | HUMIDIFIERS | Humidifier, Heated | HUMIDIFIERHEATED-FisherPaykel-MR850JHU | HUMIDIFIERHEATED | MR850JHU |  |  |  | FisherPaykel | Humidifier, Heated |  | HUMIDIFIERHEATED-FisherPaykel-MR850JHU |  | 2/1/22 |  | HH-A | Not Covered Vendor Only - Resp/Ster | MHHS-Northeast | [8 empty] | HUMIDIFIERHEATED | Humidifier, Heated | FisherPaykel
NO | YES |  |  |  |  | 099-01364 | Fisher | MR850JHU |  |  | NE-Cardiopulmonary | MHHS-Northeast |  | Humidifier, Heated |  |  | 099-01364 | Katy | MHHS-Northeast | NE-Cardiopulmonary | Clean supply | 4/1/19 | 4/1/20 |  |  | HUMIDIFIERS | Humidifier, Heated | HUMIDIFIERHEATED-FisherPaykel-MR850JHU | HUMIDIFIERHEATED | MR850JHU |  |  |  | FisherPaykel | Humidifier, Heated |  | HUMIDIFIERHEATED-FisherPaykel-MR850JHU |  | 2/1/22 |  | HH-A | Not Covered Vendor Only - Resp/Ster | MHHS-Northeast | [8 empty] | HUMIDIFIERHEATED | Humidifier, Heated | FisherPaykel
NO | YES |  |  |  |  | 009-33265 | Fisher | MR850JHU |  |  | NE - RESPIRATORY | MHHS-Northeast |  | Humidifier, Heated |  |  | 009-33265 | Katy | Memorial Hermann North East | NE - RESPIRATORY | Cardio Pulminary |  |  |  |  | HUMIDIFIERS |  | HUMIDIFIERHEATED-FisherPaykel-MR850JHU | HUMIDIFIERHEATED | MR850JHU |  |  |  | FisherPaykel | Humidifier, Heated |  | HUMIDIFIERHEATED-FisherPaykel-MR850JHU |  |  |  |  | Not Covered Vendor Only - Resp/Ster | MHHS-Northeast
NO | YES |  |  |  |  | 099-02318 | Fisher | MR850JHU |  |  | NE-ICU | MHHS-Northeast |  | Humidifier, Heated |  |  | 099-02318 | Katy | MHHS-Northeast | NE-ICU | Room 4026 | 4/1/19 | 4/1/20 |  |  | HUMIDIFIERS | Humidifier, Heated | HUMIDIFIERHEATED-FisherPaykel-MR850JHU | HUMIDIFIERHEATED | MR850JHU |  |  |  | FisherPaykel | Humidifier, Heated |  | HUMIDIFIERHEATED-FisherPaykel-MR850JHU |  | 2/1/22 |  | HH-A | Not Covered Vendor Only - Resp/Ster | MHHS-Northeast | [8 empty] | HUMIDIFIERHEATED | Humidifier, Heated | FisherPaykel
NO | YES | [5 empty] | Fisher | MR850JHU |  |  | NE-Respiratory | MHHS-Northeast |  | Humidifier, Heated |  |  |  | Katy | MHHS-Northeast | NE-Respiratory | Biomed Shop | 4/1/19 | 4/1/20 |  |  | HUMIDIFIERS | Humidifier, Heated | HUMIDIFIERHEATED-FisherPaykel-MR850JHU | HUMIDIFIERHEATED | MR850JHU |  |  |  | FisherPaykel | Humidifier, Heated |  | HUMIDIFIERHEATED-FisherPaykel-MR850JHU |  |  |  | HH-A | Covered PM Repair - Biomedical | MHHS-Northeast | [8 empty] | HUMIDIFIERHEATED | Humidifier, Heated | FisherPaykel
NO | YES | [5 empty] | Fisher | MR850JHU |  |  | NE-Respiratory | MHHS-Northeast |  | Humidifier, Heated |  |  |  | Katy | MHHS-Northeast | NE-Respiratory | Respiratory | 4/1/19 | 4/1/20 |  |  | HUMIDIFIERS | Humidifier, Heated | HUMIDIFIERHEATED-FisherPaykel-MR850JHU | HUMIDIFIERHEATED | MR850JHU |  |  |  | FisherPaykel | Humidifier, Heated |  | HUMIDIFIERHEATED-FisherPaykel-MR850JHU |  | 1/9/00 |  | HH-A | Covered PM Repair - Biomedical | MHHS-Northeast | [8 empty] | HUMIDIFIERHEATED | Humidifier, Heated | FisherPaykel
NO | YES |  |  |  |  | 099-02329 | Fisher | MR850JHU |  |  | NE-NICU | MHHS-Northeast |  | Humidifier, Heated |  |  | 099-02329 | Katy | MHHS-Northeast | NE-NICU | Nursing | 3/1/18 | 8/1/19 |  |  | HUMIDIFIERS | Humidifier, Heated | HUMIDIFIERHEATED-FisherPaykel-MR850JHU | HUMIDIFIERHEATED | MR850JHU |  |  |  | FisherPaykel | Humidifier, Heated |  | HUMIDIFIERHEATED-FisherPaykel-MR850JHU |  |  |  | HH-A | Covered PM Repair - Biomedical | MHHS-Northeast | [8 empty] | HUMIDIFIERHEATED | Humidifier, Heated | FisherPaykel
NO | YES |  |  |  |  | 009-33264 | Fisher | MR850JHU |  |  | NE-Respiratory | MHHS-Northeast |  | Humidifier, Heated |  |  | 009-33264 | Katy | MHHS-Northeast | NE-Respiratory | [5 empty] | HUMIDIFIERS | Humidifier, Heated | HUMIDIFIERHEATED-FisherPaykel-MR850JHU | HUMIDIFIERHEATED | MR850JHU |  |  |  | FisherPaykel | Humidifier, Heated |  | HUMIDIFIERHEATED-FisherPaykel-MR850JHU |  |  |  | HH-A | Covered PM Repair - Biomedical | MHHS-Northeast | [8 empty] | HUMIDIFIERHEATED | Humidifier, Heated | FisherPaykel
NO | YES |  |  |  |  | 099-00854 | Fisher | MR850JHU |  |  | NE-Respiratory | MHHS-Northeast |  | Humidifier, Heated |  |  | 099-00854 | Katy | MHHS-Northeast | NE-Respiratory |  | 4/1/19 |  |  |  | HUMIDIFIERS | Humidifier, Heated | HUMIDIFIERHEATED-FisherPaykel-MR850JHU | HUMIDIFIERHEATED | MR850JHU |  |  |  | FisherPaykel | Humidifier, Heated |  | HUMIDIFIERHEATED-FisherPaykel-MR850JHU |  | 1/9/00 |  | HH-A | Covered PM Repair - Biomedical | MHHS-Northeast | [8 empty] | HUMIDIFIERHEATED | Humidifier, Heated | FisherPaykel
NO | YES |  |  |  |  | 099-00568 | Fisher | MR850JHU |  |  | NE-Respiratory | MHHS-Northeast |  | Humidifier, Heated |  |  | 099-00568 | Katy | MHHS-Northeast | NE-Respiratory |  | 4/1/19 | 4/1/20 |  |  | HUMIDIFIERS | Humidifier, Heated | HUMIDIFIERHEATED-FisherPaykel-MR850JHU | HUMIDIFIERHEATED | MR850JHU |  |  |  | FisherPaykel | Humidifier, Heated |  | HUMIDIFIERHEATED-FisherPaykel-MR850JHU |  |  |  | HH-A | Covered PM Repair - Biomedical | MHHS-Northeast | [8 empty] | HUMIDIFIERHEATED | Humidifier, Heated | FisherPaykel
NO | YES | [5 empty] | Fisher | MR850JHU |  |  | NE-Respiratory | MHHS-Northeast |  | Humidifier, Heated |  |  |  | Katy | MHHS-Northeast | NE-Respiratory | Biomed Shop | 4/1/19 | 4/1/20 |  |  | HUMIDIFIERS | Humidifier, Heated | HUMIDIFIERHEATED-FisherPaykel-MR850JHU | HUMIDIFIERHEATED | MR850JHU |  |  |  | FisherPaykel | Humidifier, Heated |  | HUMIDIFIERHEATED-FisherPaykel-MR850JHU |  | 1/7/15 |  | HH-A | Covered PM Repair - Biomedical | MHHS-Northeast | [8 empty] | HUMIDIFIERHEATED | Humidifier, Heated | FisherPaykel
NO | YES | Asset Tag 005-02924 |  |  | 005-02924 | 005-02924 | Fisher | MR850JHU |  |  | (null) | MHHS-Southeast |  | Humidifier, Heated |  | 005-02924 | 005-02924 | Southeast & Bay Area | (null) | (null) | (null) |  |  |  | (null) | HUMIDIFIERS |  | HUMIDIFIERHEATED-FisherPaykel-MR850JHU | HUMIDIFIERHEATED | MR850JHU |  |  |  | FisherPaykel | Humidifier, Heated |  | HUMIDIFIERHEATED-FisherPaykel-MR850JHU |  |  |  |  | Covered PM Repair - Biomedical | MHHS-Southeast
NO | YES |  |  |  |  | 099-07643 | Fisher | MR850JHU |  |  | SE-Unit 2B (Oncology) | MHHS-Southeast |  | Humidifier, Heated |  |  | 099-07643 | Southeast | MHHS-Southeast | SE-Unit 2B (Oncology) | Respiratory | 7/1/19 |  | 7/1/20 |  | HUMIDIFIERS |  | HUMIDIFIERHEATED-FisherPaykel-MR850JHU | HUMIDIFIERHEATED | MR850JHU |  |  |  | FisherPaykel | Humidifier, Heated |  | HUMIDIFIERHEATED-FisherPaykel-MR850JHU |  |  |  |  | Covered PM Repair - Biomedical | MHHS-Southeast
NO | YES | [5 empty] | Fisher | MR850JHU |  |  | SE-Unit 2B (Oncology) | MHHS-Southeast |  | Humidifier, Heated |  |  |  | Southeast | MHHS-Southeast | SE-Unit 2B (Oncology) | Respiratory | 12/1/19 |  | 12/1/20 |  | HUMIDIFIERS |  | HUMIDIFIERHEATED-FisherPaykel-MR850JHU | HUMIDIFIERHEATED | MR850JHU |  |  |  | FisherPaykel | Humidifier, Heated |  | HUMIDIFIERHEATED-FisherPaykel-MR850JHU |  | 7/16/19 |  |  | Covered PM Repair - Biomedical | MHHS-Southeast
NO | YES |  |  |  |  | 099-07649 | Fisher | MR850JHU |  |  | SE-Respiratory | MHHS-Southeast |  | Humidifier, Heated |  |  | 099-07649 | Southeast | MHHS-Southeast | SE-Respiratory |  | 12/1/19 |  |  |  | HUMIDIFIERS |  | HUMIDIFIERHEATED-FisherPaykel-MR850JHU | HUMIDIFIERHEATED | MR850JHU |  |  |  | FisherPaykel | Humidifier, Heated |  | HUMIDIFIERHEATED-FisherPaykel-MR850JHU |  | 12/17/19 |  |  | Covered PM Repair - Biomedical | MHHS-Southeast
NO | YES | [5 empty] | Fisher | MR850JHU |  |  | SE-Respiratory | MHHS-Southeast |  | Humidifier, Heated |  |  |  | Southeast | MHHS-Southeast | SE-Respiratory | NICU Nurses Station | 8/1/19 |  | 8/1/20 |  | HUMIDIFIERS |  | HUMIDIFIERHEATED-FisherPaykel-MR850JHU | HUMIDIFIERHEATED | MR850JHU |  |  |  | FisherPaykel | Humidifier, Heated |  | HUMIDIFIERHEATED-FisherPaykel-MR850JHU |  | 11/1/19 |  |  | Covered PM Repair - Biomedical | MHHS-Southeast
NO | YES | [5 empty] | Fisher | MR850JHU |  |  | SE-Respiratory | MHHS-Southeast |  | Humidifier, Heated |  |  |  | Southeast | MHHS-Southeast | SE-Respiratory | Storage | 12/1/19 |  | 12/1/20 |  | HUMIDIFIERS |  | HUMIDIFIERHEATED-FisherPaykel-MR850JHU | HUMIDIFIERHEATED | MR850JHU |  |  |  | FisherPaykel | Humidifier, Heated |  | HUMIDIFIERHEATED-FisherPaykel-MR850JHU |  | 11/1/19 |  |  | Covered PM Repair - Biomedical | MHHS-Southeast
NO | YES |  |  |  |  | 005-34793 | Fisher | MR850JHU |  |  | SE-Respiratory | MHHS-Southeast |  | Humidifier, Heated |  |  | 005-34793 | Southeast | MHHS-Southeast | SE-Respiratory | 4Th floor storage | 5/1/17 |  |  |  | HUMIDIFIERS |  | HUMIDIFIERHEATED-FisherPaykel-MR850JHU | HUMIDIFIERHEATED | MR850JHU |  |  |  | FisherPaykel | Humidifier, Heated |  | HUMIDIFIERHEATED-FisherPaykel-MR850JHU |  | 1/1/23 |  |  | Not Covered Vendor Only - Biomedical | MHHS-Southeast
NO | YES |  |  |  | 099-06227 | 099-06227 | Fisher | MR850JHU |  |  | SE-Respiratory | MHHS-Southeast |  | Humidifier, Heated |  | 099-06227 | 099-06227 | Southeast | MHHS-Southeast | SE-Respiratory | Storage room | 7/1/19 |  | 7/1/20 |  | HUMIDIFIERS |  | HUMIDIFIERHEATED-FisherPaykel-MR850JHU | HUMIDIFIERHEATED | MR850JHU |  |  |  | FisherPaykel | Humidifier, Heated |  | HUMIDIFIERHEATED-FisherPaykel-MR850JHU |  | 12/1/17 |  |  | Covered PM Repair - Biomedical | MHHS-Southeast
NO | YES |  |  |  | 099-06224 | 099-06224 | Fisher | MR850JHU |  |  | SE-Respiratory | MHHS-Southeast |  | Humidifier, Heated |  | 099-06224 | 099-06224 | Southeast | MHHS-Southeast | SE-Respiratory | Storage room | 7/1/19 |  | 7/1/20 |  | HUMIDIFIERS |  | HUMIDIFIERHEATED-FisherPaykel-MR850JHU | HUMIDIFIERHEATED | MR850JHU |  |  |  | FisherPaykel | Humidifier, Heated |  | HUMIDIFIERHEATED-FisherPaykel-MR850JHU |  |  |  |  | Covered PM Repair - Biomedical | MHHS-Southeast
NO | YES | Asset Tag UE1724143 |  |  | UE1724143 | UE1724143 | Fisher | MR850JHU |  |  | (null) | MHHS-Southeast |  | Humidifier, Heated |  | UE1724143 | UE1724143 | (null) | MHHS-Southeast | (null) | (null) |  |  |  | (null) | HUMIDIFIERS |  | HUMIDIFIERHEATED-FisherPaykel-MR850JHU | HUMIDIFIERHEATED | MR850JHU |  |  |  | FisherPaykel | Humidifier, Heated | (null) | HUMIDIFIERHEATED-FisherPaykel-MR850JHU |  |  | (null) |  | Covered PM Repair - Biomedical | MHHS-Southeast
NO | YES |  |  |  |  | 099-06184 | Fisher | MR850JHU |  |  | Memorial Hermann- SE-RT | MHHS-Southeast |  | Humidifier, Heated |  |  | 099-06184 | Southeast & Bay Area | Memorial Hermann- SE-RT | Memorial Hermann- SE-RT | Storage | 10/1/19 |  | 10/1/20 |  | HUMIDIFIERS |  | HUMIDIFIERHEATED-FisherPaykel-MR850JHU | HUMIDIFIERHEATED | MR850JHU |  |  |  | FisherPaykel | Humidifier, Heated |  | HUMIDIFIERHEATED-FisherPaykel-MR850JHU |  |  |  |  | Covered PM Repair - Biomedical | MHHS-Southeast
NO | YES | [5 empty] | Fisher | MR850JHU |  |  | SE-Respiratory | MHHS-Southeast |  | Humidifier, Heated |  |  |  | Southeast | MHHS-Southeast | SE-Respiratory | Storage room | 3/1/20 |  | 3/1/21 |  | HUMIDIFIERS |  | HUMIDIFIERHEATED-FisherPaykel-MR850JHU | HUMIDIFIERHEATED | MR850JHU |  |  |  | FisherPaykel | Humidifier, Heated |  | HUMIDIFIERHEATED-FisherPaykel-MR850JHU |  | 8/1/16 |  |  | Covered PM Repair - Biomedical | MHHS-Southeast
NO | YES |  |  |  |  | 099-06879 | Fisher | MR850JHU |  |  | SE - NEONATAL ICU | MHHS-Southeast |  | Humidifier, Heated |  |  | 099-06879 | Southeast & Bay Area | Memorial Hermann- SE- NICU | SE - NEONATAL ICU | NICU | 2/1/20 |  | 2/1/20 |  | HUMIDIFIERS |  | HUMIDIFIERHEATED-FisherPaykel-MR850JHU | HUMIDIFIERHEATED | MR850JHU |  |  |  | FisherPaykel | Humidifier, Heated |  | HUMIDIFIERHEATED-FisherPaykel-MR850JHU |  |  |  |  | Covered PM Repair - Biomedical | MHHS-Southeast
NO | YES |  |  |  | 099-06225 | 099-06225 | Fisher | MR850JHU |  |  | SE-Respiratory | MHHS-Southeast |  | Humidifier, Heated |  | 099-06225 | 099-06225 | Southeast | MHHS-Southeast | SE-Respiratory | Storage room | 11/1/19 |  | 11/1/20 |  | HUMIDIFIERS |  | HUMIDIFIERHEATED-FisherPaykel-MR850JHU | HUMIDIFIERHEATED | MR850JHU |  |  |  | FisherPaykel | Humidifier, Heated |  | HUMIDIFIERHEATED-FisherPaykel-MR850JHU |  | 7/1/17 |  |  | Covered PM Repair - Biomedical | MHHS-Southeast
NO | YES |  |  |  | 099-06883 | 099-06883 | Fisher | MR850JHU |  |  | SE-Labor & Delivery | MHHS-Southeast |  | Humidifier, Heated |  | 099-06883 | 099-06883 | Southeast | MHHS-Southeast | SE-Labor & Delivery | Or 1 | 9/1/19 |  | 9/1/20 |  | HUMIDIFIERS |  | HUMIDIFIERHEATED-FisherPaykel-MR850JHU | HUMIDIFIERHEATED | MR850JHU |  |  |  | FisherPaykel | Humidifier, Heated |  | HUMIDIFIERHEATED-FisherPaykel-MR850JHU |  |  |  |  | Covered PM Repair - Biomedical | MHHS-Southeast
NO | YES |  |  |  | 099-06226 | 099-06226 | Fisher | MR850JHU |  |  | SE-Respiratory | MHHS-Southeast |  | Humidifier, Heated |  | 099-06226 | 099-06226 | Southeast | MHHS-Southeast | SE-Respiratory | Storage room | 9/1/19 |  | 9/1/20 |  | HUMIDIFIERS |  | HUMIDIFIERHEATED-FisherPaykel-MR850JHU | HUMIDIFIERHEATED | MR850JHU |  |  |  | FisherPaykel | Humidifier, Heated |  | HUMIDIFIERHEATED-FisherPaykel-MR850JHU |  |  |  |  | Covered PM Repair - Biomedical | MHHS-Southeast
NO | YES |  |  |  |  | 099-07644 | Fisher | MR850JHU |  |  | SE-Unit 2B (Oncology) | MHHS-Southeast |  | Humidifier, Heated |  |  | 099-07644 | Southeast | MHHS-Southeast | SE-Unit 2B (Oncology) | Respiratory | 7/1/19 |  | 7/1/20 |  | HUMIDIFIERS |  | HUMIDIFIERHEATED-FisherPaykel-MR850JHU | HUMIDIFIERHEATED | MR850JHU |  |  |  | FisherPaykel | Humidifier, Heated |  | HUMIDIFIERHEATED-FisherPaykel-MR850JHU |  |  |  |  | Covered PM Repair - Biomedical | MHHS-Southeast
NO | YES |  |  |  |  | 099-07646 | Fisher | MR850JHU |  |  | SE-Unit 2B (Oncology) | MHHS-Southeast |  | Humidifier, Heated |  |  | 099-07646 | Southeast | MHHS-Southeast | SE-Unit 2B (Oncology) | Respiratory | 1/1/20 |  | 1/1/21 |  | HUMIDIFIERS |  | HUMIDIFIERHEATED-FisherPaykel-MR850JHU | HUMIDIFIERHEATED | MR850JHU |  |  |  | FisherPaykel | Humidifier, Heated |  | HUMIDIFIERHEATED-FisherPaykel-MR850JHU |  |  |  |  | Covered PM Repair - Biomedical | MHHS-Southeast
NO | YES |  |  |  | 099-07631 | 099-07631 | Fisher | MR850JHU |  |  | (null) | MHHS-Southeast |  | Humidifier, Heated |  | 099-07631 | 099-07631 | (null) | MHHS-Southeast | (null) | (null) |  |  |  | (null) | HUMIDIFIERS |  | HUMIDIFIERHEATED-FisherPaykel-MR850JHU | HUMIDIFIERHEATED | MR850JHU |  |  |  | FisherPaykel | Humidifier, Heated |  | HUMIDIFIERHEATED-FisherPaykel-MR850JHU |  | 6/27/14 |  |  | Covered PM Repair - Biomedical | MHHS-Southeast
NO | YES | [5 empty] | Fisher | MR850JHU |  |  | SE-Respiratory | MHHS-Southeast |  | Humidifier, Heated |  |  |  | Southeast | MHHS-Southeast | SE-Respiratory | Storage | 8/1/19 |  | 4/1/20 |  | HUMIDIFIERS |  | HUMIDIFIERHEATED-FisherPaykel-MR850JHU | HUMIDIFIERHEATED | MR850JHU |  |  |  | FisherPaykel | Humidifier, Heated |  | HUMIDIFIERHEATED-FisherPaykel-MR850JHU |  | 6/27/14 |  |  | Covered PM Repair - Biomedical | MHHS-Southeast
NO | YES |  |  |  |  | 099-06628 | Fisher | MR850JHU |  |  | SE-Respiratory | MHHS-Southeast |  | Humidifier, Heated |  |  | 099-06628 | Southeast | MHHS-Southeast | SE-Respiratory | Storage | 12/1/19 |  | 12/1/20 |  | HUMIDIFIERS |  | HUMIDIFIERHEATED-FisherPaykel-MR850JHU | HUMIDIFIERHEATED | MR850JHU |  |  |  | FisherPaykel | Humidifier, Heated |  | HUMIDIFIERHEATED-FisherPaykel-MR850JHU |  | 11/1/20 |  |  | Covered PM Repair - Biomedical | MHHS-Southeast
NO | YES |  |  |  |  | 099-07645 | Fisher | MR850JHU |  |  | SE-Unit 2B (Oncology) | MHHS-Southeast |  | Humidifier, Heated |  |  | 099-07645 | Southeast | MHHS-Southeast | SE-Unit 2B (Oncology) | Respiratory | 11/1/19 |  | 11/1/20 |  | HUMIDIFIERS |  | HUMIDIFIERHEATED-FisherPaykel-MR850JHU | HUMIDIFIERHEATED | MR850JHU |  |  |  | FisherPaykel | Humidifier, Heated |  | HUMIDIFIERHEATED-FisherPaykel-MR850JHU |  | 4/30/20 |  |  | Not Covered Vendor Only - Biomedical | MHHS-Southeast
NO | YES |  |  |  |  | 099-07642 | Fisher | MR850JHU |  |  | SE-Unit 2B (Oncology) | MHHS-Southeast |  | Humidifier, Heated |  |  | 099-07642 | Southeast | MHHS-Southeast | SE-Unit 2B (Oncology) | Respiratory | 10/1/19 |  | 10/1/20 |  | HUMIDIFIERS |  | HUMIDIFIERHEATED-FisherPaykel-MR850JHU | HUMIDIFIERHEATED | MR850JHU |  |  |  | FisherPaykel | Humidifier, Heated |  | HUMIDIFIERHEATED-FisherPaykel-MR850JHU |  |  |  |  | Covered PM Repair - Biomedical | MHHS-Southeast
NO | YES |  |  |  |  | 099-06600 | Fisher | MR850JHU |  |  | SE-Respiratory | MHHS-Southeast |  | Humidifier, Heated |  |  | 099-06600 | Southeast | MHHS-Southeast | SE-Respiratory | NICU Nurses Station | 12/1/19 |  | 12/1/20 |  | HUMIDIFIERS |  | HUMIDIFIERHEATED-FisherPaykel-MR850JHU | HUMIDIFIERHEATED | MR850JHU |  |  |  | FisherPaykel | Humidifier, Heated |  | HUMIDIFIERHEATED-FisherPaykel-MR850JHU |  |  |  |  | Covered PM Repair - Biomedical | MHHS-Southeast
NO | YES |  |  |  |  | 099-07648p | Fisher | MR850JHU |  |  | SE-Unit 2B (Oncology) | MHHS-Southeast |  | Humidifier, Heated |  |  | 099-07648p | Southeast | MHHS-Southeast | SE-Unit 2B (Oncology) | Respiratory | 12/1/19 |  | 12/1/20 |  | HUMIDIFIERS |  | HUMIDIFIERHEATED-FisherPaykel-MR850JHU | HUMIDIFIERHEATED | MR850JHU |  |  |  | FisherPaykel | Humidifier, Heated |  | HUMIDIFIERHEATED-FisherPaykel-MR850JHU |  |  |  |  | Covered PM Repair - Biomedical | MHHS-Southeast
NO | YES | Asset Tag 005-33854 |  |  | 005-33854 | 005-33854 | Fisher | MR850JHU |  |  | (null) | MHHS-Southeast |  | Humidifier, Heated |  | 005-33854 | 005-33854 | (null) | MHHS-Southeast | (null) | (null) |  |  |  | (null) | HUMIDIFIERS |  | HUMIDIFIERHEATED-FisherPaykel-MR850JHU | HUMIDIFIERHEATED | MR850JHU |  |  |  | FisherPaykel | Humidifier, Heated |  | HUMIDIFIERHEATED-FisherPaykel-MR850JHU |  |  |  |  | Covered PM Repair - Biomedical | MHHS-Southeast
NO | YES | [5 empty] | Fisher | MR850JHU |  |  | SE-Respiratory | MHHS-Southeast |  | Humidifier, Heated |  |  |  | Southeast | MHHS-Southeast | SE-Respiratory | Storage | 7/1/19 |  | 7/1/20 |  | HUMIDIFIERS |  | HUMIDIFIERHEATED-FisherPaykel-MR850JHU | HUMIDIFIERHEATED | MR850JHU |  |  |  | FisherPaykel | Humidifier, Heated |  | HUMIDIFIERHEATED-FisherPaykel-MR850JHU |  | 5/1/20 |  |  | Not Covered Vendor Only - Biomedical | MHHS-Southeast
NO | YES |  |  |  |  | 099-06622 | Fisher | MR850JHU |  |  | SE-Respiratory | MHHS-Southeast |  | Humidifier, Heated |  |  | 099-06622 | Southeast | MHHS-Southeast | SE-Respiratory | Storage | 8/1/19 |  | 8/1/20 |  | HUMIDIFIERS |  | HUMIDIFIERHEATED-FisherPaykel-MR850JHU | HUMIDIFIERHEATED | MR850JHU |  |  |  | FisherPaykel | Humidifier, Heated |  | HUMIDIFIERHEATED-FisherPaykel-MR850JHU |  | 5/1/20 |  |  | Not Covered Vendor Only - Biomedical | MHHS-Southeast
NO | YES |  |  |  |  | 099-06624 | Fisher | MR850JHU |  |  | SE-Respiratory | MHHS-Southeast |  | Humidifier, Heated |  |  | 099-06624 | Southeast | MHHS-Southeast | SE-Respiratory | Storage | 7/1/19 |  | 7/1/20 |  | HUMIDIFIERS |  | HUMIDIFIERHEATED-FisherPaykel-MR850JHU | HUMIDIFIERHEATED | MR850JHU |  |  |  | FisherPaykel | Humidifier, Heated |  | HUMIDIFIERHEATED-FisherPaykel-MR850JHU |  |  |  |  | Covered PM Repair - Biomedical | MHHS-Southeast
NO | YES |  |  |  | 000-03421 | 000-03421 | Fisher | MR850JHU |  |  | SW-Respiratory | MHHS-Southwest |  | Humidifier, Heated |  | 000-03421 | 000-03421 | Southwest | MHHS-Southwest | SW-Respiratory | Trauma Pedi |  |  |  |  | HUMIDIFIERS | Humidifier, Heated | HUMIDIFIERHEATED-FisherPaykel-MR850JHU | HUMIDIFIERHEATED | MR850JHU |  |  |  | FisherPaykel | Humidifier, Heated |  | HUMIDIFIERHEATED-FisherPaykel-MR850JHU |  | 8/14/20 |  | HH-A | Not Covered Vendor Only - Biomedical | MHHS-Southwest | [8 empty] | HUMIDIFIERHEATED | Humidifier, Heated | FisherPaykel
NO | YES |  |  |  | 000-03422 | 000-03422 | Fisher | MR850JHU |  |  | SW-NICU | MHHS-Southwest |  | Humidifier, Heated |  | 000-03422 | 000-03422 | Southwest | MHHS-Southwest | SW-NICU | NICU | 5/1/19 |  |  |  | HUMIDIFIERS | Humidifier, Heated | HUMIDIFIERHEATED-FisherPaykel-MR850JHU | HUMIDIFIERHEATED | MR850JHU |  |  |  | FisherPaykel | Humidifier, Heated |  | HUMIDIFIERHEATED-FisherPaykel-MR850JHU |  | 8/14/20 |  | HH-A | Not Covered Vendor Only - Biomedical | MHHS-Southwest | [8 empty] | HUMIDIFIERHEATED | Humidifier, Heated | FisherPaykel
NO | YES |  |  |  | 000-03423 | 000-03423 | Fisher | MR850JHU |  |  | SW-NICU | MHHS-Southwest |  | Humidifier, Heated |  | 000-03423 | 000-03423 | Southwest | MHHS-Southwest | SW-NICU | NICU | 5/1/19 |  |  |  | HUMIDIFIERS | Humidifier, Heated | HUMIDIFIERHEATED-FisherPaykel-MR850JHU | HUMIDIFIERHEATED | MR850JHU |  |  |  | FisherPaykel | Humidifier, Heated |  | HUMIDIFIERHEATED-FisherPaykel-MR850JHU |  | 5/1/18 |  | HH-A | Covered PM Repair - Biomedical | MHHS-Southwest | [8 empty] | HUMIDIFIERHEATED | Humidifier, Heated | FisherPaykel
NO | YES |  |  |  | 000-03424 | 000-03424 | Fisher | MR850JHU |  |  | SW-Respiratory | MHHS-Southwest |  | Humidifier, Heated |  | 000-03424 | 000-03424 | Southwest | MHHS-Southwest | SW-Respiratory | Clean Equipment storage | 6/1/19 |  |  |  | HUMIDIFIERS | Humidifier, Heated | HUMIDIFIERHEATED-FisherPaykel-MR850JHU | HUMIDIFIERHEATED | MR850JHU |  |  |  | FisherPaykel | Humidifier, Heated |  | HUMIDIFIERHEATED-FisherPaykel-MR850JHU |  | 4/1/18 |  | HH-A | Covered PM Repair - Biomedical | MHHS-Southwest | [8 empty] | HUMIDIFIERHEATED | Humidifier, Heated | FisherPaykel
NO | YES |  |  |  | 000-03426 | 000-03426 | Fisher | MR850JHU |  |  | SW-NICU | MHHS-Southwest |  | Humidifier, Heated |  | 000-03426 | 000-03426 | Southwest | MHHS-Southwest | SW-NICU | NICU | 5/1/19 |  | 5/1/20 |  | HUMIDIFIERS | Humidifier, Heated | HUMIDIFIERHEATED-FisherPaykel-MR850JHU | HUMIDIFIERHEATED | MR850JHU |  |  |  | FisherPaykel | Humidifier, Heated |  | HUMIDIFIERHEATED-FisherPaykel-MR850JHU |  | 4/1/18 |  | HH-A | Covered PM Repair - Biomedical | MHHS-Southwest | [8 empty] | HUMIDIFIERHEATED | Humidifier, Heated | FisherPaykel
NO | YES |  |  |  | 000-03427 | 000-03427 | Fisher | MR850JHU |  |  | SW-NICU | MHHS-Southwest |  | Humidifier, Heated |  | 000-03427 | 000-03427 | Southwest | MHHS-Southwest | SW-NICU | NICU | 5/1/19 |  |  |  | HUMIDIFIERS | Humidifier, Heated | HUMIDIFIERHEATED-FisherPaykel-MR850JHU | HUMIDIFIERHEATED | MR850JHU |  |  |  | FisherPaykel | Humidifier, Heated |  | HUMIDIFIERHEATED-FisherPaykel-MR850JHU |  | 4/1/18 |  | HH-A | Covered PM Repair - Biomedical | MHHS-Southwest | [8 empty] | HUMIDIFIERHEATED | Humidifier, Heated | FisherPaykel
NO | YES |  |  |  | 000-03428 | 000-03428 | Fisher | MR850JHU |  |  | SW-Respiratory | MHHS-Southwest |  | Humidifier, Heated |  | 000-03428 | 000-03428 | Southwest | MHHS-Southwest | SW-Respiratory | Nicu level 3 | 6/1/19 |  |  |  | HUMIDIFIERS | Humidifier, Heated | HUMIDIFIERHEATED-FisherPaykel-MR850JHU | HUMIDIFIERHEATED | MR850JHU |  |  |  | FisherPaykel | Humidifier, Heated |  | HUMIDIFIERHEATED-FisherPaykel-MR850JHU |  | 4/1/18 |  | HH-A | Covered PM Repair - Biomedical | MHHS-Southwest | [8 empty] | HUMIDIFIERHEATED | Humidifier, Heated | FisherPaykel
NO | YES |  |  |  | 000-03430 | 000-03430 | Fisher | MR850JHU |  |  | SW-Respiratory | MHHS-Southwest |  | Humidifier, Heated |  | 000-03430 | 000-03430 | Southwest | MHHS-Southwest | SW-Respiratory | Clean Equipment storage | 5/1/19 |  |  |  | HUMIDIFIERS | Humidifier, Heated | HUMIDIFIERHEATED-FisherPaykel-MR850JHU | HUMIDIFIERHEATED | MR850JHU |  |  |  | FisherPaykel | Humidifier, Heated |  | HUMIDIFIERHEATED-FisherPaykel-MR850JHU |  | 4/1/18 |  | HH-A | Covered PM Repair - Biomedical | MHHS-Southwest | [8 empty] | HUMIDIFIERHEATED | Humidifier, Heated | FisherPaykel
NO | YES |  |  |  | 000-03431 | 000-03431 | Fisher | MR850JHU |  |  | SW-Respiratory | MHHS-Southwest |  | Humidifier, Heated |  | 000-03431 | 000-03431 | Southwest | MHHS-Southwest | SW-Respiratory | NICU CLEAN EQUIP STORAGE | 5/1/19 |  | 5/1/20 |  | HUMIDIFIERS | Humidifier, Heated | HUMIDIFIERHEATED-FisherPaykel-MR850JHU | HUMIDIFIERHEATED | MR850JHU |  |  |  | FisherPaykel | Humidifier, Heated |  | HUMIDIFIERHEATED-FisherPaykel-MR850JHU |  | 6/25/20 |  | HH-A | Not Covered Vendor Only - Biomedical | MHHS-Southwest | [8 empty] | HUMIDIFIERHEATED | Humidifier, Heated | FisherPaykel
NO | YES |  |  |  | 000-03432 | 000-03432 | Fisher | MR850JHU |  |  | SW-NICU | MHHS-Southwest |  | Humidifier, Heated |  | 000-03432 | 000-03432 | Southwest | MHHS-Southwest | SW-NICU | NICU | 5/1/19 |  |  |  | HUMIDIFIERS | Humidifier, Heated | HUMIDIFIERHEATED-FisherPaykel-MR850JHU | HUMIDIFIERHEATED | MR850JHU |  |  |  | FisherPaykel | Humidifier, Heated |  | HUMIDIFIERHEATED-FisherPaykel-MR850JHU |  | 6/24/20 |  | HH-A | Not Covered Vendor Only - Biomedical | MHHS-Southwest | [8 empty] | HUMIDIFIERHEATED | Humidifier, Heated | FisherPaykel
NO | YES |  |  |  | 000-03433 | 000-03433 | Fisher | MR850JHU |  |  | SW-NICU | MHHS-Southwest |  | Humidifier, Heated |  | 000-03433 | 000-03433 | Southwest | MHHS-Southwest | SW-NICU | NICU | 5/1/19 |  |  |  | HUMIDIFIERS | Humidifier, Heated | HUMIDIFIERHEATED-FisherPaykel-MR850JHU | HUMIDIFIERHEATED | MR850JHU |  |  |  | FisherPaykel | Humidifier, Heated |  | HUMIDIFIERHEATED-FisherPaykel-MR850JHU |  | 5/1/20 |  | HH-A | Not Covered Vendor Only - Biomedical | MHHS-Southwest | [8 empty] | HUMIDIFIERHEATED | Humidifier, Heated | FisherPaykel
NO | YES |  |  |  | 000-03437 | 000-03437 | Fisher | MR850JHU |  |  | SW-NICU | MHHS-Southwest |  | Humidifier, Heated |  | 000-03437 | 000-03437 | Southwest | MHHS-Southwest | SW-NICU | NICU | 5/1/19 |  |  |  | HUMIDIFIERS | Humidifier, Heated | HUMIDIFIERHEATED-FisherPaykel-MR850JHU | HUMIDIFIERHEATED | MR850JHU |  |  |  | FisherPaykel | Humidifier, Heated |  | HUMIDIFIERHEATED-FisherPaykel-MR850JHU |  | 6/24/20 |  | HH-A | Not Covered Vendor Only - Biomedical | MHHS-Southwest | [8 empty] | HUMIDIFIERHEATED | Humidifier, Heated | FisherPaykel
NO | YES |  |  |  | 000-03439 | 000-03439 | Fisher | MR850JHU |  |  | SW-Respiratory | MHHS-Southwest |  | Humidifier, Heated |  | 000-03439 | 000-03439 | Southwest | MHHS-Southwest | SW-Respiratory | NICU CLEAN EQUIP STORAGE | 6/1/19 |  | 6/1/20 |  | HUMIDIFIERS | Humidifier, Heated | HUMIDIFIERHEATED-FisherPaykel-MR850JHU | HUMIDIFIERHEATED | MR850JHU |  |  |  | FisherPaykel | Humidifier, Heated |  | HUMIDIFIERHEATED-FisherPaykel-MR850JHU |  | 4/1/18 |  | HH-A | Covered PM Repair - Biomedical | MHHS-Southwest | [8 empty] | HUMIDIFIERHEATED | Humidifier, Heated | FisherPaykel
NO | YES |  |  |  | 000-03441 | 000-03441 | Fisher | MR850JHU |  |  | SW-Respiratory | MHHS-Southwest |  | Humidifier, Heated |  | 000-03441 | 000-03441 | Southwest | MHHS-Southwest | SW-Respiratory | Room 828 | 5/1/19 |  | 5/1/20 |  | HUMIDIFIERS | Humidifier, Heated | HUMIDIFIERHEATED-FisherPaykel-MR850JHU | HUMIDIFIERHEATED | MR850JHU |  |  |  | FisherPaykel | Humidifier, Heated |  | HUMIDIFIERHEATED-FisherPaykel-MR850JHU |  | 4/1/18 |  | HH-A | Covered PM Repair - Biomedical | MHHS-Southwest | [8 empty] | HUMIDIFIERHEATED | Humidifier, Heated | FisherPaykel
NO | YES |  |  |  | 000-03443 | 000-03443 | Fisher | MR850JHU |  |  | SW-HVI-Preop | MHHS-Southwest |  | Humidifier, Heated |  | 000-03443 | 000-03443 | Southwest | MHHS-Southwest | SW-HVI-Preop | Clean Hold | 6/1/19 |  | 6/1/20 |  | HUMIDIFIERS | Humidifier, Heated | HUMIDIFIERHEATED-FisherPaykel-MR850JHU | HUMIDIFIERHEATED | MR850JHU |  |  |  | FisherPaykel | Humidifier, Heated |  | HUMIDIFIERHEATED-FisherPaykel-MR850JHU |  | 4/1/18 |  | HH-A | Covered PM Repair - Biomedical | MHHS-Southwest | [8 empty] | HUMIDIFIERHEATED | Humidifier, Heated | FisherPaykel
NO | YES |  |  |  | 000-03444 | 000-03444 | Fisher | MR850JHU |  |  | SW-Respiratory | MHHS-Southwest |  | Humidifier, Heated |  | 000-03444 | 000-03444 | Southwest | MHHS-Southwest | SW-Respiratory | Respiratory 2nd Floor | 5/1/19 |  |  |  | HUMIDIFIERS | Humidifier, Heated | HUMIDIFIERHEATED-FisherPaykel-MR850JHU | HUMIDIFIERHEATED | MR850JHU |  |  |  | FisherPaykel | Humidifier, Heated |  | HUMIDIFIERHEATED-FisherPaykel-MR850JHU |  | 6/24/20 |  | HH-A | Not Covered Vendor Only - Biomedical | MHHS-Southwest | [8 empty] | HUMIDIFIERHEATED | Humidifier, Heated | FisherPaykel
NO | YES |  |  |  | 000-03445 | 000-03445 | Fisher | MR850JHU |  |  | SW-Respiratory | MHHS-Southwest |  | Humidifier, Heated |  | 000-03445 | 000-03445 | Southwest | MHHS-Southwest | SW-Respiratory | NICU CLEAN EQUIP STORAGE | 6/1/19 |  | 6/1/20 |  | HUMIDIFIERS | Humidifier, Heated | HUMIDIFIERHEATED-FisherPaykel-MR850JHU | HUMIDIFIERHEATED | MR850JHU |  |  |  | FisherPaykel | Humidifier, Heated |  | HUMIDIFIERHEATED-FisherPaykel-MR850JHU |  | 6/24/20 |  | HH-A | Not Covered Vendor Only - Biomedical | MHHS-Southwest | [8 empty] | HUMIDIFIERHEATED | Humidifier, Heated | FisherPaykel
NO | YES |  |  |  | 000-03447 | 000-03447 | Fisher | MR850JHU |  |  | SW-Respiratory | MHHS-Southwest |  | Humidifier, Heated |  | 000-03447 | 000-03447 | Memorial Hermann Hospital - Southwest | MHHS-Southwest | SW-Respiratory | Endo pacu | 6/1/19 |  |  |  | HUMIDIFIERS | Humidifier, Heated | HUMIDIFIERHEATED-FisherPaykel-MR850JHU | HUMIDIFIERHEATED | MR850JHU |  |  |  | FisherPaykel | Humidifier, Heated |  | HUMIDIFIERHEATED-FisherPaykel-MR850JHU |  | 10/1/20 |  | HH-A | Not Covered Vendor Only - Biomedical | MHHS-Southwest | [8 empty] | HUMIDIFIERHEATED | Humidifier, Heated | FisherPaykel
NO | YES |  |  |  | 000-03448 | 000-03448 | Fisher | MR850JHU |  |  | SW-Respiratory | MHHS-Southwest |  | Humidifier, Heated |  | 000-03448 | 000-03448 | Southwest | MHHS-Southwest | SW-Respiratory | NICU CLEAN EQUIP STORAGE | 5/1/19 |  | 5/1/20 |  | HUMIDIFIERS | Humidifier, Heated | HUMIDIFIERHEATED-FisherPaykel-MR850JHU | HUMIDIFIERHEATED | MR850JHU |  |  |  | FisherPaykel | Humidifier, Heated |  | HUMIDIFIERHEATED-FisherPaykel-MR850JHU |  | 10/1/20 |  | HH-A | Not Covered Vendor Only - Biomedical | MHHS-Southwest | [8 empty] | HUMIDIFIERHEATED | Humidifier, Heated | FisherPaykel
NO | YES |  |  |  | 000-03449 | 000-03449 | Fisher | MR850JHU |  |  | SW-NICU | MHHS-Southwest |  | Humidifier, Heated |  | 000-03449 | 000-03449 | Southwest | MHHS-Southwest | SW-NICU | NICU | 5/1/19 |  |  |  | HUMIDIFIERS | Humidifier, Heated | HUMIDIFIERHEATED-FisherPaykel-MR850JHU | HUMIDIFIERHEATED | MR850JHU |  |  |  | FisherPaykel | Humidifier, Heated |  | HUMIDIFIERHEATED-FisherPaykel-MR850JHU |  | 10/1/20 |  | HH-A | Not Covered Vendor Only - Biomedical | MHHS-Southwest | [8 empty] | HUMIDIFIERHEATED | Humidifier, Heated | FisherPaykel
NO | YES |  |  |  | 000-03451 | 000-03451 | Fisher | MR850JHU |  |  | SW-NICU | MHHS-Southwest |  | Humidifier, Heated |  | 000-03451 | 000-03451 | Southwest | MHHS-Southwest | SW-NICU | NICU | 5/1/19 |  |  |  | HUMIDIFIERS | Humidifier, Heated | HUMIDIFIERHEATED-FisherPaykel-MR850JHU | HUMIDIFIERHEATED | MR850JHU |  |  |  | FisherPaykel | Humidifier, Heated |  | HUMIDIFIERHEATED-FisherPaykel-MR850JHU |  | 10/1/20 |  | HH-A | Not Covered Vendor Only - Biomedical | MHHS-Southwest | [8 empty] | HUMIDIFIERHEATED | Humidifier, Heated | FisherPaykel
NO | YES |  |  |  | 000-03452 | 000-03452 | Fisher | MR850JHU |  |  | SW-HVI-CV ICU | MHHS-Southwest |  | Humidifier, Heated |  | 000-03452 | 000-03452 | Southwest | MHHS-Southwest | SW-HVI-CV ICU | Respiratory storage | 7/1/19 |  | 7/1/20 |  | HUMIDIFIERS | Humidifier, Heated | HUMIDIFIERHEATED-FisherPaykel-MR850JHU | HUMIDIFIERHEATED | MR850JHU |  |  |  | FisherPaykel | Humidifier, Heated |  | HUMIDIFIERHEATED-FisherPaykel-MR850JHU |  | 10/1/20 |  | HH-A | Not Covered Vendor Only - Biomedical | MHHS-Southwest | [8 empty] | HUMIDIFIERHEATED | Humidifier, Heated | FisherPaykel
NO | YES |  |  |  | 000-03453 | 000-03453 | Fisher | MR850JHU |  |  | SW-Respiratory | MHHS-Southwest |  | Humidifier, Heated |  | 000-03453 | 000-03453 | Southwest | MHHS-Southwest | SW-Respiratory | 2nd Floor Respiratory | 6/1/19 |  | 6/1/20 |  | HUMIDIFIERS | Humidifier, Heated | HUMIDIFIERHEATED-FisherPaykel-MR850JHU | HUMIDIFIERHEATED | MR850JHU |  |  |  | FisherPaykel | Humidifier, Heated |  | HUMIDIFIERHEATED-FisherPaykel-MR850JHU |  | 5/1/18 |  | HH-A | Covered PM Repair - Biomedical | MHHS-Southwest | [8 empty] | HUMIDIFIERHEATED | Humidifier, Heated | FisherPaykel
NO | YES |  |  |  | 000-03454 | 000-03454 | Fisher | MR850JHU |  |  | SW-Rehab | MHHS-Southwest |  | Humidifier, Heated |  | 000-03454 | 000-03454 | Southwest | MHHS-Southwest | SW-Rehab | Rm 829 | 6/1/19 |  | 6/1/20 |  | HUMIDIFIERS | Humidifier, Heated | HUMIDIFIERHEATED-FisherPaykel-MR850JHU | HUMIDIFIERHEATED | MR850JHU |  |  |  | FisherPaykel | Humidifier, Heated |  | HUMIDIFIERHEATED-FisherPaykel-MR850JHU |  | 5/1/18 |  | HH-A | Covered PM Repair - Biomedical | MHHS-Southwest | [8 empty] | HUMIDIFIERHEATED | Humidifier, Heated | FisherPaykel
NO | YES |  |  |  | 000-03455 | 000-03455 | Fisher | MR850JHU |  |  | SW-Rehab | MHHS-Southwest |  | Humidifier, Heated |  | 000-03455 | 000-03455 | Southwest | MHHS-Southwest | SW-Rehab | Rm 829 | 6/1/19 |  | 6/1/20 |  | HUMIDIFIERS | Humidifier, Heated | HUMIDIFIERHEATED-FisherPaykel-MR850JHU | HUMIDIFIERHEATED | MR850JHU |  |  |  | FisherPaykel | Humidifier, Heated |  | HUMIDIFIERHEATED-FisherPaykel-MR850JHU |  | 9/1/17 |  | HH-A | Covered PM Repair - Biomedical | MHHS-Southwest | [8 empty] | HUMIDIFIERHEATED | Humidifier, Heated | FisherPaykel
NO | YES |  |  |  | 000-03456 | 000-03456 | Fisher | MR850JHU |  |  | SW-Rehab | MHHS-Southwest |  | Humidifier, Heated |  | 000-03456 | 000-03456 | Southwest | MHHS-Southwest | SW-Rehab | Floor 8 | 6/1/19 |  |  |  | HUMIDIFIERS | Humidifier, Heated | HUMIDIFIERHEATED-FisherPaykel-MR850JHU | HUMIDIFIERHEATED | MR850JHU |  |  |  | FisherPaykel | Humidifier, Heated |  | HUMIDIFIERHEATED-FisherPaykel-MR850JHU |  | 10/1/19 |  | HH-A | Covered PM Repair - Biomedical | MHHS-Southwest | [8 empty] | HUMIDIFIERHEATED | Humidifier, Heated | FisherPaykel
NO | YES |  |  |  | 000-03458 | 000-03458 | Fisher | MR850JHU |  |  | SW-Respiratory | MHHS-Southwest |  | Humidifier, Heated |  | 000-03458 | 000-03458 | Southwest | MHHS-Southwest | SW-Respiratory | NICU CLEAN EQUIP STORAGE | 6/1/19 |  | 6/1/20 |  | HUMIDIFIERS | Humidifier, Heated | HUMIDIFIERHEATED-FisherPaykel-MR850JHU | HUMIDIFIERHEATED | MR850JHU |  |  |  | FisherPaykel | Humidifier, Heated |  | HUMIDIFIERHEATED-FisherPaykel-MR850JHU |  | 10/1/19 |  | HH-A | Covered PM Repair - Biomedical | MHHS-Southwest | [8 empty] | HUMIDIFIERHEATED | Humidifier, Heated | FisherPaykel
NO | YES |  |  |  | 000-03459 | 000-03459 | Fisher | MR850JHU |  |  | SW-Respiratory | MHHS-Southwest |  | Humidifier, Heated |  | 000-03459 | 000-03459 | Southwest | MHHS-Southwest | SW-Respiratory | Respiratory 2nd Floor | 6/1/19 |  |  |  | HUMIDIFIERS | Humidifier, Heated | HUMIDIFIERHEATED-FisherPaykel-MR850JHU | HUMIDIFIERHEATED | MR850JHU |  |  |  | FisherPaykel | Humidifier, Heated |  | HUMIDIFIERHEATED-FisherPaykel-MR850JHU |  | 10/1/19 |  | HH-A | Covered PM Repair - Biomedical | MHHS-Southwest | [8 empty] | HUMIDIFIERHEATED | Humidifier, Heated | FisherPaykel
NO | YES |  |  |  | 000-03460 | 000-03460 | Fisher | MR850JHU |  |  | SW-Rehab | MHHS-Southwest |  | Humidifier, Heated |  | 000-03460 | 000-03460 | Southwest | MHHS-Southwest | SW-Rehab | Floor 8 | 6/1/19 |  |  |  | HUMIDIFIERS | Humidifier, Heated | HUMIDIFIERHEATED-FisherPaykel-MR850JHU | HUMIDIFIERHEATED | MR850JHU |  |  |  | FisherPaykel | Humidifier, Heated |  | HUMIDIFIERHEATED-FisherPaykel-MR850JHU |  | 10/1/19 |  | HH-A | Covered PM Repair - Biomedical | MHHS-Southwest | [8 empty] | HUMIDIFIERHEATED | Humidifier, Heated | FisherPaykel
NO | YES |  |  |  | 000-03463 | 000-03463 | Fisher | MR850JHU |  |  | SW-Respiratory | MHHS-Southwest |  | Humidifier, Heated |  | 000-03463 | 000-03463 | Southwest | MHHS-Southwest | SW-Respiratory | Clean Equipment storage | 5/1/19 |  |  |  | HUMIDIFIERS | Humidifier, Heated | HUMIDIFIERHEATED-FisherPaykel-MR850JHU | HUMIDIFIERHEATED | MR850JHU |  |  |  | FisherPaykel | Humidifier, Heated |  | HUMIDIFIERHEATED-FisherPaykel-MR850JHU |  | 5/1/20 |  | HH-A | Not Covered Vendor Only - Biomedical | MHHS-Southwest | [8 empty] | HUMIDIFIERHEATED | Humidifier, Heated | FisherPaykel
NO | YES |  |  |  | 000-03464 | 000-03464 | Fisher | MR850JHU |  |  | SW-Respiratory | MHHS-Southwest |  | Humidifier, Heated |  | 000-03464 | 000-03464 | Southwest | MHHS-Southwest | SW-Respiratory | Clean Equipment storage in NICU | 6/1/19 |  |  |  | HUMIDIFIERS | Humidifier, Heated | HUMIDIFIERHEATED-FisherPaykel-MR850JHU | HUMIDIFIERHEATED | MR850JHU |  |  |  | FisherPaykel | Humidifier, Heated |  | HUMIDIFIERHEATED-FisherPaykel-MR850JHU |  | 5/1/20 |  | HH-A | Not Covered Vendor Only - Biomedical | MHHS-Southwest | [8 empty] | HUMIDIFIERHEATED | Humidifier, Heated | FisherPaykel
NO | YES |  |  |  | 000-03465 | 000-03465 | Fisher | MR850JHU |  |  | SW-Respiratory | MHHS-Southwest |  | Humidifier, Heated |  | 000-03465 | 000-03465 | Southwest | MHHS-Southwest | SW-Respiratory | Clean Equipment storage | 5/1/19 |  | 5/1/20 |  | HUMIDIFIERS | Humidifier, Heated | HUMIDIFIERHEATED-FisherPaykel-MR850JHU | HUMIDIFIERHEATED | MR850JHU |  |  |  | FisherPaykel | Humidifier, Heated |  | HUMIDIFIERHEATED-FisherPaykel-MR850JHU |  | 6/30/18 |  | HH-A | Not Covered Vendor Only - Biomedical | MHHS-Southwest | [8 empty] | HUMIDIFIERHEATED | Humidifier, Heated | FisherPaykel
NO | YES |  |  |  | 000-03468 | 000-03468 | Fisher | MR850JHU |  |  | SW-Respiratory | MHHS-Southwest |  | Humidifier, Heated |  | 000-03468 | 000-03468 | Southwest | MHHS-Southwest | SW-Respiratory | 2nd Floor Respiratory | 8/1/19 |  |  |  | HUMIDIFIERS | Humidifier, Heated | HUMIDIFIERHEATED-FisherPaykel-MR850JHU | HUMIDIFIERHEATED | MR850JHU |  |  |  | FisherPaykel | Humidifier, Heated |  | HUMIDIFIERHEATED-FisherPaykel-MR850JHU |  |  |  | HH-A | Covered PM Repair - Biomedical | MHHS-Southwest | [8 empty] | HUMIDIFIERHEATED | Humidifier, Heated | FisherPaykel
NO | YES |  |  |  | 000-03470 | 000-03470 | Fisher | MR850JHU |  |  | SW-Respiratory | MHHS-Southwest |  | Humidifier, Heated |  | 000-03470 | 000-03470 | Southwest | MHHS-Southwest | SW-Respiratory | Respiratory 2nd Floor | 6/1/19 |  |  |  | HUMIDIFIERS | Humidifier, Heated | HUMIDIFIERHEATED-FisherPaykel-MR850JHU | HUMIDIFIERHEATED | MR850JHU |  |  |  | FisherPaykel | Humidifier, Heated |  | HUMIDIFIERHEATED-FisherPaykel-MR850JHU |  |  |  | HH-A | Covered PM Repair - Biomedical | MHHS-Southwest | [8 empty] | HUMIDIFIERHEATED | Humidifier, Heated | FisherPaykel
NO | YES |  |  |  | 000-03471 | 000-03471 | Fisher | MR850JHU |  |  | SW-Rehab | MHHS-Southwest |  | Humidifier, Heated |  | 000-03471 | 000-03471 | Southwest | MHHS-Southwest | SW-Rehab | Rm 829 | 6/1/19 |  | 6/1/20 |  | HUMIDIFIERS | Humidifier, Heated | HUMIDIFIERHEATED-FisherPaykel-MR850JHU | HUMIDIFIERHEATED | MR850JHU |  |  |  | FisherPaykel | Humidifier, Heated |  | HUMIDIFIERHEATED-FisherPaykel-MR850JHU |  |  |  | HH-A | Covered PM Repair - Biomedical | MHHS-Southwest | [8 empty] | HUMIDIFIERHEATED | Humidifier, Heated | FisherPaykel
NO | YES |  |  |  | 000-03473 | 000-03473 | Fisher | MR850JHU |  |  | SW-Rehab | MHHS-Southwest |  | Humidifier, Heated |  | 000-03473 | 000-03473 | Southwest | MHHS-Southwest | SW-Rehab | Rm 829 | 5/1/19 |  | 5/1/20 |  | HUMIDIFIERS | Humidifier, Heated | HUMIDIFIERHEATED-FisherPaykel-MR850JHU | HUMIDIFIERHEATED | MR850JHU |  |  |  | FisherPaykel | Humidifier, Heated |  | HUMIDIFIERHEATED-FisherPaykel-MR850JHU |  |  |  | HH-A | Covered PM Repair - Biomedical | MHHS-Southwest | [8 empty] | HUMIDIFIERHEATED | Humidifier, Heated | FisherPaykel
NO | YES |  |  |  | 000-03477 | 000-03477 | Fisher | MR850JHU |  |  | SW-Rehab | MHHS-Southwest |  | Humidifier, Heated |  | 000-03477 | 000-03477 | Southwest | MHHS-Southwest | SW-Rehab | Floor 8 | 6/1/19 |  |  |  | HUMIDIFIERS | Humidifier, Heated | HUMIDIFIERHEATED-FisherPaykel-MR850JHU | HUMIDIFIERHEATED | MR850JHU |  |  |  | FisherPaykel | Humidifier, Heated |  | HUMIDIFIERHEATED-FisherPaykel-MR850JHU |  |  |  | HH-A | Covered PM Repair - Biomedical | MHHS-Southwest | [8 empty] | HUMIDIFIERHEATED | Humidifier, Heated | FisherPaykel
NO | YES |  |  |  | 000-03482 | 000-03482 | Fisher | MR850JHU |  |  | SW-Respiratory | MHHS-Southwest |  | Humidifier, Heated |  | 000-03482 | 000-03482 | Southwest | MHHS-Southwest | SW-Respiratory | 2nd Floor Respiratory | 6/1/19 |  | 6/1/20 |  | HUMIDIFIERS | Humidifier, Heated | HUMIDIFIERHEATED-FisherPaykel-MR850JHU | HUMIDIFIERHEATED | MR850JHU |  |  |  | FisherPaykel | Humidifier, Heated |  | HUMIDIFIERHEATED-FisherPaykel-MR850JHU |  | 2/1/17 |  | HH-A | Covered PM Repair - Biomedical | MHHS-Southwest | [8 empty] | HUMIDIFIERHEATED | Humidifier, Heated | FisherPaykel
NO | YES |  |  |  | 000-03483 | 000-03483 | Fisher | MR850JHU |  |  | SW-Respiratory | MHHS-Southwest |  | Humidifier, Heated |  | 000-03483 | 000-03483 | Southwest | MHHS-Southwest | SW-Respiratory | 2nd Floor Respiratory | 6/1/19 |  |  |  | HUMIDIFIERS | Humidifier, Heated | HUMIDIFIERHEATED-FisherPaykel-MR850JHU | HUMIDIFIERHEATED | MR850JHU |  |  |  | FisherPaykel | Humidifier, Heated |  | HUMIDIFIERHEATED-FisherPaykel-MR850JHU |  | 12/1/19 |  | HH-A | Covered PM Repair - Biomedical | MHHS-Southwest | [8 empty] | HUMIDIFIERHEATED | Humidifier, Heated | FisherPaykel
NO | YES |  |  |  | 000-03485 | 000-03485 | Fisher | MR850JHU |  |  | ICU 7th floor | MHHS-Southwest |  | Humidifier, Heated |  | 000-03485 | 000-03485 | Southwest | Memorial Hermann Southwest Hospital | ICU 7th floor | Rm 52 | 6/1/19 |  | 6/1/20 |  | HUMIDIFIERS | Humidifier, Heated | HUMIDIFIERHEATED-FisherPaykel-MR850JHU | HUMIDIFIERHEATED | MR850JHU |  |  |  | FisherPaykel | Humidifier, Heated |  | HUMIDIFIERHEATED-FisherPaykel-MR850JHU |  | 5/1/17 |  | HH-A | Covered PM Repair - Biomedical | MHHS-Southwest | [8 empty] | HUMIDIFIERHEATED | Humidifier, Heated | FisherPaykel
NO | YES |  |  |  | 000-03486 | 000-03486 | Fisher | MR850JHU |  |  | SW-Respiratory | MHHS-Southwest |  | Humidifier, Heated |  | 000-03486 | 000-03486 | Southwest | MHHS-Southwest | SW-Respiratory | SW - CV - OR | 5/1/19 |  | 5/1/20 |  | HUMIDIFIERS | Humidifier, Heated | HUMIDIFIERHEATED-FisherPaykel-MR850JHU | HUMIDIFIERHEATED | MR850JHU |  |  |  | FisherPaykel | Humidifier, Heated |  | HUMIDIFIERHEATED-FisherPaykel-MR850JHU |  | 5/1/17 |  | HH-A | Covered PM Repair - Biomedical | MHHS-Southwest | [8 empty] | HUMIDIFIERHEATED | Humidifier, Heated | FisherPaykel
NO | YES |  |  |  | 000-03488 | 000-03488 | Fisher | MR850JHU |  |  | Floor 7 | MHHS-Southwest |  | Humidifier, Heated |  | 000-03488 | 000-03488 | Southwest | Memorial Hermann Southwest Hospital | Floor 7 | Floor 7 | 5/1/19 |  |  |  | HUMIDIFIERS | Humidifier, Heated | HUMIDIFIERHEATED-FisherPaykel-MR850JHU | HUMIDIFIERHEATED | MR850JHU |  |  |  | FisherPaykel | Humidifier, Heated |  | HUMIDIFIERHEATED-FisherPaykel-MR850JHU |  | 5/1/17 |  | HH-A | Covered PM Repair - Biomedical | MHHS-Southwest | [8 empty] | HUMIDIFIERHEATED | Humidifier, Heated | FisherPaykel
NO | YES |  |  |  | 000-03492 | 000-03492 | Fisher | MR850JHU |  |  | SW-Respiratory | MHHS-Southwest |  | Humidifier, Heated |  | 000-03492 | 000-03492 | Southwest | MHHS-Southwest | SW-Respiratory | Room 1031 | 5/1/19 |  | 5/1/20 |  | HUMIDIFIERS | Humidifier, Heated | HUMIDIFIERHEATED-FisherPaykel-MR850JHU | HUMIDIFIERHEATED | MR850JHU |  |  |  | FisherPaykel | Humidifier, Heated |  | HUMIDIFIERHEATED-FisherPaykel-MR850JHU |  | 8/1/18 |  | HH-A | Covered PM Repair - Biomedical | MHHS-Southwest | [8 empty] | HUMIDIFIERHEATED | Humidifier, Heated | FisherPaykel
NO | YES |  |  |  | 000-03498 | 000-03498 | Fisher | MR850JHU |  |  | SW-Respiratory | MHHS-Southwest |  | Humidifier, Heated |  | 000-03498 | 000-03498 | Southwest | MHHS-Southwest | SW-Respiratory | Room 828 | 6/1/19 |  | 6/1/20 |  | HUMIDIFIERS | Humidifier, Heated | HUMIDIFIERHEATED-FisherPaykel-MR850JHU | HUMIDIFIERHEATED | MR850JHU |  |  |  | FisherPaykel | Humidifier, Heated |  | HUMIDIFIERHEATED-FisherPaykel-MR850JHU |  |  |  | HH-A | Covered PM Repair - Radiology, Low End | MHHS-Southwest | [8 empty] | HUMIDIFIERHEATED | Humidifier, Heated | FisherPaykel
NO | YES |  |  |  | 000-03499 | 000-03499 | Fisher | MR850JHU |  |  | SW-HVI-CV ICU | MHHS-Southwest |  | Humidifier, Heated |  | 000-03499 | 000-03499 | Southwest | MHHS-Southwest | SW-HVI-CV ICU | Respiratory storage | 6/1/19 |  | 6/1/20 |  | HUMIDIFIERS | Humidifier, Heated | HUMIDIFIERHEATED-FisherPaykel-MR850JHU | HUMIDIFIERHEATED | MR850JHU |  |  |  | FisherPaykel | Humidifier, Heated |  | HUMIDIFIERHEATED-FisherPaykel-MR850JHU |  | 1/30/16 |  | HH-A | Covered PM Repair - Lab Analyzers/Anesth | MHHS-Southwest | [8 empty] | HUMIDIFIERHEATED | Humidifier, Heated | FisherPaykel
NO | YES |  |  |  | 000-03501 | 000-03501 | Fisher | MR850JHU |  |  | SW-Rehab | MHHS-Southwest |  | Humidifier, Heated |  | 000-03501 | 000-03501 | Southwest | MHHS-Southwest | SW-Rehab | Rm 829 | 5/1/19 |  | 5/1/20 |  | HUMIDIFIERS | Humidifier, Heated | HUMIDIFIERHEATED-FisherPaykel-MR850JHU | HUMIDIFIERHEATED | MR850JHU |  |  |  | FisherPaykel | Humidifier, Heated |  | HUMIDIFIERHEATED-FisherPaykel-MR850JHU |  |  |  | HH-A | Covered PM Repair - Radiology, Low End | MHHS-Southwest | [8 empty] | HUMIDIFIERHEATED | Humidifier, Heated | FisherPaykel
NO | YES |  |  |  | 000-03505 | 000-03505 | Fisher | MR850JHU |  |  | SW-Respiratory | MHHS-Southwest |  | Humidifier, Heated |  | 000-03505 | 000-03505 | Southwest | MHHS-Southwest | SW-Respiratory | Clean Equipment storage in NICU | 5/1/19 |  |  |  | HUMIDIFIERS | Humidifier, Heated | HUMIDIFIERHEATED-FisherPaykel-MR850JHU | HUMIDIFIERHEATED | MR850JHU |  |  |  | FisherPaykel | Humidifier, Heated |  | HUMIDIFIERHEATED-FisherPaykel-MR850JHU |  | 5/1/15 |  | HH-A | Not Covered Vendor Only - Biomedical | MHHS-Southwest | [8 empty] | HUMIDIFIERHEATED | Humidifier, Heated | FisherPaykel
NO | YES |  |  |  | 000-03515 | 000-03515 | Fisher | MR850JHU |  |  | SW-Respiratory | MHHS-Southwest |  | Humidifier, Heated |  | 000-03515 | 000-03515 | Southwest | MHHS-Southwest | SW-Respiratory | 2nd Floor Respiratory | 5/1/19 |  | 5/1/20 |  | HUMIDIFIERS | Humidifier, Heated | HUMIDIFIERHEATED-FisherPaykel-MR850JHU | HUMIDIFIERHEATED | MR850JHU |  |  |  | FisherPaykel | Humidifier, Heated |  | HUMIDIFIERHEATED-FisherPaykel-MR850JHU |  |  |  | HH-A | Covered PM Repair - Biomedical | MHHS-Southwest | [8 empty] | HUMIDIFIERHEATED | Humidifier, Heated | FisherPaykel
NO | YES |  |  |  | 000-03516 | 000-03516 | Fisher | MR850JHU |  |  | SW-Respiratory | MHHS-Southwest |  | Humidifier, Heated |  | 000-03516 | 000-03516 | Southwest | MHHS-Southwest | SW-Respiratory | 2nd Floor Respiratory | 7/1/19 |  | 7/1/20 |  | HUMIDIFIERS | Humidifier, Heated | HUMIDIFIERHEATED-FisherPaykel-MR850JHU | HUMIDIFIERHEATED | MR850JHU |  |  |  | FisherPaykel | Humidifier, Heated |  | HUMIDIFIERHEATED-FisherPaykel-MR850JHU |  |  |  | HH-A | Covered PM Repair - Biomedical | MHHS-Southwest | [8 empty] | HUMIDIFIERHEATED | Humidifier, Heated | FisherPaykel
NO | YES |  |  |  | 000-03518 | 000-03518 | Fisher | MR850JHU |  |  | SW-Respiratory | MHHS-Southwest |  | Humidifier, Heated |  | 000-03518 | 000-03518 | Southwest | MHHS-Southwest | SW-Respiratory | Respiratory 2nd Floor | 6/1/19 |  |  |  | HUMIDIFIERS | Humidifier, Heated | HUMIDIFIERHEATED-FisherPaykel-MR850JHU | HUMIDIFIERHEATED | MR850JHU |  |  |  | FisherPaykel | Humidifier, Heated |  | HUMIDIFIERHEATED-FisherPaykel-MR850JHU |  | 1/1/16 |  | HH-A | Covered PM Repair - Biomedical | MHHS-Southwest | [8 empty] | HUMIDIFIERHEATED | Humidifier, Heated | FisherPaykel
NO | YES |  |  |  | 000-03520 | 000-03520 | Fisher | MR850JHU |  |  | SW-Respiratory | MHHS-Southwest |  | Humidifier, Heated |  | 000-03520 | 000-03520 | Southwest | MHHS-Southwest | SW-Respiratory | 2nd Floor Respiratory | 5/1/19 |  | 5/1/20 |  | HUMIDIFIERS | Humidifier, Heated | HUMIDIFIERHEATED-FisherPaykel-MR850JHU | HUMIDIFIERHEATED | MR850JHU |  |  |  | FisherPaykel | Humidifier, Heated |  | HUMIDIFIERHEATED-FisherPaykel-MR850JHU |  | 9/1/20 |  | HH-A | Not Covered Vendor Only - Biomedical | MHHS-Southwest | [8 empty] | HUMIDIFIERHEATED | Humidifier, Heated | FisherPaykel
NO | YES |  |  |  | 000-03525 | 000-03525 | Fisher | MR850JHU |  |  | SW-HVI-Preop | MHHS-Southwest |  | Humidifier, Heated |  | 000-03525 | 000-03525 | Southwest | MHHS-Southwest | SW-HVI-Preop | Clean Hold | 5/1/19 |  | 5/1/20 |  | HUMIDIFIERS | Humidifier, Heated | HUMIDIFIERHEATED-FisherPaykel-MR850JHU | HUMIDIFIERHEATED | MR850JHU |  |  |  | FisherPaykel | Humidifier, Heated |  | HUMIDIFIERHEATED-FisherPaykel-MR850JHU |  |  |  | HH-A | Covered PM Repair - Biomedical | MHHS-Southwest | [8 empty] | HUMIDIFIERHEATED | Humidifier, Heated | FisherPaykel
NO | YES |  |  |  | 000-03526 | 000-03526 | Fisher | MR850JHU |  |  | SW-Rehab | MHHS-Southwest |  | Humidifier, Heated |  | 000-03526 | 000-03526 | Southwest | MHHS-Southwest | SW-Rehab | Rm 829 | 6/1/19 |  | 6/1/20 |  | HUMIDIFIERS | Humidifier, Heated | HUMIDIFIERHEATED-FisherPaykel-MR850JHU | HUMIDIFIERHEATED | MR850JHU |  |  |  | FisherPaykel | Humidifier, Heated |  | HUMIDIFIERHEATED-FisherPaykel-MR850JHU |  |  |  | HH-A | Covered PM Repair - Radiology, Low End | MHHS-Southwest | [8 empty] | HUMIDIFIERHEATED | Humidifier, Heated | FisherPaykel
NO | YES |  |  |  | 000-03527 | 000-03527 | Fisher | MR850JHU |  |  | SW-Respiratory | MHHS-Southwest |  | Humidifier, Heated |  | 000-03527 | 000-03527 | Southwest | MHHS-Southwest | SW-Respiratory | Clean equipment in nicu | 1/1/19 |  |  |  | HUMIDIFIERS | Humidifier, Heated | HUMIDIFIERHEATED-FisherPaykel-MR850JHU | HUMIDIFIERHEATED | MR850JHU |  |  |  | FisherPaykel | Humidifier, Heated |  | HUMIDIFIERHEATED-FisherPaykel-MR850JHU |  |  |  | HH-A | Covered PM Repair - Radiology, Low End | MHHS-Southwest | [8 empty] | HUMIDIFIERHEATED | Humidifier, Heated | FisherPaykel
NO | YES |  |  |  | 000-03528 | 000-03528 | Fisher | MR850JHU |  |  | SW-HVI-CV ICU | MHHS-Southwest |  | Humidifier, Heated |  | 000-03528 | 000-03528 | Southwest | MHHS-Southwest | SW-HVI-CV ICU | Respiratory storage | 6/1/19 |  | 6/1/20 |  | HUMIDIFIERS | Humidifier, Heated | HUMIDIFIERHEATED-FisherPaykel-MR850JHU | HUMIDIFIERHEATED | MR850JHU |  |  |  | FisherPaykel | Humidifier, Heated |  | HUMIDIFIERHEATED-FisherPaykel-MR850JHU |  | 7/1/20 |  | HH-A | Not Covered Vendor Only - Biomedical | MHHS-Southwest | [8 empty] | HUMIDIFIERHEATED | Humidifier, Heated | FisherPaykel
NO | YES |  |  |  | 000-03529 | 000-03529 | Fisher | MR850JHU |  |  | SW-Respiratory | MHHS-Southwest |  | Humidifier, Heated |  | 000-03529 | 000-03529 | Southwest | MHHS-Southwest | SW-Respiratory | 2nd Floor Respiratory | 6/1/19 |  |  |  | HUMIDIFIERS | Humidifier, Heated | HUMIDIFIERHEATED-FisherPaykel-MR850JHU | HUMIDIFIERHEATED | MR850JHU |  |  |  | FisherPaykel | Humidifier, Heated |  | HUMIDIFIERHEATED-FisherPaykel-MR850JHU |  | 7/1/20 |  | HH-A | Not Covered Vendor Only - Biomedical | MHHS-Southwest | [8 empty] | HUMIDIFIERHEATED | Humidifier, Heated | FisherPaykel
NO | YES |  |  |  | 000-03530 | 000-03530 | Fisher | MR850JHU |  |  | SW-Respiratory | MHHS-Southwest |  | Humidifier, Heated |  | 000-03530 | 000-03530 | Southwest | MHHS-Southwest | SW-Respiratory | 2nd Floor Respiratory | 5/1/19 |  |  |  | HUMIDIFIERS | Humidifier, Heated | HUMIDIFIERHEATED-FisherPaykel-MR850JHU | HUMIDIFIERHEATED | MR850JHU |  |  |  | FisherPaykel | Humidifier, Heated |  | HUMIDIFIERHEATED-FisherPaykel-MR850JHU |  | 12/15/15 |  | HH-A | Covered PM Repair - Radiology, Low End | MHHS-Southwest | [8 empty] | HUMIDIFIERHEATED | Humidifier, Heated | FisherPaykel
NO | YES |  |  |  | 000-03533 | 000-03533 | Fisher | MR850JHU |  |  | SW-Rehab | MHHS-Southwest |  | Humidifier, Heated |  | 000-03533 | 000-03533 | Southwest | MHHS-Southwest | SW-Rehab | Rm 829 | 6/1/19 |  | 6/1/20 |  | HUMIDIFIERS | Humidifier, Heated | HUMIDIFIERHEATED-FisherPaykel-MR850JHU | HUMIDIFIERHEATED | MR850JHU |  |  |  | FisherPaykel | Humidifier, Heated |  | HUMIDIFIERHEATED-FisherPaykel-MR850JHU |  |  |  | HH-A | Covered PM Repair - Biomedical | MHHS-Southwest | [8 empty] | HUMIDIFIERHEATED | Humidifier, Heated | FisherPaykel
NO | YES |  |  |  | 013-36063 | 013-36063 | Fisher | MR850JHU |  |  | SW-Respiratory | MHHS-Southwest |  | Humidifier, Heated |  | 013-36063 | 013-36063 | Southwest | MHHS-Southwest | SW-Respiratory | Room 828 | 5/1/19 |  | 5/1/20 |  | HUMIDIFIERS | Humidifier, Heated | HUMIDIFIERHEATED-FisherPaykel-MR850JHU | HUMIDIFIERHEATED | MR850JHU |  |  |  | FisherPaykel | Humidifier, Heated |  | HUMIDIFIERHEATED-FisherPaykel-MR850JHU |  | 4/1/17 |  | HH-A | Covered PM Repair - Radiology, Low End | MHHS-Southwest | [8 empty] | HUMIDIFIERHEATED | Humidifier, Heated | FisherPaykel
NO | YES |  |  |  | 013-36064 | 013-036064 | Fisher | MR850JHU |  |  | Floor 2 | MHHS-Southwest |  | Humidifier, Heated |  | 013-36064 | 013-036064 | Southwest | Memorial Hermann Southwest Hospital | Floor 2 | Floor 2 | 3/1/19 |  |  |  | HUMIDIFIERS | Humidifier, Heated | HUMIDIFIERHEATED-FisherPaykel-MR850JHU | HUMIDIFIERHEATED | MR850JHU |  |  |  | FisherPaykel | Humidifier, Heated |  | HUMIDIFIERHEATED-FisherPaykel-MR850JHU |  | 4/1/17 |  | HH-A | Covered PM Repair - Radiology, Low End | MHHS-Southwest | [8 empty] | HUMIDIFIERHEATED | Humidifier, Heated | FisherPaykel
NO | YES |  |  |  | 013-37324 | 013-37324 | Fisher | MR850JHU |  |  | SW-Respiratory | MHHS-Southwest |  | Humidifier, Heated |  | 013-37324 | 013-37324 | Southwest | MHHS-Southwest | SW-Respiratory | 2nd Floor Respiratory | 5/1/19 |  |  |  | HUMIDIFIERS | Humidifier, Heated | HUMIDIFIERHEATED-FisherPaykel-MR850JHU | HUMIDIFIERHEATED | MR850JHU |  |  |  | FisherPaykel | Humidifier, Heated |  | HUMIDIFIERHEATED-FisherPaykel-MR850JHU |  | 1/1/19 |  | HH-A | Covered PM Repair - Biomedical | MHHS-Southwest | [8 empty] | HUMIDIFIERHEATED | Humidifier, Heated | FisherPaykel
NO | YES |  |  |  | 013-37326 | 013-37326 | Fisher | MR850JHU |  |  | SW-Endoscopy | MHHS-Southwest |  | Humidifier, Heated |  | 013-37326 | 013-37326 | Memorial Hermann Hospital - Southwest | MHHS-Southwest | SW-Endoscopy | Endo Pacu | 4/1/19 |  |  |  | HUMIDIFIERS | Humidifier, Heated | HUMIDIFIERHEATED-FisherPaykel-MR850JHU | HUMIDIFIERHEATED | MR850JHU |  |  |  | FisherPaykel | Humidifier, Heated |  | HUMIDIFIERHEATED-FisherPaykel-MR850JHU |  |  |  | HH-A | Covered PM Repair - Radiology, Low End | MHHS-Southwest | [8 empty] | HUMIDIFIERHEATED | Humidifier, Heated | FisherPaykel
NO | YES |  |  |  | 013-37327 | 013-37327 | Fisher | MR850JHU |  |  | SW-Respiratory | MHHS-Southwest |  | Humidifier, Heated |  | 013-37327 | 013-37327 | Southwest | MHHS-Southwest | SW-Respiratory | Room 828 | 5/1/19 |  | 5/1/20 |  | HUMIDIFIERS | Humidifier, Heated | HUMIDIFIERHEATED-FisherPaykel-MR850JHU | HUMIDIFIERHEATED | MR850JHU |  |  |  | FisherPaykel | Humidifier, Heated |  | HUMIDIFIERHEATED-FisherPaykel-MR850JHU |  | 12/22/17 |  | HH-A | Covered PM Repair - Radiology, Low End | MHHS-Southwest | [8 empty] | HUMIDIFIERHEATED | Humidifier, Heated | FisherPaykel
NO | YES |  |  |  | 041-20909 | 041-20909 | Fisher | MR850JHU |  |  | SW-Respiratory | MHHS-Southwest |  | Humidifier, Heated |  | 041-20909 | 041-20909 | Southwest | MHHS-Southwest | SW-Respiratory | Respiratory 2nd Floor | 5/1/19 |  |  |  | HUMIDIFIERS | Humidifier, Heated | HUMIDIFIERHEATED-FisherPaykel-MR850JHU | HUMIDIFIERHEATED | MR850JHU |  |  |  | FisherPaykel | Humidifier, Heated |  | HUMIDIFIERHEATED-FisherPaykel-MR850JHU |  | 12/23/15 |  | HH-A | Covered PM Repair - Radiology, Low End | MHHS-Southwest | [8 empty] | HUMIDIFIERHEATED | Humidifier, Heated | FisherPaykel
NO | YES |  |  |  | 129-06139 | 129-06139 | Fisher | MR850JHU |  |  | Sugar Land-Nursery | MHHS-Sugarland |  | Humidifier, Heated |  | 129-06139 | 129-06139 | Sugar Land | MHHS-Sugarland | Sugar Land-Nursery | NICU Equipment Room | 6/1/19 | 6/1/20 |  |  | HUMIDIFIERS | Humidifier, Heated | HUMIDIFIERHEATED-FisherPaykel-MR850JHU | HUMIDIFIERHEATED | MR850JHU |  |  |  | FisherPaykel | Humidifier, Heated |  | HUMIDIFIERHEATED-FisherPaykel-MR850JHU |  | 6/24/19 |  | HH-A | Covered PM Repair - Biomedical | MHHS-Sugarland | [8 empty] | HUMIDIFIERHEATED | Humidifier, Heated | FisherPaykel
NO | YES |  |  |  | 129-06140 | 129-06140 | Fisher | MR850JHU |  |  | Sugar Land-Nursery | MHHS-Sugarland |  | Humidifier, Heated |  | 129-06140 | 129-06140 | Sugar Land | MHHS-Sugarland | Sugar Land-Nursery |  | 12/1/18 | 12/1/19 |  |  | HUMIDIFIERS | Humidifier, Heated | HUMIDIFIERHEATED-FisherPaykel-MR850JHU | HUMIDIFIERHEATED | MR850JHU |  |  |  | FisherPaykel | Humidifier, Heated |  | HUMIDIFIERHEATED-FisherPaykel-MR850JHU |  |  |  | HH-A | Covered PM Repair - Respiratory/Steriliz | MHHS-Sugarland | [8 empty] | HUMIDIFIERHEATED | Humidifier, Heated | FisherPaykel
NO | YES |  |  |  | 129-06141 | 129-06141 | Fisher | MR850JHU |  |  | Sugar Land-Nursery | MHHS-Sugarland |  | Humidifier, Heated |  | 129-06141 | 129-06141 | Sugar Land | MHHS-Sugarland | Sugar Land-Nursery | Biomed | 3/1/19 | 3/1/20 |  |  | HUMIDIFIERS | Humidifier, Heated | HUMIDIFIERHEATED-FisherPaykel-MR850JHU | HUMIDIFIERHEATED | MR850JHU |  |  |  | FisherPaykel | Humidifier, Heated |  | HUMIDIFIERHEATED-FisherPaykel-MR850JHU |  |  |  | HH-A | Covered PM Repair - Respiratory/Steriliz | MHHS-Sugarland | [8 empty] | HUMIDIFIERHEATED | Humidifier, Heated | FisherPaykel
NO | YES |  |  |  | 129-06143 | 129-06143 | Fisher | MR850JHU |  |  | Sugar Land-Nursery | MHHS-Sugarland |  | Humidifier, Heated |  | 129-06143 | 129-06143 | Sugar Land | MHHS-Sugarland | Sugar Land-Nursery |  | 12/1/19 | 12/1/20 |  |  | HUMIDIFIERS | Humidifier, Heated | HUMIDIFIERHEATED-FisherPaykel-MR850JHU | HUMIDIFIERHEATED | MR850JHU |  |  |  | FisherPaykel | Humidifier, Heated |  | HUMIDIFIERHEATED-FisherPaykel-MR850JHU |  | 4/1/15 |  | HH-A | Covered PM Repair - Biomedical | MHHS-Sugarland | [8 empty] | HUMIDIFIERHEATED | Humidifier, Heated | FisherPaykel
NO | YES |  |  |  | 129-01952 | 129-01952 | Fisher | MR850JHU |  |  | Sugar Land-Nursery | MHHS-Sugarland |  | Humidifier, Heated |  | 129-01952 | 129-01952 | Sugar Land | MHHS-Sugarland | Sugar Land-Nursery | NICU Equipment Room | 8/1/19 |  |  |  | HUMIDIFIERS | Humidifier, Heated | HUMIDIFIERHEATED-FisherPaykel-MR850JHU | HUMIDIFIERHEATED | MR850JHU |  |  |  | FisherPaykel | Humidifier, Heated |  | HUMIDIFIERHEATED-FisherPaykel-MR850JHU |  |  |  | HH-A | Covered PM Repair - Respiratory/Steriliz | MHHS-Sugarland | [8 empty] | HUMIDIFIERHEATED | Humidifier, Heated | FisherPaykel
NO | YES |  |  |  | 129-05546 | 129-05546 | Fisher | MR850JHU |  |  | Sugar Land-Nursery | MHHS-Sugarland |  | Humidifier, Heated |  | 129-05546 | 129-05546 | Sugar Land | MHHS-Sugarland | Sugar Land-Nursery | NICU Equipment Room | 7/1/19 |  |  |  | HUMIDIFIERS | Humidifier, Heated | HUMIDIFIERHEATED-FisherPaykel-MR850JHU | HUMIDIFIERHEATED | MR850JHU |  |  |  | FisherPaykel | Humidifier, Heated |  | HUMIDIFIERHEATED-FisherPaykel-MR850JHU |  | 6/30/19 |  | HH-A | Covered PM Repair - Respiratory/Steriliz | MHHS-Sugarland | [8 empty] | HUMIDIFIERHEATED | Humidifier, Heated | FisherPaykel
NO | YES |  |  |  | 129-05547 | 129-05547 | Fisher | MR850JHU |  |  | Sugar Land-Nursery | MHHS-Sugarland |  | Humidifier, Heated |  | 129-05547 | 129-05547 | Sugar Land | MHHS-Sugarland | Sugar Land-Nursery | NICU Equipment Room | 7/1/19 |  |  |  | HUMIDIFIERS | Humidifier, Heated | HUMIDIFIERHEATED-FisherPaykel-MR850JHU | HUMIDIFIERHEATED | MR850JHU |  |  |  | FisherPaykel | Humidifier, Heated |  | HUMIDIFIERHEATED-FisherPaykel-MR850JHU |  | 6/30/19 |  | HH-A | Covered PM Repair - Respiratory/Steriliz | MHHS-Sugarland | [8 empty] | HUMIDIFIERHEATED | Humidifier, Heated | FisherPaykel
NO | YES |  |  |  | 129-05772 | 129-05772 | Fisher | MR850JHU |  |  | Sugar Land-Respiratory | MHHS-Sugarland |  | Humidifier, Heated |  | 129-05772 | 129-05772 | Sugar Land | MHHS-Sugarland | Sugar Land-Respiratory | EQ Storage | 12/1/19 |  |  |  | HUMIDIFIERS | Humidifier, Heated | HUMIDIFIERHEATED-FisherPaykel-MR850JHU | HUMIDIFIERHEATED | MR850JHU |  |  |  | FisherPaykel | Humidifier, Heated |  | HUMIDIFIERHEATED-FisherPaykel-MR850JHU |  |  |  | HH-A | Covered PM Repair - Respiratory/Steriliz | MHHS-Sugarland | [8 empty] | HUMIDIFIERHEATED | Humidifier, Heated | FisherPaykel
NO | YES |  |  |  | 129-06698 | 129-06698 | Fisher | MR850JHU |  |  | Sugar Land-Nursery | MHHS-Sugarland |  | Humidifier, Heated |  | 129-06698 | 129-06698 | Sugar Land | MHHS-Sugarland | Sugar Land-Nursery | NICU Equipment Room | 5/1/19 |  |  |  | HUMIDIFIERS | Humidifier, Heated | HUMIDIFIERHEATED-FisherPaykel-MR850JHU | HUMIDIFIERHEATED | MR850JHU |  |  |  | FisherPaykel | Humidifier, Heated |  | HUMIDIFIERHEATED-FisherPaykel-MR850JHU |  |  |  | HH-A | Covered PM Repair - Biomedical | MHHS-Sugarland | [8 empty] | HUMIDIFIERHEATED | Humidifier, Heated | FisherPaykel
NO | YES |  |  |  | 129-06700 | 129-06700 | Fisher | MR850JHU |  |  | Sugar Land-Respiratory | MHHS-Sugarland |  | Humidifier, Heated |  | 129-06700 | 129-06700 | Sugar Land | MHHS-Sugarland | Sugar Land-Respiratory | EQ Storage | 3/1/19 |  |  |  | HUMIDIFIERS | Humidifier, Heated | HUMIDIFIERHEATED-FisherPaykel-MR850JHU | HUMIDIFIERHEATED | MR850JHU |  |  |  | FisherPaykel | Humidifier, Heated |  | HUMIDIFIERHEATED-FisherPaykel-MR850JHU |  |  |  | HH-A | Covered PM Repair - Biomedical | MHHS-Sugarland | [8 empty] | HUMIDIFIERHEATED | Humidifier, Heated | FisherPaykel
NO | YES |  |  |  | 129-06702 | 129-06702 | Fisher | MR850JHU |  |  | Sugar Land-Respiratory | MHHS-Sugarland |  | Humidifier, Heated |  | 129-06702 | 129-06702 | Sugar Land | MHHS-Sugarland | Sugar Land-Respiratory |  | 4/1/19 | 4/1/20 |  |  | HUMIDIFIERS | Humidifier, Heated | HUMIDIFIERHEATED-FisherPaykel-MR850JHU | HUMIDIFIERHEATED | MR850JHU |  |  |  | FisherPaykel | Humidifier, Heated |  | HUMIDIFIERHEATED-FisherPaykel-MR850JHU |  | 6/30/24 |  | HH-A | Not Covered Vendor Only - Biomedical | MHHS-Sugarland | [8 empty] | HUMIDIFIERHEATED | Humidifier, Heated | FisherPaykel
NO | YES |  |  |  | 129-06703 | 129-06703 | Fisher | MR850JHU |  |  | Sugar Land-Respiratory | MHHS-Sugarland |  | Humidifier, Heated |  | 129-06703 | 129-06703 | Sugar Land | MHHS-Sugarland | Sugar Land-Respiratory | E316 | 8/1/19 |  | 8/1/20 |  | HUMIDIFIERS | Humidifier, Heated | HUMIDIFIERHEATED-FisherPaykel-MR850JHU | HUMIDIFIERHEATED | MR850JHU |  |  |  | FisherPaykel | Humidifier, Heated |  | HUMIDIFIERHEATED-FisherPaykel-MR850JHU |  | 6/30/24 |  | HH-A | Not Covered Vendor Only - Biomedical | MHHS-Sugarland | [8 empty] | HUMIDIFIERHEATED | Humidifier, Heated | FisherPaykel
NO | YES |  |  |  | 129-06707 | 129-06707 | Fisher | MR850JHU |  |  | Sugar Land-Nursery | MHHS-Sugarland |  | Humidifier, Heated |  | 129-06707 | 129-06707 | Sugar Land | MHHS-Sugarland | Sugar Land-Nursery | NICU Equipment Room | 5/1/19 |  |  |  | HUMIDIFIERS | Humidifier, Heated | HUMIDIFIERHEATED-FisherPaykel-MR850JHU | HUMIDIFIERHEATED | MR850JHU |  |  |  | FisherPaykel | Humidifier, Heated |  | HUMIDIFIERHEATED-FisherPaykel-MR850JHU |  | 3/1/19 |  | HH-A | Covered PM Repair - Biomedical | MHHS-Sugarland | [8 empty] | HUMIDIFIERHEATED | Humidifier, Heated | FisherPaykel
NO | YES |  |  |  | 129-06708 | 129-06708 | Fisher | MR850JHU |  |  | Sugar Land-Nursery | MHHS-Sugarland |  | Humidifier, Heated |  | 129-06708 | 129-06708 | Sugar Land | MHHS-Sugarland | Sugar Land-Nursery | NICU Equipment Room | 5/1/19 |  |  |  | HUMIDIFIERS | Humidifier, Heated | HUMIDIFIERHEATED-FisherPaykel-MR850JHU | HUMIDIFIERHEATED | MR850JHU |  |  |  | FisherPaykel | Humidifier, Heated |  | HUMIDIFIERHEATED-FisherPaykel-MR850JHU |  | 3/1/19 |  | HH-A | Covered PM Repair - Biomedical | MHHS-Sugarland | [8 empty] | HUMIDIFIERHEATED | Humidifier, Heated | FisherPaykel
NO | YES |  |  |  | 129-31210 | 129-31210 | Fisher | MR850JHU |  |  | Sugar Land-Respiratory | MHHS-Sugarland |  | Humidifier, Heated |  | 129-31210 | 129-31210 | Sugar Land | MHHS-Sugarland | Sugar Land-Respiratory | Respiratory | 5/1/19 |  | 5/1/20 |  | HUMIDIFIERS | Humidifier, Heated | HUMIDIFIERHEATED-FisherPaykel-MR850JHU | HUMIDIFIERHEATED | MR850JHU |  |  |  | FisherPaykel | Humidifier, Heated |  | HUMIDIFIERHEATED-FisherPaykel-MR850JHU |  | 4/1/22 |  | HH-A | Not Covered Vendor Only - Biomedical | MHHS-Sugarland | [8 empty] | HUMIDIFIERHEATED | Humidifier, Heated | FisherPaykel
NO | YES |  |  |  | 129-31211 | 129-31211 | Fisher | MR850JHU |  |  | Sugar Land-Respiratory | MHHS-Sugarland |  | Humidifier, Heated |  | 129-31211 | 129-31211 | Sugar Land | MHHS-Sugarland | Sugar Land-Respiratory | Respiratory | 5/1/19 |  | 5/1/20 |  | HUMIDIFIERS | Humidifier, Heated | HUMIDIFIERHEATED-FisherPaykel-MR850JHU | HUMIDIFIERHEATED | MR850JHU |  |  |  | FisherPaykel | Humidifier, Heated |  | HUMIDIFIERHEATED-FisherPaykel-MR850JHU |  | 4/1/22 |  | HH-A | Not Covered Vendor Only - Biomedical | MHHS-Sugarland | [8 empty] | HUMIDIFIERHEATED | Humidifier, Heated | FisherPaykel
NO | YES |  |  |  | 129-31212 | 129-31212 | Fisher | MR850JHU |  |  | Sugar Land-Respiratory | MHHS-Sugarland |  | Humidifier, Heated |  | 129-31212 | 129-31212 | Sugar Land | MHHS-Sugarland | Sugar Land-Respiratory | Respiratory | 5/1/19 |  | 5/1/20 |  | HUMIDIFIERS | Humidifier, Heated | HUMIDIFIERHEATED-FisherPaykel-MR850JHU | HUMIDIFIERHEATED | MR850JHU |  |  |  | FisherPaykel | Humidifier, Heated |  | HUMIDIFIERHEATED-FisherPaykel-MR850JHU |  | 3/1/19 |  | HH-A | Covered PM Repair - Biomedical | MHHS-Sugarland | [8 empty] | HUMIDIFIERHEATED | Humidifier, Heated | FisherPaykel
NO | YES |  |  |  | 129-31214 | 129-31214 | Fisher | MR850JHU |  |  | Sugar Land-Respiratory | MHHS-Sugarland |  | Humidifier, Heated |  | 129-31214 | 129-31214 | Sugar Land | MHHS-Sugarland | Sugar Land-Respiratory | Respiratory | 5/1/19 |  | 5/1/20 |  | HUMIDIFIERS | Humidifier, Heated | HUMIDIFIERHEATED-FisherPaykel-MR850JHU | HUMIDIFIERHEATED | MR850JHU |  |  |  | FisherPaykel | Humidifier, Heated |  | HUMIDIFIERHEATED-FisherPaykel-MR850JHU |  |  |  | HH-A | Covered PM Repair - Biomedical | MHHS-Sugarland | [8 empty] | HUMIDIFIERHEATED | Humidifier, Heated | FisherPaykel
NO | YES |  |  |  | 129-31215 | 129-31215 | Fisher | MR850JHU |  |  | Sugar Land-Respiratory | MHHS-Sugarland |  | Humidifier, Heated |  | 129-31215 | 129-31215 | Sugar Land | MHHS-Sugarland | Sugar Land-Respiratory |  | 5/1/19 | 5/1/20 |  |  | HUMIDIFIERS | Humidifier, Heated | HUMIDIFIERHEATED-FisherPaykel-MR850JHU | HUMIDIFIERHEATED | MR850JHU |  |  |  | FisherPaykel | Humidifier, Heated |  | HUMIDIFIERHEATED-FisherPaykel-MR850JHU |  |  |  | HH-A | Covered PM Repair - Biomedical | MHHS-Sugarland | [8 empty] | HUMIDIFIERHEATED | Humidifier, Heated | FisherPaykel
NO | YES |  |  |  | 241-02811 | 241-02811 | Fisher | MR850JHU |  |  | TIRR-Respiratory | MHHS-TIRR |  | Humidifier, Heated |  | 241-02811 | 241-02811 | TMC | MHHS-Others | TIRR-Respiratory | Respiratory Storage | 1/1/19 |  | 1/1/20 |  | HUMIDIFIERS | Humidifier, Heated | HUMIDIFIERHEATED-FisherPaykel-MR850JHU | HUMIDIFIERHEATED | MR850JHU |  |  |  | FisherPaykel | Humidifier, Heated |  | HUMIDIFIERHEATED-FisherPaykel-MR850JHU |  |  |  | HH-A | Covered PM Repair - Biomedical | MHHS-TIRR | [8 empty] | HUMIDIFIERHEATED | Humidifier, Heated | FisherPaykel
NO | YES |  |  |  | 241-02812 | 241-02812 | Fisher | MR850JHU |  |  | TIRR-Respiratory | MHHS-TIRR |  | Humidifier, Heated |  | 241-02812 | 241-02812 | TMC | MHHS-Others | TIRR-Respiratory | Respiratory storage | 3/1/19 |  | 3/1/21 |  | HUMIDIFIERS | Humidifier, Heated | HUMIDIFIERHEATED-FisherPaykel-MR850JHU | HUMIDIFIERHEATED | MR850JHU |  |  |  | FisherPaykel | Humidifier, Heated |  | HUMIDIFIERHEATED-FisherPaykel-MR850JHU |  |  |  | HH-A | Covered PM Repair - Biomedical | MHHS-TIRR | [8 empty] | HUMIDIFIERHEATED | Humidifier, Heated | FisherPaykel
NO | YES |  |  |  | 241-02904 | 241-02904 | Fisher | MR850JHU |  |  | TIRR-Respiratory | MHHS-TIRR |  | Humidifier, Heated |  | 241-02904 | 241-02904 | TMC | MHHS-Others | TIRR-Respiratory | Respiratory storage | 6/1/19 |  | 6/1/20 |  | HUMIDIFIERS | Humidifier, Heated | HUMIDIFIERHEATED-FisherPaykel-MR850JHU | HUMIDIFIERHEATED | MR850JHU |  |  |  | FisherPaykel | Humidifier, Heated |  | HUMIDIFIERHEATED-FisherPaykel-MR850JHU |  |  |  | HH-A | Covered PM Repair - Biomedical | MHHS-TIRR | [8 empty] | HUMIDIFIERHEATED | Humidifier, Heated | FisherPaykel
NO | YES |  |  |  | 241-02905 | 241-02905 | Fisher | MR850JHU |  |  | TIRR-Respiratory | MHHS-TIRR |  | Humidifier, Heated |  | 241-02905 | 241-02905 | TMC | MHHS-Others | TIRR-Respiratory | Respiratory storage | 5/1/19 |  | 5/1/20 |  | HUMIDIFIERS | Humidifier, Heated | HUMIDIFIERHEATED-FisherPaykel-MR850JHU | HUMIDIFIERHEATED | MR850JHU |  |  |  | FisherPaykel | Humidifier, Heated |  | HUMIDIFIERHEATED-FisherPaykel-MR850JHU |  |  |  | HH-A | Covered PM Repair - Biomedical | MHHS-TIRR | [8 empty] | HUMIDIFIERHEATED | Humidifier, Heated | FisherPaykel
NO | YES |  |  |  | 241-02946 | 241-02946 | Fisher | MR850JHU |  |  | TIRR-Respiratory | MHHS-TIRR |  | Humidifier, Heated |  | 241-02946 | 241-02946 | TMC | MHHS-Others | TIRR-Respiratory | Respiratory Storage | 2/1/20 |  | 2/1/21 |  | HUMIDIFIERS | Humidifier, Heated | HUMIDIFIERHEATED-FisherPaykel-MR850JHU | HUMIDIFIERHEATED | MR850JHU |  |  |  | FisherPaykel | Humidifier, Heated |  | HUMIDIFIERHEATED-FisherPaykel-MR850JHU |  |  |  | HH-A | Covered PM Repair - Biomedical | MHHS-TIRR | [8 empty] | HUMIDIFIERHEATED | Humidifier, Heated | FisherPaykel
NO | YES |  |  |  | 241-02947 | 241-02947 | Fisher | MR850JHU |  |  | TIRR-Respiratory | MHHS-TIRR |  | Humidifier, Heated |  | 241-02947 | 241-02947 | TMC | MHHS-Others | TIRR-Respiratory | Respiratory storage | 5/1/19 |  | 5/1/20 |  | HUMIDIFIERS | Humidifier, Heated | HUMIDIFIERHEATED-FisherPaykel-MR850JHU | HUMIDIFIERHEATED | MR850JHU |  |  |  | FisherPaykel | Humidifier, Heated |  | HUMIDIFIERHEATED-FisherPaykel-MR850JHU |  |  |  | HH-A | Not Covered Vendor Only - Biomedical | MHHS-TIRR | [8 empty] | HUMIDIFIERHEATED | Humidifier, Heated | FisherPaykel
NO | YES |  |  |  | 241-02948 | 241-02948 | Fisher | MR850JHU |  |  | TIRR-Respiratory | MHHS-TIRR |  | Humidifier, Heated |  | 241-02948 | 241-02948 | TMC | MHHS-Others | TIRR-Respiratory | TIRR MEMORIIAL HERMANN | 6/1/19 |  | 6/1/20 |  | HUMIDIFIERS | Humidifier, Heated | HUMIDIFIERHEATED-FisherPaykel-MR850JHU | HUMIDIFIERHEATED | MR850JHU |  |  |  | FisherPaykel | Humidifier, Heated |  | HUMIDIFIERHEATED-FisherPaykel-MR850JHU |  |  |  | HH-A | Covered PM Repair - Biomedical | MHHS-TIRR | [8 empty] | HUMIDIFIERHEATED | Humidifier, Heated | FisherPaykel
NO | YES |  |  |  | 241-03117 | 241-03117 | Fisher | MR850JHU |  |  | TIRR-Respiratory | MHHS-TIRR |  | Humidifier, Heated |  | 241-03117 | 241-03117 | TMC | MHHS-Others | TIRR-Respiratory | Respiratory Storage | 6/1/19 |  | 6/1/20 |  | HUMIDIFIERS | Humidifier, Heated | HUMIDIFIERHEATED-FisherPaykel-MR850JHU | HUMIDIFIERHEATED | MR850JHU |  |  |  | FisherPaykel | Humidifier, Heated |  | HUMIDIFIERHEATED-FisherPaykel-MR850JHU |  | 12/9/15 |  | HH-A | Covered PM Repair - Radiology, High End | MHHS-TIRR | [8 empty] | HUMIDIFIERHEATED | Humidifier, Heated | FisherPaykel
NO | YES |  |  |  | 241-03143 | 241-03143 | Fisher | MR850JHU |  |  | TIRR-Respiratory | MHHS-TIRR |  | Humidifier, Heated |  | 241-03143 | 241-03143 | TMC | MHHS-Others | TIRR-Respiratory | Respiratory Storage | 5/1/19 |  | 5/1/20 |  | HUMIDIFIERS | Humidifier, Heated | HUMIDIFIERHEATED-FisherPaykel-MR850JHU | HUMIDIFIERHEATED | MR850JHU |  |  |  | FisherPaykel | Humidifier, Heated |  | HUMIDIFIERHEATED-FisherPaykel-MR850JHU |  |  |  | HH-A | Covered PM Repair - Biomedical | MHHS-TIRR | [8 empty] | HUMIDIFIERHEATED | Humidifier, Heated | FisherPaykel
NO | YES |  |  |  | 241-03144 | 241-03144 | Fisher | MR850JHU |  |  | TIRR-Respiratory | MHHS-TIRR |  | Humidifier, Heated |  | 241-03144 | 241-03144 | TMC | MHHS-Others | TIRR-Respiratory | Respiratory storage | 4/1/19 |  | 4/1/20 |  | HUMIDIFIERS | Humidifier, Heated | HUMIDIFIERHEATED-FisherPaykel-MR850JHU | HUMIDIFIERHEATED | MR850JHU |  |  |  | FisherPaykel | Humidifier, Heated |  | HUMIDIFIERHEATED-FisherPaykel-MR850JHU |  |  |  | HH-A | Covered PM Repair - Biomedical | MHHS-TIRR | [8 empty] | HUMIDIFIERHEATED | Humidifier, Heated | FisherPaykel
NO | YES |  |  |  |  | 069-44696 | Fisher | MR850JHU |  |  | TMC-Respiratory-Adult | MHHS-TMC |  | Humidifier, Heated |  |  | 069-44696 | TMC | MHHS-TMC | TMC-Respiratory-Adult | Dirty | 5/1/19 |  | 5/1/20 |  | HUMIDIFIERS |  | HUMIDIFIERHEATED-FisherPaykel-MR850JHU | HUMIDIFIERHEATED | MR850JHU |  |  |  | FisherPaykel | Humidifier, Heated |  | HUMIDIFIERHEATED-FisherPaykel-MR850JHU |  | 1/1/00 |  |  | Covered PM Repair - Biomedical | MHHS-TMC
NO | YES | Asset Tag 150513246370 |  |  |  |  | Fisher | MR850JHU |  |  | (null) | MHHS-TMC |  | Humidifier, Heated |  |  |  | (null) | (null) | (null) | (null) | (null) |  | (null) | (null) | HUMIDIFIERS |  | HUMIDIFIERHEATED-FisherPaykel-MR850JHU | HUMIDIFIERHEATED | MR850JHU |  |  |  | FisherPaykel | Humidifier, Heated |  | HUMIDIFIERHEATED-FisherPaykel-MR850JHU |  |  |  |  | Covered PM Repair - Biomedical | MHHS-TMC
NO | YES |  |  |  |  | 099-09586 | Fisher | MR850JHU |  |  | TMC-Respiratory-Pedi | MHHS-TMC |  | Humidifier, Heated |  |  | 099-09586 | TMC | MHHS-TMC | TMC-Respiratory-Pedi | TMC - RESPIRATORY - PEDI | 5/1/19 |  | 5/1/20 |  | HUMIDIFIERS |  | HUMIDIFIERHEATED-FisherPaykel-MR850JHU | HUMIDIFIERHEATED | MR850JHU |  |  |  | FisherPaykel | Humidifier, Heated |  | HUMIDIFIERHEATED-FisherPaykel-MR850JHU |  |  |  |  | Covered PM Repair - Biomedical | MHHS-TMC
NO | YES |  |  |  |  | 069-44695 | Fisher | MR850JHU |  |  | TMC-Respiratory-Adult | MHHS-TMC |  | Humidifier, Heated |  |  | 069-44695 | TMC | MHHS-TMC | TMC-Respiratory-Adult | Dirty | 5/1/19 |  | 5/1/20 |  | HUMIDIFIERS |  | HUMIDIFIERHEATED-FisherPaykel-MR850JHU | HUMIDIFIERHEATED | MR850JHU |  |  |  | FisherPaykel | Humidifier, Heated |  | HUMIDIFIERHEATED-FisherPaykel-MR850JHU |  | 1/1/18 |  |  | Covered PM Repair - Biomedical | MHHS-TMC
NO | YES | Asset Tag 069-45362 |  |  | 069-45362 | 069-45362 | Fisher | MR850JHU |  |  | (null) | MHHS-TMC |  | Humidifier, Heated |  | 069-45362 | 069-45362 | (null) | MHHS-TMC | (null) | (null) |  |  |  | (null) | HUMIDIFIERS |  | HUMIDIFIERHEATED-FisherPaykel-MR850JHU | HUMIDIFIERHEATED | MR850JHU |  |  |  | FisherPaykel | Humidifier, Heated |  | HUMIDIFIERHEATED-FisherPaykel-MR850JHU |  |  |  |  | Covered PM Repair - Biomedical | MHHS-TMC
NO | YES |  |  |  |  | 069-44693 | Fisher | MR850JHU |  |  | TMC-Respiratory-Adult | MHHS-TMC |  | Humidifier, Heated |  |  | 069-44693 | TMC | MHHS-TMC | TMC-Respiratory-Adult | Dirty | 5/1/19 |  | 5/1/20 |  | HUMIDIFIERS |  | HUMIDIFIERHEATED-FisherPaykel-MR850JHU | HUMIDIFIERHEATED | MR850JHU |  |  |  | FisherPaykel | Humidifier, Heated |  | HUMIDIFIERHEATED-FisherPaykel-MR850JHU |  |  |  |  | Covered PM Repair - Biomedical | MHHS-TMC
NO | YES |  |  |  |  | 069-44692 | Fisher | MR850JHU |  |  | TMC-Respiratory-Adult | MHHS-TMC |  | Humidifier, Heated |  |  | 069-44692 | TMC | MHHS-TMC | TMC-Respiratory-Adult | Dirty | 5/1/19 |  | 5/1/20 |  | HUMIDIFIERS |  | HUMIDIFIERHEATED-FisherPaykel-MR850JHU | HUMIDIFIERHEATED | MR850JHU |  |  |  | FisherPaykel | Humidifier, Heated |  | HUMIDIFIERHEATED-FisherPaykel-MR850JHU |  |  |  |  | Covered PM Repair - Biomedical | MHHS-TMC
NO | YES |  |  |  |  | 099-09266 | Fisher | MR850JHU |  |  | TMC-Cullen-MICU (2C) | MHHS-TMC |  | Humidifier, Heated |  |  | 099-09266 | TMC | MHHS-TMC | TMC-Cullen-MICU (2C) | Dirty equipment processing R530 | 5/1/19 |  | 5/1/20 |  | HUMIDIFIERS |  | HUMIDIFIERHEATED-FisherPaykel-MR850JHU | HUMIDIFIERHEATED | MR850JHU |  |  |  | FisherPaykel | Humidifier, Heated |  | HUMIDIFIERHEATED-FisherPaykel-MR850JHU |  | 11/1/17 |  |  | Covered PM Repair - Biomedical | MHHS-TMC
NO | YES |  |  |  |  | 099-09263 | Fisher | MR850JHU |  |  | TMC-Cullen-MICU (2C) | MHHS-TMC |  | Humidifier, Heated |  |  | 099-09263 | TMC | MHHS-TMC | TMC-Cullen-MICU (2C) | Dirty equipment processing R530 | 5/1/19 |  | 5/1/20 |  | HUMIDIFIERS |  | HUMIDIFIERHEATED-FisherPaykel-MR850JHU | HUMIDIFIERHEATED | MR850JHU |  |  |  | FisherPaykel | Humidifier, Heated |  | HUMIDIFIERHEATED-FisherPaykel-MR850JHU |  | 4/1/17 |  |  | Covered PM Repair - Biomedical | MHHS-TMC
NO | YES |  |  |  |  | 069-44694 | Fisher | MR850JHU |  |  | TMC-Respiratory-Adult | MHHS-TMC |  | Humidifier, Heated |  |  | 069-44694 | TMC | MHHS-TMC | TMC-Respiratory-Adult | Dirty | 5/1/19 |  | 5/1/20 |  | HUMIDIFIERS |  | HUMIDIFIERHEATED-FisherPaykel-MR850JHU | HUMIDIFIERHEATED | MR850JHU |  |  |  | FisherPaykel | Humidifier, Heated |  | HUMIDIFIERHEATED-FisherPaykel-MR850JHU |  |  |  |  | Covered PM Repair - Biomedical | MHHS-TMC
NO | YES |  |  |  |  | 069-44691 | Fisher | MR850JHU |  |  | TMC-Respiratory-Adult | MHHS-TMC |  | Humidifier, Heated |  |  | 069-44691 | TMC | MHHS-TMC | TMC-Respiratory-Adult | Dirty | 5/1/19 |  | 5/1/20 |  | HUMIDIFIERS |  | HUMIDIFIERHEATED-FisherPaykel-MR850JHU | HUMIDIFIERHEATED | MR850JHU |  |  |  | FisherPaykel | Humidifier, Heated |  | HUMIDIFIERHEATED-FisherPaykel-MR850JHU |  | 1/10/16 |  |  | Covered PM Repair - Biomedical | MHHS-TMC
NO | YES | Asset Tag 150513246370 |  |  |  | 099-09265 | Fisher | MR850JHU |  |  | TMC-Cullen-MICU (2C) | MHHS-TMC |  | Humidifier, Heated |  |  | 099-09265 | TMC | MHHS-TMC | TMC-Cullen-MICU (2C) | Dirty equipment processing R530 | 5/1/19 |  | 5/1/20 |  | HUMIDIFIERS |  | HUMIDIFIERHEATED-FisherPaykel-MR850JHU | HUMIDIFIERHEATED | MR850JHU |  |  |  | FisherPaykel | Humidifier, Heated |  | HUMIDIFIERHEATED-FisherPaykel-MR850JHU |  |  |  |  | Covered PM Repair - Biomedical | MHHS-TMC
NO | YES |  |  |  |  | 099-09587 | Fisher | MR850JHU |  |  | TMC-Respiratory-Adult | MHHS-TMC |  | Humidifier, Heated |  |  | 099-09587 | TMC | MHHS-TMC | TMC-Respiratory-Adult | TMC - RESPIRATORY - ADULT | 5/1/19 |  | 5/1/20 |  | HUMIDIFIERS |  | HUMIDIFIERHEATED-FisherPaykel-MR850JHU | HUMIDIFIERHEATED | MR850JHU |  |  |  | FisherPaykel | Humidifier, Heated |  | HUMIDIFIERHEATED-FisherPaykel-MR850JHU |  | 7/1/21 |  |  | No Coverage Specified | MHHS-TMC
NO | YES | [5 empty] | Fisher | MR850JHU |  |  | TMC-Cullen-MICU (2C) | MHHS-TMC |  | Humidifier, Heated |  |  |  | TMC | MHHS-TMC | TMC-Cullen-MICU (2C) | Dirty equipment processing R530 | 5/1/19 |  | 5/1/20 |  | HUMIDIFIERS |  | HUMIDIFIERHEATED-FisherPaykel-MR850JHU | HUMIDIFIERHEATED | MR850JHU |  |  |  | FisherPaykel | Humidifier, Heated |  | HUMIDIFIERHEATED-FisherPaykel-MR850JHU |  |  |  |  | Covered PM Repair - Biomedical | MHHS-TMC
NO | YES |  |  |  |  | 099-09588 | Fisher | MR850JHU |  |  | TMC-Respiratory-Adult | MHHS-TMC |  | Humidifier, Heated |  |  | 099-09588 | TMC | MHHS-TMC | TMC-Respiratory-Adult | TMC - RESPIRATORY - ADULT | 6/1/19 |  | 6/1/20 |  | HUMIDIFIERS |  | HUMIDIFIERHEATED-FisherPaykel-MR850JHU | HUMIDIFIERHEATED | MR850JHU |  |  |  | FisherPaykel | Humidifier, Heated |  | HUMIDIFIERHEATED-FisherPaykel-MR850JHU |  | 12/2/19 |  |  | Covered PM Repair - Biomedical | MHHS-TMC
NO | YES |  |  |  |  | 099-09264 | Fisher | MR850JHU |  |  | TMC-Cullen-MICU (2C) | MHHS-TMC |  | Humidifier, Heated |  |  | 099-09264 | TMC | MHHS-TMC | TMC-Cullen-MICU (2C) | Dirty equipment processing R530 | 5/1/19 |  | 5/1/20 |  | HUMIDIFIERS |  | HUMIDIFIERHEATED-FisherPaykel-MR850JHU | HUMIDIFIERHEATED | MR850JHU |  |  |  | FisherPaykel | Humidifier, Heated |  | HUMIDIFIERHEATED-FisherPaykel-MR850JHU |  | 9/1/20 |  |  | Not Covered Vendor Only - Biomedical | MHHS-TMC
NO | YES |  |  |  | 029-10285 | 029-10285 | Fisher | MR850JHU |  |  | Woodlands-PCU6 | MHHS-Woodlands |  | Humidifier, Heated |  | 029-10285 | 029-10285 | Woodlands | MHHS-Woodlands | Woodlands-PCU6 | Nurse Station | 4/1/19 |  | 4/1/20 |  | HUMIDIFIERS | Humidifier, Heated | HUMIDIFIERHEATED-FisherPaykel-MR850JHU | HUMIDIFIERHEATED | MR850JHU |  |  |  | FisherPaykel | Humidifier, Heated |  | HUMIDIFIERHEATED-FisherPaykel-MR850JHU |  |  |  | HH-A | Covered PM Repair - Biomedical | MHHS-Woodlands | [8 empty] | HUMIDIFIERHEATED | Humidifier, Heated | FisherPaykel
NO | YES |  |  |  | 029-10286 | 029-10286 | Fisher | MR850JHU |  |  | Woodlands-Respiratory | MHHS-Woodlands |  | Humidifier, Heated |  | 029-10286 | 029-10286 | Woodlands | MHHS-Woodlands | Woodlands-Respiratory | Nicu storage | 5/1/19 |  | 5/1/20 |  | HUMIDIFIERS | Humidifier, Heated | HUMIDIFIERHEATED-FisherPaykel-MR850JHU | HUMIDIFIERHEATED | MR850JHU |  |  |  | FisherPaykel | Humidifier, Heated |  | HUMIDIFIERHEATED-FisherPaykel-MR850JHU |  |  |  | HH-A | Covered PM Repair - Biomedical | MHHS-Woodlands | [8 empty] | HUMIDIFIERHEATED | Humidifier, Heated | FisherPaykel
NO | YES |  |  |  | 029-10287 | 029-10287 | Fisher | MR850JHU |  |  | Woodlands-Cardiopulmonary | MHHS-Woodlands |  | Humidifier, Heated |  | 029-10287 | 029-10287 | Woodlands | MHHS-Woodlands | Woodlands-Cardiopulmonary | Cardio pulmonary storage | 4/1/19 |  | 4/1/20 |  | HUMIDIFIERS | Humidifier, Heated | HUMIDIFIERHEATED-FisherPaykel-MR850JHU | HUMIDIFIERHEATED | MR850JHU |  |  |  | FisherPaykel | Humidifier, Heated |  | HUMIDIFIERHEATED-FisherPaykel-MR850JHU |  |  |  | HH-A | Rounds - Fixed | MHHS-Woodlands | [8 empty] | HUMIDIFIERHEATED | Humidifier, Heated | FisherPaykel
NO | YES |  |  |  | 029-10291 | 029-10291 | Fisher | MR850JHU |  |  | Woodlands-Cardiopulmonary | MHHS-Woodlands |  | Humidifier, Heated |  | 029-10291 | 029-10291 | Woodlands | MHHS-Woodlands | Woodlands-Cardiopulmonary | Cardio pulmonary storage | 4/1/19 |  | 4/1/20 |  | HUMIDIFIERS | Humidifier, Heated | HUMIDIFIERHEATED-FisherPaykel-MR850JHU | HUMIDIFIERHEATED | MR850JHU |  |  |  | FisherPaykel | Humidifier, Heated |  | HUMIDIFIERHEATED-FisherPaykel-MR850JHU |  |  |  | HH-A | Covered PM Repair - Biomedical | MHHS-Woodlands | [8 empty] | HUMIDIFIERHEATED | Humidifier, Heated | FisherPaykel
NO | YES |  |  |  | 029-10292 | 029-10292 | Fisher | MR850JHU |  |  | Woodlands-Respiratory | MHHS-Woodlands |  | Humidifier, Heated |  | 029-10292 | 029-10292 | Woodlands | MHHS-Woodlands | Woodlands-Respiratory | Nicu storage room | 4/1/19 |  | 4/1/20 |  | HUMIDIFIERS | Humidifier, Heated | HUMIDIFIERHEATED-FisherPaykel-MR850JHU | HUMIDIFIERHEATED | MR850JHU |  |  |  | FisherPaykel | Humidifier, Heated |  | HUMIDIFIERHEATED-FisherPaykel-MR850JHU |  |  |  | HH-A | Covered PM Repair - Biomedical | MHHS-Woodlands | [8 empty] | HUMIDIFIERHEATED | Humidifier, Heated | FisherPaykel
NO | YES |  |  |  | 029-10426 | 029-10426 | Fisher | MR850JHU |  |  | Woodlands-Cardiopulmonary | MHHS-Woodlands |  | Humidifier, Heated |  | 029-10426 | 029-10426 | Woodlands | MHHS-Woodlands | Woodlands-Cardiopulmonary | Cardio pulmonary storage | 4/1/19 |  | 4/1/20 |  | HUMIDIFIERS | Humidifier, Heated | HUMIDIFIERHEATED-FisherPaykel-MR850JHU | HUMIDIFIERHEATED | MR850JHU |  |  |  | FisherPaykel | Humidifier, Heated |  | HUMIDIFIERHEATED-FisherPaykel-MR850JHU |  |  |  | HH-A | Covered PM Repair - Biomedical | MHHS-Woodlands | [8 empty] | HUMIDIFIERHEATED | Humidifier, Heated | FisherPaykel
NO | YES |  |  |  | 029-10431 | 029-10431 | Fisher | MR850JHU |  |  | Woodlands-Respiratory | MHHS-Woodlands |  | Humidifier, Heated |  | 029-10431 | 029-10431 | Woodlands | MHHS-Woodlands | Woodlands-Respiratory | Nicu storage | 4/1/19 |  | 4/1/20 |  | HUMIDIFIERS | Humidifier, Heated | HUMIDIFIERHEATED-FisherPaykel-MR850JHU | HUMIDIFIERHEATED | MR850JHU |  |  |  | FisherPaykel | Humidifier, Heated |  | HUMIDIFIERHEATED-FisherPaykel-MR850JHU |  | 8/1/15 |  | HH-A | Covered PM Repair - Biomedical | MHHS-Woodlands | [8 empty] | HUMIDIFIERHEATED | Humidifier, Heated | FisherPaykel
NO | YES |  |  |  | 029-10432 | 029-10432 | Fisher | MR850JHU |  |  | Woodlands-Respiratory | MHHS-Woodlands |  | Humidifier, Heated |  | 029-10432 | 029-10432 | Woodlands | MHHS-Woodlands | Woodlands-Respiratory |  | 5/1/19 |  | 5/1/20 |  | HUMIDIFIERS | Humidifier, Heated | HUMIDIFIERHEATED-FisherPaykel-MR850JHU | HUMIDIFIERHEATED | MR850JHU |  |  |  | FisherPaykel | Humidifier, Heated |  | HUMIDIFIERHEATED-FisherPaykel-MR850JHU |  |  |  | HH-A | Covered PM Repair - Biomedical | MHHS-Woodlands | [8 empty] | HUMIDIFIERHEATED | Humidifier, Heated | FisherPaykel
NO | YES |  |  |  | 029-10434 | 029-10434 | Fisher | MR850JHU |  |  | Woodlands-Respiratory | MHHS-Woodlands |  | Humidifier, Heated |  | 029-10434 | 029-10434 | Woodlands | MHHS-Woodlands | Woodlands-Respiratory | Nicu | 5/1/19 |  |  |  | HUMIDIFIERS | Humidifier, Heated | HUMIDIFIERHEATED-FisherPaykel-MR850JHU | HUMIDIFIERHEATED | MR850JHU |  |  |  | FisherPaykel | Humidifier, Heated |  | HUMIDIFIERHEATED-FisherPaykel-MR850JHU |  |  |  | HH-A | Covered PM Repair - Biomedical | MHHS-Woodlands | [8 empty] | HUMIDIFIERHEATED | Humidifier, Heated | FisherPaykel
NO | YES |  |  |  | 029-10436 | 029-10436 | Fisher | MR850JHU |  |  | Woodlands-Respiratory | MHHS-Woodlands |  | Humidifier, Heated |  | 029-10436 | 029-10436 | Woodlands | MHHS-Woodlands | Woodlands-Respiratory | NICU | 5/1/19 |  | 5/1/20 |  | HUMIDIFIERS | Humidifier, Heated | HUMIDIFIERHEATED-FisherPaykel-MR850JHU | HUMIDIFIERHEATED | MR850JHU |  |  |  | FisherPaykel | Humidifier, Heated |  | HUMIDIFIERHEATED-FisherPaykel-MR850JHU |  |  |  | HH-A | Covered PM Repair - Biomedical | MHHS-Woodlands | [8 empty] | HUMIDIFIERHEATED | Humidifier, Heated | FisherPaykel
NO | YES |  |  |  | 029-10437 | 029-10437 | Fisher | MR850JHU |  |  | Woodlands-Respiratory | MHHS-Woodlands |  | Humidifier, Heated |  | 029-10437 | 029-10437 | Woodlands | MHHS-Woodlands | Woodlands-Respiratory | SICU hallway | 6/1/19 |  | 6/1/20 |  | HUMIDIFIERS | Humidifier, Heated | HUMIDIFIERHEATED-FisherPaykel-MR850JHU | HUMIDIFIERHEATED | MR850JHU |  |  |  | FisherPaykel | Humidifier, Heated |  | HUMIDIFIERHEATED-FisherPaykel-MR850JHU |  |  |  | HH-A | Covered PM Repair - Biomedical | MHHS-Woodlands | [8 empty] | HUMIDIFIERHEATED | Humidifier, Heated | FisherPaykel
NO | YES |  |  |  | 029-10438 | 029-10438 | Fisher | MR850JHU |  |  | Woodlands-Respiratory | MHHS-Woodlands |  | Humidifier, Heated |  | 029-10438 | 029-10438 | Woodlands | MHHS-Woodlands | Woodlands-Respiratory | Nicu storage room | 4/1/19 |  | 4/1/20 |  | HUMIDIFIERS | Humidifier, Heated | HUMIDIFIERHEATED-FisherPaykel-MR850JHU | HUMIDIFIERHEATED | MR850JHU |  |  |  | FisherPaykel | Humidifier, Heated |  | HUMIDIFIERHEATED-FisherPaykel-MR850JHU |  |  |  | HH-A | Covered PM Repair - Biomedical | MHHS-Woodlands | [8 empty] | HUMIDIFIERHEATED | Humidifier, Heated | FisherPaykel
NO | YES |  |  |  | 029-10439 | 029-10439 | Fisher | MR850JHU |  |  | Woodlands-Respiratory | MHHS-Woodlands |  | Humidifier, Heated |  | 029-10439 | 029-10439 | Woodlands | MHHS-Woodlands | Woodlands-Respiratory | Nicu storage | 4/1/19 |  | 4/1/20 |  | HUMIDIFIERS | Humidifier, Heated | HUMIDIFIERHEATED-FisherPaykel-MR850JHU | HUMIDIFIERHEATED | MR850JHU |  |  |  | FisherPaykel | Humidifier, Heated |  | HUMIDIFIERHEATED-FisherPaykel-MR850JHU |  |  |  | HH-A | Covered PM Repair - Biomedical | MHHS-Woodlands | [8 empty] | HUMIDIFIERHEATED | Humidifier, Heated | FisherPaykel
NO | YES |  |  |  | 029-10441 | 029-10441 | Fisher | MR850JHU |  |  | Woodlands-Respiratory | MHHS-Woodlands |  | Humidifier, Heated |  | 029-10441 | 029-10441 | Woodlands | MHHS-Woodlands | Woodlands-Respiratory | Room 110 | 4/1/19 |  | 4/1/20 |  | HUMIDIFIERS | Humidifier, Heated | HUMIDIFIERHEATED-FisherPaykel-MR850JHU | HUMIDIFIERHEATED | MR850JHU |  |  |  | FisherPaykel | Humidifier, Heated |  | HUMIDIFIERHEATED-FisherPaykel-MR850JHU |  |  |  | HH-A | Covered PM Repair - Biomedical | MHHS-Woodlands | [8 empty] | HUMIDIFIERHEATED | Humidifier, Heated | FisherPaykel
NO | YES |  |  |  | 029-10442 | 029-10442 | Fisher | MR850JHU |  |  | Woodlands-Respiratory | MHHS-Woodlands |  | Humidifier, Heated |  | 029-10442 | 029-10442 | Woodlands | MHHS-Woodlands | Woodlands-Respiratory | Nicu storage room | 4/1/19 |  | 4/1/20 |  | HUMIDIFIERS | Humidifier, Heated | HUMIDIFIERHEATED-FisherPaykel-MR850JHU | HUMIDIFIERHEATED | MR850JHU |  |  |  | FisherPaykel | Humidifier, Heated |  | HUMIDIFIERHEATED-FisherPaykel-MR850JHU |  |  |  | HH-A | Covered PM Repair - Biomedical | MHHS-Woodlands | [8 empty] | HUMIDIFIERHEATED | Humidifier, Heated | FisherPaykel
NO | YES |  |  |  | 029-10443 | 029-10443 | Fisher | MR850JHU |  |  | Woodlands-Respiratory | MHHS-Woodlands |  | Humidifier, Heated |  | 029-10443 | 029-10443 | Woodlands | MHHS-Woodlands | Woodlands-Respiratory | Respiratory Equipment Storage - N1 105 | 4/1/19 |  | 4/1/20 |  | HUMIDIFIERS | Humidifier, Heated | HUMIDIFIERHEATED-FisherPaykel-MR850JHU | HUMIDIFIERHEATED | MR850JHU |  |  |  | FisherPaykel | Humidifier, Heated |  | HUMIDIFIERHEATED-FisherPaykel-MR850JHU |  |  |  | HH-A | Covered PM Repair - Biomedical | MHHS-Woodlands | [8 empty] | HUMIDIFIERHEATED | Humidifier, Heated | FisherPaykel
NO | YES |  |  |  | 029-10444 | 029-10444 | Fisher | MR850JHU |  |  | Woodlands-PCU6 | MHHS-Woodlands |  | Humidifier, Heated |  | 029-10444 | 029-10444 | Woodlands | MHHS-Woodlands | Woodlands-PCU6 | Nurse Station | 6/1/19 |  | 6/1/20 |  | HUMIDIFIERS | Humidifier, Heated | HUMIDIFIERHEATED-FisherPaykel-MR850JHU | HUMIDIFIERHEATED | MR850JHU |  |  |  | FisherPaykel | Humidifier, Heated |  | HUMIDIFIERHEATED-FisherPaykel-MR850JHU |  |  |  | HH-A | Covered PM Repair - Biomedical | MHHS-Woodlands | [8 empty] | HUMIDIFIERHEATED | Humidifier, Heated | FisherPaykel
NO | YES |  |  |  | 029-10445 | 029-10445 | Fisher | MR850JHU |  |  | Woodlands-Respiratory | MHHS-Woodlands |  | Humidifier, Heated |  | 029-10445 | 029-10445 | Woodlands | MHHS-Woodlands | Woodlands-Respiratory | Nicu storage | 3/1/18 |  | 5/1/20 |  | HUMIDIFIERS | Humidifier, Heated | HUMIDIFIERHEATED-FisherPaykel-MR850JHU | HUMIDIFIERHEATED | MR850JHU |  |  |  | FisherPaykel | Humidifier, Heated |  | HUMIDIFIERHEATED-FisherPaykel-MR850JHU |  |  |  | HH-A | Covered PM Repair - Biomedical | MHHS-Woodlands | [8 empty] | HUMIDIFIERHEATED | Humidifier, Heated | FisherPaykel
NO | YES |  |  |  | 029-10446 | 029-10446 | Fisher | MR850JHU |  |  | Woodlands-Cardiopulmonary | MHHS-Woodlands |  | Humidifier, Heated |  | 029-10446 | 029-10446 | Woodlands | MHHS-Woodlands | Woodlands-Cardiopulmonary | Cardio pulmonary storage | 4/1/19 |  | 4/1/20 |  | HUMIDIFIERS | Humidifier, Heated | HUMIDIFIERHEATED-FisherPaykel-MR850JHU | HUMIDIFIERHEATED | MR850JHU |  |  |  | FisherPaykel | Humidifier, Heated |  | HUMIDIFIERHEATED-FisherPaykel-MR850JHU |  |  |  | HH-A | Covered PM Repair - Biomedical | MHHS-Woodlands | [8 empty] | HUMIDIFIERHEATED | Humidifier, Heated | FisherPaykel
NO | YES |  |  |  | 029-10447 | 029-10447 | Fisher | MR850JHU |  |  | Woodlands-Respiratory | MHHS-Woodlands |  | Humidifier, Heated |  | 029-10447 | 029-10447 | Woodlands | MHHS-Woodlands | Woodlands-Respiratory |  | 6/1/18 |  | 1/1/21 |  | HUMIDIFIERS | Humidifier, Heated | HUMIDIFIERHEATED-FisherPaykel-MR850JHU | HUMIDIFIERHEATED | MR850JHU |  |  |  | FisherPaykel | Humidifier, Heated |  | HUMIDIFIERHEATED-FisherPaykel-MR850JHU |  |  |  | HH-A | Covered PM Repair - Biomedical | MHHS-Woodlands | [8 empty] | HUMIDIFIERHEATED | Humidifier, Heated | FisherPaykel
NO | YES |  |  |  | 029-10449 | 029-10449 | Fisher | MR850JHU |  |  | Woodlands-Respiratory | MHHS-Woodlands |  | Humidifier, Heated |  | 029-10449 | 029-10449 | Woodlands | MHHS-Woodlands | Woodlands-Respiratory | Nicu storage | 4/1/19 |  | 4/1/20 |  | HUMIDIFIERS | Humidifier, Heated | HUMIDIFIERHEATED-FisherPaykel-MR850JHU | HUMIDIFIERHEATED | MR850JHU |  |  |  | FisherPaykel | Humidifier, Heated |  | HUMIDIFIERHEATED-FisherPaykel-MR850JHU |  |  |  | HH-A | Covered PM Repair - Biomedical | MHHS-Woodlands | [8 empty] | HUMIDIFIERHEATED | Humidifier, Heated | FisherPaykel
NO | YES |  |  |  | 029-10450 | 029-10450 | Fisher | MR850JHU |  |  | Woodlands-Respiratory | MHHS-Woodlands |  | Humidifier, Heated |  | 029-10450 | 029-10450 | Woodlands | MHHS-Woodlands | Woodlands-Respiratory | Respiratory Equipment Storage - N1 105 | 4/1/19 |  | 4/1/20 |  | HUMIDIFIERS | Humidifier, Heated | HUMIDIFIERHEATED-FisherPaykel-MR850JHU | HUMIDIFIERHEATED | MR850JHU |  |  |  | FisherPaykel | Humidifier, Heated |  | HUMIDIFIERHEATED-FisherPaykel-MR850JHU |  | 9/1/17 |  | HH-A | Covered PM Repair - Biomedical | MHHS-Woodlands | [8 empty] | HUMIDIFIERHEATED | Humidifier, Heated | FisherPaykel
NO | YES |  |  |  | 029-10452 | 029-10452 | Fisher | MR850JHU |  |  | Woodlands-Respiratory | MHHS-Woodlands |  | Humidifier, Heated |  | 029-10452 | 029-10452 | Woodlands | MHHS-Woodlands | Woodlands-Respiratory | Respiratory Equipment Storage - N1 105 | 4/1/19 |  | 4/1/20 |  | HUMIDIFIERS | Humidifier, Heated | HUMIDIFIERHEATED-FisherPaykel-MR850JHU | HUMIDIFIERHEATED | MR850JHU |  |  |  | FisherPaykel | Humidifier, Heated |  | HUMIDIFIERHEATED-FisherPaykel-MR850JHU |  | 9/1/17 |  | HH-A | Covered PM Repair - Biomedical | MHHS-Woodlands | [8 empty] | HUMIDIFIERHEATED | Humidifier, Heated | FisherPaykel
NO | YES |  |  |  | 029-10454 | 029-10454 | Fisher | MR850JHU |  |  | Woodlands-Respiratory | MHHS-Woodlands |  | Humidifier, Heated |  | 029-10454 | 029-10454 | Woodlands | MHHS-Woodlands | Woodlands-Respiratory | Nicu storage | 6/1/19 |  | 6/1/20 |  | HUMIDIFIERS | Humidifier, Heated | HUMIDIFIERHEATED-FisherPaykel-MR850JHU | HUMIDIFIERHEATED | MR850JHU |  |  |  | FisherPaykel | Humidifier, Heated |  | HUMIDIFIERHEATED-FisherPaykel-MR850JHU |  | 9/1/17 |  | HH-A | Covered PM Repair - Biomedical | MHHS-Woodlands | [8 empty] | HUMIDIFIERHEATED | Humidifier, Heated | FisherPaykel
NO | YES |  |  |  | 029-10455 | 029-10455 | Fisher | MR850JHU |  |  | Woodlands-Respiratory | MHHS-Woodlands |  | Humidifier, Heated |  | 029-10455 | 029-10455 | Woodlands | MHHS-Woodlands | Woodlands-Respiratory | Nicu storage | 6/1/19 |  | 6/1/20 |  | HUMIDIFIERS | Humidifier, Heated | HUMIDIFIERHEATED-FisherPaykel-MR850JHU | HUMIDIFIERHEATED | MR850JHU |  |  |  | FisherPaykel | Humidifier, Heated |  | HUMIDIFIERHEATED-FisherPaykel-MR850JHU |  | 9/1/17 |  | HH-A | Covered PM Repair - Biomedical | MHHS-Woodlands | [8 empty] | HUMIDIFIERHEATED | Humidifier, Heated | FisherPaykel
NO | YES |  |  |  | 029-10456 | 029-10456 | Fisher | MR850JHU |  |  | Woodlands-Respiratory | MHHS-Woodlands |  | Humidifier, Heated |  | 029-10456 | 029-10456 | Woodlands | MHHS-Woodlands | Woodlands-Respiratory | Respiratory | 4/1/19 |  | 4/1/20 |  | HUMIDIFIERS | Humidifier, Heated | HUMIDIFIERHEATED-FisherPaykel-MR850JHU | HUMIDIFIERHEATED | MR850JHU |  |  |  | FisherPaykel | Humidifier, Heated |  | HUMIDIFIERHEATED-FisherPaykel-MR850JHU |  | 5/6/15 |  | HH-A | Covered PM Repair - Biomedical | MHHS-Woodlands | [8 empty] | HUMIDIFIERHEATED | Humidifier, Heated | FisherPaykel
NO | YES |  |  |  | 029-10457 | 029-10457 | Fisher | MR850JHU |  |  | Woodlands-Respiratory | MHHS-Woodlands |  | Humidifier, Heated |  | 029-10457 | 029-10457 | Woodlands | MHHS-Woodlands | Woodlands-Respiratory | PCU 6- room 225 | 5/1/19 |  | 5/1/20 |  | HUMIDIFIERS | Humidifier, Heated | HUMIDIFIERHEATED-FisherPaykel-MR850JHU | HUMIDIFIERHEATED | MR850JHU |  |  |  | FisherPaykel | Humidifier, Heated |  | HUMIDIFIERHEATED-FisherPaykel-MR850JHU |  | 5/6/15 |  | HH-A | Covered PM Repair - Biomedical | MHHS-Woodlands | [8 empty] | HUMIDIFIERHEATED | Humidifier, Heated | FisherPaykel
NO | YES |  |  |  | 029-10458 | 029-10458 | Fisher | MR850JHU |  |  | Woodlands-Cardiopulmonary | MHHS-Woodlands |  | Humidifier, Heated |  | 029-10458 | 029-10458 | Woodlands | MHHS-Woodlands | Woodlands-Cardiopulmonary | Cardio pulmonary storage | 5/1/19 |  | 5/1/20 |  | HUMIDIFIERS | Humidifier, Heated | HUMIDIFIERHEATED-FisherPaykel-MR850JHU | HUMIDIFIERHEATED | MR850JHU |  |  |  | FisherPaykel | Humidifier, Heated |  | HUMIDIFIERHEATED-FisherPaykel-MR850JHU |  | 5/6/15 |  | HH-A | Covered PM Repair - Biomedical | MHHS-Woodlands | [8 empty] | HUMIDIFIERHEATED | Humidifier, Heated | FisherPaykel
NO | YES |  |  |  | 029-10460 | 029-10460 | Fisher | MR850JHU |  |  | Woodlands-Respiratory | MHHS-Woodlands |  | Humidifier, Heated |  | 029-10460 | 029-10460 | Woodlands | MHHS-Woodlands | Woodlands-Respiratory | Respiratory Equipment Storage - N1 105 | 4/1/19 |  | 4/1/20 |  | HUMIDIFIERS | Humidifier, Heated | HUMIDIFIERHEATED-FisherPaykel-MR850JHU | HUMIDIFIERHEATED | MR850JHU |  |  |  | FisherPaykel | Humidifier, Heated |  | HUMIDIFIERHEATED-FisherPaykel-MR850JHU |  | 5/6/15 |  | HH-A | Covered PM Repair - Biomedical | MHHS-Woodlands | [8 empty] | HUMIDIFIERHEATED | Humidifier, Heated | FisherPaykel
NO | YES |  |  |  | 029-10462 | 029-10462 | Fisher | MR850JHU |  |  | Woodlands-Cardiopulmonary | MHHS-Woodlands |  | Humidifier, Heated |  | 029-10462 | 029-10462 | Woodlands | MHHS-Woodlands | Woodlands-Cardiopulmonary |  | 6/1/19 |  | 6/1/20 |  | HUMIDIFIERS | Humidifier, Heated | HUMIDIFIERHEATED-FisherPaykel-MR850JHU | HUMIDIFIERHEATED | MR850JHU |  |  |  | FisherPaykel | Humidifier, Heated |  | HUMIDIFIERHEATED-FisherPaykel-MR850JHU |  | 5/6/15 |  | HH-A | Covered PM Repair - Biomedical | MHHS-Woodlands | [8 empty] | HUMIDIFIERHEATED | Humidifier, Heated | FisherPaykel
NO | YES |  |  |  | 151-04972 | 151-04972 | Fisher | MR850JHU |  |  | CY-NICU |  |  |  |  | 151-04972 | 151-04972 | Northwest | MHHS-Cypress | CY-NICU | NICU 1 | 1/1/19 | 1/1/20
NO | YES |  |  |  | 151-05055 | 151-05055 | Fisher | MR850JHU | [7 empty] | 151-05055 | 151-05055 | Northwest | Memorial Hermann Cypress Hospital |  | Bio med shop | 2/1/20 | 2/1/20
NO | YES |  |  |  | 151-05056 | 151-05056 | Fisher | MR850JHU | [7 empty] | 151-05056 | 151-05056 | Northwest | Memorial Hermann Cypress Hospital |  | Bio med shop | 2/1/20 | 3/1/20
NO | YES |  |  |  | 151-03821 | 151-03821 | Fisher | MR850JHU | [7 empty] | 151-03821 | 151-03821 | Northwest | Memorial Hermann Cypress Hospital |  | Storage room in ER | 2/1/20 | 2/1/21
NO | YES |  |  |  | 151-04163 | 151-04163 | Fisher | MR850JHU |  |  | CY-Respiratory Care Services |  |  |  |  | 151-04163 | 151-04163 | Cypress | MHHS-Cypress | CY-Respiratory Care Services | Rt room on 3 | 1/1/20 | 1/1/21
YES | YES |  |  |  | 099-04048 | 099-04048 | Fisher | MR850JHU |  | 0109420012407290211506152524698b | Respiratory decontamination |  |  |  |  | 099-04048 | 099-04048 | Pearland | Memorial Hermann Pearland Hospital | Respiratory decontamination | Res store room | 5/1/19 | 5/1/20
YES | YES | Serial Number 9223372036854780000 |  |  | 099-04051 | 099-04051 | Fisher | MR850JHU |  |  | Respiratory decontamination |  |  |  |  | 099-04051 | 099-04051 | Pearland | Memorial Hermann Pearland Hospital | Respiratory decontamination | Res store room | 6/1/19 | 6/1/20
YES | YES | Serial Number 9223372036854780000 |  |  | 099-04050 | 099-04050 | Fisher | MR850JHU |  |  | Respiratory decontamination |  |  |  |  | 099-04050 | 099-04050 | Pearland | Memorial Hermann Pearland Hospital | Respiratory decontamination | Res store room | 6/1/19 | 6/1/20
YES | YES | Serial Number 9223372036854780000 |  |  | 099-04052 | 099-04052 | Fisher | MR850JHU |  |  | Respiratory decontamination |  |  |  |  | 099-04052 | 099-04052 | Pearland | Memorial Hermann Pearland Hospital | Respiratory decontamination | Res store room | 5/1/19 | 5/1/20
YES | YES |  |  |  | 099-04053 | 099-04053 | Fisher | MR850JHU |  | 0109420012407290211505122461001 we | Respiratory decontamination |  |  |  |  | 099-04053 | 099-04053 | Pearland | Memorial Hermann Pearland Hospital | Respiratory decontamination | Res store room | 5/1/18 | 5/1/19
NO | YES |  |  |  | 099-04547 | 099-04547 | Fisher | MR850JHU |  |  | Pearland-Respiratory Therapy |  |  |  |  | 099-04547 | 099-04547 | Pearland | MHHS-Pearland Hospital | Pearland-Respiratory Therapy | Icu hallway | 6/1/19 | 6/1/20
NO | YES |  |  |  | 099-04850 | 099-04850 | Fisher | MR850JHU |  |  | Pearland-Respiratory Therapy |  |  |  |  | 099-04850 | 099-04850 | Pearland | MHHS-Pearland Hospital | Pearland-Respiratory Therapy | RT | 4/1/19 | 4/1/20
NO | YES |  |  |  | 099-03051 | 099-03051 | Fisher | MR850JHU |  |  | Katy-Nursery |  |  |  |  | 099-03051 | 099-03051 | Katy | MHHS-Katy | Katy-Nursery | Nursery A | 4/1/19 | 4/1/20
NO | YES |  |  |  | 099-04938 | 099-04938 | Fisher | MR850JHU |  |  | Katy-Respiratory |  |  |  |  | 099-04938 | 099-04938 | Katy | Memorial Hermann Katy Hospital | Katy-Respiratory | Respiratory equipment room | 3/1/19 | 3/1/20
NO | YES |  |  |  | 099-04939 | 099-04939 | Fisher | MR850JHU |  |  | Katy-Respiratory |  |  |  |  | 099-04939 | 099-04939 | Katy | MHHS-Katy | Katy-Respiratory | ICU equipment storage | 3/1/19 | 3/1/20
YES | YES |  |  |  | 099-04940 | 099-04940 | Fisher | MR850JHU |  |  | Katy-Respiratory |  |  |  |  | 099-04940 | 099-04940 | Katy | MHHS-Katy | Katy-Respiratory | ICU equipment storage | 2/1/20 | 8/1/20
NO | YES |  |  |  | 099-04971 | 099-04971 | Fisher | MR850JHU |  |  | Katy-NICU |  |  |  |  | 099-04971 | 099-04971 | Katy | MHHS-Katy | Katy-NICU | Circumcision room 2 | 3/1/19 | 3/1/20
NO | YES |  |  |  | 099-04970 | 099-04970 | Fisher | MR850JHU |  |  | Katy-Respiratory |  |  |  |  | 099-04970 | 099-04970 | Katy | MHHS-Katy | Katy-Respiratory |  | 3/1/19 | 3/1/20
NO | YES |  |  |  | 099-04969 | 099-04969 | Fisher | MR850JHU |  |  | Katy-NICU |  |  |  |  | 099-04969 | 099-04969 | Katy | MHHS-Katy | Katy-NICU |  | 3/1/19 | 3/1/20
NO | YES |  |  |  | 099-00331 | 099-00331 | Fisher | MR850JHU |  |  | Katy-Biomedical Services |  |  |  |  | 099-00331 | 099-00331 | Katy | MHHS-Katy | Katy-Biomedical Services | Biomed shop
NO | YES |  |  |  | 099-00376 | 099-00376 | Fisher | MR850JHU |  |  | Katy-ER |  |  |  |  | 099-00376 | 099-00376 | Katy | MHHS-Katy | Katy-ER | EC 17 | 3/1/19 | 3/1/20
YES | YES |  |  |  | 129-01949 | 129-01949 | Fisher | MR850JHU |  |  | SUGAR LAND |  |  |  |  | 129-01949 | 129-01949 | Sugar Land | Memorial Hermann Sugar Land Hospital | SUGAR LAND | In Biomed Shop
YES | YES |  |  |  | 129-01956 | 129-01956 | Fisher | MR850JHU |  |  | Biomed |  |  |  |  | 129-01956 | 129-01956 | Sugar Land | Memorial Hermann Sugar Land Hospital | Biomed | Biomed | 9/1/14 | 9/1/15
YES | YES |  |  |  |  | 009-34195 | Fisher | MR850JHU |  |  | BIOMED | [5 empty] | 009-34195 | Central | Memorial Hermann Greater Heights Hospital | BIOMED | BIOMED
YES | YES |  |  |  | 009-34080 | 009-34080 | Fisher | MR850JHU |  |  | GH - RESPIRATORY |  |  |  |  | 009-34080 | 009-34080 | Central | Memorial Hermann Greater Heights Hospital | GH - RESPIRATORY | Respiratory
NO | YES |  |  |  | 009-34064 | 009-34064 | Fisher | MR850JHU |  |  | GH - RESPIRATORY |  |  |  |  | 009-34064 | 009-34064 |  |  | GH - RESPIRATORY | Storage room |  |  | 3/1/21
YES | YES |  |  |  | 009-34065 | 009-34065 | Fisher | MR850JHU |  |  | GH - RESPIRATORY |  |  |  |  | 009-34065 | 009-34065 |  |  | GH - RESPIRATORY | Storage room |  |  | 3/1/20
YES | YES | Serial Number 9223372036854780000 |  |  | 099-08608 | 099-08608 | Fisher | MR850JHU |  |  | Cath Lab |  |  |  |  | 099-08608 | 099-08608 | Central | Memorial Hermann Greater Heights Hospital | Cath Lab | Holding room 4 | 3/1/19 |  | 3/1/20
YES | YES |  |  |  | 099-10487 | 099-10487 | Fisher | MR850JHU |  |  | Respiratory |  |  |  |  | 099-10487 | 099-10487 | Southwest | Memorial Hermann Hospital - Southwest | Respiratory | 2nd Floor Respiratory
YES | YES |  |  |  | 000-03461 | 000-03461 | Fisher | MR850JHU |  |  | Floor 8 |  |  |  |  | 000-03461 | 000-03461 | Southwest | Memorial Hermann Southwest Hospital | Floor 8 | Floor 8
YES | YES |  |  |  | 099-10773 | 099-10773 | Fisher | MR850JHU |  |  | SW - RESPIRATORY |  |  |  |  | 099-10773 | 099-10773 | Southwest | Memorial Hermann Southwest Hospital | SW - RESPIRATORY | Room 828 | 6/1/19 |  | 6/1/20 | New Add
NO | YES |  |  |  | 000-03480 | 000-03480 | Fisher | MR850JHU |  |  | SW-NICU |  |  |  |  | 000-03480 | 000-03480 | Southwest | MHHS-Southwest | SW-NICU | Rm 45 | 4/1/19 |  | 4/1/20
YES | YES |  |  |  | 013-37635 | 013-37635 | Fisher | MR850JHU |  | 35B1500706 | SW - RESPIRATORY |  |  |  |  | 013-37635 | 013-37635 | Southwest | Memorial Hermann Southwest Hospital | SW - RESPIRATORY | NICU CLEAN EQUIP STORAGE | 5/1/18 |  | 3/1/20
YES | YES |  |  |  | 099-13816 | 099-13816 | Fisher | MR850JHU |  |  | SW - RESPIRATORY |  |  |  |  | 099-13816 | 099-13816 | Southwest | Memorial Hermann Southwest Hospital | SW - RESPIRATORY | NICU CLEAN EQUIP STORAGE
YES | YES | Serial Number Cnf |  |  | 099-13874 | 099-13874 | Fisher | MR850JHU |  | Cnf | SW - RESPIRATORY |  |  |  |  | 099-13874 | 099-13874 | Southwest | Memorial Hermann Southwest Hospital | SW - RESPIRATORY | NICU CLEAN EQUIP STORAGE | 6/1/19 |  | 6/1/20
YES | YES |  |  |  | 099-14060 | 099-14060 | Fisher | MR850JHU |  |  | SW - RESPIRATORY |  |  |  |  | 099-14060 | 099-14060 | Southwest | Memorial Hermann Southwest Hospital | SW - RESPIRATORY | Clean equipment in nicu
YES | YES |  |  |  | 000-03434 | 000-03434 | Fisher | MR850JHU |  |  | SW-NICU |  |  |  |  | 000-03434 | 000-03434 | Southwest | Memorial Hermann Southwest Hospital | SW-NICU | NICU
YES | YES |  |  |  | 099-12061 | 099-12061 | Fisher | MR850JHU |  |  | Biomed shop |  |  |  |  | 099-12061 | 099-12061 | TMC | Memorial Hermann-Texas Medical Center | Biomed shop | Biomed shop
YES | YES |  |  |  | 099-13297 | 099-13297 | Fisher | MR850JHU |  |  | Biomed Shop |  |  |  |  | 099-13297 | 099-13297 | TMC | Memorial Hermann-Texas Medical Center | Biomed Shop | Biomed Shop | 5/1/18 |  | 5/1/19
NO | YES |  |  |  | 099-13414 | 099-13414 | Fisher | MR850JHU |  |  | TMC-Respiratory-Adult |  |  |  |  | 099-13414 | 099-13414 | TMC | MHHS-TMC | TMC-Respiratory-Adult | Biomed Shop | 5/1/19 |  | 5/1/20 | New Add
NO | YES |  |  |  | 099-13415 | 099-13415 | Fisher | MR850JHU |  |  | TMC-Respiratory-Adult |  |  |  |  | 099-13415 | 099-13415 | TMC | MHHS-TMC | TMC-Respiratory-Adult | Biomed Shop | 5/1/19 |  | 5/1/20 | New Add
NO | YES |  |  |  | 099-13418 | 099-13418 | Fisher | MR850JHU |  |  | TMC-Respiratory-Adult |  |  |  |  | 099-13418 | 099-13418 | TMC | MHHS-TMC | TMC-Respiratory-Adult | Biomed Shop | 5/1/19 |  | 5/1/20 | New Add
NO | YES |  |  |  | 099-14466 | 099-14466 | Fisher | MR850JHU |  |  | Tmc |  |  |  |  | 099-14466 | 099-14466 | TMC | Memorial Hermann-Texas Medical Center | Tmc | Biomed Shop |  |  |  | No PM Sticker
NO | YES |  |  |  | 099-14465 | 099-14465 | Fisher | MR850JHU |  |  | Tmc |  |  |  |  | 099-14465 | 099-14465 | TMC | Memorial Hermann-Texas Medical Center | Tmc | Biomed Shop | 5/1/19 |  | 5/1/20
NO | YES |  |  |  | 099-14464 | 099-14464 | Fisher | MR850JHU |  |  | Tmc |  |  |  |  | 099-14464 | 099-14464 | TMC | Memorial Hermann-Texas Medical Center | Tmc | Biomed Shop | 3/1/18 |  | 3/1/19
NO | YES | Serial Number 150513246432 |  |  | 099-14463 | 099-14463 | Fisher | MR850JHU |  |  | Tmc |  |  |  |  | 099-14463 | 099-14463 | TMC | Memorial Hermann-Texas Medical Center | Tmc | Biomed Shop
NO | YES | Serial Number 150513246432 |  |  | 099-14491 | 099-14491 | Fisher | MR850JHU |  |  | Tmc |  |  |  |  | 099-14491 | 099-14491 | TMC | Memorial Hermann-Texas Medical Center | Tmc | Biomed Shop | 6/1/19 |  | 5/1/20
YES | YES |  |  |  | 000-03425 | 000-03425 | Fisher | MR850JHU |  |  | SW - NICU |  |  |  |  | 000-03425 | 000-03425 | Southwest | Memorial Hermann Southwest Hospital | SW - NICU | NICU Level 3
NO | YES |  |  |  |  | 013-12697 | Fisher | MR850JHU |  |  | SW-Respiratory | [5 empty] | 013-12697 | Southwest | MHHS-Southwest | SW-Respiratory | Nicu level 3 |  |  | 3/1/20 | In use
NO | YES |  |  |  | 099-12244 | 099-12244 | Fisher | MR850JHU |  |  | TMC-HVI-CCU (4Hvi) |  |  |  |  | 099-12244 | 099-12244 | TMC | MHHS-TMC | TMC-HVI-CCU (4Hvi) |  | 3/1/20
NO | YES |  |  |  | 099-12326 | 099-12326 | Fisher | MR850JHU |  |  | TMC-HVI-CCU (4Hvi) |  |  |  |  | 099-12326 | 099-12326 | TMC | MHHS-TMC | TMC-HVI-CCU (4Hvi) |  | 5/1/19 |  | 5/1/20
NO | YES |  |  |  | 099-13567 | 099-13567 | Fisher | MR850JHU |  |  | TMC-Respiratory-Adult |  |  |  |  | 099-13567 | 099-13567 | TMC | MHHS-TMC | TMC-Respiratory-Adult | ICU 510 | 5/1/19 |  | 5/1/20
YES | YES |  |  |  | 099-11766 | 099-11766 | Fisher | MR850JHU |  | Nsn | TMC - JONES - NEURO ICU (7J) |  |  |  |  | 099-11766 | 099-11766 |  | Memorial Hermann-tmc | TMC - JONES - NEURO ICU (7J) | J7 14 |  |  |  | In use on patient
NO | YES |  |  |  | 099-11365 | 099-11365 | Fisher | MR850JHU |  |  | Neuro ICU 7J |  |  |  |  | 099-11365 | 099-11365 | TMC | Memorial Hermann-Texas Medical Center | Neuro ICU 7J | Respiratory Closet
NO | YES |  |  |  | 069-44685 | 069-44685 | Fisher | MR850JHU |  |  | TMC-Sarofim 8-HVI ICU |  |  |  |  | 069-44685 | 069-44685 | TMC | MHHS-TMC | TMC-Sarofim 8-HVI ICU |  | 5/1/19 |  | 5/1/20
NO | YES |  |  |  | 069-44689 | 069-44689 | Fisher | MR850JHU |  |  | TMC-Respiratory-Adult |  |  |  |  | 069-44689 | 069-44689 | TMC | MHHS-TMC | TMC-Respiratory-Adult | R525 | 5/1/19 |  | 5/1/20
NO | YES |  |  |  | 069-44690 | 069-44690 | Fisher | MR850JHU |  |  | TMC-Respiratory-Adult |  |  |  |  | 069-44690 | 069-44690 | TMC | MHHS-TMC | TMC-Respiratory-Adult | R525 | 5/1/19 |  | 5/1/20
YES | YES | Serial Number 9223372036854780000 |  |  | 069-44802 | 069-44802 | Fisher | MR850JHU |  |  | TMC - RESPIRATORY - ADULT |  |  |  |  | 069-44802 | 069-44802 | TMC | Memorial Hermann-Texas Medical Center | TMC - RESPIRATORY - ADULT | RESPIRATORY - ADULT | 5/1/19 |  | 5/1/20
NO | YES |  |  |  | 099-09261 | 099-09261 | Fisher | MR850JHU |  |  | TMC-Cullen-MICU (2C) |  |  |  |  | 099-09261 | 099-09261 | TMC | MHHS-TMC | TMC-Cullen-MICU (2C) | Dirty equipment processing R530 | 6/1/19 |  | 6/1/20
NO | YES |  |  |  | 099-09262 | 099-09262 | Fisher | MR850JHU |  |  | TMC-Cullen-MICU (2C) |  |  |  |  | 099-09262 | 099-09262 | TMC | MHHS-TMC | TMC-Cullen-MICU (2C) | Dirty equipment processing R530 | 5/1/19 |  | 5/1/20
YES | YES |  |  |  | 069-44897 | 069-44897 | Fisher | MR850JHU |  |  | R5 respitory |  |  |  |  | 069-44897 | 069-44897 | TMC | Memorial Hermann-Texas Medical Center | R5 respitory | Storage | 5/1/19 |  | 5/1/20
YES | YES |  |  |  |  | 099-09267 | Fisher | MR850JHU |  |  | TMC - CULLEN - MICU (2C) | [5 empty] | 099-09267 | TMC | Memorial Hermann Texas Medical Center | TMC - CULLEN - MICU (2C) | Dirty equipment processing R530 | 5/1/19 |  | 5/1/20
YES | YES |  |  |  | 069-44894 | 069-44894 | Fisher | MR850JHU |  |  | R5 respitory |  |  |  |  | 069-44894 | 069-44894 | TMC | Memorial Hermann-Texas Medical Center | R5 respitory | Storage
NO | YES |  |  |  | 069-44911 | 069-44911 | Fisher | MR850JHU |  |  | TMC-Respiratory-Adult |  |  |  |  | 069-44911 | 069-44911 | TMC | MHHS-TMC | TMC-Respiratory-Adult | Respiratory 5th fl | 5/1/19 |  | 5/1/20
YES | YES |  |  |  | 069-44896 | 069-44896 | Fisher | MR850JHU |  |  | R5 respitory |  |  |  |  | 069-44896 | 069-44896 | TMC | Memorial Hermann-Texas Medical Center | R5 respitory | Storage
NO | YES |  |  |  | 099-09042 | 099-09042 | Fisher | MR850JHU |  |  | Storage Room |  |  |  |  | 099-09042 | 099-09042 | TMC | Memorial Hermann-Texas Medical Center | Storage Room | Conference room R526
YES | YES |  |  |  | 069-44881 | 069-44881 | Fisher | MR850JHU |  |  | R5 respitory |  |  |  |  | 069-44881 | 069-44881 | TMC | Memorial Hermann-Texas Medical Center | R5 respitory | Storage
NO | YES |  |  |  | 069-44886 | 069-44886 | Fisher | MR850JHU |  |  | TMC-Respiratory-Adult |  |  |  |  | 069-44886 | 069-44886 | TMC | MHHS-TMC | TMC-Respiratory-Adult | Respiratory 5th fl | 5/1/19 |  | 5/1/20
YES | YES |  |  |  | 069-44895 | 069-44895 | Fisher | MR850JHU |  |  | R5 respitory |  |  |  |  | 069-44895 | 069-44895 | TMC | Memorial Hermann-Texas Medical Center | R5 respitory | Storage | 5/1/19 |  | 5/1/20
YES | YES |  |  |  | 069-44860 | 069-44860 | Fisher | MR850JHU |  |  | R5 respitory |  |  |  |  | 069-44860 | 069-44860 | TMC | Memorial Hermann-Texas Medical Center | R5 respitory | Storage | 5/1/19 |  | 5/1/20
YES | YES |  |  |  | 069-44879 | 069-44879 | Fisher | MR850JHU |  |  | R5 respitory |  |  |  |  | 069-44879 | 069-44879 | TMC | Memorial Hermann-Texas Medical Center | R5 respitory | Storage | 5/1/19 |  | 5/1/20
YES | YES |  |  |  | 069-44883 | 069-44883 | Fisher | MR850JHU |  |  | Respiratory |  |  |  |  | 069-44883 | 069-44883 | TMC | Memorial Hermann Texas Medical Center | Respiratory | 5th floor respiratory | 5/1/19 |  | 5/1/20
NO | YES |  |  |  | 069-44908 | 069-44908 | Fisher | MR850JHU |  |  | Storage Room |  |  |  |  | 069-44908 | 069-44908 | TMC | Memorial Hermann-Texas Medical Center | Storage Room | Conference room R526
YES | YES |  |  |  | 069-44884 | 069-44884 | Fisher | MR850JHU |  |  | R5 respitory |  |  |  |  | 069-44884 | 069-44884 | TMC | Memorial Hermann-Texas Medical Center | R5 respitory | Storage | 5/1/19 |  | 5/1/20
NO | YES |  |  |  | 099-09043 | 099-09043 | Fisher | MR850JHU |  |  | Storage Room |  |  |  |  | 099-09043 | 099-09043 | TMC | Memorial Hermann-Texas Medical Center | Storage Room | Conference room R526
NO | YES |  |  |  | 069-44887 | 069-44887 | Fisher | MR850JHU |  |  | Respiratory |  |  |  |  | 069-44887 | 069-44887 | TMC | Memorial Hermann Texas Medical Center | Respiratory | 5th floor respiratory | 5/1/19 |  | 5/1/20
YES | YES |  |  |  | 069-44882 | 069-44882 | Fisher | MR850JHU |  |  | R5 respitory |  |  |  |  | 069-44882 | 069-44882 | TMC | Memorial Hermann-Texas Medical Center | R5 respitory | Storage | 5/1/19 |  | 5/1/20
YES | YES |  |  |  | 069-44885 | 069-44885 | Fisher | MR850JHU |  |  | R5 respitory |  |  |  |  | 069-44885 | 069-44885 | TMC | Memorial Hermann-Texas Medical Center | R5 respitory | Storage | 5/1/19 |  | 5/1/20
YES | YES |  |  |  | 069-44912 | 069-44912 | Fisher | MR850JHU |  |  | R5 respitory |  |  |  |  | 069-44912 | 069-44912 | TMC | Memorial Hermann-Texas Medical Center | R5 respitory | Storage | 5/1/19 |  | 5/1/20
NO | YES |  |  |  | 069-44862 | 069-44862 | Fisher | MR850JHU |  |  | R5 respitory |  |  |  |  | 069-44862 | 069-44862 | TMC | Memorial Hermann-Texas Medical Center | R5 respitory | Storage | 5/1/19 |  | 5/1/20
NO | YES |  |  |  | 069-44898 | 069-44898 | Fisher | MR850JHU |  |  | Storage Room |  |  |  |  | 069-44898 | 069-44898 | TMC | Memorial Hermann-Texas Medical Center | Storage Room | Conference room R526
NO | YES |  |  |  | 069-44803 | 069-44803 | Fisher | MR850JHU |  |  | Respiratory |  |  |  |  | 069-44803 | 069-44803 | TMC | Memorial Hermann Texas Medical Center | Respiratory | 5th floor respiratory | 5/1/19 |  | 5/1/20
YES | YES |  |  |  | 069-44865 | 069-44865 | Fisher | MR850JHU |  |  | R5 respitory |  |  |  |  | 069-44865 | 069-44865 | TMC | Memorial Hermann-Texas Medical Center | R5 respitory | Storage | 5/1/19 |  | 5/1/20
NO | YES |  |  |  | 069-44868 | 069-44868 | Fisher | MR850JHU |  |  | Respiratory |  |  |  |  | 069-44868 | 069-44868 | TMC | Memorial Hermann Texas Medical Center | Respiratory | 5th floor respiratory | 5/1/19 |  | 5/1/20
YES | YES |  |  |  | 069-44864 | 069-44864 | Fisher | MR850JHU |  |  | R5 respitory |  |  |  |  | 069-44864 | 069-44864 | TMC | Memorial Hermann-Texas Medical Center | R5 respitory | Storage | 5/1/19 |  | 5/1/20
NO | YES |  |  |  | 069-44861 | 069-44861 | Fisher | MR850JHU |  |  | Respiratory |  |  |  |  | 069-44861 | 069-44861 | TMC | Memorial Hermann Texas Medical Center | Respiratory | 5th floor respiratory | 5/1/19 |  | 5/1/20
NO | YES |  |  |  | 069-44866 | 069-44866 | Fisher | MR850JHU |  |  | R5 respitory |  |  |  |  | 069-44866 | 069-44866 | TMC | Memorial Hermann-Texas Medical Center | R5 respitory | Storage | 5/1/19 |  | 5/1/20
YES | YES |  |  |  | 069-44888 | 069-44888 | Fisher | MR850JHU |  | 1-505-122-4627 | Storage Room |  |  |  |  | 069-44888 | 069-44888 | TMC | Memorial Hermann-Texas Medical Center | Storage Room | Conference room R526
NO | YES |  |  |  | 069-44867 | 069-44867 | Fisher | MR850JHU |  |  | Respiratory |  |  |  |  | 069-44867 | 069-44867 | TMC | Memorial Hermann Texas Medical Center | Respiratory | 5th floor respiratory | 5/1/19 |  | 5/1/20
YES | YES |  |  |  | 069-44804 | 069-44804 | Fisher | MR850JHU |  |  | R5 respitory |  |  |  |  | 069-44804 | 069-44804 | TMC | Memorial Hermann-Texas Medical Center | R5 respitory | Storage | 5/1/19 |  | 5/1/20
NO | YES |  |  |  | 069-44869 | 069-44869 | Fisher | MR850JHU |  |  | Respiratory |  |  |  |  | 069-44869 | 069-44869 | TMC | Memorial Hermann Texas Medical Center | Respiratory | 5th floor respiratory | 5/1/19 |  | 5/1/20
YES | YES |  |  |  | 069-44863 | 069-44863 | Fisher | MR850JHU |  |  | R5 respitory |  |  |  |  | 069-44863 | 069-44863 | TMC | Memorial Hermann-Texas Medical Center | R5 respitory | Storage | 5/1/19 |  | 5/1/20
YES | YES |  |  |  | 069-44805 | 069-44805 | Fisher | MR850JHU |  |  | R5 respitory |  |  |  |  | 069-44805 | 069-44805 | TMC | Memorial Hermann-Texas Medical Center | R5 respitory | Storage | 5/1/19 |  | 5/1/20
NO | YES |  |  |  | 069-44812 | 069-44812 | Fisher | MR850JHU |  |  | R5 respitory |  |  |  |  | 069-44812 | 069-44812 | TMC | Memorial Hermann-Texas Medical Center | R5 respitory | Storage | 5/1/19 |  | 5/1/20
YES | YES |  |  |  | 069-44836 | 069-44836 | Fisher | MR850JHU |  |  | Storage Room |  |  |  |  | 069-44836 | 069-44836 | TMC | Memorial Hermann-Texas Medical Center | Storage Room | Conference room R526
YES | YES |  |  |  | 069-44815 | 069-44815 | Fisher | MR850JHU |  |  | R5 respitory |  |  |  |  | 069-44815 | 069-44815 | TMC | Memorial Hermann-Texas Medical Center | R5 respitory | Storage | 5/1/19 |  | 5/1/20
NO | YES |  |  |  | 069-44814 | 069-44814 | Fisher | MR850JHU |  |  | Respiratory |  |  |  |  | 069-44814 | 069-44814 | TMC | Memorial Hermann Texas Medical Center | Respiratory | 5th floor respiratory | 5/1/19 |  | 5/1/20
YES | YES |  |  |  | 069-44809 | 069-44809 | Fisher | MR850JHU |  |  | R5 respitory |  |  |  |  | 069-44809 | 069-44809 | TMC | Memorial Hermann-Texas Medical Center | R5 respitory | Storage | 5/1/19 |  | 5/1/20
NO | YES |  |  |  | 069-44837 | 069-44837 | Fisher | MR850JHU |  |  | Storage Room |  |  |  |  | 069-44837 | 069-44837 | TMC | Memorial Hermann-Texas Medical Center | Storage Room | Conference room R526
YES | YES |  |  |  | 069-44810 | 069-44810 | Fisher | MR850JHU |  |  | R5 respitory |  |  |  |  | 069-44810 | 069-44810 | TMC | Memorial Hermann-Texas Medical Center | R5 respitory | Storage | 5/1/19 |  | 5/1/20
NO | YES |  |  |  | 069-44813 | 069-44813 | Fisher | MR850JHU |  |  | Respiratory |  |  |  |  | 069-44813 | 069-44813 | TMC | Memorial Hermann Texas Medical Center | Respiratory | 5th floor respiratory | 5/1/19 |  | 5/1/20
NO | YES |  |  |  | 069-44838 | 069-44838 | Fisher | MR850JHU |  |  | Storage Room |  |  |  |  | 069-44838 | 069-44838 | TMC | Memorial Hermann-Texas Medical Center | Storage Room | Conference room R526
YES | YES |  |  |  | 069-44811 | 069-44811 | Fisher | MR850JHU |  | P150513246262 | R5 respitory |  |  |  |  | 069-44811 | 069-44811 | TMC | Memorial Hermann-Texas Medical Center | R5 respitory | Storage | 5/1/19 |  | 5/1/20
NO | YES |  |  |  | 069-44806 | 069-44806 | Fisher | MR850JHU |  |  | Respiratory |  |  |  |  | 069-44806 | 069-44806 | TMC | Memorial Hermann Texas Medical Center | Respiratory | 5th floor respiratory | 5/1/19 |  | 5/1/20
YES | YES |  |  |  | 099-09370 | 099-09370 | Fisher | MR850JHU |  |  | R5 respitory |  |  |  |  | 099-09370 | 099-09370 | TMC | Memorial Hermann-Texas Medical Center | R5 respitory | Storage | 5/1/19 |  | 5/1/20
NO | YES |  |  |  | 069-44807 | 069-44807 | Fisher | MR850JHU |  |  | Respiratory |  |  |  |  | 069-44807 | 069-44807 | TMC | Memorial Hermann Texas Medical Center | Respiratory | 5th floor respiratory | 5/1/19 |  | 5/1/20
NO | YES |  |  |  | 069-44808 | 069-44808 | Fisher | MR850JHU |  |  | Respiratory |  |  |  |  | 069-44808 | 069-44808 | TMC | Memorial Hermann Texas Medical Center | Respiratory | 5th floor respiratory | 5/1/19 |  | 5/1/20
YES | YES |  |  |  | 069-44831 | 069-44831 | Fisher | MR850JHU |  |  | R5 respitory |  |  |  |  | 069-44831 | 069-44831 | TMC | Memorial Hermann-Texas Medical Center | R5 respitory | Storage | 5/1/19 |  | 5/1/20
YES | YES |  |  |  | 069-44839 | 069-44839 | Fisher | MR850JHU |  | 1-505122-46119 | Storage Room |  |  |  |  | 069-44839 | 069-44839 | TMC | Memorial Hermann-Texas Medical Center | Storage Room | Conference room R526
YES | YES | Serial Number 9223372036854780000 |  |  | 099-06050 | 099-06050 | Fisher | MR850JHU |  |  | SE - EMERGENCY CENTER |  |  |  |  | 099-06050 | 099-06050 | Southeast | Memorial Hermann Southeast Hospital | SE - EMERGENCY CENTER | SE - EMERGENCY CENTER | 3/1/20 |  | 3/1/21
YES | YES | [5 empty] | Fisher | MR850JHU |  | 099-06625 | SE - RESPIRATORY | [6 empty] | Southeast | Memorial Hermann Southeast Hospital | SE - RESPIRATORY | Storage | 5/1/19 |  | 5/1/20
YES | YES |  |  |  | 099-06221 | 099-06221 | Fisher | MR850JHU |  | 1506122-52097 | SE - RESPIRATORY |  |  |  |  | 099-06221 | 099-06221 | Southeast | Memorial Hermann Southeast Hospital | SE - RESPIRATORY | Storage room | 5/1/19 |  | 5/1/20
YES | YES |  |  |  | 099-06223 | 099-06223 | Fisher | MR850JHU |  | 1506122-52079 | SE - RESPIRATORY |  |  |  |  | 099-06223 | 099-06223 | Southeast | Memorial Hermann Southeast Hospital | SE - RESPIRATORY | Storage room | 8/1/19 |  | 8/1/20
YES | YES | Serial Number 9223372036854780000 |  |  | 099-06358 | 099-06358 | Fisher | MR850JHU |  |  | SE - RESPIRATORY |  |  |  |  | 099-06358 | 099-06358 | Southeast | Memorial Hermann Southeast Hospital | SE - RESPIRATORY | RESPIRATORY | 11/1/19 |  | 11/1/20
YES | YES | [5 empty] | Fisher | MR850JHU |  |  | SE - RESPIRATORY | [6 empty] | Southeast | Memorial Hermann Southeast Hospital | SE - RESPIRATORY | Storage | 11/1/19 |  | 11/1/20
YES | YES | Serial Number 9223372036854780000 |  |  | 099-06707 | 099-06707 | Fisher | MR850JHU |  |  | SE - NICU |  |  |  |  | 099-06707 | 099-06707 | Southeast | Memorial Hermann Southeast Hospital | SE - NICU | Nursing | 5/1/19 |  | 5/1/20
YES | YES | Serial Number 9223372036854780000 |  |  | 099-06706 | 099-06706 | Fisher | MR850JHU |  |  | SE - NICU |  |  |  |  | 099-06706 | 099-06706 | Southeast | Memorial Hermann Southeast Hospital | SE - NICU | Nursing | 5/1/19 |  | 5/1/20
NO | YES |  |  |  | 099-06310 | 099-06310 | Fisher | MR850JHU |  |  | SE-Labor & Delivery |  |  |  |  | 099-06310 | 099-06310 | Southeast | MHHS-Southeast | SE-Labor & Delivery | Delivery OR 2 | 9/1/19 |  | 9/1/20
YES | YES |  |  |  | 099-06501 | 099-06501 | Fisher | MR850JHU |  | 1506122-52177 | SE- NICU |  |  |  |  | 099-06501 | 099-06501 | Southeast | Memorial Hermann Southeast Hospital | SE- NICU | E4 005.11A
YES | YES |  |  |  | 099-06447 | 099-06447 | Fisher | MR850JHU |  | 1506122-52285 | SE- NICU |  |  |  |  | 099-06447 | 099-06447 | Southeast | Memorial Hermann Southeast Hospital | SE- NICU | E4 005 | 10/1/19 |  | 10/1/20
NO | YES |  |  |  | 005-13194 | 005-13194 | Fisher | MR850JHU |  |  | MEMORIAL CITY - MHT - NICU |  |  |  |  | 005-13194 | 005-13194 | West | Memorial City-Memorial Hermann Hospital | MEMORIAL CITY - MHT - NICU | Biomed Shop |  |  |  |  | HUMIDIFIERS
NO | YES |  |  |  | 151-04196 | 151-04196 | Fisher | MR850JHU |  |  | Resperatory |  |  |  |  | 151-04196 | 151-04196 | Mem city | Memorial city - Memorial herman hospital | Resperatory | Resperatory |  |  |  |  | HUMIDIFIERS
YES | YES |  |  |  | 009-34795 | 009-34795 | Fisher | MR850JHU |  |  | GH - Nicu |  |  |  |  | 009-34795 | 009-34795 | Central | Memorial Hermann Greater Heights Hospital | GH - Nicu | Nicu
YES | YES |  |  |  | 009-33222 | 009-33222 | Fisher | MR850JHU |  |  | Gh-Respiratory therapy |  |  |  |  | 009-33222 | 009-33222 | Central | Memorial Hermann Greater Heights Hospital | Gh-Respiratory therapy | Respiratory therapy
YES | YES | [5 empty] | Fisher | MR850JHU |  |  | GH - RESPIRATORY | [6 empty] | Central | Central | GH - RESPIRATORY
NO | YES |  |  |  | 009-33220 | 009-33220 | Fisher | MR850JHU |  |  | Gh-Respiratory therapy |  |  |  |  | 009-33220 | 009-33220 | Central | Memorial Hermann Greater Heights Hospital | Gh-Respiratory therapy | Respiratory therapy
NO | YES |  |  |  | 151-01694 | 151-01694 | Fisher | NEOPUFF |  |  | CY - NICU | MHHS-Cypress |  | Resuscitator |  | 151-01694 | 151-01694 | Northwest | Cypress | CY - NICU | NICU 2 | 6/1/19 |  |  |  | RESUSCITATORS, PULMONARY | Resuscitator | RESUSCITATOR-FisherPaykel-Neopuff | RESUSCITATOR | Neopuff |  |  |  | FisherPaykel | Resuscitator |  | RESUSCITATOR-FisherPaykel-Neopuff |  | 5/10/14 |  |  | Covered PM Repair - Biomedical | MHHS-Cypress | [8 empty] | RESUSCITATOR | Resuscitator | FisherPaykel
NO | YES |  |  |  | 151-01695 | 151-01695 | Fisher | NEOPUFF |  |  | CY-NICU | MHHS-Cypress |  | Resuscitator |  | 151-01695 | 151-01695 | Northwest | MHHS-Cypress | CY-NICU | Nursery | 2/1/19 | 2/1/20 |  |  | RESUSCITATORS, PULMONARY | Resuscitator | RESUSCITATOR-FisherPaykel-Neopuff | RESUSCITATOR | Neopuff |  |  |  | FisherPaykel | Resuscitator |  | RESUSCITATOR-FisherPaykel-Neopuff |  | 5/10/14 |  |  | Covered PM Repair - Biomedical | MHHS-Cypress | [8 empty] | RESUSCITATOR | Resuscitator | FisherPaykel
NO | YES |  |  |  | 151-01697 | 151-01697 | Fisher | NEOPUFF |  |  | CY-NICU | MHHS-Cypress |  | Resuscitator |  | 151-01697 | 151-01697 | Northwest | MHHS-Cypress | CY-NICU | L | 2/1/19 | 2/1/20 |  |  | RESUSCITATORS, PULMONARY | Resuscitator | RESUSCITATOR-FisherPaykel-Neopuff | RESUSCITATOR | Neopuff |  |  |  | FisherPaykel | Resuscitator |  | RESUSCITATOR-FisherPaykel-Neopuff |  | 1/1/19 |  |  | Covered PM Repair - Biomedical | MHHS-Cypress | [8 empty] | RESUSCITATOR | Resuscitator | FisherPaykel
NO | YES |  |  |  | 151-01698 | 151-01698 | Fisher | NEOPUFF |  |  | CY-Central Supply | MHHS-Cypress |  | Resuscitator |  | 151-01698 | 151-01698 | Northwest | MHHS-Cypress | CY-Central Supply | NICU 1 | 6/1/19 | 6/1/20 |  |  | RESUSCITATORS, PULMONARY | Resuscitator | RESUSCITATOR-FisherPaykel-Neopuff | RESUSCITATOR | Neopuff |  |  |  | FisherPaykel | Resuscitator |  | RESUSCITATOR-FisherPaykel-Neopuff |  | 5/7/15 |  |  | Covered PM Repair - Biomedical | MHHS-Cypress | [8 empty] | RESUSCITATOR | Resuscitator | FisherPaykel
NO | YES |  |  |  | 151-01699 | 151-01699 | Fisher | NEOPUFF |  |  | CY-NICU | MHHS-Cypress |  | Resuscitator |  | 151-01699 | 151-01699 | Northwest | MHHS-Cypress | CY-NICU | Nicu 3 | 6/1/19 | 6/1/20 |  |  | RESUSCITATORS, PULMONARY | Resuscitator | RESUSCITATOR-FisherPaykel-Neopuff | RESUSCITATOR | Neopuff |  |  |  | FisherPaykel | Resuscitator |  | RESUSCITATOR-FisherPaykel-Neopuff |  |  |  |  | Covered PM Repair - Biomedical | MHHS-Cypress | [8 empty] | RESUSCITATOR | Resuscitator | FisherPaykel
NO | YES |  |  |  | 151-01700 | 151-01700 | Fisher | NEOPUFF |  |  | CY-NICU | MHHS-Cypress |  | Resuscitator |  | 151-01700 | 151-01700 | Northwest | MHHS-Cypress | CY-NICU |  | 2/1/19 | 2/1/20 |  |  | RESUSCITATORS, PULMONARY | Resuscitator | RESUSCITATOR-FisherPaykel-Neopuff | RESUSCITATOR | Neopuff |  |  |  | FisherPaykel | Resuscitator |  | RESUSCITATOR-FisherPaykel-Neopuff |  |  |  |  | Covered PM Repair - Biomedical | MHHS-Cypress | [8 empty] | RESUSCITATOR | Resuscitator | FisherPaykel
NO | YES |  |  |  | 151-01701 | 151-01701 | Fisher | NEOPUFF |  |  | CY-NICU | MHHS-Cypress |  | Resuscitator |  | 151-01701 | 151-01701 | Northwest | MHHS-Cypress | CY-NICU | Nursery | 2/1/19 | 2/1/20 |  |  | RESUSCITATORS, PULMONARY | Resuscitator | RESUSCITATOR-FisherPaykel-Neopuff | RESUSCITATOR | Neopuff |  |  |  | FisherPaykel | Resuscitator |  | RESUSCITATOR-FisherPaykel-Neopuff |  | 10/18/14 |  |  | Covered PM Repair - Biomedical | MHHS-Cypress | [8 empty] | RESUSCITATOR | Resuscitator | FisherPaykel
NO | YES |  |  |  | 151-01703 | 151-01703 | Fisher | NEOPUFF |  |  | CY - NICU | MHHS-Cypress |  | Resuscitator |  | 151-01703 | 151-01703 | Northwest | Cypress | CY - NICU | NICU 2 | 6/1/19 | 6/1/20 |  |  | RESUSCITATORS, PULMONARY | Resuscitator | RESUSCITATOR-FisherPaykel-Neopuff | RESUSCITATOR | Neopuff |  |  |  | FisherPaykel | Resuscitator |  | RESUSCITATOR-FisherPaykel-Neopuff |  | 10/18/14 |  |  | Covered PM Repair - Biomedical | MHHS-Cypress | [8 empty] | RESUSCITATOR | Resuscitator | FisherPaykel
NO | YES |  |  |  | 151-01704 | 151-01704 | Fisher | NEOPUFF |  |  | CY-NICU | MHHS-Cypress |  | Resuscitator |  | 151-01704 | 151-01704 | Northwest | MHHS-Cypress | CY-NICU | Nicu 3 | 6/1/19 | 6/1/20 |  |  | RESUSCITATORS, PULMONARY | Resuscitator | RESUSCITATOR-FisherPaykel-Neopuff | RESUSCITATOR | Neopuff |  |  |  | FisherPaykel | Resuscitator |  | RESUSCITATOR-FisherPaykel-Neopuff |  | 11/21/19 |  |  | Covered PM Repair - Biomedical | MHHS-Cypress | [8 empty] | RESUSCITATOR | Resuscitator | FisherPaykel
NO | YES |  |  |  | 151-01706 | 151-01706 | Fisher | NEOPUFF |  |  | CY-NICU | MHHS-Cypress |  | Resuscitator |  | 151-01706 | 151-01706 | Northwest | MHHS-Cypress | CY-NICU | Stotage in nicu | 2/1/19 | 2/1/20 |  |  | RESUSCITATORS, PULMONARY | Resuscitator | RESUSCITATOR-FisherPaykel-Neopuff | RESUSCITATOR | Neopuff |  |  |  | FisherPaykel | Resuscitator |  | RESUSCITATOR-FisherPaykel-Neopuff |  |  |  |  | Covered PM Repair - Biomedical | MHHS-Cypress | [8 empty] | RESUSCITATOR | Resuscitator | FisherPaykel
NO | YES |  |  |  | 151-01708 | 151-01708 | Fisher | NEOPUFF |  |  | CY-NICU | MHHS-Cypress |  | Resuscitator |  | 151-01708 | 151-01708 | Northwest | MHHS-Cypress | CY-NICU | NICU 4 | 6/1/19 | 6/1/20 |  |  | RESUSCITATORS, PULMONARY | Resuscitator | RESUSCITATOR-FisherPaykel-Neopuff | RESUSCITATOR | Neopuff |  |  |  | FisherPaykel | Resuscitator |  | RESUSCITATOR-FisherPaykel-Neopuff |  |  |  |  | Covered PM Repair - Biomedical | MHHS-Cypress | [8 empty] | RESUSCITATOR | Resuscitator | FisherPaykel
NO | YES |  |  |  | 151-01709 | 151-01709 | Fisher | NEOPUFF |  |  | CY-NICU | MHHS-Cypress |  | Resuscitator |  | 151-01709 | 151-01709 | Northwest | MHHS-Cypress | CY-NICU | NICU 4 | 6/1/19 | 6/1/20 |  |  | RESUSCITATORS, PULMONARY | Resuscitator | RESUSCITATOR-FisherPaykel-Neopuff | RESUSCITATOR | Neopuff |  |  |  | FisherPaykel | Resuscitator |  | RESUSCITATOR-FisherPaykel-Neopuff |  |  |  |  | Covered PM Repair - Biomedical | MHHS-Cypress | [8 empty] | RESUSCITATOR | Resuscitator | FisherPaykel
NO | YES |  |  |  | 009-08451 | 009-08451 | Fisher | NEOPUFF |  |  | GH - NICU | MHHS-Greater Heights |  | Resuscitator |  | 009-08451 | 009-08451 | Central | Memorial Hermann Greater Heights Hospital | GH - NICU | NICU |  |  |  |  | RESUSCITATORS, PULMONARY |  | RESUSCITATOR-FisherPaykel-Neopuff | RESUSCITATOR | Neopuff |  |  |  | FisherPaykel | Resuscitator |  | RESUSCITATOR-FisherPaykel-Neopuff |  |  |  |  | Covered PM Repair - Biomedical | MHHS-Greater Heights
NO | YES |  |  |  | 009-08452 | 009-08452 | Fisher | NEOPUFF |  |  | GH - NICU | MHHS-Greater Heights |  | Resuscitator |  | 009-08452 | 009-08452 | Central | Nicu | GH - NICU | Nicu |  |  |  |  | RESUSCITATORS, PULMONARY |  | RESUSCITATOR-FisherPaykel-Neopuff | RESUSCITATOR | Neopuff |  |  |  | FisherPaykel | Resuscitator |  | RESUSCITATOR-FisherPaykel-Neopuff |  |  |  |  | Covered PM Repair - Biomedical | MHHS-Greater Heights
NO | YES |  |  |  |  | 009-06302 | Fisher | NEOPUFF |  |  | GH - LABOR | MHHS-Greater Heights |  | Resuscitator |  |  | 009-06302 | Central | Greater heights | GH - LABOR | GH - LABOR |  |  |  |  | RESUSCITATORS, PULMONARY |  | RESUSCITATOR-FisherPaykel-Neopuff | RESUSCITATOR | Neopuff |  |  |  | FisherPaykel | Resuscitator |  | RESUSCITATOR-FisherPaykel-Neopuff |  |  |  |  | Covered PM Repair - Biomedical | MHHS-Greater Heights
NO | YES |  |  |  | 009-09612 | 009-09612 | Fisher | NEOPUFF |  |  | GH - NICU | MHHS-Greater Heights |  | Resuscitator |  | 009-09612 | 009-09612 | Central | Memorial Hermann Greater Heights Hospital | GH - NICU | GH - NICU - Level 2 Nursey |  |  |  |  | RESUSCITATORS, PULMONARY |  | RESUSCITATOR-FisherPaykel-Neopuff | RESUSCITATOR | Neopuff |  |  |  | FisherPaykel | Resuscitator |  | RESUSCITATOR-FisherPaykel-Neopuff |  |  |  |  | Covered PM Repair - Biomedical | MHHS-Greater Heights
NO | YES |  |  |  | 133-09460 | 133-09460 | Fisher | NEOPUFF |  |  | Katy-Nursery | MHHS-Katy |  | Resuscitator |  | 133-09460 | 133-09460 | Katy | MHHS-Katy | Katy-Nursery | E311 | 5/1/19 | 5/1/20 |  |  | RESUSCITATORS, PULMONARY | Resuscitator | RESUSCITATOR-FisherPaykel-Neopuff | RESUSCITATOR | Neopuff |  |  |  | FisherPaykel | Resuscitator |  | RESUSCITATOR-FisherPaykel-Neopuff |  |  |  |  | Covered PM Repair - Biomedical | MHHS-Katy | [8 empty] | RESUSCITATOR | Resuscitator | FisherPaykel
NO | YES |  |  |  | 133-09560 | 133-09560 | Fisher | NEOPUFF |  |  | Katy-NICU | MHHS-Katy |  | Resuscitator |  | 133-09560 | 133-09560 | Katy | MHHS-Katy | Katy-NICU | E311 | 3/1/19 | 3/1/20 |  |  | RESUSCITATORS, PULMONARY | Resuscitator | RESUSCITATOR-FisherPaykel-Neopuff | RESUSCITATOR | Neopuff |  |  |  | FisherPaykel | Resuscitator |  | RESUSCITATOR-FisherPaykel-Neopuff |  |  |  |  | Covered PM Repair - Biomedical | MHHS-Katy | [8 empty] | RESUSCITATOR | Resuscitator | FisherPaykel
NO | YES |  |  |  | 133-03113 | 133-03113 | Fisher | NEOPUFF |  |  | Katy-Central Supply | MHHS-Katy |  | Resuscitator |  | 133-03113 | 133-03113 | Katy | MHHS-Katy | Katy-Central Supply | Pediatrics | 6/1/19 | 6/1/20 |  |  | RESUSCITATORS, PULMONARY | Resuscitator | RESUSCITATOR-FisherPaykel-Neopuff | RESUSCITATOR | Neopuff |  |  |  | FisherPaykel | Resuscitator |  | RESUSCITATOR-FisherPaykel-Neopuff |  |  |  |  | Covered PM Repair - Biomedical | MHHS-Katy | [8 empty] | RESUSCITATOR | Resuscitator | FisherPaykel
NO | YES |  |  |  | 133-08138 | 133-08138 | Fisher | NEOPUFF |  |  | Katy-ER | MHHS-Katy |  | Resuscitator |  | 133-08138 | 133-08138 | Katy | MHHS-Katy | Katy-ER | EC 17 | 4/1/19 | 4/1/20 |  |  | RESUSCITATORS, PULMONARY | Resuscitator | RESUSCITATOR-FisherPaykel-Neopuff | RESUSCITATOR | Neopuff |  |  |  | FisherPaykel | Resuscitator |  | RESUSCITATOR-FisherPaykel-Neopuff |  | 1/16/19 |  |  | Covered PM Repair - Biomedical | MHHS-Katy | [8 empty] | RESUSCITATOR | Resuscitator | FisherPaykel
NO | YES |  |  |  | 133-09464 | 133-09464 | Fisher | NEOPUFF |  |  | Katy-NICU | MHHS-Katy |  | Resuscitator |  | 133-09464 | 133-09464 | Katy | MHHS-Katy | Katy-NICU | NICU 309 | 11/1/19 | 11/1/20 |  |  | RESUSCITATORS, PULMONARY | Resuscitator | RESUSCITATOR-FisherPaykel-Neopuff | RESUSCITATOR | Neopuff |  |  |  | FisherPaykel | Resuscitator |  | RESUSCITATOR-FisherPaykel-Neopuff |  |  |  |  | Covered PM Repair - Biomedical | MHHS-Katy | [8 empty] | RESUSCITATOR | Resuscitator | FisherPaykel
NO | YES |  |  |  | 133-09465 | 133-09465 | Fisher | NEOPUFF |  |  | Katy-NICU | MHHS-Katy |  | Resuscitator |  | 133-09465 | 133-09465 | Katy | MHHS-Katy | Katy-NICU | 310B | 12/1/19 | 12/1/20 |  |  | RESUSCITATORS, PULMONARY | Resuscitator | RESUSCITATOR-FisherPaykel-Neopuff | RESUSCITATOR | Neopuff |  |  |  | FisherPaykel | Resuscitator |  | RESUSCITATOR-FisherPaykel-Neopuff |  |  |  |  | Covered PM Repair - Biomedical | MHHS-Katy | [8 empty] | RESUSCITATOR | Resuscitator | FisherPaykel
NO | YES |  |  |  | 133-09467 | 133-09467 | Fisher | NEOPUFF |  |  | Katy-NICU | MHHS-Katy |  | Resuscitator |  | 133-09467 | 133-09467 | Katy | MHHS-Katy | Katy-NICU | Pediactrics | 11/1/19 | 11/1/20 |  |  | RESUSCITATORS, PULMONARY | Resuscitator | RESUSCITATOR-FisherPaykel-Neopuff | RESUSCITATOR | Neopuff |  |  |  | FisherPaykel | Resuscitator |  | RESUSCITATOR-FisherPaykel-Neopuff |  | 10/5/19 |  |  | Covered PM Repair - Biomedical | MHHS-Katy | [8 empty] | RESUSCITATOR | Resuscitator | FisherPaykel
NO | YES |  |  |  | 133-09561 | 133-09561 | Fisher | NEOPUFF |  |  | Katy-NICU | MHHS-Katy |  | Resuscitator |  | 133-09561 | 133-09561 | Katy | MHHS-Katy | Katy-NICU | E312 | 2/1/19 | 2/1/20 |  |  | RESUSCITATORS, PULMONARY | Resuscitator | RESUSCITATOR-FisherPaykel-Neopuff | RESUSCITATOR | Neopuff |  |  |  | FisherPaykel | Resuscitator |  | RESUSCITATOR-FisherPaykel-Neopuff |  | 10/5/19 |  |  | Covered PM Repair - Biomedical | MHHS-Katy | [8 empty] | RESUSCITATOR | Resuscitator | FisherPaykel
NO | YES |  |  |  | 133-09613 | 133-09613 | Fisher | NEOPUFF |  |  | Katy-NICU | MHHS-Katy |  | Resuscitator |  | 133-09613 | 133-09613 | Katy | MHHS-Katy | Katy-NICU | NICU 305A | 12/1/19 | 12/1/20 |  |  | RESUSCITATORS, PULMONARY | Resuscitator | RESUSCITATOR-FisherPaykel-Neopuff | RESUSCITATOR | Neopuff |  |  |  | FisherPaykel | Resuscitator |  | RESUSCITATOR-FisherPaykel-Neopuff |  |  |  |  | Covered PM Repair - Biomedical | MHHS-Katy | [8 empty] | RESUSCITATOR | Resuscitator | FisherPaykel
NO | YES |  |  |  | 133-09614 | 133-09614 | Fisher | NEOPUFF |  |  | Katy-NICU | MHHS-Katy |  | Resuscitator |  | 133-09614 | 133-09614 | Katy | MHHS-Katy | Katy-NICU | L | 11/1/19 | 11/1/20 |  |  | RESUSCITATORS, PULMONARY | Resuscitator | RESUSCITATOR-FisherPaykel-Neopuff | RESUSCITATOR | Neopuff |  |  |  | FisherPaykel | Resuscitator |  | RESUSCITATOR-FisherPaykel-Neopuff |  | 12/5/18 |  |  | Covered PM Repair - Biomedical | MHHS-Katy | [8 empty] | RESUSCITATOR | Resuscitator | FisherPaykel
NO | YES |  |  |  | 133-09558 | 133-09558 | Fisher | NEOPUFF |  |  | Katy-Nursery | MHHS-Katy |  | Resuscitator |  | 133-09558 | 133-09558 | Katy | MHHS-Katy | Katy-Nursery | NICU | 3/1/19 | 3/1/20 |  |  | RESUSCITATORS, PULMONARY | Resuscitator | RESUSCITATOR-FisherPaykel-Neopuff | RESUSCITATOR | Neopuff |  |  |  | FisherPaykel | Resuscitator |  | RESUSCITATOR-FisherPaykel-Neopuff |  |  |  |  | Covered PM Repair - Biomedical | MHHS-Katy | [8 empty] | RESUSCITATOR | Resuscitator | FisherPaykel
NO | YES |  |  |  | 133-09559 | 133-09559 | Fisher | NEOPUFF |  |  | Katy-Nursery | MHHS-Katy |  | Resuscitator |  | 133-09559 | 133-09559 | Katy | MHHS-Katy | Katy-Nursery | Nursery A | 3/1/19 | 3/1/20 |  |  | RESUSCITATORS, PULMONARY | Resuscitator | RESUSCITATOR-FisherPaykel-Neopuff | RESUSCITATOR | Neopuff |  |  |  | FisherPaykel | Resuscitator |  | RESUSCITATOR-FisherPaykel-Neopuff |  |  |  |  | Covered PM Repair - Biomedical | MHHS-Katy | [8 empty] | RESUSCITATOR | Resuscitator | FisherPaykel
NO | YES |  |  |  | 133-08139 | 133-08139 | Fisher | NEOPUFF |  |  | Katy-Cardiology | MHHS-Katy |  | Resuscitator |  | 133-08139 | 133-08139 | Katy | MHHS-Katy | Katy-Cardiology | Ckean Room Equipment | 4/1/19 | 4/1/20 |  |  | RESUSCITATORS, PULMONARY | Resuscitator | RESUSCITATOR-FisherPaykel-Neopuff | RESUSCITATOR | Neopuff |  |  |  | FisherPaykel | Resuscitator |  | RESUSCITATOR-FisherPaykel-Neopuff |  |  |  |  | Covered PM Repair - Biomedical | MHHS-Katy | [8 empty] | RESUSCITATOR | Resuscitator | FisherPaykel
NO | YES |  |  |  | 133-09463 | 133-09463 | Fisher | NEOPUFF |  |  | Katy-Med/Surg 5th Floor | MHHS-Katy |  | Resuscitator |  | 133-09463 | 133-09463 | Katy | MHHS-Katy | Katy-Med/Surg 5th Floor | Nursery level 2 | 8/1/19 | 8/1/20 |  |  | RESUSCITATORS, PULMONARY | Resuscitator | RESUSCITATOR-FisherPaykel-Neopuff | RESUSCITATOR | Neopuff |  |  |  | FisherPaykel | Resuscitator |  | RESUSCITATOR-FisherPaykel-Neopuff |  |  |  |  | Covered PM Repair - Biomedical | MHHS-Katy | [8 empty] | RESUSCITATOR | Resuscitator | FisherPaykel
NO | YES |  |  |  | 133-09615 | 133-09615 | Fisher | NEOPUFF |  |  | Katy-Nursery | MHHS-Katy |  | Resuscitator |  | 133-09615 | 133-09615 | Katy | MHHS-Katy | Katy-Nursery | 310A | 7/1/19 | 7/1/20 |  |  | RESUSCITATORS, PULMONARY | Resuscitator | RESUSCITATOR-FisherPaykel-Neopuff | RESUSCITATOR | Neopuff |  |  |  | FisherPaykel | Resuscitator |  | RESUSCITATOR-FisherPaykel-Neopuff |  | 11/1/18 |  |  | Covered PM Repair - Biomedical | MHHS-Katy | [8 empty] | RESUSCITATOR | Resuscitator | FisherPaykel
NO | YES |  |  |  | 041-12662 | 041-12662 | Fisher | NEOPUFF |  |  | MEMORIAL CITY - MHT - NICU | MHHS-Mem City |  | Resuscitator |  | 041-12662 | 041-12662 | West | Memorial Hermann Memorial City Medical Center | MEMORIAL CITY - MHT - NICU | Memorial City - MH4 113 |  |  |  |  | RESUSCITATORS, PULMONARY |  | RESUSCITATOR-FisherPaykel-Neopuff | RESUSCITATOR | Neopuff |  |  |  | FisherPaykel | Resuscitator |  | RESUSCITATOR-FisherPaykel-Neopuff |  |  |  |  | Covered PM Repair - Biomedical | MHHS-Mem City
NO | YES |  |  |  | 041-12663 | 041-12663 | Fisher | NEOPUFF |  |  | MEMORIAL CITY - MHT - NICU | MHHS-Mem City |  | Resuscitator |  | 041-12663 | 041-12663 | West | Memorial Hermann Memorial City Medical Center | MEMORIAL CITY - MHT - NICU | Memorial City - MH4 318 Treatment |  |  |  |  | RESUSCITATORS, PULMONARY |  | RESUSCITATOR-FisherPaykel-Neopuff | RESUSCITATOR | Neopuff |  |  |  | FisherPaykel | Resuscitator |  | RESUSCITATOR-FisherPaykel-Neopuff |  |  |  |  | Covered PM Repair - Biomedical | MHHS-Mem City
NO | YES | Serial Number 9223372036854780000 |  |  | 041-12664 | 041-12664 | Fisher | NEOPUFF |  |  | Memorial City-Labor & Delivery | MHHS-Mem City |  | Resuscitator |  | 041-12664 | 041-12664 | West | MHHS-Mem City | Memorial City-Labor & Delivery |  | 5/1/19 |  |  |  | RESUSCITATORS, PULMONARY |  | RESUSCITATOR-FisherPaykel-Neopuff | RESUSCITATOR | Neopuff |  |  |  | FisherPaykel | Resuscitator |  | RESUSCITATOR-FisherPaykel-Neopuff |  |  |  |  | Not Covered Vendor Only - Biomedical | MHHS-Mem City
NO | YES | Serial Number 9223372036854780000 |  |  | 041-12665 | 041-12665 | Fisher | NEOPUFF |  |  | Memorial City-Labor & Delivery | MHHS-Mem City |  | Resuscitator |  | 041-12665 | 041-12665 | West | MHHS-Mem City | Memorial City-Labor & Delivery | Post Bay 5 | 5/1/19 |  | 5/1/20 |  | RESUSCITATORS, PULMONARY |  | RESUSCITATOR-FisherPaykel-Neopuff | RESUSCITATOR | Neopuff |  |  |  | FisherPaykel | Resuscitator |  | RESUSCITATOR-FisherPaykel-Neopuff |  | 1/1/19 |  |  | Covered PM Repair - Biomedical | MHHS-Mem City
NO | YES | Serial Number 9223372036854780000 |  |  | 041-12675 | 041-12675 | Fisher | NEOPUFF |  |  | Memorial City-Labor & Delivery | MHHS-Mem City |  | Resuscitator |  | 041-12675 | 041-12675 | West | MHHS-Mem City | Memorial City-Labor & Delivery |  | 5/1/19 |  |  |  | RESUSCITATORS, PULMONARY |  | RESUSCITATOR-FisherPaykel-Neopuff | RESUSCITATOR | Neopuff |  |  |  | FisherPaykel | Resuscitator |  | RESUSCITATOR-FisherPaykel-Neopuff |  |  |  |  | Covered PM Repair - Biomedical | MHHS-Mem City
NO | YES | Serial Number 9223372036854780000 |  |  | 041-14432 | 041-14432 | Fisher | NEOPUFF |  |  | Memorial City-Labor & Delivery | MHHS-Mem City |  | Resuscitator |  | 041-14432 | 041-14432 | West | MHHS-Mem City | Memorial City-Labor & Delivery | 3M16 | 5/1/19 |  |  |  | RESUSCITATORS, PULMONARY |  | RESUSCITATOR-FisherPaykel-Neopuff | RESUSCITATOR | Neopuff |  |  |  | FisherPaykel | Resuscitator |  | RESUSCITATOR-FisherPaykel-Neopuff |  |  |  |  | Covered PM Repair - Biomedical | MHHS-Mem City
NO | YES |  |  |  | 041-34116 | 041-34116 | Fisher | NEOPUFF |  |  | MEMORIAL CITY - MHT - NICU | MHHS-Mem City |  | Resuscitator |  | 041-34116 | 041-34116 | West | Memorial Hermann Memorial City Medical Center | MEMORIAL CITY - MHT - NICU | Memorial City - MH4 318 Treatment |  |  |  |  | RESUSCITATORS, PULMONARY |  | RESUSCITATOR-FisherPaykel-Neopuff | RESUSCITATOR | Neopuff |  |  |  | FisherPaykel | Resuscitator |  | RESUSCITATOR-FisherPaykel-Neopuff |  |  |  |  | Covered PM Repair - Biomedical | MHHS-Mem City
NO | YES | Serial Number 9223372036854780000 |  |  | 041-12660 | 041-12660 | Fisher | NEOPUFF |  |  | Memorial City-Labor & Delivery | MHHS-Mem City |  | Resuscitator |  | 041-12660 | 041-12660 | West | MHHS-Mem City | Memorial City-Labor & Delivery | Room 3M02 | 5/1/19 |  |  |  | RESUSCITATORS, PULMONARY |  | RESUSCITATOR-FisherPaykel-Neopuff | RESUSCITATOR | Neopuff |  |  |  | FisherPaykel | Resuscitator |  | RESUSCITATOR-FisherPaykel-Neopuff |  | 5/15/19 |  |  | Covered PM Repair - Biomedical | MHHS-Mem City
NO | YES |  |  |  | 041-12667 | 041-12667 | Fisher | NEOPUFF |  |  | MEMORIAL CITY - MHT - NICU | MHHS-Mem City |  | Resuscitator |  | 041-12667 | 041-12667 | West | Memorial Hermann Memorial City Medical Center | MEMORIAL CITY - MHT - NICU | Memorial City - MH4 318 Treatment |  |  |  |  | RESUSCITATORS, PULMONARY |  | RESUSCITATOR-FisherPaykel-Neopuff | RESUSCITATOR | Neopuff |  |  |  | FisherPaykel | Resuscitator |  | RESUSCITATOR-FisherPaykel-Neopuff |  |  |  |  | Covered PM Repair - Biomedical | MHHS-Mem City
NO | YES |  |  |  | 041-34117 | 041-34117 | Fisher | NEOPUFF |  |  | MEMORIAL CITY - MHT - NICU | MHHS-Mem City |  | Resuscitator |  | 041-34117 | 041-34117 | West | Memorial Hermann Memorial City Medical Center | MEMORIAL CITY - MHT - NICU | Memorial City - MH4 318 Treatment |  |  |  |  | RESUSCITATORS, PULMONARY |  | RESUSCITATOR-FisherPaykel-Neopuff | RESUSCITATOR | Neopuff |  |  |  | FisherPaykel | Resuscitator |  | RESUSCITATOR-FisherPaykel-Neopuff |  |  |  |  | Not Covered Vendor Only - Biomedical | MHHS-Mem City
NO | YES |  |  |  | 041-18139 | 041-18139 | Fisher | NEOPUFF |  |  | MEMORIAL CITY - MHT - NICU | MHHS-Mem City |  | Resuscitator |  | 041-18139 | 041-18139 | West | Memorial Hermann Memorial City Medical Center | MEMORIAL CITY - MHT - NICU | Memorial City - MH4-304 Equipment Storage |  |  |  |  | RESUSCITATORS, PULMONARY |  | RESUSCITATOR-FisherPaykel-Neopuff | RESUSCITATOR | Neopuff |  |  |  | FisherPaykel | Resuscitator |  | RESUSCITATOR-FisherPaykel-Neopuff |  |  |  |  | Covered PM Repair - Biomedical | MHHS-Mem City
NO | YES |  |  |  | 041-18140 | 041-18140 | Fisher | NEOPUFF |  |  | MEMORIAL CITY - MHT - NICU | MHHS-Mem City |  | Resuscitator |  | 041-18140 | 041-18140 | West | Memorial Hermann Memorial City Medical Center | MEMORIAL CITY - MHT - NICU | Memorial City - MH4 318 Treatment |  |  |  |  | RESUSCITATORS, PULMONARY |  | RESUSCITATOR-FisherPaykel-Neopuff | RESUSCITATOR | Neopuff |  |  |  | FisherPaykel | Resuscitator |  | RESUSCITATOR-FisherPaykel-Neopuff |  |  |  |  | Covered PM Repair - Biomedical | MHHS-Mem City
NO | YES |  |  |  | 041-20446 | 041-20446 | Fisher | NEOPUFF |  |  | MEMORIAL CITY - MHT - NICU | MHHS-Mem City |  | Resuscitator |  | 041-20446 | 041-20446 | West | West | MEMORIAL CITY - MHT - NICU | MH4:110 Room4M26 |  |  |  |  | RESUSCITATORS, PULMONARY |  | RESUSCITATOR-FisherPaykel-Neopuff | RESUSCITATOR | Neopuff |  |  |  | FisherPaykel | Resuscitator |  | RESUSCITATOR-FisherPaykel-Neopuff |  |  |  |  | Covered PM Repair - Biomedical | MHHS-Mem City
NO | YES |  |  |  | 041-20449 | 041-20449 | Fisher | NEOPUFF |  |  | MEMORIAL CITY - MHT - NICU | MHHS-Mem City |  | Resuscitator |  | 041-20449 | 041-20449 | West | West | MEMORIAL CITY - MHT - NICU | MH4:110 Room4M26 |  |  |  |  | RESUSCITATORS, PULMONARY |  | RESUSCITATOR-FisherPaykel-Neopuff | RESUSCITATOR | Neopuff |  |  |  | FisherPaykel | Resuscitator |  | RESUSCITATOR-FisherPaykel-Neopuff |  |  |  |  | Covered PM Repair - Biomedical | MHHS-Mem City
NO | YES |  |  |  |  | 099-06768 | Fisher | NEOPUFF |  |  | Memorial City-Postpartum-Nursery | MHHS-Mem City |  | Resuscitator |  |  | 099-06768 | West | MHHS-Mem City | Memorial City-Postpartum-Nursery |  | 6/1/19 |  |  |  | RESUSCITATORS, PULMONARY |  | RESUSCITATOR-FisherPaykel-Neopuff | RESUSCITATOR | Neopuff |  |  |  | FisherPaykel | Resuscitator |  | RESUSCITATOR-FisherPaykel-Neopuff |  |  |  |  | Covered PM Repair - Biomedical | MHHS-Mem City
NO | YES |  |  |  |  | 142-00699 | Fisher | NEOPUFF |  |  | NE-Labor & Delivery | MHHS-Northeast |  | Resuscitator |  |  | 142-00699 | Katy | MHHS-Northeast | NE-Labor & Delivery |  | 11/1/18 | 11/1/19 |  |  | RESUSCITATORS, PULMONARY | Resuscitator | RESUSCITATOR-FisherPaykel-Neopuff | RESUSCITATOR | Neopuff |  |  |  | FisherPaykel | Resuscitator |  | RESUSCITATOR-FisherPaykel-Neopuff |  |  |  |  | Covered PM Repair - Biomedical | MHHS-Northeast | [8 empty] | RESUSCITATOR | Resuscitator | FisherPaykel
NO | YES |  |  |  |  | 142-00698 | Fisher | NEOPUFF |  |  | NE-Labor & Delivery | MHHS-Northeast |  | Resuscitator |  |  | 142-00698 | Katy | MHHS-Northeast | NE-Labor & Delivery | OR Hall | 9/1/18 | 9/1/20 |  |  | RESUSCITATORS, PULMONARY | Resuscitator | RESUSCITATOR-FisherPaykel-Neopuff | RESUSCITATOR | Neopuff |  |  |  | FisherPaykel | Resuscitator |  | RESUSCITATOR-FisherPaykel-Neopuff |  |  |  |  | Covered PM Repair - Biomedical | MHHS-Northeast | [8 empty] | RESUSCITATOR | Resuscitator | FisherPaykel
NO | YES |  |  |  | 005-11644 | 005-11644 | Fisher | NEOPUFF |  |  | SE-L | MHHS-Southeast |  | Resuscitator |  | 005-11644 | 005-11644 | Southeast & Bay Area | Memorial Hermann- SE- L | SE-L |  | 1/1/18 |  | 1/1/20 |  | RESUSCITATORS, PULMONARY |  | RESUSCITATOR-FisherPaykel-Neopuff | RESUSCITATOR | Neopuff |  |  |  | FisherPaykel | Resuscitator |  | RESUSCITATOR-FisherPaykel-Neopuff |  |  |  |  | Covered PM Repair - Biomedical | MHHS-Southeast
NO | YES | [5 empty] | Fisher | NEOPUFF |  |  | SW-Labor & Delivery | MHHS-Southwest |  | Resuscitator |  |  |  | Southwest | MHHS-Southwest | SW-Labor & Delivery | LDR 15 | 2/1/20 |  | 2/1/21 |  | RESUSCITATORS, PULMONARY | Resuscitator | RESUSCITATOR-FisherPaykel-Neopuff | RESUSCITATOR | Neopuff |  |  |  | FisherPaykel | Resuscitator |  | RESUSCITATOR-FisherPaykel-Neopuff |  |  |  |  | Covered PM Repair - Biomedical | MHHS-Southwest | [8 empty] | RESUSCITATOR | Resuscitator | FisherPaykel
NO | YES |  |  |  | 013-38197 | 013-38197 | Fisher | NEOPUFF |  |  | SW-NICU | MHHS-Southwest |  | Resuscitator |  | 013-38197 | 013-38197 | Southwest | MHHS-Southwest | SW-NICU | NICU Level 3 |  |  |  |  | RESUSCITATORS, PULMONARY | Resuscitator | RESUSCITATOR-FisherPaykel-Neopuff | RESUSCITATOR | Neopuff |  |  |  | FisherPaykel | Resuscitator |  | RESUSCITATOR-FisherPaykel-Neopuff |  |  |  |  | Covered PM Repair - Biomedical | MHHS-Southwest | [8 empty] | RESUSCITATOR | Resuscitator | FisherPaykel
NO | YES |  |  |  | 129-05845 | 129-05845 | Fisher | NEOPUFF |  |  | SUGAR LAND - ER | MHHS-Sugarland |  | Resuscitator |  | 129-05845 | 129-05845 | Sugar Land | Memorial Hermann Sugar Land Hospital | SUGAR LAND - ER | ER | 10/1/19 |  | 10/1/20 |  | RESUSCITATORS, PULMONARY | Resuscitator | RESUSCITATOR-FisherPaykel-Neopuff | RESUSCITATOR | Neopuff |  |  |  | FisherPaykel | Resuscitator |  | RESUSCITATOR-FisherPaykel-Neopuff |  | 11/1/18 |  |  | Covered PM Repair - Biomedical | MHHS-Sugarland | [8 empty] | RESUSCITATOR | Resuscitator | FisherPaykel
NO | YES |  |  |  | 129-02831 | 129-02831 | Fisher | NEOPUFF |  |  | Sugar Land-Labor & Delivery | MHHS-Sugarland |  | Resuscitator |  | 129-02831 | 129-02831 | Sugar Land | MHHS-Sugarland | Sugar Land-Labor & Delivery | Suite 302 | 8/1/19 |  |  |  | RESUSCITATORS, PULMONARY | Resuscitator | RESUSCITATOR-FisherPaykel-Neopuff | RESUSCITATOR | Neopuff |  |  |  | FisherPaykel | Resuscitator |  | RESUSCITATOR-FisherPaykel-Neopuff |  | 11/1/18 |  |  | Covered PM Repair - Biomedical | MHHS-Sugarland | [8 empty] | RESUSCITATOR | Resuscitator | FisherPaykel
NO | YES |  |  |  | 129-02833 | 129-02833 | Fisher | NEOPUFF |  |  | Sugar Land-Labor & Delivery | MHHS-Sugarland |  | Resuscitator |  | 129-02833 | 129-02833 | Sugar Land | MHHS-Sugarland | Sugar Land-Labor & Delivery | NICU - Rollover Nursery - W3 125.2 | 8/1/19 |  |  |  | RESUSCITATORS, PULMONARY | Resuscitator | RESUSCITATOR-FisherPaykel-Neopuff | RESUSCITATOR | Neopuff |  |  |  | FisherPaykel | Resuscitator |  | RESUSCITATOR-FisherPaykel-Neopuff |  | 12/24/18 |  |  | Covered PM Repair - Biomedical | MHHS-Sugarland | [8 empty] | RESUSCITATOR | Resuscitator | FisherPaykel
NO | YES |  |  |  | 129-02834 | 129-02834 | Fisher | NEOPUFF |  |  | Sugar Land-Labor & Delivery | MHHS-Sugarland |  | Resuscitator |  | 129-02834 | 129-02834 | Sugar Land | MHHS-Sugarland | Sugar Land-Labor & Delivery | L | 7/1/19 |  | 7/1/20 |  | RESUSCITATORS, PULMONARY | Resuscitator | RESUSCITATOR-FisherPaykel-Neopuff | RESUSCITATOR | Neopuff |  |  |  | FisherPaykel | Resuscitator |  | RESUSCITATOR-FisherPaykel-Neopuff |  | 12/24/18 |  |  | Covered PM Repair - Biomedical | MHHS-Sugarland | [8 empty] | RESUSCITATOR | Resuscitator | FisherPaykel
NO | YES |  |  |  | 129-05938 | 129-05938 | Fisher | NEOPUFF |  |  | Sugar Land-Nursery | MHHS-Sugarland |  | Resuscitator |  | 129-05938 | 129-05938 | Sugar Land | MHHS-Sugarland | Sugar Land-Nursery | Nursery | 6/1/19 |  | 6/1/20 |  | RESUSCITATORS, PULMONARY | Resuscitator | RESUSCITATOR-FisherPaykel-Neopuff | RESUSCITATOR | Neopuff |  |  |  | FisherPaykel | Resuscitator |  | RESUSCITATOR-FisherPaykel-Neopuff |  | 12/24/18 |  |  | Covered PM Repair - Biomedical | MHHS-Sugarland | [8 empty] | RESUSCITATOR | Resuscitator | FisherPaykel
NO | YES |  |  |  |  | 099-05753 | Fisher | NEOPUFF |  |  | TMC-Respiratory-Adult | MHHS-TMC |  | Resuscitator |  |  | 099-05753 | TMC | MHHS-TMC | TMC-Respiratory-Adult |  | 8/1/19 |  | 8/1/20 |  | RESUSCITATORS, PULMONARY |  | RESUSCITATOR-FisherPaykel-Neopuff | RESUSCITATOR | Neopuff |  |  |  | FisherPaykel | Resuscitator |  | RESUSCITATOR-FisherPaykel-Neopuff |  | 1/31/18 |  |  | Covered PM Repair - Biomedical | MHHS-TMC
NO | YES |  |  |  | 069-02335 | 069-02335 | Fisher | NEOPUFF |  |  | TMC-Respiratory-Adult | MHHS-TMC |  | Resuscitator |  | 069-02335 | 069-02335 | TMC | MHHS-TMC | TMC-Respiratory-Adult |  | 1/22/19 |  |  |  | RESUSCITATORS, PULMONARY |  | RESUSCITATOR-FisherPaykel-Neopuff | RESUSCITATOR | Neopuff |  |  |  | FisherPaykel | Resuscitator |  | RESUSCITATOR-FisherPaykel-Neopuff |  | 3/1/13 |  |  | Covered PM Repair - Biomedical | MHHS-TMC
NO | YES | Asset Tag 1104231 |  |  |  |  | Fisher | NEOPUFF |  |  | Woodlands-Birth Center | MHHS-Woodlands |  | Resuscitator |  |  |  | Woodlands | MHHS-Woodlands | Woodlands-Birth Center |  | 10/3/19 |  |  |  | RESUSCITATORS, PULMONARY |  | RESUSCITATOR-FisherPaykel-Neopuff | RESUSCITATOR | Neopuff |  |  |  | FisherPaykel | Resuscitator |  | RESUSCITATOR-FisherPaykel-Neopuff |  | 10/18/19 | (null) |  | Covered PM Repair - Biomedical | MHHS-Woodlands
NO | YES |  |  |  | 029-11773 | 029-11773 | Fisher | NEOPUFF |  |  | Woodlands-Birth Center | MHHS-Woodlands |  | Resuscitator |  | 029-11773 | 029-11773 | Woodlands | MHHS-Woodlands | Woodlands-Birth Center | Storage | 4/1/19 |  | 4/1/20 |  | RESUSCITATORS, PULMONARY | Resuscitator | RESUSCITATOR-FisherPaykel-Neopuff | RESUSCITATOR | Neopuff |  |  |  | FisherPaykel | Resuscitator |  | RESUSCITATOR-FisherPaykel-Neopuff |  |  |  |  | Covered PM Repair - Biomedical | MHHS-Woodlands | [8 empty] | RESUSCITATOR | Resuscitator | FisherPaykel
NO | YES |  |  |  | 029-09558 | 029-09558 | Fisher | NEOPUFF |  |  | Woodlands-Birth Center | MHHS-Woodlands |  | Resuscitator |  | 029-09558 | 029-09558 | Woodlands | MHHS-Woodlands | Woodlands-Birth Center | Equipment Room - Pod 2 | 11/1/19 |  | 11/1/20 |  | RESUSCITATORS, PULMONARY | Resuscitator | RESUSCITATOR-FisherPaykel-Neopuff | RESUSCITATOR | Neopuff |  |  |  | FisherPaykel | Resuscitator |  | RESUSCITATOR-FisherPaykel-Neopuff |  |  |  |  | Covered PM Repair - Biomedical | MHHS-Woodlands | [8 empty] | RESUSCITATOR | Resuscitator | FisherPaykel
NO | YES |  |  |  | 029-10160 | 029-10160 | Fisher | NEOPUFF |  |  | Woodlands-NICU | MHHS-Woodlands |  | Resuscitator |  | 029-10160 | 029-10160 | Woodlands | MHHS-Woodlands | Woodlands-NICU | Storage | 11/1/19 |  | 11/1/20 |  | RESUSCITATORS, PULMONARY | Resuscitator | RESUSCITATOR-FisherPaykel-Neopuff | RESUSCITATOR | Neopuff |  |  |  | FisherPaykel | Resuscitator |  | RESUSCITATOR-FisherPaykel-Neopuff |  | 7/12/16 |  |  | Covered PM Repair - Biomedical | MHHS-Woodlands | [8 empty] | RESUSCITATOR | Resuscitator | FisherPaykel
NO | YES |  |  |  | 029-32430 | 029-32430 | Fisher | NEOPUFF |  |  | Woodlands-NICU | MHHS-Woodlands |  | Resuscitator |  | 029-32430 | 029-32430 | Woodlands | MHHS-Woodlands | Woodlands-NICU | Equipment Storage | 5/1/19 |  | 5/1/20 |  | RESUSCITATORS, PULMONARY | Resuscitator | RESUSCITATOR-FisherPaykel-Neopuff | RESUSCITATOR | Neopuff |  |  |  | FisherPaykel | Resuscitator |  | RESUSCITATOR-FisherPaykel-Neopuff |  | 2/26/19 |  |  | Covered PM Repair - Biomedical | MHHS-Woodlands | [8 empty] | RESUSCITATOR | Resuscitator | FisherPaykel
NO | YES |  |  |  | 029-32431 | 029-32431 | Fisher | NEOPUFF |  |  | Woodlands-NICU | MHHS-Woodlands |  | Resuscitator |  | 029-32431 | 029-32431 | Woodlands | MHHS-Woodlands | Woodlands-NICU |  | 5/1/19 |  | 5/1/20 |  | RESUSCITATORS, PULMONARY | Resuscitator | RESUSCITATOR-FisherPaykel-Neopuff | RESUSCITATOR | Neopuff |  |  |  | FisherPaykel | Resuscitator |  | RESUSCITATOR-FisherPaykel-Neopuff |  | 10/25/14 |  |  | Covered PM Repair - Biomedical | MHHS-Woodlands | [8 empty] | RESUSCITATOR | Resuscitator | FisherPaykel
NO | YES |  |  |  | 029-32432 | 029-32432 | Fisher | NEOPUFF |  |  | Woodlands-NICU | MHHS-Woodlands |  | Resuscitator |  | 029-32432 | 029-32432 | Woodlands | MHHS-Woodlands | Woodlands-NICU | NICU 27 | 5/1/19 |  | 12/1/20 |  | RESUSCITATORS, PULMONARY | Resuscitator | RESUSCITATOR-FisherPaykel-Neopuff | RESUSCITATOR | Neopuff |  |  |  | FisherPaykel | Resuscitator |  | RESUSCITATOR-FisherPaykel-Neopuff |  |  |  |  | Covered PM Repair - Biomedical | MHHS-Woodlands | [8 empty] | RESUSCITATOR | Resuscitator | FisherPaykel
NO | YES |  |  |  | 029-32433 | 029-32433 | Fisher | NEOPUFF |  |  | Woodlands-NICU | MHHS-Woodlands |  | Resuscitator |  | 029-32433 | 029-32433 | Woodlands | MHHS-Woodlands | Woodlands-NICU |  | 5/1/19 |  | 5/1/20 |  | RESUSCITATORS, PULMONARY | Resuscitator | RESUSCITATOR-FisherPaykel-Neopuff | RESUSCITATOR | Neopuff |  |  |  | FisherPaykel | Resuscitator |  | RESUSCITATOR-FisherPaykel-Neopuff |  | 1/1/09 |  |  | Covered PM Repair - Biomedical | MHHS-Woodlands | [8 empty] | RESUSCITATOR | Resuscitator | FisherPaykel
NO | YES |  |  |  | 029-32434 | 029-32434 | Fisher | NEOPUFF |  |  | Woodlands-NICU | MHHS-Woodlands |  | Resuscitator |  | 029-32434 | 029-32434 | Woodlands | MHHS-Woodlands | Woodlands-NICU | NICU | 5/1/19 |  | 5/1/20 |  | RESUSCITATORS, PULMONARY | Resuscitator | RESUSCITATOR-FisherPaykel-Neopuff | RESUSCITATOR | Neopuff |  |  |  | FisherPaykel | Resuscitator |  | RESUSCITATOR-FisherPaykel-Neopuff |  |  |  |  | Covered PM Repair - Biomedical | MHHS-Woodlands | [8 empty] | RESUSCITATOR | Resuscitator | FisherPaykel
NO | YES |  |  |  | 029-32435 | 029-32435 | Fisher | NEOPUFF |  |  | Woodlands-NICU | MHHS-Woodlands |  | Resuscitator |  | 029-32435 | 029-32435 | Woodlands | MHHS-Woodlands | Woodlands-NICU | NICU 27 | 5/1/19 |  |  |  | RESUSCITATORS, PULMONARY | Resuscitator | RESUSCITATOR-FisherPaykel-Neopuff | RESUSCITATOR | Neopuff |  |  |  | FisherPaykel | Resuscitator |  | RESUSCITATOR-FisherPaykel-Neopuff |  |  |  |  | Covered PM Repair - Biomedical | MHHS-Woodlands | [8 empty] | RESUSCITATOR | Resuscitator | FisherPaykel
NO | YES |  |  |  | 029-05530 | 029-05530 | Fisher | NEOPUFF |  |  | Woodlands-NICU | MHHS-Woodlands |  | Resuscitator |  | 029-05530 | 029-05530 | Woodlands | MHHS-Woodlands | Woodlands-NICU | NICU | 10/1/19 |  | 10/1/20 |  | RESUSCITATORS, PULMONARY | Resuscitator | RESUSCITATOR-FisherPaykel-Neopuff | RESUSCITATOR | Neopuff |  |  |  | FisherPaykel | Resuscitator |  | RESUSCITATOR-FisherPaykel-Neopuff |  |  |  |  | Covered PM Repair - Biomedical | MHHS-Woodlands | [8 empty] | RESUSCITATOR | Resuscitator | FisherPaykel
NO | YES | Asset Tag 133-09462 |  |  | 133-09462 | 133-09462 | Fisher | Neopuff |  |  | Katy-NICU |  |  |  |  | 133-09462 | 133-09462 | Katy | MHHS-Katy | Katy-NICU | 305B | 11/1/19 | 11/1/20
YES | YES |  |  |  | 099-03644 | 099-03644 | Fisher | NEOPUFF |  |  | KATY - NICU |  |  |  |  | 099-03644 | 099-03644 | Katy | Memorial Hermann Katy Hospital | KATY - NICU | NICU 309 | 3/1/19 | 3/1/20
NO | YES | Asset Tag 029-32429 |  |  | 029-32429 | 029-32429 | Fisher | Neopuff |  |  | Woodlands-NICU |  |  |  |  | 029-32429 | 029-32429 | Woodlands | MHHS-Woodlands | Woodlands-NICU | NICU 29 | 5/1/19 |  | 5/1/20
YES | YES |  |  |  | 029-05124 | 029-05124 | Fisher | Neopuff |  |  | WOODLANDS - NICU |  |  |  |  | 029-05124 | 029-05124 | Woodlands |  | WOODLANDS - NICU
YES | YES |  |  |  | 099-14072 | 099-14072 | Fisher | Neopuff |  |  | SW |  |  |  |  | 099-14072 | 099-14072 |  |  | SW | Biomed Shop | 3/1/20
YES | YES |  |  |  | 099-14058 | 099-14058 | Fisher | Neopuff |  |  | SW-NICU |  |  |  |  | 099-14058 | 099-14058 | Southwest | Memorial Hermann Southwest Hospital | SW-NICU | OR 3
YES | YES | Serial Number 9223372036854780000 |  |  | 013-38202 | 013-38202 | Fisher | Neopuff |  |  | SW - NICU |  |  |  |  | 013-38202 | 013-38202 | Southwest | Memorial Hermann Southwest Hospital | SW - NICU | NICU 1 | 2/1/20 |  | 2/1/21
YES | YES | Serial Number 9223372036854780000 |  |  | 013-38199 | 013-38199 | Fisher | Neopuff |  |  | SW - NICU |  |  |  |  | 013-38199 | 013-38199 | Southwest | Memorial Hermann Southwest Hospital | SW - NICU | NICU | 11/1/19 |  | 11/1/20
YES | YES |  |  |  | 013-38201 | 013-38201 | Fisher | Neopuff |  |  | SW - NICU |  |  |  |  | 013-38201 | 013-38201 | Southwest | Memorial Hermann Southwest Hospital | SW - NICU | Nicu level 3
YES | YES |  |  |  | 099-14374 | 099-14374 | Fisher | Neopuff |  |  | SW - NICU |  |  |  |  | 099-14374 | 099-14374 | Southwest | Memorial Hermann Southwest Hospital | SW - NICU | Nicu level 3
NO | YES |  |  |  | 005-34239 | 005-34239 | Fisher | Neopuff |  |  | SE-Labor & Delivery |  |  |  |  | 005-34239 | 005-34239 | Southeast | MHHS-Southeast | SE-Labor & Delivery | L | 2/1/20 |  | 2/1/21
YES | YES |  |  |  | 041-12672 | 041-12672 | Fisher | Neopuff |  |  | MEMORIAL CITY - LDR |  |  |  |  | 041-12672 | 041-12672 | West | Memorial City | MEMORIAL CITY - LDR |  |  |  | 4/1/20
YES | YES |  |  |  | 041-12655 | 041-12655 | Fisher | NEOPUFF |  |  | Memorial City-Labor & Delivery |  |  |  |  | 041-12655 | 041-12655 | West | MHHS-Mem City | Memorial City-Labor & Delivery | 3M09 | 5/1/19 |  | 4/1/20
YES | YES | Serial Number 9223372036854780000 |  |  | 041-12658 | 041-12658 | Fisher | NEOPUFF |  |  | Memorial City-Labor & Delivery |  |  |  |  | 041-12658 | 041-12658 | West | MHHS-Mem City | Memorial City-Labor & Delivery | 3M09 | 5/1/19 |  | 5/1/20
YES | YES |  |  |  | 041-34302 | 041-34302 | Fisher | NEOPUFF |  |  | MEMORIAL CITY - LABOR |  |  |  |  | 041-34302 | 041-34302 | West | Memorial City Memorial Hermann Women | MEMORIAL CITY - LABOR | Room 3M10
YES | YES |  |  |  | 009-06302 | 009-06302 | Fisher | Neopuff infant resuscitator |  |  | GH-OR |  |  |  |  | 009-06302 | 009-06302 | Central | MHHS-Greater Heights | GH-OR | Rm 2
NO | YES |  |  |  |  | 099-06185 | Fisher | Neopuff MR850JHU |  |  | Memorial Hermann- SE-RT | MHHS-Southeast |  | Humidifier, Heated |  |  | 099-06185 | Southeast & Bay Area | Memorial Hermann- SE-RT | Memorial Hermann- SE-RT | Storage | 7/1/19 |  | 7/1/20 |  | HUMIDIFIERS |  | HUMIDIFIERHEATED-FisherPaykel-MR850JHU | HUMIDIFIERHEATED | MR850JHU |  |  |  | FisherPaykel | Humidifier, Heated |  | HUMIDIFIERHEATED-FisherPaykel-MR850JHU |  |  |  |  | Covered PM Repair - Biomedical | MHHS-Southeast
NO | YES |  |  |  |  | 099-06186 | Fisher | Neopuff MR850JHU |  |  | Memorial Hermann- SE-RT | MHHS-Southeast |  | Humidifier, Heated |  |  | 099-06186 | Southeast & Bay Area | Memorial Hermann- SE-RT | Memorial Hermann- SE-RT | Storage | 9/1/18 |  | 9/1/18 |  | HUMIDIFIERS |  | HUMIDIFIERHEATED-FisherPaykel-MR850JHU | HUMIDIFIERHEATED | MR850JHU |  |  |  | FisherPaykel | Humidifier, Heated |  | HUMIDIFIERHEATED-FisherPaykel-MR850JHU |  |  |  |  | Covered PM Repair - Biomedical | MHHS-Southeast
NO | YES |  |  |  | 099-02187 | 099-02187 | Fisher | Neopuff MR850JHU |  |  | Katy-Biomedical Services |  |  |  |  | 099-02187 | 099-02187 | Katy | MHHS-Katy | Katy-Biomedical Services | Biomed shop | 2/1/20 | 2/1/21
NO | YES |  |  |  | 099-02188 | 099-02188 | Fisher | Neopuff MR850JHU |  |  | Katy-Biomedical Services |  |  |  |  | 099-02188 | 099-02188 | Katy | MHHS-Katy | Katy-Biomedical Services | Biomed shop | 3/1/19 | 3/1/20
YES | YES |  |  |  | 099-13844 | 099-13844 | Fisher | Neopuff MR850JHU |  |  | SW - NICU |  |  |  |  | 099-13844 | 099-13844 | Southwest | Memorial Hermann Southwest Hospital | SW - NICU | NICU
NO | YES |  |  |  | 099-13460 | 099-13460 | Fisher | Neopuff MR850JHU |  |  | TMC-Respiratory-Pedi |  |  |  |  | 099-13460 | 099-13460 | TMC | MHHS-TMC | TMC-Respiratory-Pedi | Biomed | 8/1/19 |  | 8/1/20
NO | YES |  |  |  | 099-13461 | 099-13461 | Fisher | Neopuff MR850JHU |  |  | TMC-Respiratory-Pedi |  |  |  |  | 099-13461 | 099-13461 | TMC | MHHS-TMC | TMC-Respiratory-Pedi | Biomed | 5/1/19 |  | 5/1/20
NO | YES |  |  |  | 099-12093 | 099-12093 | Fisher | Neopuff MR850JHU |  |  | TMC-Respiratory-Adult |  |  |  |  | 099-12093 | 099-12093 | TMC | MHHS-TMC | TMC-Respiratory-Adult | Pedi 17 | 5/1/19 |  | 5/1/20
NO | YES |  |  |  | 099-12100 | 099-12100 | Fisher | Neopuff MR850JHU |  |  | TMC-Sarofim 1-Pedi ER |  |  |  |  | 099-12100 | 099-12100 | TMC | MHHS-TMC | TMC-Sarofim 1-Pedi ER | Pedi 21 | 5/1/19 |  | 5/1/20
YES | YES |  |  |  | 099-05409 | 099-05409 | Fisher | Neopuff MR850JHU |  |  | TMC - RESPIRATORY - PEDI |  |  |  |  | 099-05409 | 099-05409 | TMC | TMC | TMC - RESPIRATORY - PEDI | H9/30.29
YES | YES |  |  |  | 099-05410 | 099-05410 | Fisher | Neopuff MR850JHU |  |  | TMC - RESPIRATORY - PEDI |  |  |  |  | 099-05410 | 099-05410 | TMC | TMC | TMC - RESPIRATORY - PEDI | H9/30.29
YES | YES |  |  |  | 099-06188 | 099-06188 | Fisher | Neopuff MR850JHU |  | 1506122-52182 | [5 empty] | 099-06188 | 099-06188 |  |  |  |  | 7/1/19 |  | 7/1/20
NO | YES |  |  |  | 151-04176 | 151-04176 | Fisher | Neopuff MR850JHU |  |  | Biomed |  |  |  |  | 151-04176 | 151-04176 | Mem city | Memorial city - Memorial herman hospital | Biomed | Biomed shop
NO | YES |  |  |  | 151-04170 | 151-04170 | Fisher | Neopuff MR850JHU |  |  | Biomed |  |  |  |  | 151-04170 | 151-04170 | Mem city | Memorial city - Memorial herman hospital | Biomed | Biomed shop
YES | YES |  |  |  | 041-34128 | 041-34128 | Fisher | Neopuff MR850JHU |  |  | Resperatory |  |  |  |  | 041-34128 | 041-34128 | Mem city | Memorial city - Memorial herman hospital | Resperatory | Resperatory
NO | YES | [5 empty] | Fisher | Neopuff MR850JHU |  |  | MEMORIAL CITY - MHT - NICU | [6 empty] | West | Memorial Hermann Memorial City Medical Center | MEMORIAL CITY - MHT - NICU | Memorial City - MH4 113
YES | YES |  |  |  | 009-33032 | 009-33032 | Fisher | Neopuff MR850JHU |  |  | GH - BED SHOP |  |  |  |  | 009-33032 | 009-33032 | Central | Greater Heights | GH - BED SHOP | GJ-BED SHOP
NO | YES |  |  |  | 009-33060 | 009-33060 | Fisher | Neopuff MR850JHU | [7 empty] | 009-33060 | 009-33060 |  | Greater Heights |  | GH-RESPIRATORY
NO | YES |  |  |  | 009-33061 | 009-33061 | Fisher | Neopuff MR850JHU | [7 empty] | 009-33061 | 009-33061 |  | Greater Heights |  | GH-RESPIRATORY
YES | YES |  |  |  | 133-09466 | 133-09466 | Fisher | Neopuff RD900AEU |  |  | KATY - Biomed |  |  |  |  | 133-09466 | 133-09466 | Katy | Memorial Hermann Katy Hospital | KATY - Biomed | Biomed storage
YES | YES |  |  |  | 133-09461 | 133-09461 | Fisher | Neopuff RD900AEU |  |  | KATY - Biomed |  |  |  |  | 133-09461 | 133-09461 | Katy | Memorial Hermann Katy Hospital | KATY - Biomed | Biomed storage
YES | YES |  |  |  | 099-13342 | 099-13342 | Fisher | Neopuff RD900AEU |  |  | SW - NICU |  |  |  |  | 099-13342 | 099-13342 | Southwest | Memorial Hermann Southwest Hospital | SW - NICU | NICU Level 3
YES | YES |  |  |  | 041-12670 | 041-12670 | Fisher | Neopuff RD900AEU |  |  | MEMORIAL CITY - LABOR |  |  |  |  | 041-12670 | 041-12670 | West | Womens Memorial Hermann Memorial City Hospital | MEMORIAL CITY - LABOR | Infant Resuscitation
YES | YES |  |  |  | 041-14433 | 041-14433 | Fisher | Neopuff RD900AEU |  |  | Memorial City-Labor & Delivery |  |  |  |  | 041-14433 | 041-14433 | West | MHHS-Mem City | Memorial City-Labor & Delivery | Memorial City - Labor
YES | YES |  |  |  | 041-12657 | 041-12657 | Fisher | Neopuff RD900AEU |  |  | Memorial City-Labor |  |  |  |  | 041-12657 | 041-12657 | West | Women?s Memorial Hermann Memorial City Hospital | Memorial City-Labor | 3M10
NO | NO | [5 empty] | Fisher & Paykel Healthcare (USA) | MR290 |  |  | SW - NICU | MHHS-Southwest |  | Humidifier, Heated |  |  |  | Southwest |  | SW - NICU | [5 empty] | HUMIDIFIERS |  | HUMIDIFIERHEATED-FisherPaykel-MR290 | HUMIDIFIERHEATED | MR290 |  |  |  | FisherPaykel | Humidifier, Heated |  | HUMIDIFIERHEATED-FisherPaykel-MR290 |  |  |  |  | No Coverage Specified | MHHS-Southwest
NO | NO | [5 empty] | Fisher & Paykel Healthcare (USA) | MR810 |  |  | TMC - OR - ANESTHESIA (2HP) | MHHS-TMC |  | Humidifier, Heated |  |  |  | TMC |  | TMC - OR - ANESTHESIA (2HP) | [5 empty] | HUMIDIFIERS |  | HUMIDIFIERHEATED-FisherPaykel-MR810 | HUMIDIFIERHEATED | MR810 |  |  |  | FisherPaykel | Humidifier, Heated |  | HUMIDIFIERHEATED-FisherPaykel-MR810 |  |  |  |  | Not Covered Vendor Only - Biomedical | MHHS-TMC
NO | NO |  |  |  | 069-41638 |  | Fisher & Paykel Healthcare (USA) | MR810 |  |  | TMC - PACU - HVI (7HVI) | MHHS-TMC |  | Humidifier, Heated |  | 069-41638 |  | TMC |  | TMC - PACU - HVI (7HVI) | [5 empty] | HUMIDIFIERS |  | HUMIDIFIERHEATED-FisherPaykel-MR810 | HUMIDIFIERHEATED | MR810 |  |  |  | FisherPaykel | Humidifier, Heated |  | HUMIDIFIERHEATED-FisherPaykel-MR810 |  |  |  |  | Not Covered Vendor Only - Biomedical | MHHS-TMC
NO | NO | [5 empty] | Fisher & Paykel Healthcare (USA) | MR810 |  |  | TMC - PLAZA - ERTAN DDC (STE 1400) | MHHS-TMC |  | Humidifier, Heated |  |  |  | TMC |  | TMC - PLAZA - ERTAN DDC (STE 1400) | [5 empty] | HUMIDIFIERS |  | HUMIDIFIERHEATED-FisherPaykel-MR810 | HUMIDIFIERHEATED | MR810 |  |  |  | FisherPaykel | Humidifier, Heated |  | HUMIDIFIERHEATED-FisherPaykel-MR810 |  |  |  |  | Not Covered Vendor Only - Biomedical | MHHS-TMC
NO | NO |  |  |  | 129-05531 |  | Fisher & Paykel Healthcare (USA) | MR850 |  |  | SUGAR LAND - RESPIRATORY | MHHS-Sugarland |  | Humidifier, Heated |  | 129-05531 |  | Sugar Land |  | SUGAR LAND - RESPIRATORY | [5 empty] | HUMIDIFIERS |  | HUMIDIFIERHEATED-FisherPaykel-MR850 | HUMIDIFIERHEATED | MR850 |  |  |  | FisherPaykel | Humidifier, Heated |  | HUMIDIFIERHEATED-FisherPaykel-MR850 |  |  |  |  | Covered PM Repair - Biomedical | MHHS-Sugarland