NO | YES |  |  |  | 151-01869 | 151-01869 | Stryker Corp Medical Div | MISTRAL AIR PLUS |  |  | CY-PACU | MHHS-Cypress |  | Warmer, Patient |  | 151-01869 | 151-01869 | Northwest | MHHS-Cypress | CY-PACU | Pacu 12 | 1/1/20 | 1/1/21 |  | Broken at front, see first picture | WARMING/COOLING UNITS, PATIENT | Warmer, Patient | WARMERPATIENT-Stryker-Mistral-Air | WARMERPATIENT | Mistral-Air |  |  |  | Stryker | Warmer, Patient |  | WARMERPATIENT-Stryker-Mistral-Air |  | 12/1/20 |  | WP-A | No Coverage Specified | MHHS-Cypress | [8 empty] | WARMERPATIENT | Warmer, Patient | Stryker
NO | YES |  |  |  | 151-01870 | 151-01870 | Stryker Corp Medical Div | MISTRAL AIR PLUS |  |  | CY-PACU | MHHS-Cypress |  | Warmer, Patient |  | 151-01870 | 151-01870 | Northwest | MHHS-Cypress | CY-PACU | M3 322 | 1/1/19 | 1/1/20 |  |  | WARMING/COOLING UNITS, PATIENT | Warmer, Patient | WARMERPATIENT-Stryker-Mistral-Air | WARMERPATIENT | Mistral-Air |  |  |  | Stryker | Warmer, Patient |  | WARMERPATIENT-Stryker-Mistral-Air |  | 12/1/20 |  | WP-A | No Coverage Specified | MHHS-Cypress | [8 empty] | WARMERPATIENT | Warmer, Patient | Stryker
NO | YES |  |  |  | 151-01871 | 151-01871 | Stryker Corp Medical Div | MISTRAL AIR PLUS |  |  | CY-PACU | MHHS-Cypress |  | Warmer, Patient |  | 151-01871 | 151-01871 | Northwest | MHHS-Cypress | CY-PACU | Pacu 20 |  |  |  |  | WARMING/COOLING UNITS, PATIENT | Warmer, Patient | WARMERPATIENT-Stryker-Mistral-Air | WARMERPATIENT | Mistral-Air |  |  |  | Stryker | Warmer, Patient |  | WARMERPATIENT-Stryker-Mistral-Air |  | 12/1/20 |  | WP-A | No Coverage Specified | MHHS-Cypress | [8 empty] | WARMERPATIENT | Warmer, Patient | Stryker
NO | YES |  |  |  | 151-01872 | 151-01872 | Stryker Corp Medical Div | MISTRAL AIR PLUS |  |  | CY-PACU | MHHS-Cypress |  | Warmer, Patient |  | 151-01872 | 151-01872 | Northwest | MHHS-Cypress | CY-PACU | Bed 6 | 1/1/20 | 1/1/21 |  |  | WARMING/COOLING UNITS, PATIENT | Warmer, Patient | WARMERPATIENT-Stryker-Mistral-Air | WARMERPATIENT | Mistral-Air |  |  |  | Stryker | Warmer, Patient |  | WARMERPATIENT-Stryker-Mistral-Air |  | 12/1/20 |  | WP-A | No Coverage Specified | MHHS-Cypress | [8 empty] | WARMERPATIENT | Warmer, Patient | Stryker
NO | YES |  |  |  | 151-01873 | 151-01873 | Stryker Corp Medical Div | MISTRAL AIR PLUS |  |  | CY-PACU | MHHS-Cypress |  | Warmer, Patient |  | 151-01873 | 151-01873 | Northwest | MHHS-Cypress | CY-PACU | Bay 9 | 1/1/20 | 1/1/21 |  |  | WARMING/COOLING UNITS, PATIENT | Warmer, Patient | WARMERPATIENT-Stryker-Mistral-Air | WARMERPATIENT | Mistral-Air |  |  |  | Stryker | Warmer, Patient |  | WARMERPATIENT-Stryker-Mistral-Air |  | 12/1/21 |  | WP-A | No Coverage Specified | MHHS-Cypress | [8 empty] | WARMERPATIENT | Warmer, Patient | Stryker
NO | YES |  |  |  | 151-01874 | 151-01874 | Stryker Corp Medical Div | MISTRAL AIR PLUS |  |  | CY-PACU | MHHS-Cypress |  | Warmer, Patient |  | 151-01874 | 151-01874 | Northwest | MHHS-Cypress | CY-PACU | Bay 10 | 1/1/20 | 1/1/21 |  |  | WARMING/COOLING UNITS, PATIENT | Warmer, Patient | WARMERPATIENT-Stryker-Mistral-Air | WARMERPATIENT | Mistral-Air |  |  |  | Stryker | Warmer, Patient |  | WARMERPATIENT-Stryker-Mistral-Air |  | 12/1/21 |  | WP-A | No Coverage Specified | MHHS-Cypress | [8 empty] | WARMERPATIENT | Warmer, Patient | Stryker
NO | YES |  |  |  | 151-01875 | 151-01875 | Stryker Corp Medical Div | MISTRAL AIR PLUS |  |  | CY-PACU | MHHS-Cypress |  | Warmer, Patient |  | 151-01875 | 151-01875 | Northwest | MHHS-Cypress | CY-PACU | Pacu 17 | 1/1/20 | 1/1/21 |  |  | WARMING/COOLING UNITS, PATIENT | Warmer, Patient | WARMERPATIENT-Stryker-Mistral-Air | WARMERPATIENT | Mistral-Air |  |  |  | Stryker | Warmer, Patient |  | WARMERPATIENT-Stryker-Mistral-Air |  | 12/1/21 |  | WP-A | No Coverage Specified | MHHS-Cypress | [8 empty] | WARMERPATIENT | Warmer, Patient | Stryker
NO | YES |  |  |  | 151-01877 | 151-01877 | Stryker Corp Medical Div | MISTRAL AIR PLUS |  |  | CY-PACU | MHHS-Cypress |  | Warmer, Patient |  | 151-01877 | 151-01877 | Northwest | MHHS-Cypress | CY-PACU | Pacu bay 4 | 1/1/20 | 1/1/21 |  |  | WARMING/COOLING UNITS, PATIENT | Warmer, Patient | WARMERPATIENT-Stryker-Mistral-Air | WARMERPATIENT | Mistral-Air |  |  |  | Stryker | Warmer, Patient |  | WARMERPATIENT-Stryker-Mistral-Air |  | 12/1/20 |  | WP-A | No Coverage Specified | MHHS-Cypress | [8 empty] | WARMERPATIENT | Warmer, Patient | Stryker
NO | YES |  |  |  | 151-01878 | 151-01878 | Stryker Corp Medical Div | MISTRAL AIR PLUS |  |  | CY-PACU | MHHS-Cypress |  | Warmer, Patient |  | 151-01878 | 151-01878 | Northwest | MHHS-Cypress | CY-PACU | Pacu 21 | 1/1/20 | 1/1/21 |  |  | WARMING/COOLING UNITS, PATIENT | Warmer, Patient | WARMERPATIENT-Stryker-Mistral-Air | WARMERPATIENT | Mistral-Air |  |  |  | Stryker | Warmer, Patient |  | WARMERPATIENT-Stryker-Mistral-Air |  | 12/1/21 |  | WP-A | No Coverage Specified | MHHS-Cypress | [8 empty] | WARMERPATIENT | Warmer, Patient | Stryker
NO | YES |  |  |  | 151-01879 | 151-01879 | Stryker Corp Medical Div | MISTRAL AIR PLUS |  |  | CY-PACU | MHHS-Cypress |  | Warmer, Patient |  | 151-01879 | 151-01879 | Northwest | MHHS-Cypress | CY-PACU | Bed 13 | 1/1/20 | 2/1/21 |  |  | WARMING/COOLING UNITS, PATIENT | Warmer, Patient | WARMERPATIENT-Stryker-Mistral-Air | WARMERPATIENT | Mistral-Air |  |  |  | Stryker | Warmer, Patient |  | WARMERPATIENT-Stryker-Mistral-Air |  | 12/1/20 |  | WP-A | No Coverage Specified | MHHS-Cypress | [8 empty] | WARMERPATIENT | Warmer, Patient | Stryker
NO | YES |  |  |  | 151-01880 | 151-01880 | Stryker Corp Medical Div | MISTRAL AIR PLUS |  |  | CY-PACU | MHHS-Cypress |  | Warmer, Patient |  | 151-01880 | 151-01880 | Northwest | MHHS-Cypress | CY-PACU | Pacu Bay 24 | 1/1/20 | 1/1/21 |  |  | WARMING/COOLING UNITS, PATIENT | Warmer, Patient | WARMERPATIENT-Stryker-Mistral-Air | WARMERPATIENT | Mistral-Air |  |  |  | Stryker | Warmer, Patient |  | WARMERPATIENT-Stryker-Mistral-Air |  | 12/1/20 |  | WP-A | No Coverage Specified | MHHS-Cypress | [8 empty] | WARMERPATIENT | Warmer, Patient | Stryker
NO | YES |  |  |  | 151-01882 | 151-01882 | Stryker Corp Medical Div | MISTRAL AIR PLUS |  |  | CY-Central Supply | MHHS-Cypress |  | Warmer, Patient |  | 151-01882 | 151-01882 | Northwest | MHHS-Cypress | CY-Central Supply | Pacu | 1/1/19 | 1/1/20 |  |  | WARMING/COOLING UNITS, PATIENT | Warmer, Patient | WARMERPATIENT-Stryker-Mistral-Air | WARMERPATIENT | Mistral-Air |  |  |  | Stryker | Warmer, Patient |  | WARMERPATIENT-Stryker-Mistral-Air |  | 12/1/20 |  | WP-A | No Coverage Specified | MHHS-Cypress | [8 empty] | WARMERPATIENT | Warmer, Patient | Stryker
NO | YES |  |  |  | 151-01884 | 151-01884 | Stryker Corp Medical Div | MISTRAL AIR PLUS |  |  | CY-PACU | MHHS-Cypress |  | Warmer, Patient |  | 151-01884 | 151-01884 | Northwest | MHHS-Cypress | CY-PACU | Pacu Bay 8 | 1/1/20 | 1/1/21 |  |  | WARMING/COOLING UNITS, PATIENT | Warmer, Patient | WARMERPATIENT-Stryker-Mistral-Air | WARMERPATIENT | Mistral-Air |  |  |  | Stryker | Warmer, Patient |  | WARMERPATIENT-Stryker-Mistral-Air |  | 12/1/20 |  | WP-A | No Coverage Specified | MHHS-Cypress | [8 empty] | WARMERPATIENT | Warmer, Patient | Stryker
NO | YES |  |  |  | 151-01885 | 151-01885 | Stryker Corp Medical Div | MISTRAL AIR PLUS |  |  | CY-PACU | MHHS-Cypress |  | Warmer, Patient |  | 151-01885 | 151-01885 | Northwest | MHHS-Cypress | CY-PACU | Rm 1 | 1/1/19 | 1/1/20 |  |  | WARMING/COOLING UNITS, PATIENT | Warmer, Patient | WARMERPATIENT-Stryker-Mistral-Air | WARMERPATIENT | Mistral-Air |  |  |  | Stryker | Warmer, Patient |  | WARMERPATIENT-Stryker-Mistral-Air |  | 12/1/20 |  | WP-A | No Coverage Specified | MHHS-Cypress | [8 empty] | WARMERPATIENT | Warmer, Patient | Stryker
NO | YES |  |  |  | 151-01886 | 151-01886 | Stryker Corp Medical Div | MISTRAL AIR PLUS |  |  | CY-PACU | MHHS-Cypress |  | Warmer, Patient |  | 151-01886 | 151-01886 | Northwest | MHHS-Cypress | CY-PACU | Pacu bay 15 | 1/1/20 | 1/1/21 |  |  | WARMING/COOLING UNITS, PATIENT | Warmer, Patient | WARMERPATIENT-Stryker-Mistral-Air | WARMERPATIENT | Mistral-Air |  |  |  | Stryker | Warmer, Patient |  | WARMERPATIENT-Stryker-Mistral-Air |  | 11/2/20 |  | WP-A | No Coverage Specified | MHHS-Cypress | [8 empty] | WARMERPATIENT | Warmer, Patient | Stryker
NO | YES |  |  |  | 151-01887 | 151-01887 | Stryker Corp Medical Div | MISTRAL AIR PLUS |  |  | CY-PACU | MHHS-Cypress |  | Warmer, Patient |  | 151-01887 | 151-01887 | Northwest | MHHS-Cypress | CY-PACU | Bay 11 | 1/1/20 | 1/1/21 |  |  | WARMING/COOLING UNITS, PATIENT | Warmer, Patient | WARMERPATIENT-Stryker-Mistral-Air | WARMERPATIENT | Mistral-Air |  |  |  | Stryker | Warmer, Patient |  | WARMERPATIENT-Stryker-Mistral-Air |  | 12/1/20 |  | WP-A | No Coverage Specified | MHHS-Cypress | [8 empty] | WARMERPATIENT | Warmer, Patient | Stryker
NO | YES |  |  |  | 151-02847 | 151-02847 | Stryker Corp Medical Div | MISTRAL AIR PLUS |  |  | CY-Central Supply | MHHS-Cypress |  | Warmer, Patient |  | 151-02847 | 151-02847 | Northwest | MHHS-Cypress | CY-Central Supply | Pacu | 1/1/19 | 1/1/21 |  |  | WARMING/COOLING UNITS, PATIENT | Warmer, Patient | WARMERPATIENT-Stryker-Mistral-Air | WARMERPATIENT | Mistral-Air |  |  |  | Stryker | Warmer, Patient |  | WARMERPATIENT-Stryker-Mistral-Air |  | 12/1/20 |  | WP-A | No Coverage Specified | MHHS-Cypress | [8 empty] | WARMERPATIENT | Warmer, Patient | Stryker
NO | YES |  |  |  | 151-02848 | 151-02848 | Stryker Corp Medical Div | MISTRAL AIR PLUS |  |  | CY-PACU | MHHS-Cypress |  | Warmer, Patient |  | 151-02848 | 151-02848 | Northwest | MHHS-Cypress | CY-PACU | Surgical Area | 2/1/19 | 2/1/20 |  |  | WARMING/COOLING UNITS, PATIENT | Warmer, Patient | WARMERPATIENT-Stryker-Mistral-Air | WARMERPATIENT | Mistral-Air |  |  |  | Stryker | Warmer, Patient |  | WARMERPATIENT-Stryker-Mistral-Air |  | 12/1/20 |  | WP-A | No Coverage Specified | MHHS-Cypress | [8 empty] | WARMERPATIENT | Warmer, Patient | Stryker
NO | YES |  |  |  | 151-01849 | 151-01849 | Stryker Corp Medical Div | MISTRAL AIR PLUS |  |  | CY-Preop | MHHS-Cypress |  | Warmer, Patient |  | 151-01849 | 151-01849 | Northwest | MHHS-Cypress | CY-Preop | Preop | 1/1/20 | 1/1/21 |  |  | WARMING/COOLING UNITS, PATIENT | Warmer, Patient | WARMERPATIENT-Stryker-Mistral-Air | WARMERPATIENT | Mistral-Air |  |  |  | Stryker | Warmer, Patient |  | WARMERPATIENT-Stryker-Mistral-Air |  | 12/1/20 |  | WP-A | No Coverage Specified | MHHS-Cypress | [8 empty] | WARMERPATIENT | Warmer, Patient | Stryker
NO | YES |  |  |  | 151-01850 | 151-01850 | Stryker Corp Medical Div | MISTRAL AIR PLUS |  |  | CY-Preop | MHHS-Cypress |  | Warmer, Patient |  | 151-01850 | 151-01850 | Northwest | MHHS-Cypress | CY-Preop | Preop | 1/1/20 | 1/1/21 |  |  | WARMING/COOLING UNITS, PATIENT | Warmer, Patient | WARMERPATIENT-Stryker-Mistral-Air | WARMERPATIENT | Mistral-Air |  |  |  | Stryker | Warmer, Patient |  | WARMERPATIENT-Stryker-Mistral-Air |  | 12/1/21 |  | WP-A | No Coverage Specified | MHHS-Cypress | [8 empty] | WARMERPATIENT | Warmer, Patient | Stryker
NO | YES |  |  |  | 151-01852 | 151-01852 | Stryker Corp Medical Div | MISTRAL AIR PLUS |  |  | CY-Preop | MHHS-Cypress |  | Warmer, Patient |  | 151-01852 | 151-01852 | Northwest | MHHS-Cypress | CY-Preop | M3406 | 1/1/20 | 1/1/21 |  |  | WARMING/COOLING UNITS, PATIENT | Warmer, Patient | WARMERPATIENT-Stryker-Mistral-Air | WARMERPATIENT | Mistral-Air |  |  |  | Stryker | Warmer, Patient |  | WARMERPATIENT-Stryker-Mistral-Air |  | 12/1/20 |  | WP-A | No Coverage Specified | MHHS-Cypress | [8 empty] | WARMERPATIENT | Warmer, Patient | Stryker
NO | YES |  |  |  | 151-01853 | 151-01853 | Stryker Corp Medical Div | MISTRAL AIR PLUS |  |  | CY-Preop | MHHS-Cypress |  | Warmer, Patient |  | 151-01853 | 151-01853 | Northwest | MHHS-Cypress | CY-Preop | Preop 4 | 1/1/20 | 1/1/21 |  |  | WARMING/COOLING UNITS, PATIENT | Warmer, Patient | WARMERPATIENT-Stryker-Mistral-Air | WARMERPATIENT | Mistral-Air |  |  |  | Stryker | Warmer, Patient |  | WARMERPATIENT-Stryker-Mistral-Air |  | 12/1/20 |  | WP-A | No Coverage Specified | MHHS-Cypress | [8 empty] | WARMERPATIENT | Warmer, Patient | Stryker
NO | YES |  |  |  | 151-01855 | 151-01855 | Stryker Corp Medical Div | MISTRAL AIR PLUS |  |  | CY-Preop | MHHS-Cypress |  | Warmer, Patient |  | 151-01855 | 151-01855 | Northwest | MHHS-Cypress | CY-Preop | Pre op 9 | 1/1/20 | 1/1/21 |  |  | WARMING/COOLING UNITS, PATIENT | Warmer, Patient | WARMERPATIENT-Stryker-Mistral-Air | WARMERPATIENT | Mistral-Air |  |  |  | Stryker | Warmer, Patient |  | WARMERPATIENT-Stryker-Mistral-Air |  | 12/1/20 |  | WP-A | No Coverage Specified | MHHS-Cypress | [8 empty] | WARMERPATIENT | Warmer, Patient | Stryker
NO | YES |  |  |  | 151-01857 | 151-01857 | Stryker Corp Medical Div | MISTRAL AIR PLUS |  |  | CY-Preop | MHHS-Cypress |  | Warmer, Patient |  | 151-01857 | 151-01857 | Northwest | MHHS-Cypress | CY-Preop | Pre op room 13 | 1/1/20 | 1/1/21 |  |  | WARMING/COOLING UNITS, PATIENT | Warmer, Patient | WARMERPATIENT-Stryker-Mistral-Air | WARMERPATIENT | Mistral-Air |  |  |  | Stryker | Warmer, Patient |  | WARMERPATIENT-Stryker-Mistral-Air |  | 12/1/20 |  | WP-A | No Coverage Specified | MHHS-Cypress | [8 empty] | WARMERPATIENT | Warmer, Patient | Stryker
NO | YES |  |  |  | 151-01858 | 151-01858 | Stryker Corp Medical Div | MISTRAL AIR PLUS |  |  | CY-Preop | MHHS-Cypress |  | Warmer, Patient |  | 151-01858 | 151-01858 | Northwest | MHHS-Cypress | CY-Preop | Preop eight | 1/1/20 | 1/1/21 |  |  | WARMING/COOLING UNITS, PATIENT | Warmer, Patient | WARMERPATIENT-Stryker-Mistral-Air | WARMERPATIENT | Mistral-Air |  |  |  | Stryker | Warmer, Patient |  | WARMERPATIENT-Stryker-Mistral-Air |  | 11/2/20 |  | WP-A | No Coverage Specified | MHHS-Cypress | [8 empty] | WARMERPATIENT | Warmer, Patient | Stryker
NO | YES |  |  |  | 151-01859 | 151-01859 | Stryker Corp Medical Div | MISTRAL AIR PLUS |  |  | CY-Preop | MHHS-Cypress |  | Warmer, Patient |  | 151-01859 | 151-01859 | Northwest | MHHS-Cypress | CY-Preop | Preop 14 | 1/1/20 | 1/1/21 |  |  | WARMING/COOLING UNITS, PATIENT | Warmer, Patient | WARMERPATIENT-Stryker-Mistral-Air | WARMERPATIENT | Mistral-Air |  |  |  | Stryker | Warmer, Patient |  | WARMERPATIENT-Stryker-Mistral-Air |  | 11/2/20 |  | WP-A | No Coverage Specified | MHHS-Cypress | [8 empty] | WARMERPATIENT | Warmer, Patient | Stryker
NO | YES |  |  |  | 151-01861 | 151-01861 | Stryker Corp Medical Div | MISTRAL AIR PLUS |  |  | CY-Preop | MHHS-Cypress |  | Warmer, Patient |  | 151-01861 | 151-01861 | Northwest | MHHS-Cypress | CY-Preop | Pre op 3 | 1/1/20 | 1/1/21 |  |  | WARMING/COOLING UNITS, PATIENT | Warmer, Patient | WARMERPATIENT-Stryker-Mistral-Air | WARMERPATIENT | Mistral-Air |  |  |  | Stryker | Warmer, Patient |  | WARMERPATIENT-Stryker-Mistral-Air |  | 12/1/20 |  | WP-A | No Coverage Specified | MHHS-Cypress | [8 empty] | WARMERPATIENT | Warmer, Patient | Stryker
NO | YES |  |  |  | 151-01862 | 151-01862 | Stryker Corp Medical Div | MISTRAL AIR PLUS |  |  | CY-Preop | MHHS-Cypress |  | Warmer, Patient |  | 151-01862 | 151-01862 | Northwest | MHHS-Cypress | CY-Preop | Preop 11 | 1/1/20 | 1/1/21 |  |  | WARMING/COOLING UNITS, PATIENT | Warmer, Patient | WARMERPATIENT-Stryker-Mistral-Air | WARMERPATIENT | Mistral-Air |  |  |  | Stryker | Warmer, Patient |  | WARMERPATIENT-Stryker-Mistral-Air |  | 10/1/20 |  | WP-A | No Coverage Specified | MHHS-Cypress | [8 empty] | WARMERPATIENT | Warmer, Patient | Stryker
NO | YES |  |  |  | 151-03380 | 151-03380 | Stryker Corp Medical Div | MISTRAL AIR PLUS |  |  | CY-Preop | MHHS-Cypress |  | Warmer, Patient |  | 151-03380 | 151-03380 | Northwest | MHHS-Cypress | CY-Preop | Pre op room 12 | 1/1/20 | 1/1/20 |  |  | WARMING/COOLING UNITS, PATIENT | Warmer, Patient | WARMERPATIENT-Stryker-Mistral-Air | WARMERPATIENT | Mistral-Air |  |  |  | Stryker | Warmer, Patient |  | WARMERPATIENT-Stryker-Mistral-Air |  | 9/1/20 |  | WP-A | Not Covered Vendor Only - Biomedical | MHHS-Cypress | [8 empty] | WARMERPATIENT | Warmer, Patient | Stryker
NO | YES | Serial Number 140725583 |  |  |  | 099-08675 | Stryker Corp Medical Div | MISTRAL AIR PLUS |  |  | GH-Cath Lab | MHHS-Greater Heights |  | Warmer, Patient |  |  | 099-08675 | Central | MHHS-Greater Heights | GH-Cath Lab | GH CATH LAB | 4/1/19 |  | 4/1/20 |  | WARMING/COOLING UNITS, PATIENT | Warmer, Patient | WARMERPATIENT-Stryker-Mistral-Air | WARMERPATIENT | Mistral-Air |  |  |  | Stryker | Warmer, Patient |  | WARMERPATIENT-Stryker-Mistral-Air |  | 2/1/17 |  | WP-A | Covered PM Repair - Biomedical | MHHS-Greater Heights | [8 empty] | WARMERPATIENT | Warmer, Patient | Stryker
NO | YES |  |  |  |  | 099-08679 | Stryker Corp Medical Div | MISTRAL AIR PLUS |  |  | GH-Cath Lab | MHHS-Greater Heights |  | Warmer, Patient |  |  | 099-08679 | Central | MHHS-Greater Heights | GH-Cath Lab | GH CATH LAB | 5/1/19 |  | 5/1/20 |  | WARMING/COOLING UNITS, PATIENT | Warmer, Patient | WARMERPATIENT-Stryker-Mistral-Air | WARMERPATIENT | Mistral-Air |  |  |  | Stryker | Warmer, Patient |  | WARMERPATIENT-Stryker-Mistral-Air |  | 8/24/17 |  | WP-A | Covered PM Repair - Biomedical | MHHS-Greater Heights | [8 empty] | WARMERPATIENT | Warmer, Patient | Stryker
NO | YES |  |  |  |  | 099-08678 | Stryker Corp Medical Div | MISTRAL AIR PLUS |  |  | GH-Cath Lab | MHHS-Greater Heights |  | Warmer, Patient |  |  | 099-08678 | Central | MHHS-Greater Heights | GH-Cath Lab | GH CATH LAB | 5/1/19 |  | 5/1/20 |  | WARMING/COOLING UNITS, PATIENT | Warmer, Patient | WARMERPATIENT-Stryker-Mistral-Air | WARMERPATIENT | Mistral-Air |  |  |  | Stryker | Warmer, Patient |  | WARMERPATIENT-Stryker-Mistral-Air |  | 7/24/10 |  | WP-A | Covered PM Repair - Biomedical | MHHS-Greater Heights | [8 empty] | WARMERPATIENT | Warmer, Patient | Stryker
NO | YES |  |  |  | 009-33085 | 009-33085 | Stryker Corp Medical Div | MISTRAL AIR PLUS |  |  | GH - CENTRAL SUPPLY | MHHS-Greater Heights |  | Warmer, Patient |  | 009-33085 | 009-33085 | Central |  | GH - CENTRAL SUPPLY | [5 empty] | WARMING/COOLING UNITS, PATIENT |  | WARMERPATIENT-Stryker-Mistral-Air | WARMERPATIENT | Mistral-Air |  |  |  | Stryker | Warmer, Patient |  | WARMERPATIENT-Stryker-Mistral-Air |  |  |  |  | Covered PM Repair - Biomedical | MHHS-Greater Heights
NO | YES |  |  |  |  | 009-34087 | Stryker Corp Medical Div | MISTRAL AIR PLUS |  |  | GH-OR Anesthesia | MHHS-Greater Heights |  | Warmer, Patient |  |  | 009-34087 | Central | MHHS-Greater Heights | GH-OR Anesthesia | OR | 4/1/19 |  | 4/1/20 |  | WARMING/COOLING UNITS, PATIENT | Warmer, Patient | WARMERPATIENT-Stryker-Mistral-Air | WARMERPATIENT | Mistral-Air |  |  |  | Stryker | Warmer, Patient |  | WARMERPATIENT-Stryker-Mistral-Air |  |  |  | WP-A | Not Covered Vendor Only - Biomedical | MHHS-Greater Heights | [8 empty] | WARMERPATIENT | Warmer, Patient | Stryker
NO | YES |  |  |  |  | 009-34184 | Stryker Corp Medical Div | MISTRAL AIR PLUS |  |  | GH-PACU | MHHS-Greater Heights |  | Warmer, Patient |  |  | 009-34184 | Central | MHHS-Greater Heights | GH-PACU | PACU | 4/1/19 |  | 4/1/20 |  | WARMING/COOLING UNITS, PATIENT | Warmer, Patient | WARMERPATIENT-Stryker-Mistral-Air | WARMERPATIENT | Mistral-Air |  |  |  | Stryker | Warmer, Patient |  | WARMERPATIENT-Stryker-Mistral-Air |  |  |  | WP-A | Not Covered Vendor Only - Biomedical | MHHS-Greater Heights | [8 empty] | WARMERPATIENT | Warmer, Patient | Stryker
NO | YES |  |  |  |  | 009-34209 | Stryker Corp Medical Div | MISTRAL AIR PLUS |  |  | GH-PACU | MHHS-Greater Heights |  | Warmer, Patient |  |  | 009-34209 | Central | MHHS-Greater Heights | GH-PACU | PACU | 6/1/19 |  | 5/1/20 |  | WARMING/COOLING UNITS, PATIENT | Warmer, Patient | WARMERPATIENT-Stryker-Mistral-Air | WARMERPATIENT | Mistral-Air |  |  |  | Stryker | Warmer, Patient |  | WARMERPATIENT-Stryker-Mistral-Air |  |  |  | WP-A | Not Covered Vendor Only - Biomedical | MHHS-Greater Heights | [8 empty] | WARMERPATIENT | Warmer, Patient | Stryker
NO | YES |  |  |  |  | 009-33096 | Stryker Corp Medical Div | MISTRAL AIR PLUS |  |  | GH - LABOR | MHHS-Greater Heights |  | Warmer, Patient |  |  | 009-33096 | Central | GH-Labor | GH - LABOR | LD1 |  |  |  |  | WARMING/COOLING UNITS, PATIENT |  | WARMERPATIENT-Stryker-Mistral-Air | WARMERPATIENT | Mistral-Air |  |  |  | Stryker | Warmer, Patient |  | WARMERPATIENT-Stryker-Mistral-Air |  |  |  |  | Covered PM Repair - Biomedical | MHHS-Greater Heights
NO | YES | Serial Number 181164914 |  |  |  | 009-34221 | Stryker Corp Medical Div | MISTRAL AIR PLUS |  |  | GH-Med Surg 6 | MHHS-Greater Heights |  | Warmer, Patient |  |  | 009-34221 | Central | MHHS-Greater Heights | GH-Med Surg 6 | IMU | 5/1/19 |  | 5/1/20 |  | WARMING/COOLING UNITS, PATIENT | Warmer, Patient | WARMERPATIENT-Stryker-Mistral-Air | WARMERPATIENT | Mistral-Air |  |  |  | Stryker | Warmer, Patient |  | WARMERPATIENT-Stryker-Mistral-Air |  | 2/25/20 |  | WP-A | Covered PM Repair - Biomedical | MHHS-Greater Heights | [8 empty] | WARMERPATIENT | Warmer, Patient | Stryker
NO | YES | [5 empty] | Stryker Corp Medical Div | MISTRAL AIR PLUS |  |  | GH-OR | MHHS-Greater Heights |  | Warmer, Patient |  |  |  | Central & Greater Heights | MHHS-Greater Heights | GH-OR | Room 7 | 4/1/19 |  | 4/1/20 |  | WARMING/COOLING UNITS, PATIENT | Warmer, Patient | WARMERPATIENT-Stryker-Mistral-Air | WARMERPATIENT | Mistral-Air |  |  |  | Stryker | Warmer, Patient |  | WARMERPATIENT-Stryker-Mistral-Air |  |  |  | WP-A | Not Covered Vendor Only - Biomedical | MHHS-Greater Heights | [8 empty] | WARMERPATIENT | Warmer, Patient | Stryker
NO | YES |  |  |  |  | 009-34185 | Stryker Corp Medical Div | MISTRAL AIR PLUS |  |  | GH-OR Anesthesia | MHHS-Greater Heights |  | Warmer, Patient |  |  | 009-34185 | Central | MHHS-Greater Heights | GH-OR Anesthesia | OR | 4/1/19 |  | 4/1/20 |  | WARMING/COOLING UNITS, PATIENT | Warmer, Patient | WARMERPATIENT-Stryker-Mistral-Air | WARMERPATIENT | Mistral-Air |  |  |  | Stryker | Warmer, Patient |  | WARMERPATIENT-Stryker-Mistral-Air |  | 1/15/17 |  | WP-A | Covered PM Repair - Biomedical | MHHS-Greater Heights | [8 empty] | WARMERPATIENT | Warmer, Patient | Stryker
NO | YES |  |  |  |  | 009-34224 | Stryker Corp Medical Div | MISTRAL AIR PLUS |  |  | GH-OR | MHHS-Greater Heights |  | Warmer, Patient |  |  | 009-34224 | Central | MHHS-Greater Heights | GH-OR | OR | 4/1/19 |  | 4/1/20 |  | WARMING/COOLING UNITS, PATIENT | Warmer, Patient | WARMERPATIENT-Stryker-Mistral-Air | WARMERPATIENT | Mistral-Air |  |  |  | Stryker | Warmer, Patient |  | WARMERPATIENT-Stryker-Mistral-Air |  |  |  | WP-A | Covered PM Repair - Biomedical | MHHS-Greater Heights | [8 empty] | WARMERPATIENT | Warmer, Patient | Stryker
NO | YES | [5 empty] | Stryker Corp Medical Div | MISTRAL AIR PLUS |  |  | GH-OR | MHHS-Greater Heights |  | Warmer, Patient |  |  |  | Central & Greater Heights | MHHS-Greater Heights | GH-OR | Pre op room 3 | 4/1/19 |  | 4/1/20 |  | WARMING/COOLING UNITS, PATIENT | Warmer, Patient | WARMERPATIENT-Stryker-Mistral-Air | WARMERPATIENT | Mistral-Air |  |  |  | Stryker | Warmer, Patient |  | WARMERPATIENT-Stryker-Mistral-Air |  |  |  | WP-A | Covered PM Repair - Biomedical | MHHS-Greater Heights | [8 empty] | WARMERPATIENT | Warmer, Patient | Stryker
NO | YES |  |  |  |  | 009-34202 | Stryker Corp Medical Div | MISTRAL AIR PLUS |  |  | GH-OR | MHHS-Greater Heights |  | Warmer, Patient |  |  | 009-34202 | Central | MHHS-Greater Heights | GH-OR | OR | 4/1/19 |  | 4/1/20 |  | WARMING/COOLING UNITS, PATIENT | Warmer, Patient | WARMERPATIENT-Stryker-Mistral-Air | WARMERPATIENT | Mistral-Air |  |  |  | Stryker | Warmer, Patient |  | WARMERPATIENT-Stryker-Mistral-Air |  | 8/24/17 |  | WP-A | Covered PM Repair - Biomedical | MHHS-Greater Heights | [8 empty] | WARMERPATIENT | Warmer, Patient | Stryker
NO | YES | [5 empty] | Stryker Corp Medical Div | MISTRAL AIR PLUS |  |  | GH-OR | MHHS-Greater Heights |  | Warmer, Patient |  |  |  | Central & Greater Heights | MHHS-Greater Heights | GH-OR | Room 3 | 4/1/19 |  | 4/1/20 |  | WARMING/COOLING UNITS, PATIENT | Warmer, Patient | WARMERPATIENT-Stryker-Mistral-Air | WARMERPATIENT | Mistral-Air |  |  |  | Stryker | Warmer, Patient |  | WARMERPATIENT-Stryker-Mistral-Air |  |  |  | WP-A | Not Covered Vendor Only - Biomedical | MHHS-Greater Heights | [8 empty] | WARMERPATIENT | Warmer, Patient | Stryker
NO | YES | [5 empty] | Stryker Corp Medical Div | MISTRAL AIR PLUS |  |  | GH-PACU | MHHS-Greater Heights |  | Warmer, Patient |  |  |  | Central & Greater Heights | MHHS-Greater Heights | GH-PACU | Room 18 | 4/1/19 |  | 4/1/20 |  | WARMING/COOLING UNITS, PATIENT | Warmer, Patient | WARMERPATIENT-Stryker-Mistral-Air | WARMERPATIENT | Mistral-Air |  |  |  | Stryker | Warmer, Patient |  | WARMERPATIENT-Stryker-Mistral-Air |  |  |  | WP-A | Covered PM Repair - Biomedical | MHHS-Greater Heights | [8 empty] | WARMERPATIENT | Warmer, Patient | Stryker
NO | YES |  |  |  |  | 009-34210 | Stryker Corp Medical Div | MISTRAL AIR PLUS |  |  | GH-PACU | MHHS-Greater Heights |  | Warmer, Patient |  |  | 009-34210 | Central | MHHS-Greater Heights | GH-PACU | PACU | 4/1/19 |  | 4/1/20 |  | WARMING/COOLING UNITS, PATIENT | Warmer, Patient | WARMERPATIENT-Stryker-Mistral-Air | WARMERPATIENT | Mistral-Air |  |  |  | Stryker | Warmer, Patient |  | WARMERPATIENT-Stryker-Mistral-Air |  | 9/1/17 |  | WP-A | Covered PM Repair - Biomedical | MHHS-Greater Heights | [8 empty] | WARMERPATIENT | Warmer, Patient | Stryker
NO | YES | [5 empty] | Stryker Corp Medical Div | MISTRAL AIR PLUS |  |  | GH-PACU | MHHS-Greater Heights |  | Warmer, Patient |  |  |  | Central & Greater Heights | MHHS-Greater Heights | GH-PACU | Room 5 | 4/1/19 |  | 4/1/20 |  | WARMING/COOLING UNITS, PATIENT | Warmer, Patient | WARMERPATIENT-Stryker-Mistral-Air | WARMERPATIENT | Mistral-Air |  |  |  | Stryker | Warmer, Patient |  | WARMERPATIENT-Stryker-Mistral-Air |  | 8/24/17 |  | WP-A | Covered PM Repair - Biomedical | MHHS-Greater Heights | [8 empty] | WARMERPATIENT | Warmer, Patient | Stryker
NO | YES | [5 empty] | Stryker Corp Medical Div | MISTRAL AIR PLUS |  |  | GH-PACU | MHHS-Greater Heights |  | Warmer, Patient |  |  |  | Central & Greater Heights | MHHS-Greater Heights | GH-PACU | Nursing statiom | 4/1/19 |  | 4/1/20 |  | WARMING/COOLING UNITS, PATIENT | Warmer, Patient | WARMERPATIENT-Stryker-Mistral-Air | WARMERPATIENT | Mistral-Air |  |  |  | Stryker | Warmer, Patient |  | WARMERPATIENT-Stryker-Mistral-Air |  | 8/24/17 |  | WP-A | Covered PM Repair - Biomedical | MHHS-Greater Heights | [8 empty] | WARMERPATIENT | Warmer, Patient | Stryker
NO | YES |  |  |  |  | 009-34179 | Stryker Corp Medical Div | MISTRAL AIR PLUS |  |  | GH-PACU | MHHS-Greater Heights |  | Warmer, Patient |  |  | 009-34179 | Central | MHHS-Greater Heights | GH-PACU | PACU | 4/1/19 |  | 4/1/20 |  | WARMING/COOLING UNITS, PATIENT | Warmer, Patient | WARMERPATIENT-Stryker-Mistral-Air | WARMERPATIENT | Mistral-Air |  |  |  | Stryker | Warmer, Patient |  | WARMERPATIENT-Stryker-Mistral-Air |  | 8/24/17 |  | WP-A | Covered PM Repair - Biomedical | MHHS-Greater Heights | [8 empty] | WARMERPATIENT | Warmer, Patient | Stryker
NO | YES |  |  |  |  | 009-34207 | Stryker Corp Medical Div | MISTRAL AIR PLUS |  |  | GH-PACU | MHHS-Greater Heights |  | Warmer, Patient |  |  | 009-34207 | Central | MHHS-Greater Heights | GH-PACU | PACU | 4/1/19 |  | 4/1/20 |  | WARMING/COOLING UNITS, PATIENT | Warmer, Patient | WARMERPATIENT-Stryker-Mistral-Air | WARMERPATIENT | Mistral-Air |  |  |  | Stryker | Warmer, Patient |  | WARMERPATIENT-Stryker-Mistral-Air |  | 8/24/17 |  | WP-A | Covered PM Repair - Biomedical | MHHS-Greater Heights | [8 empty] | WARMERPATIENT | Warmer, Patient | Stryker
NO | YES |  |  |  |  | 009-34175 | Stryker Corp Medical Div | MISTRAL AIR PLUS |  |  | GH-PACU | MHHS-Greater Heights |  | Warmer, Patient |  |  | 009-34175 | Central | MHHS-Greater Heights | GH-PACU | PACU | 4/1/19 |  | 4/1/20 |  | WARMING/COOLING UNITS, PATIENT | Warmer, Patient | WARMERPATIENT-Stryker-Mistral-Air | WARMERPATIENT | Mistral-Air |  |  |  | Stryker | Warmer, Patient |  | WARMERPATIENT-Stryker-Mistral-Air |  | 8/24/17 |  | WP-A | Covered PM Repair - Biomedical | MHHS-Greater Heights | [8 empty] | WARMERPATIENT | Warmer, Patient | Stryker
NO | YES |  |  |  |  | 009-34174 | Stryker Corp Medical Div | MISTRAL AIR PLUS |  |  | GH-PACU | MHHS-Greater Heights |  | Warmer, Patient |  |  | 009-34174 | Central | MHHS-Greater Heights | GH-PACU | PACU | 7/1/19 |  | 7/1/20 |  | WARMING/COOLING UNITS, PATIENT | Warmer, Patient | WARMERPATIENT-Stryker-Mistral-Air | WARMERPATIENT | Mistral-Air |  |  |  | Stryker | Warmer, Patient |  | WARMERPATIENT-Stryker-Mistral-Air |  | 8/24/17 |  | WP-A | Covered PM Repair - Biomedical | MHHS-Greater Heights | [8 empty] | WARMERPATIENT | Warmer, Patient | Stryker
NO | YES | [5 empty] | Stryker Corp Medical Div | MISTRAL AIR PLUS |  |  | GH-PACU | MHHS-Greater Heights |  | Warmer, Patient |  |  |  | Central & Greater Heights | MHHS-Greater Heights | GH-PACU | Room 18 | 4/1/19 |  | 4/1/20 |  | WARMING/COOLING UNITS, PATIENT | Warmer, Patient | WARMERPATIENT-Stryker-Mistral-Air | WARMERPATIENT | Mistral-Air |  |  |  | Stryker | Warmer, Patient |  | WARMERPATIENT-Stryker-Mistral-Air |  | 8/24/17 |  | WP-A | Covered PM Repair - Biomedical | MHHS-Greater Heights | [8 empty] | WARMERPATIENT | Warmer, Patient | Stryker
NO | YES |  |  |  |  | 009-34181 | Stryker Corp Medical Div | MISTRAL AIR PLUS |  |  | GH-PACU | MHHS-Greater Heights |  | Warmer, Patient |  |  | 009-34181 | Central | MHHS-Greater Heights | GH-PACU | PACU | 5/1/19 |  | 5/1/20 |  | WARMING/COOLING UNITS, PATIENT | Warmer, Patient | WARMERPATIENT-Stryker-Mistral-Air | WARMERPATIENT | Mistral-Air |  |  |  | Stryker | Warmer, Patient |  | WARMERPATIENT-Stryker-Mistral-Air |  |  |  | WP-A | Covered PM Repair - Biomedical | MHHS-Greater Heights | [8 empty] | WARMERPATIENT | Warmer, Patient | Stryker
NO | YES |  |  |  |  | 009-34180 | Stryker Corp Medical Div | MISTRAL AIR PLUS |  |  | GH-PACU | MHHS-Greater Heights |  | Warmer, Patient |  |  | 009-34180 | Central | MHHS-Greater Heights | GH-PACU | PACU | 5/1/19 |  | 5/1/20 |  | WARMING/COOLING UNITS, PATIENT | Warmer, Patient | WARMERPATIENT-Stryker-Mistral-Air | WARMERPATIENT | Mistral-Air |  |  |  | Stryker | Warmer, Patient |  | WARMERPATIENT-Stryker-Mistral-Air |  |  |  | WP-A | Covered PM Repair - Biomedical | MHHS-Greater Heights | [8 empty] | WARMERPATIENT | Warmer, Patient | Stryker
NO | YES |  |  |  |  | 009-34178 | Stryker Corp Medical Div | MISTRAL AIR PLUS |  |  | GH-PACU | MHHS-Greater Heights |  | Warmer, Patient |  |  | 009-34178 | Central | MHHS-Greater Heights | GH-PACU | PACU | 5/1/19 |  | 5/1/20 |  | WARMING/COOLING UNITS, PATIENT | Warmer, Patient | WARMERPATIENT-Stryker-Mistral-Air | WARMERPATIENT | Mistral-Air |  |  |  | Stryker | Warmer, Patient |  | WARMERPATIENT-Stryker-Mistral-Air |  |  |  | WP-A | Covered PM Repair - Biomedical | MHHS-Greater Heights | [8 empty] | WARMERPATIENT | Warmer, Patient | Stryker
NO | YES | [5 empty] | Stryker Corp Medical Div | MISTRAL AIR PLUS |  |  | GH-PACU | MHHS-Greater Heights |  | Warmer, Patient |  |  |  | Central & Greater Heights | MHHS-Greater Heights | GH-PACU | Room 18 | 5/1/19 |  | 5/1/20 |  | WARMING/COOLING UNITS, PATIENT | Warmer, Patient | WARMERPATIENT-Stryker-Mistral-Air | WARMERPATIENT | Mistral-Air |  |  |  | Stryker | Warmer, Patient |  | WARMERPATIENT-Stryker-Mistral-Air |  |  |  | WP-A | Covered PM Repair - Biomedical | MHHS-Greater Heights | [8 empty] | WARMERPATIENT | Warmer, Patient | Stryker
NO | YES |  |  |  |  | 009-34204 | Stryker Corp Medical Div | MISTRAL AIR PLUS |  |  | GH-PACU | MHHS-Greater Heights |  | Warmer, Patient |  |  | 009-34204 | Central | MHHS-Greater Heights | GH-PACU | PACU | 5/1/19 |  | 3/1/20 |  | WARMING/COOLING UNITS, PATIENT | Warmer, Patient | WARMERPATIENT-Stryker-Mistral-Air | WARMERPATIENT | Mistral-Air |  |  |  | Stryker | Warmer, Patient |  | WARMERPATIENT-Stryker-Mistral-Air |  |  |  | WP-A | Covered PM Repair - Biomedical | MHHS-Greater Heights | [8 empty] | WARMERPATIENT | Warmer, Patient | Stryker
NO | YES |  |  |  |  | 009-34205 | Stryker Corp Medical Div | MISTRAL AIR PLUS |  |  | GH-PACU | MHHS-Greater Heights |  | Warmer, Patient |  |  | 009-34205 | Central | MHHS-Greater Heights | GH-PACU | PACU | 5/1/19 |  | 5/1/20 |  | WARMING/COOLING UNITS, PATIENT | Warmer, Patient | WARMERPATIENT-Stryker-Mistral-Air | WARMERPATIENT | Mistral-Air |  |  |  | Stryker | Warmer, Patient |  | WARMERPATIENT-Stryker-Mistral-Air |  | 8/1/17 |  | WP-A | Covered PM Repair - Biomedical | MHHS-Greater Heights | [8 empty] | WARMERPATIENT | Warmer, Patient | Stryker
NO | YES |  |  |  |  | 009-34176 | Stryker Corp Medical Div | MISTRAL AIR PLUS |  |  | GH-PACU | MHHS-Greater Heights |  | Warmer, Patient |  |  | 009-34176 | Central | MHHS-Greater Heights | GH-PACU | PACU | 5/1/19 |  | 5/1/20 |  | WARMING/COOLING UNITS, PATIENT | Warmer, Patient | WARMERPATIENT-Stryker-Mistral-Air | WARMERPATIENT | Mistral-Air |  |  |  | Stryker | Warmer, Patient |  | WARMERPATIENT-Stryker-Mistral-Air |  | 8/1/17 |  | WP-A | Covered PM Repair - Biomedical | MHHS-Greater Heights | [8 empty] | WARMERPATIENT | Warmer, Patient | Stryker
NO | YES | [5 empty] | Stryker Corp Medical Div | MISTRAL AIR PLUS |  |  | GH-PACU | MHHS-Greater Heights |  | Warmer, Patient |  |  |  | Central & Greater Heights | MHHS-Greater Heights | GH-PACU | Room 18 | 5/1/19 |  | 5/1/20 |  | WARMING/COOLING UNITS, PATIENT | Warmer, Patient | WARMERPATIENT-Stryker-Mistral-Air | WARMERPATIENT | Mistral-Air |  |  |  | Stryker | Warmer, Patient |  | WARMERPATIENT-Stryker-Mistral-Air |  | 8/1/17 |  | WP-A | Covered PM Repair - Biomedical | MHHS-Greater Heights | [8 empty] | WARMERPATIENT | Warmer, Patient | Stryker
NO | YES | [5 empty] | Stryker Corp Medical Div | MISTRAL AIR PLUS |  |  | GH-Preop | MHHS-Greater Heights |  | Warmer, Patient |  |  |  | Central & Greater Heights | MHHS-Greater Heights | GH-Preop | Room 6 | 8/1/19 |  | 4/1/20 |  | WARMING/COOLING UNITS, PATIENT | Warmer, Patient | WARMERPATIENT-Stryker-Mistral-Air | WARMERPATIENT | Mistral-Air |  |  |  | Stryker | Warmer, Patient |  | WARMERPATIENT-Stryker-Mistral-Air |  | 8/1/17 |  | WP-A | Covered PM Repair - Biomedical | MHHS-Greater Heights | [8 empty] | WARMERPATIENT | Warmer, Patient | Stryker
NO | YES |  |  |  |  | 009-34201 | Stryker Corp Medical Div | MISTRAL AIR PLUS |  |  | GH-OR Endoscopy | MHHS-Greater Heights |  | Warmer, Patient |  |  | 009-34201 | Central | MHHS-Greater Heights | GH-OR Endoscopy | Endoscopy | 4/1/19 |  | 4/1/20 |  | WARMING/COOLING UNITS, PATIENT | Warmer, Patient | WARMERPATIENT-Stryker-Mistral-Air | WARMERPATIENT | Mistral-Air |  |  |  | Stryker | Warmer, Patient |  | WARMERPATIENT-Stryker-Mistral-Air |  | 8/1/17 |  | WP-A | Covered PM Repair - Biomedical | MHHS-Greater Heights | [8 empty] | WARMERPATIENT | Warmer, Patient | Stryker
NO | YES | [5 empty] | Stryker Corp Medical Div | MISTRAL AIR PLUS |  |  | GH-Preop | MHHS-Greater Heights |  | Warmer, Patient |  |  |  | Central & Greater Heights | MHHS-Greater Heights | GH-Preop | Room 2 | 4/1/19 |  | 4/1/20 |  | WARMING/COOLING UNITS, PATIENT | Warmer, Patient | WARMERPATIENT-Stryker-Mistral-Air | WARMERPATIENT | Mistral-Air |  |  |  | Stryker | Warmer, Patient |  | WARMERPATIENT-Stryker-Mistral-Air |  | 8/1/17 |  | WP-A | Covered PM Repair - Biomedical | MHHS-Greater Heights | [8 empty] | WARMERPATIENT | Warmer, Patient | Stryker
NO | YES |  |  |  |  | 009-34194 | Stryker Corp Medical Div | MISTRAL AIR PLUS |  |  | GH-Preop | MHHS-Greater Heights |  | Warmer, Patient |  |  | 009-34194 | Central | MHHS-Greater Heights | GH-Preop | BIOMED SHOP | 4/1/19 |  | 4/1/20 |  | WARMING/COOLING UNITS, PATIENT | Warmer, Patient | WARMERPATIENT-Stryker-Mistral-Air | WARMERPATIENT | Mistral-Air |  |  |  | Stryker | Warmer, Patient |  | WARMERPATIENT-Stryker-Mistral-Air |  | 8/1/17 |  | WP-A | Covered PM Repair - Biomedical | MHHS-Greater Heights | [8 empty] | WARMERPATIENT | Warmer, Patient | Stryker
NO | YES |  |  |  |  | 009-34084 | Stryker Corp Medical Div | MISTRAL AIR PLUS |  |  | GH-Preop | MHHS-Greater Heights |  | Warmer, Patient |  |  | 009-34084 | Central | MHHS-Greater Heights | GH-Preop | OR | 4/1/19 |  | 4/1/20 |  | WARMING/COOLING UNITS, PATIENT | Warmer, Patient | WARMERPATIENT-Stryker-Mistral-Air | WARMERPATIENT | Mistral-Air |  |  |  | Stryker | Warmer, Patient |  | WARMERPATIENT-Stryker-Mistral-Air |  | 6/28/16 |  | WP-A | Covered PM Repair - Biomedical | MHHS-Greater Heights | [8 empty] | WARMERPATIENT | Warmer, Patient | Stryker
NO | YES |  |  |  |  | 009-34083 | Stryker Corp Medical Div | MISTRAL AIR PLUS |  |  | GH-Preop | MHHS-Greater Heights |  | Warmer, Patient |  |  | 009-34083 | Central | MHHS-Greater Heights | GH-Preop | OR | 9/1/19 |  |  |  | WARMING/COOLING UNITS, PATIENT | Warmer, Patient | WARMERPATIENT-Stryker-Mistral-Air | WARMERPATIENT | Mistral-Air |  |  |  | Stryker | Warmer, Patient |  | WARMERPATIENT-Stryker-Mistral-Air |  |  |  | WP-A | Covered PM Repair - Biomedical | MHHS-Greater Heights | [8 empty] | WARMERPATIENT | Warmer, Patient | Stryker
NO | YES |  |  |  |  | 099-03210 | Stryker Corp Medical Div | MISTRAL AIR PLUS |  |  | Katy-OR | MHHS-Katy |  | Warmer, Patient |  |  | 099-03210 | Katy | MHHS-Katy | Katy-OR | Bronchoscopy | 5/1/19 | 5/1/20 |  |  | WARMING/COOLING UNITS, PATIENT | Warmer, Patient | WARMERPATIENT-Stryker-Mistral-Air | WARMERPATIENT | Mistral-Air |  |  |  | Stryker | Warmer, Patient |  | WARMERPATIENT-Stryker-Mistral-Air |  | 8/1/15 |  | WP-A | Covered PM Repair - Biomedical | MHHS-Katy | [8 empty] | WARMERPATIENT | Warmer, Patient | Stryker
NO | YES |  |  |  |  | 099-03183 | Stryker Corp Medical Div | MISTRAL AIR PLUS |  |  | Katy-OR | MHHS-Katy |  | Warmer, Patient |  |  | 099-03183 | Katy | MHHS-Katy | Katy-OR | OR 7 | 1/1/20 | 1/1/21 |  |  | WARMING/COOLING UNITS, PATIENT | Warmer, Patient | WARMERPATIENT-Stryker-Mistral-Air | WARMERPATIENT | Mistral-Air |  |  |  | Stryker | Warmer, Patient |  | WARMERPATIENT-Stryker-Mistral-Air |  | 8/24/17 |  | WP-A | Covered PM Repair - Biomedical | MHHS-Katy | [8 empty] | WARMERPATIENT | Warmer, Patient | Stryker
NO | YES |  |  |  |  | 099-03196 | Stryker Corp Medical Div | MISTRAL AIR PLUS |  |  | Katy-OR | MHHS-Katy |  | Warmer, Patient |  |  | 099-03196 | Katy | MHHS-Katy | Katy-OR | OR 3 | 5/1/19 | 5/1/20 |  |  | WARMING/COOLING UNITS, PATIENT | Warmer, Patient | WARMERPATIENT-Stryker-Mistral-Air | WARMERPATIENT | Mistral-Air |  |  |  | Stryker | Warmer, Patient |  | WARMERPATIENT-Stryker-Mistral-Air |  | 8/24/17 |  | WP-A | Covered PM Repair - Biomedical | MHHS-Katy | [8 empty] | WARMERPATIENT | Warmer, Patient | Stryker
NO | YES |  |  |  |  | 099-03190 | Stryker Corp Medical Div | MISTRAL AIR PLUS |  |  | Katy-OR | MHHS-Katy |  | Warmer, Patient |  |  | 099-03190 | Katy | MHHS-Katy | Katy-OR | OR 4 | 5/1/19 | 5/1/20 |  |  | WARMING/COOLING UNITS, PATIENT | Warmer, Patient | WARMERPATIENT-Stryker-Mistral-Air | WARMERPATIENT | Mistral-Air |  |  |  | Stryker | Warmer, Patient |  | WARMERPATIENT-Stryker-Mistral-Air |  | 9/1/17 |  | WP-A | Covered PM Repair - Biomedical | MHHS-Katy | [8 empty] | WARMERPATIENT | Warmer, Patient | Stryker
NO | YES |  |  |  |  | 099-03209 | Stryker Corp Medical Div | MISTRAL AIR PLUS |  |  | Katy-OR | MHHS-Katy |  | Warmer, Patient |  |  | 099-03209 | Katy | MHHS-Katy | Katy-OR | Endo 2 | 5/1/19 | 5/1/20 |  |  | WARMING/COOLING UNITS, PATIENT | Warmer, Patient | WARMERPATIENT-Stryker-Mistral-Air | WARMERPATIENT | Mistral-Air |  |  |  | Stryker | Warmer, Patient |  | WARMERPATIENT-Stryker-Mistral-Air |  |  |  | WP-A | Covered PM Repair - Biomedical | MHHS-Katy | [8 empty] | WARMERPATIENT | Warmer, Patient | Stryker
NO | YES | [5 empty] | Stryker Corp Medical Div | MISTRAL AIR PLUS |  |  | Katy-PACU | MHHS-Katy |  | Warmer, Patient |  |  |  | Katy | MHHS-Katy | Katy-PACU | PACU Room 1 | 11/1/19 | 11/1/20 |  |  | WARMING/COOLING UNITS, PATIENT | Warmer, Patient | WARMERPATIENT-Stryker-Mistral-Air | WARMERPATIENT | Mistral-Air |  |  |  | Stryker | Warmer, Patient |  | WARMERPATIENT-Stryker-Mistral-Air |  | 10/1/17 |  | WP-A | Covered PM Repair - Biomedical | MHHS-Katy | [8 empty] | WARMERPATIENT | Warmer, Patient | Stryker
NO | YES |  |  |  |  | 241-04220 | Stryker Corp Medical Div | MISTRAL AIR PLUS |  |  | TIRR-Sleep Lab | MHHS-Katy Rehab |  | Warmer, Patient |  |  | 241-04220 | TMC | MHHS-Others | TIRR-Sleep Lab | TIRR - SLEEP LAB | 3/1/19 |  | 3/1/20 |  | WARMING/COOLING UNITS, PATIENT | Warmer, Patient | WARMERPATIENT-Stryker-Mistral-Air | WARMERPATIENT | Mistral-Air |  |  |  | Stryker | Warmer, Patient |  | WARMERPATIENT-Stryker-Mistral-Air |  |  |  | WP-A | Covered PM Repair - Biomedical | MHHS-Katy Rehab | [8 empty] | WARMERPATIENT | Warmer, Patient | Stryker
NO | YES | [5 empty] | Stryker Corp Medical Div | MISTRAL AIR PLUS |  |  | MEMORIAL CITY - Endo | MHHS-Mem City |  | Warmer, Patient |  |  |  | West | MEMORIAL CITY - MEMORIAL HERMANN WEST TOWER | MEMORIAL CITY - Endo | 149 Procedure Room 6 |  |  |  |  | WARMING/COOLING UNITS, PATIENT |  | WARMERPATIENT-Stryker-Mistral-Air | WARMERPATIENT | Mistral-Air |  |  |  | Stryker | Warmer, Patient |  | WARMERPATIENT-Stryker-Mistral-Air |  |  |  |  | Covered PM Repair - Biomedical | MHHS-Mem City
NO | YES | [5 empty] | Stryker Corp Medical Div | MISTRAL AIR PLUS |  |  | MEMORIAL CITY - Endoscopy | MHHS-Mem City |  | Warmer, Patient |  |  |  | West | MEMORIAL CITY - MEMORIAL HERMANN HOSPITAL WEST TOWER | MEMORIAL CITY - Endoscopy | Bay 10 |  |  |  |  | WARMING/COOLING UNITS, PATIENT |  | WARMERPATIENT-Stryker-Mistral-Air | WARMERPATIENT | Mistral-Air |  |  |  | Stryker | Warmer, Patient |  | WARMERPATIENT-Stryker-Mistral-Air |  |  |  |  | Covered PM Repair - Biomedical | MHHS-Mem City
NO | YES | [5 empty] | Stryker Corp Medical Div | MISTRAL AIR PLUS |  |  | MEMORIAL CITY - DIGESTIVE DISEASE CENTER | MHHS-Mem City |  | Warmer, Patient |  |  |  | West | Endoscopy | MEMORIAL CITY - DIGESTIVE DISEASE CENTER | Patient room |  |  |  |  | WARMING/COOLING UNITS, PATIENT |  | WARMERPATIENT-Stryker-Mistral-Air | WARMERPATIENT | Mistral-Air |  |  |  | Stryker | Warmer, Patient |  | WARMERPATIENT-Stryker-Mistral-Air |  |  |  |  | Covered PM Repair - Biomedical | MHHS-Mem City
NO | YES | [5 empty] | Stryker Corp Medical Div | MISTRAL AIR PLUS |  |  | Memorial City-Labor & Delivery | MHHS-Mem City |  | Warmer, Patient |  |  |  | West | MHHS-Mem City | Memorial City-Labor & Delivery | Post Bay 4 | 8/1/19 |  | 8/1/20 |  | WARMING/COOLING UNITS, PATIENT |  | WARMERPATIENT-Stryker-Mistral-Air | WARMERPATIENT | Mistral-Air |  |  |  | Stryker | Warmer, Patient |  | WARMERPATIENT-Stryker-Mistral-Air |  | 10/1/19 |  |  | Covered PM Repair - Biomedical | MHHS-Mem City
NO | YES |  |  |  | 041-18982 | 041-18982 | Stryker Corp Medical Div | MISTRAL AIR PLUS |  |  | Memorial City-Labor & Delivery | MHHS-Mem City |  | Warmer, Patient |  | 041-18982 | 041-18982 | West | MHHS-Mem City | Memorial City-Labor & Delivery | Recovery | 11/1/18 |  |  |  | WARMING/COOLING UNITS, PATIENT |  | WARMERPATIENT-Stryker-Mistral-Air | WARMERPATIENT | Mistral-Air |  |  |  | Stryker | Warmer, Patient |  | WARMERPATIENT-Stryker-Mistral-Air |  |  |  |  | Not Covered Vendor Only - Biomedical | MHHS-Mem City
NO | YES |  |  |  | 041-18940 | 041-18940 | Stryker Corp Medical Div | MISTRAL AIR PLUS |  |  | MEMORIAL CITY - MHT - JHC PRE-OP | MHHS-Mem City |  | Warmer, Patient |  | 041-18940 | 041-18940 | West | Memorial Hermann Memorial City Medical Center | MEMORIAL CITY - MHT - JHC PRE-OP | MEMORIAL CITY - MHT - JHC RECOVER |  |  |  |  | WARMING/COOLING UNITS, PATIENT |  | WARMERPATIENT-Stryker-Mistral-Air | WARMERPATIENT | Mistral-Air |  |  |  | Stryker | Warmer, Patient |  | WARMERPATIENT-Stryker-Mistral-Air |  |  |  |  | Covered PM Repair - Biomedical | MHHS-Mem City
NO | YES |  |  |  | 041-18941 | 041-18941 | Stryker Corp Medical Div | MISTRAL AIR PLUS |  |  | MEMORIAL CITY - MHT - JHC PRE-OP | MHHS-Mem City |  | Warmer, Patient |  | 041-18941 | 041-18941 | West | Memorial Hermann Memorial City Medical Center | MEMORIAL CITY - MHT - JHC PRE-OP | MEMORIAL CITY - MHT - JHC RECOVER |  |  |  |  | WARMING/COOLING UNITS, PATIENT |  | WARMERPATIENT-Stryker-Mistral-Air | WARMERPATIENT | Mistral-Air |  |  |  | Stryker | Warmer, Patient |  | WARMERPATIENT-Stryker-Mistral-Air |  |  |  |  | Covered PM Repair - Biomedical | MHHS-Mem City
NO | YES |  |  |  | 041-18943 | 041-18943 | Stryker Corp Medical Div | MISTRAL AIR PLUS |  |  | MEMORIAL CITY - MHT - JHC OR | MHHS-Mem City |  | Warmer, Patient |  | 041-18943 | 041-18943 | West | Memorial Hermann Memorial City Medical Center | MEMORIAL CITY - MHT - JHC OR | MEMORIAL CITY - MHT - JHC OR |  |  |  |  | WARMING/COOLING UNITS, PATIENT |  | WARMERPATIENT-Stryker-Mistral-Air | WARMERPATIENT | Mistral-Air |  |  |  | Stryker | Warmer, Patient |  | WARMERPATIENT-Stryker-Mistral-Air |  |  |  |  | Covered PM Repair - Biomedical | MHHS-Mem City
NO | YES |  |  |  | 041-18944 | 041-18944 | Stryker Corp Medical Div | MISTRAL AIR PLUS |  |  | MEMORIAL CITY - MHT - JHC RECOVER | MHHS-Mem City |  | Warmer, Patient |  | 041-18944 | 041-18944 | West | Memorial Hermann Memorial City Medical Center | MEMORIAL CITY - MHT - JHC RECOVER | MEMORIAL CITY - MHT - JHC RECOVER |  |  |  |  | WARMING/COOLING UNITS, PATIENT |  | WARMERPATIENT-Stryker-Mistral-Air | WARMERPATIENT | Mistral-Air |  |  |  | Stryker | Warmer, Patient |  | WARMERPATIENT-Stryker-Mistral-Air |  |  |  |  | Covered PM Repair - Biomedical | MHHS-Mem City
NO | YES |  |  |  | 041-19592 | 041-19592 | Stryker Corp Medical Div | MISTRAL AIR PLUS |  |  | MEMORIAL CITY - MHT - JHC RECOVER | MHHS-Mem City |  | Warmer, Patient |  | 041-19592 | 041-19592 | West | Memorial Hermann Memorial City Medical Center | MEMORIAL CITY - MHT - JHC RECOVER | MEMORIAL CITY - MHT - JHC RECOVER |  |  |  |  | WARMING/COOLING UNITS, PATIENT |  | WARMERPATIENT-Stryker-Mistral-Air | WARMERPATIENT | Mistral-Air |  |  |  | Stryker | Warmer, Patient |  | WARMERPATIENT-Stryker-Mistral-Air |  |  |  |  | Covered PM Repair - Biomedical | MHHS-Mem City
NO | YES |  |  |  | 041-19594 | 041-19594 | Stryker Corp Medical Div | MISTRAL AIR PLUS |  |  | MEMORIAL CITY - MHT - JHC Recovery | MHHS-Mem City |  | Warmer, Patient |  | 041-19594 | 041-19594 | West | Memorial Hermann Memorial City Medical Center | MEMORIAL CITY - MHT - JHC Recovery | MH11 Recovery Bay 3 |  |  |  |  | WARMING/COOLING UNITS, PATIENT |  | WARMERPATIENT-Stryker-Mistral-Air | WARMERPATIENT | Mistral-Air |  |  |  | Stryker | Warmer, Patient |  | WARMERPATIENT-Stryker-Mistral-Air |  |  |  |  | Covered PM Repair - Biomedical | MHHS-Mem City
NO | YES |  |  |  | 041-19595 | 041-19595 | Stryker Corp Medical Div | MISTRAL AIR PLUS |  |  | MEMORIAL CITY - MHT- JHC PRE OP | MHHS-Mem City |  | Warmer, Patient |  | 041-19595 | 041-19595 | West | West | MEMORIAL CITY - MHT- JHC PRE OP | PRE OP 4 |  |  |  |  | WARMING/COOLING UNITS, PATIENT |  | WARMERPATIENT-Stryker-Mistral-Air | WARMERPATIENT | Mistral-Air |  |  |  | Stryker | Warmer, Patient |  | WARMERPATIENT-Stryker-Mistral-Air |  |  |  |  | Covered PM Repair - Biomedical | MHHS-Mem City
NO | YES |  |  |  | 041-19596 | 041-19596 | Stryker Corp Medical Div | MISTRAL AIR PLUS |  |  | MEMORIAL CITY - MHT - JHC Recovery | MHHS-Mem City |  | Warmer, Patient |  | 041-19596 | 041-19596 | West | Memorial Hermann Memorial City Medical Center | MEMORIAL CITY - MHT - JHC Recovery | MH11 Recovery Bay 2 |  |  |  |  | WARMING/COOLING UNITS, PATIENT |  | WARMERPATIENT-Stryker-Mistral-Air | WARMERPATIENT | Mistral-Air |  |  |  | Stryker | Warmer, Patient |  | WARMERPATIENT-Stryker-Mistral-Air |  |  |  |  | Covered PM Repair - Biomedical | MHHS-Mem City
NO | YES |  |  |  | 041-19597 | 041-19597 | Stryker Corp Medical Div | MISTRAL AIR PLUS |  |  | MEMORIAL CITY - MHT- JHC PRE OP | MHHS-Mem City |  | Warmer, Patient |  | 041-19597 | 041-19597 | West | West | MEMORIAL CITY - MHT- JHC PRE OP | PRE OP 12 |  |  |  |  | WARMING/COOLING UNITS, PATIENT |  | WARMERPATIENT-Stryker-Mistral-Air | WARMERPATIENT | Mistral-Air |  |  |  | Stryker | Warmer, Patient |  | WARMERPATIENT-Stryker-Mistral-Air |  |  |  |  | Covered PM Repair - Biomedical | MHHS-Mem City
NO | YES |  |  |  | 041-19599 | 041-19599 | Stryker Corp Medical Div | MISTRAL AIR PLUS |  |  | MEMORIAL CITY - Orthopedic Surgery | MHHS-Mem City |  | Warmer, Patient |  | 041-19599 | 041-19599 | West | Memorial Hermann Memorial City Medical Center | MEMORIAL CITY - Orthopedic Surgery | Memorial City - Recovery Stage 2 Bay 3 |  |  |  |  | WARMING/COOLING UNITS, PATIENT |  | WARMERPATIENT-Stryker-Mistral-Air | WARMERPATIENT | Mistral-Air |  |  |  | Stryker | Warmer, Patient |  | WARMERPATIENT-Stryker-Mistral-Air |  |  |  |  | Covered PM Repair - Biomedical | MHHS-Mem City
NO | YES |  |  |  | 041-19605 | 041-19605 | Stryker Corp Medical Div | MISTRAL AIR PLUS |  |  | MEMORIAL CITY - MHT - JHC PRE-OP | MHHS-Mem City |  | Warmer, Patient |  | 041-19605 | 041-19605 | West | Memorial Hermann Memorial City Medical Center | MEMORIAL CITY - MHT - JHC PRE-OP | MEMORIAL CITY - MHT - JHC RECOVER |  |  |  |  | WARMING/COOLING UNITS, PATIENT |  | WARMERPATIENT-Stryker-Mistral-Air | WARMERPATIENT | Mistral-Air |  |  |  | Stryker | Warmer, Patient |  | WARMERPATIENT-Stryker-Mistral-Air |  |  |  |  | Covered PM Repair - Biomedical | MHHS-Mem City
NO | YES |  |  |  | 041-19606 | 041-19606 | Stryker Corp Medical Div | MISTRAL AIR PLUS |  |  | MEMORIAL CITY - MHT - JHC PRE-OP | MHHS-Mem City |  | Warmer, Patient |  | 041-19606 | 041-19606 | West | Memorial Hermann Memorial City Medical Center | MEMORIAL CITY - MHT - JHC PRE-OP | MEMORIAL CITY - MHT - JHC RECOVER |  |  |  |  | WARMING/COOLING UNITS, PATIENT |  | WARMERPATIENT-Stryker-Mistral-Air | WARMERPATIENT | Mistral-Air |  |  |  | Stryker | Warmer, Patient |  | WARMERPATIENT-Stryker-Mistral-Air |  |  |  |  | Covered PM Repair - Biomedical | MHHS-Mem City
NO | YES |  |  |  | 041-19607 | 041-19607 | Stryker Corp Medical Div | MISTRAL AIR PLUS |  |  | MEMORIAL CITY - MHT - JHC Recovery | MHHS-Mem City |  | Warmer, Patient |  | 041-19607 | 041-19607 | West | Memorial Hermann Memorial City Medical Center | MEMORIAL CITY - MHT - JHC Recovery | MH11 Recovery Bay 4 |  |  |  |  | WARMING/COOLING UNITS, PATIENT |  | WARMERPATIENT-Stryker-Mistral-Air | WARMERPATIENT | Mistral-Air |  |  |  | Stryker | Warmer, Patient |  | WARMERPATIENT-Stryker-Mistral-Air |  |  |  |  | Covered PM Repair - Biomedical | MHHS-Mem City
NO | YES |  |  |  | 041-19609 | 041-19609 | Stryker Corp Medical Div | MISTRAL AIR PLUS |  |  | MEMORIAL CITY - MHT - JHC RECOVER | MHHS-Mem City |  | Warmer, Patient |  | 041-19609 | 041-19609 | West | Memorial Hermann Memorial City Medical Center | MEMORIAL CITY - MHT - JHC RECOVER | MEMORIAL CITY - MHT - JHC RECOVER |  |  |  |  | WARMING/COOLING UNITS, PATIENT |  | WARMERPATIENT-Stryker-Mistral-Air | WARMERPATIENT | Mistral-Air |  |  |  | Stryker | Warmer, Patient |  | WARMERPATIENT-Stryker-Mistral-Air |  |  |  |  | Covered PM Repair - Biomedical | MHHS-Mem City
NO | YES |  |  |  | 041-19610 | 041-19610 | Stryker Corp Medical Div | MISTRAL AIR PLUS |  |  | MEMORIAL CITY - MHT - JHC PRE-OP | MHHS-Mem City |  | Warmer, Patient |  | 041-19610 | 041-19610 | West | Memorial Hermann Memorial City Medical Center | MEMORIAL CITY - MHT - JHC PRE-OP | MEMORIAL CITY - MHT - JHC RECOVER |  |  |  |  | WARMING/COOLING UNITS, PATIENT |  | WARMERPATIENT-Stryker-Mistral-Air | WARMERPATIENT | Mistral-Air |  |  |  | Stryker | Warmer, Patient |  | WARMERPATIENT-Stryker-Mistral-Air |  |  |  |  | Covered PM Repair - Biomedical | MHHS-Mem City
NO | YES |  |  |  | 041-19611 | 041-19611 | Stryker Corp Medical Div | MISTRAL AIR PLUS |  |  | MEMORIAL CITY - MHT - JHC PRE-OP | MHHS-Mem City |  | Warmer, Patient |  | 041-19611 | 041-19611 | West | Memorial Hermann Memorial City Medical Center | MEMORIAL CITY - MHT - JHC PRE-OP | MEMORIAL CITY - MHT - JHC RECOVER |  |  |  |  | WARMING/COOLING UNITS, PATIENT |  | WARMERPATIENT-Stryker-Mistral-Air | WARMERPATIENT | Mistral-Air |  |  |  | Stryker | Warmer, Patient |  | WARMERPATIENT-Stryker-Mistral-Air |  |  |  |  | Covered PM Repair - Biomedical | MHHS-Mem City
NO | YES |  |  |  | 041-19613 | 041-19613 | Stryker Corp Medical Div | MISTRAL AIR PLUS |  |  | MEMORIAL CITY - MHT- JHC PRE OP | MHHS-Mem City |  | Warmer, Patient |  | 041-19613 | 041-19613 | West | West | MEMORIAL CITY - MHT- JHC PRE OP | PRE OP 14 |  |  |  |  | WARMING/COOLING UNITS, PATIENT |  | WARMERPATIENT-Stryker-Mistral-Air | WARMERPATIENT | Mistral-Air |  |  |  | Stryker | Warmer, Patient |  | WARMERPATIENT-Stryker-Mistral-Air |  |  |  |  | Covered PM Repair - Biomedical | MHHS-Mem City
NO | YES |  |  |  | 041-19614 | 041-19614 | Stryker Corp Medical Div | MISTRAL AIR PLUS |  |  | MEMORIAL CITY - MHT - JHC RECOVER | MHHS-Mem City |  | Warmer, Patient |  | 041-19614 | 041-19614 | West | Memorial Hermann Memorial City Medical Center | MEMORIAL CITY - MHT - JHC RECOVER | MEMORIAL CITY - MHT - JHC RECOVER |  |  |  |  | WARMING/COOLING UNITS, PATIENT |  | WARMERPATIENT-Stryker-Mistral-Air | WARMERPATIENT | Mistral-Air |  |  |  | Stryker | Warmer, Patient |  | WARMERPATIENT-Stryker-Mistral-Air |  |  |  |  | Covered PM Repair - Biomedical | MHHS-Mem City
NO | YES |  |  |  | 041-19615 | 041-19615 | Stryker Corp Medical Div | MISTRAL AIR PLUS |  |  | MEMORIAL CITY - MHT- JHC PRE OP | MHHS-Mem City |  | Warmer, Patient |  | 041-19615 | 041-19615 | West | West | MEMORIAL CITY - MHT- JHC PRE OP | PRE OP 11 |  |  |  |  | WARMING/COOLING UNITS, PATIENT |  | WARMERPATIENT-Stryker-Mistral-Air | WARMERPATIENT | Mistral-Air |  |  |  | Stryker | Warmer, Patient |  | WARMERPATIENT-Stryker-Mistral-Air |  |  |  |  | Covered PM Repair - Biomedical | MHHS-Mem City
NO | YES |  |  |  | 041-19616 | 041-19616 | Stryker Corp Medical Div | MISTRAL AIR PLUS |  |  | MEMORIAL CITY - MHT - JHC RECOVER | MHHS-Mem City |  | Warmer, Patient |  | 041-19616 | 041-19616 | West | Memorial Hermann Memorial City Medical Center | MEMORIAL CITY - MHT - JHC RECOVER | MEMORIAL CITY - MHT - JHC PO |  |  |  |  | WARMING/COOLING UNITS, PATIENT |  | WARMERPATIENT-Stryker-Mistral-Air | WARMERPATIENT | Mistral-Air |  |  |  | Stryker | Warmer, Patient |  | WARMERPATIENT-Stryker-Mistral-Air |  |  |  |  | Covered PM Repair - Biomedical | MHHS-Mem City
NO | YES |  |  |  | 041-19617 | 041-19617 | Stryker Corp Medical Div | MISTRAL AIR PLUS |  |  | MEMORIAL CITY - MHT- JHC PRE OP | MHHS-Mem City |  | Warmer, Patient |  | 041-19617 | 041-19617 | West | West | MEMORIAL CITY - MHT- JHC PRE OP | PRE OP 10 |  |  |  |  | WARMING/COOLING UNITS, PATIENT |  | WARMERPATIENT-Stryker-Mistral-Air | WARMERPATIENT | Mistral-Air |  |  |  | Stryker | Warmer, Patient |  | WARMERPATIENT-Stryker-Mistral-Air |  |  |  |  | Covered PM Repair - Biomedical | MHHS-Mem City
NO | YES |  |  |  | 041-19618 | 041-19618 | Stryker Corp Medical Div | MISTRAL AIR PLUS |  |  | MEMORIAL CITY - MHT - JHC RECOVER | MHHS-Mem City |  | Warmer, Patient |  | 041-19618 | 041-19618 | West | Memorial Hermann Memorial City Medical Center | MEMORIAL CITY - MHT - JHC RECOVER | MEMORIAL CITY - MHT - JHC RECOVER |  |  |  |  | WARMING/COOLING UNITS, PATIENT |  | WARMERPATIENT-Stryker-Mistral-Air | WARMERPATIENT | Mistral-Air |  |  |  | Stryker | Warmer, Patient |  | WARMERPATIENT-Stryker-Mistral-Air |  |  |  |  | Covered PM Repair - Biomedical | MHHS-Mem City
NO | YES |  |  |  | 041-19621 | 041-19621 | Stryker Corp Medical Div | MISTRAL AIR PLUS |  |  | MEMORIAL CITY - MHT- JHC PRE OP | MHHS-Mem City |  | Warmer, Patient |  | 041-19621 | 041-19621 | West | West | MEMORIAL CITY - MHT- JHC PRE OP | PRE OP 13 |  |  |  |  | WARMING/COOLING UNITS, PATIENT |  | WARMERPATIENT-Stryker-Mistral-Air | WARMERPATIENT | Mistral-Air |  |  |  | Stryker | Warmer, Patient |  | WARMERPATIENT-Stryker-Mistral-Air |  |  |  |  | Covered PM Repair - Biomedical | MHHS-Mem City
NO | YES |  |  |  | 041-19623 | 041-19623 | Stryker Corp Medical Div | MISTRAL AIR PLUS |  |  | MEMORIAL CITY - MHT - JHC PO | MHHS-Mem City |  | Warmer, Patient |  | 041-19623 | 041-19623 | West | Memorial Hermann Memorial City Medical Center | MEMORIAL CITY - MHT - JHC PO | MEMORIAL CITY - MHT - JHC PO |  |  |  |  | WARMING/COOLING UNITS, PATIENT |  | WARMERPATIENT-Stryker-Mistral-Air | WARMERPATIENT | Mistral-Air |  |  |  | Stryker | Warmer, Patient |  | WARMERPATIENT-Stryker-Mistral-Air |  |  |  |  | Covered PM Repair - Biomedical | MHHS-Mem City
NO | YES |  |  |  | 041-19624 | 041-19624 | Stryker Corp Medical Div | MISTRAL AIR PLUS |  |  | MEMORIAL CITY - MHT - JHC Recovery | MHHS-Mem City |  | Warmer, Patient |  | 041-19624 | 041-19624 | West | Memorial Hermann Memorial City Medical Center | MEMORIAL CITY - MHT - JHC Recovery | MH11 Recovery Stage 2 Bay 2 |  |  |  |  | WARMING/COOLING UNITS, PATIENT |  | WARMERPATIENT-Stryker-Mistral-Air | WARMERPATIENT | Mistral-Air |  |  |  | Stryker | Warmer, Patient |  | WARMERPATIENT-Stryker-Mistral-Air |  |  |  |  | Covered PM Repair - Biomedical | MHHS-Mem City
NO | YES |  |  |  | 041-19625 | 041-19625 | Stryker Corp Medical Div | MISTRAL AIR PLUS |  |  | MEMORIAL CITY - MHT- JHC PRE OP | MHHS-Mem City |  | Warmer, Patient |  | 041-19625 | 041-19625 | West | West | MEMORIAL CITY - MHT- JHC PRE OP | PRE OP 6 |  |  |  |  | WARMING/COOLING UNITS, PATIENT |  | WARMERPATIENT-Stryker-Mistral-Air | WARMERPATIENT | Mistral-Air |  |  |  | Stryker | Warmer, Patient |  | WARMERPATIENT-Stryker-Mistral-Air |  |  |  |  | Covered PM Repair - Biomedical | MHHS-Mem City
NO | YES | [5 empty] | Stryker Corp Medical Div | MISTRAL AIR PLUS |  |  | MEMORIAL CITY - Orthopedics Surgery | MHHS-Mem City |  | Warmer, Patient |  |  |  | West | Memorial City - Memorial Hermann Hospital | MEMORIAL CITY - Orthopedics Surgery | Hallway |  |  |  |  | WARMING/COOLING UNITS, PATIENT |  | WARMERPATIENT-Stryker-Mistral-Air | WARMERPATIENT | Mistral-Air |  |  |  | Stryker | Warmer, Patient |  | WARMERPATIENT-Stryker-Mistral-Air |  |  |  |  | Covered PM Repair - Biomedical | MHHS-Mem City
NO | YES | [5 empty] | Stryker Corp Medical Div | MISTRAL AIR PLUS |  |  | MEMORIAL CITY - MHT - JHC OR | MHHS-Mem City |  | Warmer, Patient |  |  |  | West | West | MEMORIAL CITY - MHT - JHC OR | MH11: 504 OR11 |  |  |  |  | WARMING/COOLING UNITS, PATIENT |  | WARMERPATIENT-Stryker-Mistral-Air | WARMERPATIENT | Mistral-Air |  |  |  | Stryker | Warmer, Patient |  | WARMERPATIENT-Stryker-Mistral-Air |  |  |  |  | Covered PM Repair - Biomedical | MHHS-Mem City
NO | YES | [5 empty] | Stryker Corp Medical Div | MISTRAL AIR PLUS |  |  | MEMORIAL CITY - MHT - JHC OR | MHHS-Mem City |  | Warmer, Patient |  |  |  | West |  | MEMORIAL CITY - MHT - JHC OR | [5 empty] | WARMING/COOLING UNITS, PATIENT |  | WARMERPATIENT-Stryker-Mistral-Air | WARMERPATIENT | Mistral-Air |  |  |  | Stryker | Warmer, Patient |  | WARMERPATIENT-Stryker-Mistral-Air |  |  |  |  | Covered PM Repair - Biomedical | MHHS-Mem City
NO | YES | [5 empty] | Stryker Corp Medical Div | MISTRAL AIR PLUS |  |  | MEMORIAL CITY - MHT - JHC OR | MHHS-Mem City |  | Warmer, Patient |  |  |  | West | Memorial Hermann Memorial City Medical Center | MEMORIAL CITY - MHT - JHC OR | MEMORIAL CITY - MHT - JHC OR |  |  |  |  | WARMING/COOLING UNITS, PATIENT |  | WARMERPATIENT-Stryker-Mistral-Air | WARMERPATIENT | Mistral-Air |  |  |  | Stryker | Warmer, Patient |  | WARMERPATIENT-Stryker-Mistral-Air |  |  |  |  | Covered PM Repair - Radiology, Low End | MHHS-Mem City
NO | YES | [5 empty] | Stryker Corp Medical Div | MISTRAL AIR PLUS |  |  | MEMORIAL CITY - Orthopedics Surgery | MHHS-Mem City |  | Warmer, Patient |  |  |  | West | Memorial City - Memorial Hermann Hospital | MEMORIAL CITY - Orthopedics Surgery | Hallway |  |  |  |  | WARMING/COOLING UNITS, PATIENT |  | WARMERPATIENT-Stryker-Mistral-Air | WARMERPATIENT | Mistral-Air |  |  |  | Stryker | Warmer, Patient |  | WARMERPATIENT-Stryker-Mistral-Air |  |  |  |  | Covered PM Repair - Biomedical | MHHS-Mem City
NO | YES | [5 empty] | Stryker Corp Medical Div | MISTRAL AIR PLUS |  |  | MEMORIAL CITY - ORTHO PRE OP | MHHS-Mem City |  | Warmer, Patient |  |  |  | West | Memorial City - Memorial Hermann Hospital | MEMORIAL CITY - ORTHO PRE OP | PRE OP Bay 8 |  |  |  |  | WARMING/COOLING UNITS, PATIENT |  | WARMERPATIENT-Stryker-Mistral-Air | WARMERPATIENT | Mistral-Air |  |  |  | Stryker | Warmer, Patient |  | WARMERPATIENT-Stryker-Mistral-Air |  |  |  |  | Covered PM Repair - Biomedical | MHHS-Mem City
NO | YES | [5 empty] | Stryker Corp Medical Div | MISTRAL AIR PLUS |  |  | MEMORIAL CITY - Orthopedics Surgery | MHHS-Mem City |  | Warmer, Patient |  |  |  | West | Memorial City - Memorial Hermann Hospital | MEMORIAL CITY - Orthopedics Surgery | MH11 506 OR 6 |  |  |  |  | WARMING/COOLING UNITS, PATIENT |  | WARMERPATIENT-Stryker-Mistral-Air | WARMERPATIENT | Mistral-Air |  |  |  | Stryker | Warmer, Patient |  | WARMERPATIENT-Stryker-Mistral-Air |  |  |  |  | Covered PM Repair - Biomedical | MHHS-Mem City
NO | YES | [5 empty] | Stryker Corp Medical Div | MISTRAL AIR PLUS |  |  | MEMORIAL CITY - Orthopedic Surgery | MHHS-Mem City |  | Warmer, Patient |  |  |  | West | Memorial Hermann Memorial City Medical Center | MEMORIAL CITY - Orthopedic Surgery | Memorial City - Orthopedic Surgery MH11 500 OR 1 |  |  |  | Cracked case up front left corner | WARMING/COOLING UNITS, PATIENT |  | WARMERPATIENT-Stryker-Mistral-Air | WARMERPATIENT | Mistral-Air |  |  |  | Stryker | Warmer, Patient |  | WARMERPATIENT-Stryker-Mistral-Air |  |  |  |  | Covered PM Repair - Biomedical | MHHS-Mem City
NO | YES | [5 empty] | Stryker Corp Medical Div | MISTRAL AIR PLUS |  |  | MEMORIAL CITY - JHC OR | MHHS-Mem City |  | Warmer, Patient |  |  |  | West | West | MEMORIAL CITY - JHC OR | MH11:507 OR7 |  |  |  |  | WARMING/COOLING UNITS, PATIENT |  | WARMERPATIENT-Stryker-Mistral-Air | WARMERPATIENT | Mistral-Air |  |  |  | Stryker | Warmer, Patient |  | WARMERPATIENT-Stryker-Mistral-Air |  |  |  |  | Covered PM Repair - Biomedical | MHHS-Mem City
NO | YES | [5 empty] | Stryker Corp Medical Div | MISTRAL AIR PLUS |  |  | MEMORIAL CITY MOR | MHHS-Mem City |  | Warmer, Patient |  |  |  | West | Memorial Hermann Memorial City Medical Center | MEMORIAL CITY MOR | MEMORIAL CITY MOR |  |  |  |  | WARMING/COOLING UNITS, PATIENT |  | WARMERPATIENT-Stryker-Mistral-Air | WARMERPATIENT | Mistral-Air |  |  |  | Stryker | Warmer, Patient |  | WARMERPATIENT-Stryker-Mistral-Air |  |  |  |  | Covered PM Repair - Biomedical | MHHS-Mem City
NO | YES | [5 empty] | Stryker Corp Medical Div | MISTRAL AIR PLUS |  |  | MEMORIAL CITY - MOR | MHHS-Mem City |  | Warmer, Patient |  |  |  | West | Memorial city -memorial herman hospital center | MEMORIAL CITY - MOR | Procedure room 2 |  |  |  |  | WARMING/COOLING UNITS, PATIENT |  | WARMERPATIENT-Stryker-Mistral-Air | WARMERPATIENT | Mistral-Air |  |  |  | Stryker | Warmer, Patient |  | WARMERPATIENT-Stryker-Mistral-Air |  |  |  |  | Covered PM Repair - Biomedical | MHHS-Mem City
NO | YES | [5 empty] | Stryker Corp Medical Div | MISTRAL AIR PLUS |  |  | Memorial City - MOR | MHHS-Mem City |  | Warmer, Patient |  |  |  | West | Memorial Hermann Memorial City Medical Center | Memorial City - MOR | E2 300 MOR Storage Room |  |  |  |  | WARMING/COOLING UNITS, PATIENT |  | WARMERPATIENT-Stryker-Mistral-Air | WARMERPATIENT | Mistral-Air |  |  |  | Stryker | Warmer, Patient |  | WARMERPATIENT-Stryker-Mistral-Air |  |  |  |  | Covered PM Repair - Biomedical | MHHS-Mem City
NO | YES | [5 empty] | Stryker Corp Medical Div | MISTRAL AIR PLUS |  |  | Memorial City - MOR | MHHS-Mem City |  | Warmer, Patient |  |  |  | West | Memorial Hermann Memorial City Medical Center | Memorial City - MOR | E2 300 MOR Storage Room |  |  |  |  | WARMING/COOLING UNITS, PATIENT |  | WARMERPATIENT-Stryker-Mistral-Air | WARMERPATIENT | Mistral-Air |  |  |  | Stryker | Warmer, Patient |  | WARMERPATIENT-Stryker-Mistral-Air |  |  |  |  | Covered PM Repair - Biomedical | MHHS-Mem City
NO | YES | [5 empty] | Stryker Corp Medical Div | MISTRAL AIR PLUS |  |  | Memorial City - Surgery Dept. - Ortho | MHHS-Mem City |  | Warmer, Patient |  |  |  | West | Memorial Hermann - Memorial City | Memorial City - Surgery Dept. - Ortho | 11th Floor OR Room 5 |  |  |  |  | WARMING/COOLING UNITS, PATIENT |  | WARMERPATIENT-Stryker-Mistral-Air | WARMERPATIENT | Mistral-Air |  |  |  | Stryker | Warmer, Patient |  | WARMERPATIENT-Stryker-Mistral-Air |  |  |  |  | Not Covered Vendor Only - Rad, Low End | MHHS-Mem City
NO | YES |  |  |  |  | 041-33442 | Stryker Corp Medical Div | MISTRAL AIR PLUS |  |  | Memorial City-Labor & Delivery | MHHS-Mem City |  | Warmer, Patient |  |  | 041-33442 | West | MHHS-Mem City | Memorial City-Labor & Delivery | Post Bay 5 | 7/1/19 |  | 7/1/20 |  | WARMING/COOLING UNITS, PATIENT |  | WARMERPATIENT-Stryker-Mistral-Air | WARMERPATIENT | Mistral-Air |  |  |  | Stryker | Warmer, Patient |  | WARMERPATIENT-Stryker-Mistral-Air |  |  |  |  | Covered PM Repair - Biomedical | MHHS-Mem City
NO | YES | [5 empty] | Stryker Corp Medical Div | MISTRAL AIR PLUS |  |  | MEMORIAL CITY - MOR | MHHS-Mem City |  | Warmer, Patient |  |  |  | West | Memorial City - Memorial Hermann Hospital | MEMORIAL CITY - MOR | E2 321 Surgery Rm 6 |  |  |  |  | WARMING/COOLING UNITS, PATIENT |  | WARMERPATIENT-Stryker-Mistral-Air | WARMERPATIENT | Mistral-Air |  |  |  | Stryker | Warmer, Patient |  | WARMERPATIENT-Stryker-Mistral-Air |  |  |  |  | Not Covered Vendor Only - Biomedical | MHHS-Mem City
NO | YES | [5 empty] | Stryker Corp Medical Div | MISTRAL AIR PLUS |  |  | MEMORIAL CITY - MOR RECOVERY | MHHS-Mem City |  | Warmer, Patient |  |  |  | West | Memorial City - Memorial Hermann Hospital East Tower | MEMORIAL CITY - MOR RECOVERY | Bay 25 |  |  |  |  | WARMING/COOLING UNITS, PATIENT |  | WARMERPATIENT-Stryker-Mistral-Air | WARMERPATIENT | Mistral-Air |  |  |  | Stryker | Warmer, Patient |  | WARMERPATIENT-Stryker-Mistral-Air |  |  |  |  | Not Covered Vendor Only - Biomedical | MHHS-Mem City
NO | YES | [5 empty] | Stryker Corp Medical Div | MISTRAL AIR PLUS |  |  | Memorial City - MOR | MHHS-Mem City |  | Warmer, Patient |  |  |  | West | Memorial Hermann Memorial City Medical Center | Memorial City - MOR | E2 300 MOR Storage Room |  |  |  |  | WARMING/COOLING UNITS, PATIENT |  | WARMERPATIENT-Stryker-Mistral-Air | WARMERPATIENT | Mistral-Air |  |  |  | Stryker | Warmer, Patient |  | WARMERPATIENT-Stryker-Mistral-Air |  |  |  |  | Covered PM Repair - Biomedical | MHHS-Mem City
NO | YES | [5 empty] | Stryker Corp Medical Div | MISTRAL AIR PLUS |  |  | Memorial City - MOR | MHHS-Mem City |  | Warmer, Patient |  |  |  | West | Memorial Hermann Memorial City Medical Center | Memorial City - MOR | E2 300 MOR Storage Room |  |  |  |  | WARMING/COOLING UNITS, PATIENT |  | WARMERPATIENT-Stryker-Mistral-Air | WARMERPATIENT | Mistral-Air |  |  |  | Stryker | Warmer, Patient |  | WARMERPATIENT-Stryker-Mistral-Air |  |  |  |  | Covered PM Repair - Biomedical | MHHS-Mem City
NO | YES | [5 empty] | Stryker Corp Medical Div | MISTRAL AIR PLUS |  |  | MEMORIAL CITY - MOR RECOVERY | MHHS-Mem City |  | Warmer, Patient |  |  |  | West | Memorial Hermann Memorial City Medical Center | MEMORIAL CITY - MOR RECOVERY | MEMORIAL CITY - MOR RECOVER |  |  |  |  | WARMING/COOLING UNITS, PATIENT |  | WARMERPATIENT-Stryker-Mistral-Air | WARMERPATIENT | Mistral-Air |  |  |  | Stryker | Warmer, Patient |  | WARMERPATIENT-Stryker-Mistral-Air |  |  |  |  | Not Covered Vendor Only - Biomedical | MHHS-Mem City
NO | YES | [5 empty] | Stryker Corp Medical Div | MISTRAL AIR PLUS |  |  | MEMORIAL CITY - OPERATING ROOM | MHHS-Mem City |  | Warmer, Patient |  |  |  | West | West memorial hospital - memorial herman hospital | MEMORIAL CITY - OPERATING ROOM | Surgery room 8 |  |  |  |  | WARMING/COOLING UNITS, PATIENT |  | WARMERPATIENT-Stryker-Mistral-Air | WARMERPATIENT | Mistral-Air |  |  |  | Stryker | Warmer, Patient |  | WARMERPATIENT-Stryker-Mistral-Air |  |  |  |  | Not Covered Vendor Only - Biomedical | MHHS-Mem City
NO | YES | [5 empty] | Stryker Corp Medical Div | MISTRAL AIR PLUS |  |  | Surgery | MHHS-Mem City |  | Warmer, Patient |  |  |  | West | Memorial Hermann Memorial City Medical Center | Surgery | Surgery room 10 |  |  |  |  | WARMING/COOLING UNITS, PATIENT |  | WARMERPATIENT-Stryker-Mistral-Air | WARMERPATIENT | Mistral-Air |  |  |  | Stryker | Warmer, Patient |  | WARMERPATIENT-Stryker-Mistral-Air |  |  |  |  | Not Covered Vendor Only - Biomedical | MHHS-Mem City
NO | YES | [5 empty] | Stryker Corp Medical Div | MISTRAL AIR PLUS |  |  | Memorial City OR Recovery | MHHS-Mem City |  | Warmer, Patient |  |  |  | West | Memorial Hermann Memorial City Medical Center | Memorial City OR Recovery | Memorial City - OR Recovery Bay 22 |  |  |  |  | WARMING/COOLING UNITS, PATIENT |  | WARMERPATIENT-Stryker-Mistral-Air | WARMERPATIENT | Mistral-Air |  |  |  | Stryker | Warmer, Patient |  | WARMERPATIENT-Stryker-Mistral-Air |  |  |  |  | Not Covered Vendor Only - Biomedical | MHHS-Mem City
NO | YES | [5 empty] | Stryker Corp Medical Div | MISTRAL AIR PLUS |  |  | MEMORIAL CITY - MOR RECOVERY | MHHS-Mem City |  | Warmer, Patient |  |  |  | West | Memorial Hermann Memorial City Medical Center | MEMORIAL CITY - MOR RECOVERY | MEMORIAL CITY - MOR RECOVER |  |  |  |  | WARMING/COOLING UNITS, PATIENT |  | WARMERPATIENT-Stryker-Mistral-Air | WARMERPATIENT | Mistral-Air |  |  |  | Stryker | Warmer, Patient |  | WARMERPATIENT-Stryker-Mistral-Air |  |  |  |  | Not Covered Vendor Only - Biomedical | MHHS-Mem City
NO | YES | [5 empty] | Stryker Corp Medical Div | MISTRAL AIR PLUS |  |  | MEMORIAL CITY - MOR RECOVERY | MHHS-Mem City |  | Warmer, Patient |  |  |  | West | Memorial Hermann Memorial City Medical Center | MEMORIAL CITY - MOR RECOVERY | MEMORIAL CITY - MOR RECOVER |  |  |  |  | WARMING/COOLING UNITS, PATIENT |  | WARMERPATIENT-Stryker-Mistral-Air | WARMERPATIENT | Mistral-Air |  |  |  | Stryker | Warmer, Patient |  | WARMERPATIENT-Stryker-Mistral-Air |  |  |  |  | Not Covered Vendor Only - Biomedical | MHHS-Mem City
NO | YES | [5 empty] | Stryker Corp Medical Div | MISTRAL AIR PLUS |  |  | MEMORIAL CITY - PACU | MHHS-Mem City |  | Warmer, Patient |  |  |  | West | Memorial City - Memorial Hermann Hospital | MEMORIAL CITY - PACU | E2 225 Bay 24 |  |  |  |  | WARMING/COOLING UNITS, PATIENT |  | WARMERPATIENT-Stryker-Mistral-Air | WARMERPATIENT | Mistral-Air |  |  |  | Stryker | Warmer, Patient |  | WARMERPATIENT-Stryker-Mistral-Air |  |  |  |  | Covered PM Repair - Biomedical | MHHS-Mem City
NO | YES | [5 empty] | Stryker Corp Medical Div | MISTRAL AIR PLUS |  |  | MEMORIAL CITY - MOR RECOVERY | MHHS-Mem City |  | Warmer, Patient |  |  |  | West | Memorial City - Memorial Hermann Hospital East Tower | MEMORIAL CITY - MOR RECOVERY | Bay 4 |  |  |  |  | WARMING/COOLING UNITS, PATIENT |  | WARMERPATIENT-Stryker-Mistral-Air | WARMERPATIENT | Mistral-Air |  |  |  | Stryker | Warmer, Patient |  | WARMERPATIENT-Stryker-Mistral-Air |  |  |  |  | Covered PM Repair - Biomedical | MHHS-Mem City
NO | YES | [5 empty] | Stryker Corp Medical Div | MISTRAL AIR PLUS |  |  | MEMORIAL CITY - MOR RECOVERY | MHHS-Mem City |  | Warmer, Patient |  |  |  | West | Memorial City - Memorial Hermann Hospital East Tower | MEMORIAL CITY - MOR RECOVERY | Bay 10 |  |  |  |  | WARMING/COOLING UNITS, PATIENT |  | WARMERPATIENT-Stryker-Mistral-Air | WARMERPATIENT | Mistral-Air |  |  |  | Stryker | Warmer, Patient |  | WARMERPATIENT-Stryker-Mistral-Air |  |  |  |  | Covered PM Repair - Biomedical | MHHS-Mem City
NO | YES | [5 empty] | Stryker Corp Medical Div | MISTRAL AIR PLUS |  |  | MEMORIAL CITY - MOR RECOVERY | MHHS-Mem City |  | Warmer, Patient |  |  |  | West | Memorial City - Memorial Hermann Hospital East Tower | MEMORIAL CITY - MOR RECOVERY | Bay 8 |  |  |  |  | WARMING/COOLING UNITS, PATIENT |  | WARMERPATIENT-Stryker-Mistral-Air | WARMERPATIENT | Mistral-Air |  |  |  | Stryker | Warmer, Patient |  | WARMERPATIENT-Stryker-Mistral-Air |  |  |  |  | Not Covered Vendor Only - Biomedical | MHHS-Mem City
NO | YES | [5 empty] | Stryker Corp Medical Div | MISTRAL AIR PLUS |  |  | Memorial City OR Recovery | MHHS-Mem City |  | Warmer, Patient |  |  |  | West | Memorial Hermann Memorial City Medical Center | Memorial City OR Recovery | Memorial City - OR Recovery Bay 3 |  |  |  |  | WARMING/COOLING UNITS, PATIENT |  | WARMERPATIENT-Stryker-Mistral-Air | WARMERPATIENT | Mistral-Air |  |  |  | Stryker | Warmer, Patient |  | WARMERPATIENT-Stryker-Mistral-Air |  |  |  |  | Not Covered Vendor Only - Biomedical | MHHS-Mem City
NO | YES |  |  |  | 041-32153 | 041-32153 | Stryker Corp Medical Div | MISTRAL AIR PLUS |  |  | Memorial City OR Recovery | MHHS-Mem City |  | Warmer, Patient |  | 041-32153 | 041-32153 | West | Memorial Hermann Memorial City Medical Center | Memorial City OR Recovery | Memorial City - OR Recovery Bay 7 |  |  |  |  | WARMING/COOLING UNITS, PATIENT |  | WARMERPATIENT-Stryker-Mistral-Air | WARMERPATIENT | Mistral-Air |  |  |  | Stryker | Warmer, Patient |  | WARMERPATIENT-Stryker-Mistral-Air |  |  |  |  | Not Covered Vendor Only - Biomedical | MHHS-Mem City
NO | YES |  |  |  | 041-32155 | 041-32155 | Stryker Corp Medical Div | MISTRAL AIR PLUS |  |  | Memorial City-MOR Recovery | MHHS-Mem City |  | Warmer, Patient |  | 041-32155 | 041-32155 | West | Memorial Hermann Memorial City Medical Center | Memorial City-MOR Recovery | E2 220 |  |  |  |  | WARMING/COOLING UNITS, PATIENT |  | WARMERPATIENT-Stryker-Mistral-Air | WARMERPATIENT | Mistral-Air |  |  |  | Stryker | Warmer, Patient |  | WARMERPATIENT-Stryker-Mistral-Air |  |  |  |  | Not Covered Vendor Only - Biomedical | MHHS-Mem City
NO | YES |  |  |  | 041-32156 | 041-32156 | Stryker Corp Medical Div | MISTRAL AIR PLUS |  |  | MEMORIAL CITY - MOR RECOVERY | MHHS-Mem City |  | Warmer, Patient |  | 041-32156 | 041-32156 | West | Memorial Hermann Memorial City Medical Center | MEMORIAL CITY - MOR RECOVERY | MEMORIAL CITY - MOR RECOVER |  |  |  |  | WARMING/COOLING UNITS, PATIENT |  | WARMERPATIENT-Stryker-Mistral-Air | WARMERPATIENT | Mistral-Air |  |  |  | Stryker | Warmer, Patient |  | WARMERPATIENT-Stryker-Mistral-Air |  |  |  |  | Not Covered Vendor Only - Biomedical | MHHS-Mem City
NO | YES |  |  |  | 041-32157 | 041-32157 | Stryker Corp Medical Div | MISTRAL AIR PLUS |  |  | MEMORIAL CITY - MOR RECOVERY | MHHS-Mem City |  | Warmer, Patient |  | 041-32157 | 041-32157 | West | Memorial Hermann Memorial City Medical Center | MEMORIAL CITY - MOR RECOVERY | MEMORIAL CITY - MOR RECOVER |  |  |  |  | WARMING/COOLING UNITS, PATIENT |  | WARMERPATIENT-Stryker-Mistral-Air | WARMERPATIENT | Mistral-Air |  |  |  | Stryker | Warmer, Patient |  | WARMERPATIENT-Stryker-Mistral-Air |  |  |  |  | Not Covered Vendor Only - Biomedical | MHHS-Mem City
NO | YES |  |  |  | 041-32158 | 041-32158 | Stryker Corp Medical Div | MISTRAL AIR PLUS |  |  | MEMORIAL CITY - MOR RECOVERY | MHHS-Mem City |  | Warmer, Patient |  | 041-32158 | 041-32158 | West | Memorial City - Memorial Hermann Hospital East Tower | MEMORIAL CITY - MOR RECOVERY | Bay 26 |  |  |  |  | WARMING/COOLING UNITS, PATIENT |  | WARMERPATIENT-Stryker-Mistral-Air | WARMERPATIENT | Mistral-Air |  |  |  | Stryker | Warmer, Patient |  | WARMERPATIENT-Stryker-Mistral-Air |  |  |  |  | Not Covered Vendor Only - Biomedical | MHHS-Mem City
NO | YES |  |  |  | 041-34353 | 041-34353 | Stryker Corp Medical Div | MISTRAL AIR PLUS |  | 16C546678 | Memorial City - MOR | MHHS-Mem City |  | Warmer, Patient |  | 041-34353 | 041-34353 | West | Memorial Hermann Memorial City Medical Center | Memorial City - MOR | E2 300 MOR Storage Room |  |  |  |  | WARMING/COOLING UNITS, PATIENT |  | WARMERPATIENT-Stryker-Mistral-Air | WARMERPATIENT | Mistral-Air |  |  |  | Stryker | Warmer, Patient |  | WARMERPATIENT-Stryker-Mistral-Air |  |  |  |  | Not Covered Vendor Only - Biomedical | MHHS-Mem City
NO | YES | [5 empty] | Stryker Corp Medical Div | MISTRAL AIR PLUS |  |  | MEMORIAL CITY - PACU | MHHS-Mem City |  | Warmer, Patient |  |  |  | West | Memorial Hermann Memorial City Medical Center | MEMORIAL CITY - PACU | E2 Bay 27 |  |  |  |  | WARMING/COOLING UNITS, PATIENT |  | WARMERPATIENT-Stryker-Mistral-Air | WARMERPATIENT | Mistral-Air |  |  |  | Stryker | Warmer, Patient |  | WARMERPATIENT-Stryker-Mistral-Air |  |  |  |  | No Coverage Specified | MHHS-Mem City
NO | YES | [5 empty] | Stryker Corp Medical Div | MISTRAL AIR PLUS |  |  | MEMORIAL CITY - MOR RECOVERY | MHHS-Mem City |  | Warmer, Patient |  |  |  | West | Memorial Hermann Memorial City Medical Center | MEMORIAL CITY - MOR RECOVERY | MEMORIAL CITY - MOR RECOVER |  |  |  |  | WARMING/COOLING UNITS, PATIENT |  | WARMERPATIENT-Stryker-Mistral-Air | WARMERPATIENT | Mistral-Air |  |  |  | Stryker | Warmer, Patient |  | WARMERPATIENT-Stryker-Mistral-Air |  |  |  |  | No Coverage Specified | MHHS-Mem City
NO | YES | [5 empty] | Stryker Corp Medical Div | MISTRAL AIR PLUS |  |  | Memorial City OR Recovery | MHHS-Mem City |  | Warmer, Patient |  |  |  | West | Memorial Hermann Memorial City Medical Center | Memorial City OR Recovery | Memorial City - OR Recovery Bay 5 |  |  |  |  | WARMING/COOLING UNITS, PATIENT |  | WARMERPATIENT-Stryker-Mistral-Air | WARMERPATIENT | Mistral-Air |  |  |  | Stryker | Warmer, Patient |  | WARMERPATIENT-Stryker-Mistral-Air |  |  |  |  | No Coverage Specified | MHHS-Mem City
NO | YES | [5 empty] | Stryker Corp Medical Div | MISTRAL AIR PLUS |  |  | MEMORIAL CITY - MOR RECOVERY | MHHS-Mem City |  | Warmer, Patient |  |  |  | West | Memorial Hermann Memorial City Medical Center | MEMORIAL CITY - MOR RECOVERY | MEMORIAL CITY - MOR RECOVER |  |  |  |  | WARMING/COOLING UNITS, PATIENT |  | WARMERPATIENT-Stryker-Mistral-Air | WARMERPATIENT | Mistral-Air |  |  |  | Stryker | Warmer, Patient |  | WARMERPATIENT-Stryker-Mistral-Air |  |  |  |  | No Coverage Specified | MHHS-Mem City
NO | YES | [5 empty] | Stryker Corp Medical Div | MISTRAL AIR PLUS |  |  | MEMORIAL CITY - OUTPATIENT SURGERY | MHHS-Mem City |  | Warmer, Patient |  |  |  | West | Memorial City - Memorial Hermann Hospital West Tower | MEMORIAL CITY - OUTPATIENT SURGERY | W1 300.73 OR 2 |  |  |  |  | WARMING/COOLING UNITS, PATIENT |  | WARMERPATIENT-Stryker-Mistral-Air | WARMERPATIENT | Mistral-Air |  |  |  | Stryker | Warmer, Patient |  | WARMERPATIENT-Stryker-Mistral-Air |  |  |  |  | No Coverage Specified | MHHS-Mem City
NO | YES | [5 empty] | Stryker Corp Medical Div | MISTRAL AIR PLUS |  |  | MEMORIAL CITY - Outpatient | MHHS-Mem City |  | Warmer, Patient |  |  |  | West | Memorial Hermann Memorial City Medical Center | MEMORIAL CITY - Outpatient | MEMORIAL CITY - OUTPATIENT |  |  |  |  | WARMING/COOLING UNITS, PATIENT |  | WARMERPATIENT-Stryker-Mistral-Air | WARMERPATIENT | Mistral-Air |  |  |  | Stryker | Warmer, Patient |  | WARMERPATIENT-Stryker-Mistral-Air |  |  |  |  | No Coverage Specified | MHHS-Mem City
NO | YES | [5 empty] | Stryker Corp Medical Div | MISTRAL AIR PLUS |  |  | MEMORIAL CITY - MOR | MHHS-Mem City |  | Warmer, Patient |  |  |  | West | Memorial Hermann Memorial City Medical Center | MEMORIAL CITY - MOR | MEMORIAL CITY - MOR |  |  |  |  | WARMING/COOLING UNITS, PATIENT |  | WARMERPATIENT-Stryker-Mistral-Air | WARMERPATIENT | Mistral-Air |  |  |  | Stryker | Warmer, Patient |  | WARMERPATIENT-Stryker-Mistral-Air |  |  |  |  | No Coverage Specified | MHHS-Mem City
NO | YES | [5 empty] | Stryker Corp Medical Div | MISTRAL AIR PLUS |  |  | Memorial City-Outpatient Surgery | MHHS-Mem City |  | Warmer, Patient |  |  |  | West | Memorial Hermann Memorial City Medical Center | Memorial City-Outpatient Surgery | W1 OPS OR 4 |  |  |  |  | WARMING/COOLING UNITS, PATIENT |  | WARMERPATIENT-Stryker-Mistral-Air | WARMERPATIENT | Mistral-Air |  |  |  | Stryker | Warmer, Patient |  | WARMERPATIENT-Stryker-Mistral-Air |  |  |  |  | No Coverage Specified | MHHS-Mem City
NO | YES |  |  |  |  | 151-04127 | Stryker Corp Medical Div | MISTRAL AIR PLUS |  |  | MEMORIAL CITY - OUTPATIENT SURGERY | MHHS-Mem City |  | Warmer, Patient |  |  | 151-04127 | West | Memorial herman - memorial city medical center | MEMORIAL CITY - OUTPATIENT SURGERY | Day surgery |  |  |  |  | WARMING/COOLING UNITS, PATIENT |  | WARMERPATIENT-Stryker-Mistral-Air | WARMERPATIENT | Mistral-Air |  |  |  | Stryker | Warmer, Patient |  | WARMERPATIENT-Stryker-Mistral-Air |  |  |  |  | No Coverage Specified | MHHS-Mem City
NO | YES |  |  |  |  | 151-04151 | Stryker Corp Medical Div | MISTRAL AIR PLUS |  |  | MEMORIAL CITY - OUTPATIENT SURGERY | MHHS-Mem City |  | Warmer, Patient |  |  | 151-04151 | West | Memorial City- Memorial Hermann Hospital | MEMORIAL CITY - OUTPATIENT SURGERY | Pre-Op 7 |  |  |  |  | WARMING/COOLING UNITS, PATIENT |  | WARMERPATIENT-Stryker-Mistral-Air | WARMERPATIENT | Mistral-Air |  |  |  | Stryker | Warmer, Patient |  | WARMERPATIENT-Stryker-Mistral-Air |  |  |  |  | No Coverage Specified | MHHS-Mem City
NO | YES |  |  |  |  | 151-04133 | Stryker Corp Medical Div | MISTRAL AIR PLUS |  |  | MEMORIAL CITY - OUTPATIENT SURGERY | MHHS-Mem City |  | Warmer, Patient |  |  | 151-04133 | West | Memorial herman - memorial city medical center | MEMORIAL CITY - OUTPATIENT SURGERY | Day surgery |  |  |  |  | WARMING/COOLING UNITS, PATIENT |  | WARMERPATIENT-Stryker-Mistral-Air | WARMERPATIENT | Mistral-Air |  |  |  | Stryker | Warmer, Patient |  | WARMERPATIENT-Stryker-Mistral-Air |  |  |  |  | No Coverage Specified | MHHS-Mem City
NO | YES |  |  |  |  | 151-04135 | Stryker Corp Medical Div | MISTRAL AIR PLUS |  |  | MEMORIAL CITY - OUTPATIENT SURGERY | MHHS-Mem City |  | Warmer, Patient |  |  | 151-04135 | West | Memorial herman - memorial city medical center | MEMORIAL CITY - OUTPATIENT SURGERY | Day surgery |  |  |  |  | WARMING/COOLING UNITS, PATIENT |  | WARMERPATIENT-Stryker-Mistral-Air | WARMERPATIENT | Mistral-Air |  |  |  | Stryker | Warmer, Patient |  | WARMERPATIENT-Stryker-Mistral-Air |  |  |  |  | No Coverage Specified | MHHS-Mem City
NO | YES | [5 empty] | Stryker Corp Medical Div | MISTRAL AIR PLUS |  |  | MEMORIAL CITY - Outpatient | MHHS-Mem City |  | Warmer, Patient |  |  |  | West | Memorial Hermann Memorial City Medical Center | MEMORIAL CITY - Outpatient | MEMORIAL CITY - OUTPATIENT |  |  |  |  | WARMING/COOLING UNITS, PATIENT |  | WARMERPATIENT-Stryker-Mistral-Air | WARMERPATIENT | Mistral-Air |  |  |  | Stryker | Warmer, Patient |  | WARMERPATIENT-Stryker-Mistral-Air |  |  |  |  | No Coverage Specified | MHHS-Mem City
NO | YES | [5 empty] | Stryker Corp Medical Div | MISTRAL AIR PLUS |  |  | MEMORIAL CITY - OUTPATIENT SURGERY | MHHS-Mem City |  | Warmer, Patient |  |  |  | West | Memorial Hermann Memorial City Medical Center | MEMORIAL CITY - OUTPATIENT SURGERY | Memorial City - Day Surgery Room W1 300.82 OR14 |  |  |  |  | WARMING/COOLING UNITS, PATIENT |  | WARMERPATIENT-Stryker-Mistral-Air | WARMERPATIENT | Mistral-Air |  |  |  | Stryker | Warmer, Patient |  | WARMERPATIENT-Stryker-Mistral-Air |  |  |  |  | No Coverage Specified | MHHS-Mem City
NO | YES | [5 empty] | Stryker Corp Medical Div | MISTRAL AIR PLUS |  |  | MEMORIAL CITY - Outpatient | MHHS-Mem City |  | Warmer, Patient |  |  |  | West | Memorial Hermann Memorial City Medical Center | MEMORIAL CITY - Outpatient | MEMORIAL CITY - OUTPATIENT |  |  |  |  | WARMING/COOLING UNITS, PATIENT |  | WARMERPATIENT-Stryker-Mistral-Air | WARMERPATIENT | Mistral-Air |  |  |  | Stryker | Warmer, Patient |  | WARMERPATIENT-Stryker-Mistral-Air |  |  |  |  | No Coverage Specified | MHHS-Mem City
NO | YES | Serial Number 170956637 |  |  | A03289 | A03289 | Stryker Corp Medical Div | MISTRAL AIR PLUS |  |  | MHOSH-OR | MHHS Orthopedic & Spine |  | Warmer, Patient |  | A03289 | A03289 | Central & Greater Heights | MHHS-Orthopedic & Spine | MHOSH-OR |  | 6/17/19 |  |  |  | WARMING/COOLING UNITS, PATIENT | Warmer, Patient | WARMERPATIENT-Stryker-Mistral-Air | WARMERPATIENT | Mistral-Air |  |  |  | Stryker | Warmer, Patient |  | WARMERPATIENT-Stryker-Mistral-Air |  |  | MHOSH Inventory Dec 2019 into 2020 - Copy.xls - Newly Verified | WP-A | Covered PM Repair - Biomedical | MHHS Orthopedic & Spine | [8 empty] | WARMERPATIENT | Warmer, Patient | Stryker
NO | YES |  |  |  | A03290 | A03290 | Stryker Corp Medical Div | MISTRAL AIR PLUS |  |  | MHOSH-OR | MHHS Orthopedic & Spine |  | Warmer, Patient |  | A03290 | A03290 | Central & Greater Heights | MHHS-Orthopedic & Spine | MHOSH-OR |  | 6/12/19 |  |  |  | WARMING/COOLING UNITS, PATIENT | Warmer, Patient | WARMERPATIENT-Stryker-Mistral-Air | WARMERPATIENT | Mistral-Air |  |  |  | Stryker | Warmer, Patient |  | WARMERPATIENT-Stryker-Mistral-Air |  |  | MHOSH Inventory Dec 2019 into 2020 - Copy.xls - Newly Verified | WP-A | Covered PM Repair - Biomedical | MHHS Orthopedic & Spine | [8 empty] | WARMERPATIENT | Warmer, Patient | Stryker
NO | YES | Serial Number 150936060 |  |  | A03291 | A03291 | Stryker Corp Medical Div | MISTRAL AIR PLUS |  |  | MHOSH-OR | MHHS Orthopedic & Spine |  | Warmer, Patient |  | A03291 | A03291 | Central & Greater Heights | MHHS-Orthopedic & Spine | MHOSH-OR |  | 6/21/19 |  |  |  | WARMING/COOLING UNITS, PATIENT | Warmer, Patient | WARMERPATIENT-Stryker-Mistral-Air | WARMERPATIENT | Mistral-Air |  |  |  | Stryker | Warmer, Patient |  | WARMERPATIENT-Stryker-Mistral-Air |  |  | MHOSH Inventory Dec 2019 into 2020 - Copy.xls - Newly Verified | WP-A | Covered PM Repair - Biomedical | MHHS Orthopedic & Spine | [8 empty] | WARMERPATIENT | Warmer, Patient | Stryker
NO | YES | Serial Number 160444287 |  |  | A03292 | A03292 | Stryker Corp Medical Div | MISTRAL AIR PLUS |  |  | MHOSH-OR | MHHS Orthopedic & Spine |  | Warmer, Patient |  | A03292 | A03292 | Central & Greater Heights | MHHS-Orthopedic & Spine | MHOSH-OR |  | 6/10/19 |  |  |  | WARMING/COOLING UNITS, PATIENT | Warmer, Patient | WARMERPATIENT-Stryker-Mistral-Air | WARMERPATIENT | Mistral-Air |  |  |  | Stryker | Warmer, Patient |  | WARMERPATIENT-Stryker-Mistral-Air |  |  | MHOSH Inventory Dec 2019 into 2020 - Copy.xls - Newly Verified | WP-A | Covered PM Repair - Biomedical | MHHS Orthopedic & Spine | [8 empty] | WARMERPATIENT | Warmer, Patient | Stryker
NO | YES |  |  |  | A03293 | A03293 | Stryker Corp Medical Div | MISTRAL AIR PLUS |  |  | MHOSH-OR | MHHS Orthopedic & Spine |  | Warmer, Patient |  | A03293 | A03293 | Central & Greater Heights | MHHS-Orthopedic & Spine | MHOSH-OR |  | 6/21/19 |  |  |  | WARMING/COOLING UNITS, PATIENT | Warmer, Patient | WARMERPATIENT-Stryker-Mistral-Air | WARMERPATIENT | Mistral-Air |  |  |  | Stryker | Warmer, Patient |  | WARMERPATIENT-Stryker-Mistral-Air |  |  | MHOSH Inventory Dec 2019 into 2020 - Copy.xls - Newly Verified | WP-A | Covered PM Repair - Biomedical | MHHS Orthopedic & Spine | [8 empty] | WARMERPATIENT | Warmer, Patient | Stryker
NO | YES | Serial Number 150936639 |  |  | A03294 | A03294 | Stryker Corp Medical Div | MISTRAL AIR PLUS |  |  | MHOSH-OR | MHHS Orthopedic & Spine |  | Warmer, Patient |  | A03294 | A03294 | Central & Greater Heights | MHHS-Orthopedic & Spine | MHOSH-OR |  | 6/3/19 |  |  |  | WARMING/COOLING UNITS, PATIENT | Warmer, Patient | WARMERPATIENT-Stryker-Mistral-Air | WARMERPATIENT | Mistral-Air |  |  |  | Stryker | Warmer, Patient |  | WARMERPATIENT-Stryker-Mistral-Air |  | 8/1/16 | MHOSH Inventory Dec 2019 into 2020 - Copy.xls - Newly Verified | WP-A | Covered PM Repair - Lab Analyzers/Anesth | MHHS Orthopedic & Spine | [8 empty] | WARMERPATIENT | Warmer, Patient | Stryker
NO | YES | Serial Number 150936644 |  |  | A03295 | A03295 | Stryker Corp Medical Div | MISTRAL AIR PLUS |  |  | MHOSH-OR | MHHS Orthopedic & Spine |  | Warmer, Patient |  | A03295 | A03295 | Central & Greater Heights | MHHS-Orthopedic & Spine | MHOSH-OR |  | 6/10/19 |  |  |  | WARMING/COOLING UNITS, PATIENT | Warmer, Patient | WARMERPATIENT-Stryker-Mistral-Air | WARMERPATIENT | Mistral-Air |  |  |  | Stryker | Warmer, Patient |  | WARMERPATIENT-Stryker-Mistral-Air |  |  | MHOSH Inventory Dec 2019 into 2020 - Copy.xls - Newly Verified | WP-A | Not Covered Vendor Only - Lab Ana/Anes | MHHS Orthopedic & Spine | [8 empty] | WARMERPATIENT | Warmer, Patient | Stryker
NO | YES | Serial Number 151240416 |  |  | A03296 | A03296 | Stryker Corp Medical Div | MISTRAL AIR PLUS |  |  | MHOSH-OR | MHHS Orthopedic & Spine |  | Warmer, Patient |  | A03296 | A03296 | Central & Greater Heights | MHHS-Orthopedic & Spine | MHOSH-OR |  | 6/21/19 |  |  |  | WARMING/COOLING UNITS, PATIENT | Warmer, Patient | WARMERPATIENT-Stryker-Mistral-Air | WARMERPATIENT | Mistral-Air |  |  |  | Stryker | Warmer, Patient |  | WARMERPATIENT-Stryker-Mistral-Air |  | 11/18/15 | MHOSH Inventory Dec 2019 into 2020 - Copy.xls - Newly Verified | WP-A | Not Covered Vendor Only - Biomedical | MHHS Orthopedic & Spine | [8 empty] | WARMERPATIENT | Warmer, Patient | Stryker
NO | YES | Serial Number 170956688 |  |  | A03297 | A03297 | Stryker Corp Medical Div | MISTRAL AIR PLUS |  |  | MHOSH-OR | MHHS Orthopedic & Spine |  | Warmer, Patient |  | A03297 | A03297 | Central & Greater Heights | MHHS-Orthopedic & Spine | MHOSH-OR |  | 6/21/19 |  |  |  | WARMING/COOLING UNITS, PATIENT | Warmer, Patient | WARMERPATIENT-Stryker-Mistral-Air | WARMERPATIENT | Mistral-Air |  |  |  | Stryker | Warmer, Patient |  | WARMERPATIENT-Stryker-Mistral-Air |  |  | MHOSH Inventory Dec 2019 into 2020 - Copy.xls - Newly Verified | WP-A | Covered PM Repair - Biomedical | MHHS Orthopedic & Spine | [8 empty] | WARMERPATIENT | Warmer, Patient | Stryker
NO | YES |  |  |  | A03298 | A03298 | Stryker Corp Medical Div | MISTRAL AIR PLUS |  |  | MHOSH-OR | MHHS Orthopedic & Spine |  | Warmer, Patient |  | A03298 | A03298 | Central & Greater Heights | MHHS-Orthopedic & Spine | MHOSH-OR |  | 6/12/19 |  |  |  | WARMING/COOLING UNITS, PATIENT | Warmer, Patient | WARMERPATIENT-Stryker-Mistral-Air | WARMERPATIENT | Mistral-Air |  |  |  | Stryker | Warmer, Patient |  | WARMERPATIENT-Stryker-Mistral-Air |  |  | MHOSH Inventory Dec 2019 into 2020 - Copy.xls - Newly Verified | WP-A | Not Covered Vendor Only - Biomedical | MHHS Orthopedic & Spine | [8 empty] | WARMERPATIENT | Warmer, Patient | Stryker
NO | YES | Serial Number 170654145 |  |  | A03299 | A03299 | Stryker Corp Medical Div | MISTRAL AIR PLUS |  |  | MHOSH-OR | MHHS Orthopedic & Spine |  | Warmer, Patient |  | A03299 | A03299 | Central & Greater Heights | MHHS-Orthopedic & Spine | MHOSH-OR |  | 6/18/19 |  |  |  | WARMING/COOLING UNITS, PATIENT | Warmer, Patient | WARMERPATIENT-Stryker-Mistral-Air | WARMERPATIENT | Mistral-Air |  |  |  | Stryker | Warmer, Patient |  | WARMERPATIENT-Stryker-Mistral-Air |  | 4/29/16 | MHOSH Inventory Dec 2019 into 2020 - Copy.xls - Newly Verified | WP-A | Not Covered Vendor Only - Lab Ana/Anes | MHHS Orthopedic & Spine | [8 empty] | WARMERPATIENT | Warmer, Patient | Stryker
NO | YES | Serial Number 140320758 |  |  | A03312 | A03312 | Stryker Corp Medical Div | MISTRAL AIR PLUS |  |  | MHOSH-OR | MHHS Orthopedic & Spine |  | Warmer, Patient |  | A03312 | A03312 | Central & Greater Heights | MHHS-Orthopedic & Spine | MHOSH-OR |  | 6/4/19 |  |  |  | WARMING/COOLING UNITS, PATIENT | Warmer, Patient | WARMERPATIENT-Stryker-Mistral-Air | WARMERPATIENT | Mistral-Air |  |  |  | Stryker | Warmer, Patient |  | WARMERPATIENT-Stryker-Mistral-Air |  |  | MHOSH Inventory Dec 2019 into 2020 - Copy.xls - Newly Verified | WP-A | Not Covered Vendor Only - Lab Ana/Anes | MHHS Orthopedic & Spine | [8 empty] | WARMERPATIENT | Warmer, Patient | Stryker
NO | YES | Serial Number 150632617 |  |  | A03388 | A03388 | Stryker Corp Medical Div | MISTRAL AIR PLUS |  |  | MHOSH-OR | MHHS Orthopedic & Spine |  | Warmer, Patient |  | A03388 | A03388 | Central & Greater Heights | MHHS-Orthopedic & Spine | MHOSH-OR |  | 6/18/19 |  |  |  | WARMING/COOLING UNITS, PATIENT | Warmer, Patient | WARMERPATIENT-Stryker-Mistral-Air | WARMERPATIENT | Mistral-Air |  |  |  | Stryker | Warmer, Patient |  | WARMERPATIENT-Stryker-Mistral-Air |  | 1/1/23 | MHOSH Inventory Dec 2019 into 2020 - Copy.xls - Newly Verified | WP-A | Not Covered Vendor Only - Lab Ana/Anes | MHHS Orthopedic & Spine | [8 empty] | WARMERPATIENT | Warmer, Patient | Stryker
NO | YES |  |  |  | A032307 | A032307 | Stryker Corp Medical Div | MISTRAL AIR PLUS |  |  | MHOSH-Pre/Post Op | MHHS Orthopedic & Spine |  | Warmer, Patient |  | A032307 | A032307 | Central & Greater Heights | MHHS-Orthopedic & Spine | MHOSH-Pre/Post Op |  | 7/1/19 |  |  |  | WARMING/COOLING UNITS, PATIENT | Warmer, Patient | WARMERPATIENT-Stryker-Mistral-Air | WARMERPATIENT | Mistral-Air |  |  |  | Stryker | Warmer, Patient |  | WARMERPATIENT-Stryker-Mistral-Air |  |  | MHOSH Inventory Dec 2019 into 2020 - Copy.xls - Newly Verified | WP-A | Not Covered Vendor Only - Lab Ana/Anes | MHHS Orthopedic & Spine | [8 empty] | WARMERPATIENT | Warmer, Patient | Stryker
NO | YES |  |  |  | A032308 | A032308 | Stryker Corp Medical Div | MISTRAL AIR PLUS |  |  | MHOSH-Pre/Post Op | MHHS Orthopedic & Spine |  | Warmer, Patient |  | A032308 | A032308 | Central & Greater Heights | MHHS-Orthopedic & Spine | MHOSH-Pre/Post Op |  | 6/13/19 |  |  |  | WARMING/COOLING UNITS, PATIENT | Warmer, Patient | WARMERPATIENT-Stryker-Mistral-Air | WARMERPATIENT | Mistral-Air |  |  |  | Stryker | Warmer, Patient |  | WARMERPATIENT-Stryker-Mistral-Air |  |  | MHOSH Inventory Dec 2019 into 2020 - Copy.xls - Newly Verified | WP-A | Not Covered Vendor Only - Lab Ana/Anes | MHHS Orthopedic & Spine | [8 empty] | WARMERPATIENT | Warmer, Patient | Stryker
NO | YES |  |  |  | A032312 | A032312 | Stryker Corp Medical Div | MISTRAL AIR PLUS |  |  | MHOSH-Pre/Post Op | MHHS Orthopedic & Spine |  | Warmer, Patient |  | A032312 | A032312 | Central & Greater Heights | MHHS-Orthopedic & Spine | MHOSH-Pre/Post Op |  | 7/1/19 |  |  |  | WARMING/COOLING UNITS, PATIENT | Warmer, Patient | WARMERPATIENT-Stryker-Mistral-Air | WARMERPATIENT | Mistral-Air |  |  |  | Stryker | Warmer, Patient |  | WARMERPATIENT-Stryker-Mistral-Air |  |  | MHOSH Inventory Dec 2019 into 2020 - Copy.xls - Newly Verified | WP-A | Not Covered Vendor Only - Lab Ana/Anes | MHHS Orthopedic & Spine | [8 empty] | WARMERPATIENT | Warmer, Patient | Stryker
NO | YES | Serial Number 140320360 |  |  | A03272 | A03272 | Stryker Corp Medical Div | MISTRAL AIR PLUS |  |  | MHOSH-Pre/Post Op | MHHS Orthopedic & Spine |  | Warmer, Patient |  | A03272 | A03272 | Central | MHHS-Orthopedic & Spine | MHOSH-Pre/Post Op | Rm 6 | 6/1/19 |  | 6/1/20 |  | WARMING/COOLING UNITS, PATIENT | Warmer, Patient | WARMERPATIENT-Stryker-Mistral-Air | WARMERPATIENT | Mistral-Air |  |  |  | Stryker | Warmer, Patient |  | WARMERPATIENT-Stryker-Mistral-Air |  |  | MHOSH Inventory Dec 2019 into 2020 - Copy.xls - Already Verified | WP-A | Covered PM Repair - Biomedical | MHHS Orthopedic & Spine | [8 empty] | WARMERPATIENT | Warmer, Patient | Stryker
NO | YES | Serial Number 160241900 |  |  | A03273 | A03273 | Stryker Corp Medical Div | MISTRAL AIR PLUS |  |  | MHOSH-Pre/Post Op | MHHS Orthopedic & Spine |  | Warmer, Patient |  | A03273 | A03273 | Central & Greater Heights | MHHS-Orthopedic & Spine | MHOSH-Pre/Post Op |  | 6/13/19 |  |  |  | WARMING/COOLING UNITS, PATIENT | Warmer, Patient | WARMERPATIENT-Stryker-Mistral-Air | WARMERPATIENT | Mistral-Air |  |  |  | Stryker | Warmer, Patient |  | WARMERPATIENT-Stryker-Mistral-Air |  | 5/21/15 | MHOSH Inventory Dec 2019 into 2020 - Copy.xls - Newly Verified | WP-A | Covered PM Repair - Biomedical | MHHS Orthopedic & Spine | [8 empty] | WARMERPATIENT | Warmer, Patient | Stryker
NO | YES |  |  |  | A03274 | A03274 | Stryker Corp Medical Div | MISTRAL AIR PLUS |  |  | MHOSH-Pre/Post Op | MHHS Orthopedic & Spine |  | Warmer, Patient |  | A03274 | A03274 | Central & Greater Heights | MHHS-Orthopedic & Spine | MHOSH-Pre/Post Op |  | 6/14/19 |  |  |  | WARMING/COOLING UNITS, PATIENT | Warmer, Patient | WARMERPATIENT-Stryker-Mistral-Air | WARMERPATIENT | Mistral-Air |  |  |  | Stryker | Warmer, Patient |  | WARMERPATIENT-Stryker-Mistral-Air |  |  | MHOSH Inventory Dec 2019 into 2020 - Copy.xls - Newly Verified | WP-A | Covered PM Repair - Biomedical | MHHS Orthopedic & Spine | [8 empty] | WARMERPATIENT | Warmer, Patient | Stryker
NO | YES | Serial Number 150632612 |  |  | A03275 | A03275 | Stryker Corp Medical Div | MISTRAL AIR PLUS |  |  | MHOSH-Pre/Post Op | MHHS Orthopedic & Spine |  | Warmer, Patient |  | A03275 | A03275 | Central & Greater Heights | MHHS-Orthopedic & Spine | MHOSH-Pre/Post Op |  | 6/14/19 |  |  |  | WARMING/COOLING UNITS, PATIENT | Warmer, Patient | WARMERPATIENT-Stryker-Mistral-Air | WARMERPATIENT | Mistral-Air |  |  |  | Stryker | Warmer, Patient |  | WARMERPATIENT-Stryker-Mistral-Air |  |  | MHOSH Inventory Dec 2019 into 2020 - Copy.xls - Newly Verified | WP-A | Not Covered Vendor Only - Biomedical | MHHS Orthopedic & Spine | [8 empty] | WARMERPATIENT | Warmer, Patient | Stryker
NO | YES | Serial Number 151239876 |  |  | A03276 | A03276 | Stryker Corp Medical Div | MISTRAL AIR PLUS |  |  | MHOSH-Pre/Post Op | MHHS Orthopedic & Spine |  | Warmer, Patient |  | A03276 | A03276 | Central & Greater Heights | MHHS-Orthopedic & Spine | MHOSH-Pre/Post Op |  | 6/10/19 |  |  |  | WARMING/COOLING UNITS, PATIENT | Warmer, Patient | WARMERPATIENT-Stryker-Mistral-Air | WARMERPATIENT | Mistral-Air |  |  |  | Stryker | Warmer, Patient |  | WARMERPATIENT-Stryker-Mistral-Air |  |  | MHOSH Inventory Dec 2019 into 2020 - Copy.xls - Newly Verified | WP-A | Covered PM Repair - Biomedical | MHHS Orthopedic & Spine | [8 empty] | WARMERPATIENT | Warmer, Patient | Stryker
NO | YES |  |  |  | A03277 | A03277 | Stryker Corp Medical Div | MISTRAL AIR PLUS |  |  | MHOSH-Pre/Post Op | MHHS Orthopedic & Spine |  | Warmer, Patient |  | A03277 | A03277 | Central | MHHS-Orthopedic & Spine | MHOSH-Pre/Post Op | Rm 5 | 6/1/19 |  | 6/1/20 |  | WARMING/COOLING UNITS, PATIENT | Warmer, Patient | WARMERPATIENT-Stryker-Mistral-Air | WARMERPATIENT | Mistral-Air |  |  |  | Stryker | Warmer, Patient |  | WARMERPATIENT-Stryker-Mistral-Air |  |  | MHOSH Inventory Dec 2019 into 2020 - Copy.xls - Already Verified | WP-A | Covered PM Repair - Biomedical | MHHS Orthopedic & Spine | [8 empty] | WARMERPATIENT | Warmer, Patient | Stryker
NO | YES | Serial Number 160241504 |  |  | A03278 | A03278 | Stryker Corp Medical Div | MISTRAL AIR PLUS |  |  | MHOSH-Pre/Post Op | MHHS Orthopedic & Spine |  | Warmer, Patient |  | A03278 | A03278 | Central & Greater Heights | MHHS-Orthopedic & Spine | MHOSH-Pre/Post Op |  | 6/14/19 |  |  |  | WARMING/COOLING UNITS, PATIENT | Warmer, Patient | WARMERPATIENT-Stryker-Mistral-Air | WARMERPATIENT | Mistral-Air |  |  |  | Stryker | Warmer, Patient |  | WARMERPATIENT-Stryker-Mistral-Air |  | 7/15/14 | MHOSH Inventory Dec 2019 into 2020 - Copy.xls - Newly Verified | WP-A | Covered PM Repair - Biomedical | MHHS Orthopedic & Spine | [8 empty] | WARMERPATIENT | Warmer, Patient | Stryker
NO | YES |  |  |  | A03279 | A03279 | Stryker Corp Medical Div | MISTRAL AIR PLUS |  |  | MHOSH-Pre/Post Op | MHHS Orthopedic & Spine |  | Warmer, Patient |  | A03279 | A03279 | Central & Greater Heights | MHHS-Orthopedic & Spine | MHOSH-Pre/Post Op |  | 6/13/19 |  |  |  | WARMING/COOLING UNITS, PATIENT | Warmer, Patient | WARMERPATIENT-Stryker-Mistral-Air | WARMERPATIENT | Mistral-Air |  |  |  | Stryker | Warmer, Patient |  | WARMERPATIENT-Stryker-Mistral-Air |  | 4/20/16 | MHOSH Inventory Dec 2019 into 2020 - Copy.xls - Newly Verified | WP-A | Covered PM Repair - Biomedical | MHHS Orthopedic & Spine | [8 empty] | WARMERPATIENT | Warmer, Patient | Stryker
NO | YES | Serial Number 150936464 |  |  | A03280 | A03280 | Stryker Corp Medical Div | MISTRAL AIR PLUS |  |  | MHOSH-Pre/Post Op | MHHS Orthopedic & Spine |  | Warmer, Patient |  | A03280 | A03280 | Central & Greater Heights | MHHS-Orthopedic & Spine | MHOSH-Pre/Post Op |  | 6/21/19 |  |  |  | WARMING/COOLING UNITS, PATIENT | Warmer, Patient | WARMERPATIENT-Stryker-Mistral-Air | WARMERPATIENT | Mistral-Air |  |  |  | Stryker | Warmer, Patient |  | WARMERPATIENT-Stryker-Mistral-Air |  | 6/27/13 | MHOSH Inventory Dec 2019 into 2020 - Copy.xls - Newly Verified | WP-A | Covered PM Repair - Biomedical | MHHS Orthopedic & Spine | [8 empty] | WARMERPATIENT | Warmer, Patient | Stryker
NO | YES |  |  |  | A03281 | A03281 | Stryker Corp Medical Div | MISTRAL AIR PLUS |  |  | MHOSH-Pre/Post Op | MHHS Orthopedic & Spine |  | Warmer, Patient |  | A03281 | A03281 | Central & Greater Heights | MHHS-Orthopedic & Spine | MHOSH-Pre/Post Op |  | 6/17/19 |  |  |  | WARMING/COOLING UNITS, PATIENT | Warmer, Patient | WARMERPATIENT-Stryker-Mistral-Air | WARMERPATIENT | Mistral-Air |  |  |  | Stryker | Warmer, Patient |  | WARMERPATIENT-Stryker-Mistral-Air |  | 6/1/14 | MHOSH Inventory Dec 2019 into 2020 - Copy.xls - Newly Verified | WP-A | Not Covered Vendor Only - Biomedical | MHHS Orthopedic & Spine | [8 empty] | WARMERPATIENT | Warmer, Patient | Stryker
NO | YES | Serial Number 170351470 |  |  | A03282 | A03282 | Stryker Corp Medical Div | MISTRAL AIR PLUS |  |  | MHOSH-Pre/Post Op | MHHS Orthopedic & Spine |  | Warmer, Patient |  | A03282 | A03282 | Central & Greater Heights | MHHS-Orthopedic & Spine | MHOSH-Pre/Post Op |  | 6/14/19 |  |  |  | WARMING/COOLING UNITS, PATIENT | Warmer, Patient | WARMERPATIENT-Stryker-Mistral-Air | WARMERPATIENT | Mistral-Air |  |  |  | Stryker | Warmer, Patient |  | WARMERPATIENT-Stryker-Mistral-Air |  |  | MHOSH Inventory Dec 2019 into 2020 - Copy.xls - Newly Verified | WP-A | Clinical Miscellaneous | MHHS Orthopedic & Spine | [8 empty] | WARMERPATIENT | Warmer, Patient | Stryker
NO | YES | Serial Number 160544820 |  |  | A03283 | A03283 | Stryker Corp Medical Div | MISTRAL AIR PLUS |  |  | MHOSH-Pre/Post Op | MHHS Orthopedic & Spine |  | Warmer, Patient |  | A03283 | A03283 | Central & Greater Heights | MHHS-Orthopedic & Spine | MHOSH-Pre/Post Op |  | 6/17/19 |  |  |  | WARMING/COOLING UNITS, PATIENT | Warmer, Patient | WARMERPATIENT-Stryker-Mistral-Air | WARMERPATIENT | Mistral-Air |  |  |  | Stryker | Warmer, Patient |  | WARMERPATIENT-Stryker-Mistral-Air |  |  | MHOSH Inventory Dec 2019 into 2020 - Copy.xls - Newly Verified | WP-A | Covered PM Repair - Biomedical | MHHS Orthopedic & Spine | [8 empty] | WARMERPATIENT | Warmer, Patient | Stryker
NO | YES |  |  |  | A03284 | A03284 | Stryker Corp Medical Div | MISTRAL AIR PLUS |  |  | MHOSH-Pre/Post Op | MHHS Orthopedic & Spine |  | Warmer, Patient |  | A03284 | A03284 | Central | MHHS-Orthopedic & Spine | MHOSH-Pre/Post Op | Rm 9 | 6/1/19 |  | 6/1/20 |  | WARMING/COOLING UNITS, PATIENT | Warmer, Patient | WARMERPATIENT-Stryker-Mistral-Air | WARMERPATIENT | Mistral-Air |  |  |  | Stryker | Warmer, Patient |  | WARMERPATIENT-Stryker-Mistral-Air |  | 2/1/19 | MHOSH Inventory Dec 2019 into 2020 - Copy.xls - Already Verified | WP-A | Covered PM Repair - Biomedical | MHHS Orthopedic & Spine | [8 empty] | WARMERPATIENT | Warmer, Patient | Stryker
NO | YES |  |  |  | A03285 | A03285 | Stryker Corp Medical Div | MISTRAL AIR PLUS |  |  | MHOSH-Pre/Post Op | MHHS Orthopedic & Spine |  | Warmer, Patient |  | A03285 | A03285 | Central & Greater Heights | MHHS-Orthopedic & Spine | MHOSH-Pre/Post Op |  | 6/13/19 |  |  |  | WARMING/COOLING UNITS, PATIENT | Warmer, Patient | WARMERPATIENT-Stryker-Mistral-Air | WARMERPATIENT | Mistral-Air |  |  |  | Stryker | Warmer, Patient |  | WARMERPATIENT-Stryker-Mistral-Air |  |  | MHOSH Inventory Dec 2019 into 2020 - Copy.xls - Newly Verified | WP-A | Covered PM Repair - Biomedical | MHHS Orthopedic & Spine | [8 empty] | WARMERPATIENT | Warmer, Patient | Stryker
NO | YES | Serial Number 160444524 |  |  | A03286 | A03286 | Stryker Corp Medical Div | MISTRAL AIR PLUS |  |  | MHOSH-Pre/Post Op | MHHS Orthopedic & Spine |  | Warmer, Patient |  | A03286 | A03286 | Central & Greater Heights | MHHS-Orthopedic & Spine | MHOSH-Pre/Post Op |  | 6/14/19 |  |  |  | WARMING/COOLING UNITS, PATIENT | Warmer, Patient | WARMERPATIENT-Stryker-Mistral-Air | WARMERPATIENT | Mistral-Air |  |  |  | Stryker | Warmer, Patient |  | WARMERPATIENT-Stryker-Mistral-Air |  |  | MHOSH Inventory Dec 2019 into 2020 - Copy.xls - Newly Verified | WP-A | Covered PM Repair - Biomedical | MHHS Orthopedic & Spine | [8 empty] | WARMERPATIENT | Warmer, Patient | Stryker
NO | YES |  |  |  | A03287 | A03287 | Stryker Corp Medical Div | MISTRAL AIR PLUS |  |  | MHOSH-Pre/Post Op | MHHS Orthopedic & Spine |  | Warmer, Patient |  | A03287 | A03287 | Central & Greater Heights | MHHS-Orthopedic & Spine | MHOSH-Pre/Post Op |  | 6/14/19 |  |  |  | WARMING/COOLING UNITS, PATIENT | Warmer, Patient | WARMERPATIENT-Stryker-Mistral-Air | WARMERPATIENT | Mistral-Air |  |  |  | Stryker | Warmer, Patient |  | WARMERPATIENT-Stryker-Mistral-Air |  |  | MHOSH Inventory Dec 2019 into 2020 - Copy.xls - Newly Verified | WP-A | Covered PM Repair - Biomedical | MHHS Orthopedic & Spine | [8 empty] | WARMERPATIENT | Warmer, Patient | Stryker
NO | YES |  |  |  | A03300 | A03300 | Stryker Corp Medical Div | MISTRAL AIR PLUS |  |  | MHOSH-Pre/Post Op | MHHS Orthopedic & Spine |  | Warmer, Patient |  | A03300 | A03300 | Central & Greater Heights | MHHS-Orthopedic & Spine | MHOSH-Pre/Post Op |  | 6/14/19 |  |  |  | WARMING/COOLING UNITS, PATIENT | Warmer, Patient | WARMERPATIENT-Stryker-Mistral-Air | WARMERPATIENT | Mistral-Air |  |  |  | Stryker | Warmer, Patient |  | WARMERPATIENT-Stryker-Mistral-Air |  | 11/25/15 | MHOSH Inventory Dec 2019 into 2020 - Copy.xls - Newly Verified | WP-A | Covered PM Repair - Biomedical | MHHS Orthopedic & Spine | [8 empty] | WARMERPATIENT | Warmer, Patient | Stryker
NO | YES | Serial Number 150935928 |  |  | A03301 | A03301 | Stryker Corp Medical Div | MISTRAL AIR PLUS |  |  | MHOSH-Pre/Post Op | MHHS Orthopedic & Spine |  | Warmer, Patient |  | A03301 | A03301 | Central & Greater Heights | MHHS-Orthopedic & Spine | MHOSH-Pre/Post Op |  | 6/12/19 |  |  |  | WARMING/COOLING UNITS, PATIENT | Warmer, Patient | WARMERPATIENT-Stryker-Mistral-Air | WARMERPATIENT | Mistral-Air |  |  |  | Stryker | Warmer, Patient |  | WARMERPATIENT-Stryker-Mistral-Air |  | 9/1/20 | MHOSH Inventory Dec 2019 into 2020 - Copy.xls - Newly Verified | WP-A | Not Covered Vendor Only - Biomedical | MHHS Orthopedic & Spine | [8 empty] | WARMERPATIENT | Warmer, Patient | Stryker
NO | YES | Serial Number 180160269 |  |  | A03302 | A03302 | Stryker Corp Medical Div | MISTRAL AIR PLUS |  |  | MHOSH-Pre/Post Op | MHHS Orthopedic & Spine |  | Warmer, Patient |  | A03302 | A03302 | Central & Greater Heights | MHHS-Orthopedic & Spine | MHOSH-Pre/Post Op |  | 6/14/19 |  |  |  | WARMING/COOLING UNITS, PATIENT | Warmer, Patient | WARMERPATIENT-Stryker-Mistral-Air | WARMERPATIENT | Mistral-Air |  |  |  | Stryker | Warmer, Patient |  | WARMERPATIENT-Stryker-Mistral-Air |  |  | MHOSH Inventory Dec 2019 into 2020 - Copy.xls - Newly Verified | WP-A | Covered PM Repair - Biomedical | MHHS Orthopedic & Spine | [8 empty] | WARMERPATIENT | Warmer, Patient | Stryker
NO | YES |  |  |  | A03303 | A03303 | Stryker Corp Medical Div | MISTRAL AIR PLUS |  |  | MHOSH-Pre/Post Op | MHHS Orthopedic & Spine |  | Warmer, Patient |  | A03303 | A03303 | Central & Greater Heights | MHHS-Orthopedic & Spine | MHOSH-Pre/Post Op |  | 6/21/19 |  |  |  | WARMING/COOLING UNITS, PATIENT | Warmer, Patient | WARMERPATIENT-Stryker-Mistral-Air | WARMERPATIENT | Mistral-Air |  |  |  | Stryker | Warmer, Patient |  | WARMERPATIENT-Stryker-Mistral-Air |  | 4/2/10 | MHOSH Inventory Dec 2019 into 2020 - Copy.xls - Newly Verified | WP-A | Covered PM Repair - Biomedical | MHHS Orthopedic & Spine | [8 empty] | WARMERPATIENT | Warmer, Patient | Stryker
NO | YES | Serial Number 171259631 |  |  | A03304 | A03304 | Stryker Corp Medical Div | MISTRAL AIR PLUS |  |  | MHOSH-Pre/Post Op | MHHS Orthopedic & Spine |  | Warmer, Patient |  | A03304 | A03304 | Central | MHHS-Orthopedic & Spine | MHOSH-Pre/Post Op | Rm 3 | 6/1/19 |  | 6/1/20 |  | WARMING/COOLING UNITS, PATIENT | Warmer, Patient | WARMERPATIENT-Stryker-Mistral-Air | WARMERPATIENT | Mistral-Air |  |  |  | Stryker | Warmer, Patient |  | WARMERPATIENT-Stryker-Mistral-Air |  | 2/1/15 | MHOSH Inventory Dec 2019 into 2020 - Copy.xls - Already Verified | WP-A | Covered PM Repair - Biomedical | MHHS Orthopedic & Spine | [8 empty] | WARMERPATIENT | Warmer, Patient | Stryker
NO | YES |  |  |  | A03305 | A03305 | Stryker Corp Medical Div | MISTRAL AIR PLUS |  |  | MHOSH-Pre/Post Op | MHHS Orthopedic & Spine |  | Warmer, Patient |  | A03305 | A03305 | Central & Greater Heights | MHHS-Orthopedic & Spine | MHOSH-Pre/Post Op |  | 6/17/19 |  |  |  | WARMING/COOLING UNITS, PATIENT | Warmer, Patient | WARMERPATIENT-Stryker-Mistral-Air | WARMERPATIENT | Mistral-Air |  |  |  | Stryker | Warmer, Patient |  | WARMERPATIENT-Stryker-Mistral-Air |  | 8/17/20 | MHOSH Inventory Dec 2019 into 2020 - Copy.xls - Newly Verified | WP-A | Not Covered Vendor Only - Biomedical | MHHS Orthopedic & Spine | [8 empty] | WARMERPATIENT | Warmer, Patient | Stryker
NO | YES |  |  |  | A03306 | A03306 | Stryker Corp Medical Div | MISTRAL AIR PLUS |  |  | MHOSH-Pre/Post Op | MHHS Orthopedic & Spine |  | Warmer, Patient |  | A03306 | A03306 | Central | MHHS-Orthopedic & Spine | MHOSH-Pre/Post Op | Rm 10 | 6/1/19 |  | 6/1/20 |  | WARMING/COOLING UNITS, PATIENT | Warmer, Patient | WARMERPATIENT-Stryker-Mistral-Air | WARMERPATIENT | Mistral-Air |  |  |  | Stryker | Warmer, Patient |  | WARMERPATIENT-Stryker-Mistral-Air |  | 9/1/17 | MHOSH Inventory Dec 2019 into 2020 - Copy.xls - Already Verified | WP-A | Covered PM Repair - Biomedical | MHHS Orthopedic & Spine | [8 empty] | WARMERPATIENT | Warmer, Patient | Stryker
NO | YES | Serial Number 140320390 |  |  | A03309 | A03309 | Stryker Corp Medical Div | MISTRAL AIR PLUS |  |  | MHOSH-Pre/Post Op | MHHS Orthopedic & Spine |  | Warmer, Patient |  | A03309 | A03309 | Central & Greater Heights | MHHS-Orthopedic & Spine | MHOSH-Pre/Post Op |  | 6/17/19 |  |  |  | WARMING/COOLING UNITS, PATIENT | Warmer, Patient | WARMERPATIENT-Stryker-Mistral-Air | WARMERPATIENT | Mistral-Air |  |  |  | Stryker | Warmer, Patient |  | WARMERPATIENT-Stryker-Mistral-Air |  | 8/1/16 | MHOSH Inventory Dec 2019 into 2020 - Copy.xls - Newly Verified | WP-A | Covered PM Repair - Biomedical | MHHS Orthopedic & Spine | [8 empty] | WARMERPATIENT | Warmer, Patient | Stryker
NO | YES | Serial Number 160545422 |  |  | A03310 | A03310 | Stryker Corp Medical Div | MISTRAL AIR PLUS |  |  | MHOSH-Pre/Post Op | MHHS Orthopedic & Spine |  | Warmer, Patient |  | A03310 | A03310 | Central | MHHS-Orthopedic & Spine | MHOSH-Pre/Post Op | Rm 4 | 6/1/19 |  | 6/1/20 |  | WARMING/COOLING UNITS, PATIENT | Warmer, Patient | WARMERPATIENT-Stryker-Mistral-Air | WARMERPATIENT | Mistral-Air |  |  |  | Stryker | Warmer, Patient |  | WARMERPATIENT-Stryker-Mistral-Air |  | 8/1/16 | MHOSH Inventory Dec 2019 into 2020 - Copy.xls - Already Verified | WP-A | Covered PM Repair - Biomedical | MHHS Orthopedic & Spine | [8 empty] | WARMERPATIENT | Warmer, Patient | Stryker
NO | YES | Serial Number 170251227 |  |  | A03311 | A03311 | Stryker Corp Medical Div | MISTRAL AIR PLUS |  |  | MHOSH-Pre/Post Op | MHHS Orthopedic & Spine |  | Warmer, Patient |  | A03311 | A03311 | Central | MHHS-Orthopedic & Spine | MHOSH-Pre/Post Op | Rm 7 | 6/1/19 |  | 6/1/20 |  | WARMING/COOLING UNITS, PATIENT | Warmer, Patient | WARMERPATIENT-Stryker-Mistral-Air | WARMERPATIENT | Mistral-Air |  |  |  | Stryker | Warmer, Patient |  | WARMERPATIENT-Stryker-Mistral-Air |  |  | MHOSH Inventory Dec 2019 into 2020 - Copy.xls - Already Verified | WP-A | Covered PM Repair - Biomedical | MHHS Orthopedic & Spine | [8 empty] | WARMERPATIENT | Warmer, Patient | Stryker
NO | YES | Serial Number 140320365 |  |  | A03313 | A03313 | Stryker Corp Medical Div | MISTRAL AIR PLUS |  |  | MHOSH-Pre/Post Op | MHHS Orthopedic & Spine |  | Warmer, Patient |  | A03313 | A03313 | Central & Greater Heights | MHHS-Orthopedic & Spine | MHOSH-Pre/Post Op |  | 6/17/19 |  |  |  | WARMING/COOLING UNITS, PATIENT | Warmer, Patient | WARMERPATIENT-Stryker-Mistral-Air | WARMERPATIENT | Mistral-Air |  |  |  | Stryker | Warmer, Patient |  | WARMERPATIENT-Stryker-Mistral-Air |  |  | MHOSH Inventory Dec 2019 into 2020 - Copy.xls - Newly Verified | WP-A | Covered PM Repair - Biomedical | MHHS Orthopedic & Spine | [8 empty] | WARMERPATIENT | Warmer, Patient | Stryker
NO | YES |  |  |  |  | 009-33288 | Stryker Corp Medical Div | MISTRAL AIR PLUS |  |  | NE - 5 SOUTH WEST | MHHS-Northeast |  | Warmer, Patient |  |  | 009-33288 | Katy |  | NE - 5 SOUTH WEST | [5 empty] | WARMING/COOLING UNITS, PATIENT |  | WARMERPATIENT-Stryker-Mistral-Air | WARMERPATIENT | Mistral-Air |  |  |  | Stryker | Warmer, Patient |  | WARMERPATIENT-Stryker-Mistral-Air |  |  |  |  | Covered PM Repair - Biomedical | MHHS-Northeast
NO | YES |  |  |  |  | 099-03847 | Stryker Corp Medical Div | MISTRAL AIR PLUS |  |  | Katy-Biomedical Services | MHHS-Northeast |  | Warmer, Patient |  |  | 099-03847 | Katy | MHHS-Katy | Katy-Biomedical Services | Biomed shop | 5/1/19 | 5/1/20 |  | Note says stopped working | WARMING/COOLING UNITS, PATIENT | Warmer, Patient | WARMERPATIENT-Stryker-Mistral-Air | WARMERPATIENT | Mistral-Air |  |  |  | Stryker | Warmer, Patient |  | WARMERPATIENT-Stryker-Mistral-Air |  | 8/1/15 |  | WP-A | Covered PM Repair - Biomedical | MHHS-Northeast | [8 empty] | WARMERPATIENT | Warmer, Patient | Stryker
NO | YES |  |  |  |  | 099-03846 | Stryker Corp Medical Div | MISTRAL AIR PLUS |  |  | Katy-Biomedical Services | MHHS-Northeast |  | Warmer, Patient |  |  | 099-03846 | Katy | MHHS-Katy | Katy-Biomedical Services | Biomed shop | 6/1/19 | 6/1/20 |  | Front panel broken off | WARMING/COOLING UNITS, PATIENT | Warmer, Patient | WARMERPATIENT-Stryker-Mistral-Air | WARMERPATIENT | Mistral-Air |  |  |  | Stryker | Warmer, Patient |  | WARMERPATIENT-Stryker-Mistral-Air |  |  |  | WP-A | Covered PM Repair - Biomedical | MHHS-Northeast | [8 empty] | WARMERPATIENT | Warmer, Patient | Stryker
NO | YES |  |  |  |  | 099-01049 | Stryker Corp Medical Div | MISTRAL AIR PLUS |  |  | NE-OR | MHHS-Northeast |  | Warmer, Patient |  |  | 099-01049 | Katy | MHHS-Northeast | NE-OR | OR Hybrid Room | 5/1/19 | 5/1/20 |  |  | WARMING/COOLING UNITS, PATIENT | Warmer, Patient | WARMERPATIENT-Stryker-Mistral-Air | WARMERPATIENT | Mistral-Air |  |  |  | Stryker | Warmer, Patient |  | WARMERPATIENT-Stryker-Mistral-Air |  | 1/2/15 |  | WP-A | Covered PM Repair - Biomedical | MHHS-Northeast | [8 empty] | WARMERPATIENT | Warmer, Patient | Stryker
NO | YES |  |  |  |  | 099-02492 | Stryker Corp Medical Div | MISTRAL AIR PLUS |  |  | NE-OR Holding | MHHS-Northeast |  | Warmer, Patient |  |  | 099-02492 | Katy | MHHS-Northeast | NE-OR Holding | Pacu room 3 | 6/1/19 | 6/1/20 |  |  | WARMING/COOLING UNITS, PATIENT | Warmer, Patient | WARMERPATIENT-Stryker-Mistral-Air | WARMERPATIENT | Mistral-Air |  |  |  | Stryker | Warmer, Patient |  | WARMERPATIENT-Stryker-Mistral-Air |  | 4/15/18 |  | WP-A | Covered PM Repair - Biomedical | MHHS-Northeast | [8 empty] | WARMERPATIENT | Warmer, Patient | Stryker
NO | YES |  |  |  |  | 099-01064 | Stryker Corp Medical Div | MISTRAL AIR PLUS |  |  | NE-Day Surgery | MHHS-Northeast |  | Warmer, Patient |  |  | 099-01064 | Katy | MHHS-Northeast | NE-Day Surgery | Clean Supply | 5/1/19 | 5/1/20 |  |  | WARMING/COOLING UNITS, PATIENT | Warmer, Patient | WARMERPATIENT-Stryker-Mistral-Air | WARMERPATIENT | Mistral-Air |  |  |  | Stryker | Warmer, Patient |  | WARMERPATIENT-Stryker-Mistral-Air |  | 12/30/16 |  | WP-A | Covered PM Repair - Biomedical | MHHS-Northeast | [8 empty] | WARMERPATIENT | Warmer, Patient | Stryker
NO | YES |  |  |  |  | 099-01192 | Stryker Corp Medical Div | MISTRAL AIR PLUS |  |  | NE-Day Surgery | MHHS-Northeast |  | Warmer, Patient |  |  | 099-01192 | Katy | MHHS-Northeast | NE-Day Surgery |  | 5/1/19 | 5/1/20 |  |  | WARMING/COOLING UNITS, PATIENT | Warmer, Patient | WARMERPATIENT-Stryker-Mistral-Air | WARMERPATIENT | Mistral-Air |  |  |  | Stryker | Warmer, Patient |  | WARMERPATIENT-Stryker-Mistral-Air |  | 6/1/17 |  | WP-A | Covered PM Repair - Biomedical | MHHS-Northeast | [8 empty] | WARMERPATIENT | Warmer, Patient | Stryker
NO | YES | Serial Number 160848463 |  |  |  |  | Stryker Corp Medical Div | MISTRAL AIR PLUS |  |  | NE-OR | MHHS-Northeast |  | Warmer, Patient |  |  |  | Katy | MHHS-Northeast | NE-OR | OR Storage | 5/1/19 | 5/1/20 |  |  | WARMING/COOLING UNITS, PATIENT | Warmer, Patient | WARMERPATIENT-Stryker-Mistral-Air | WARMERPATIENT | Mistral-Air |  |  |  | Stryker | Warmer, Patient |  | WARMERPATIENT-Stryker-Mistral-Air |  | 10/1/20 |  | WP-A | Not Covered Vendor Only - Biomedical | MHHS-Northeast | [8 empty] | WARMERPATIENT | Warmer, Patient | Stryker
NO | YES |  |  |  |  | 099-02495 | Stryker Corp Medical Div | MISTRAL AIR PLUS |  |  | NE-OR Holding | MHHS-Northeast |  | Warmer, Patient |  |  | 099-02495 | Katy | MHHS-Northeast | NE-OR Holding | Pre op 4 | 5/1/19 | 5/1/20 |  |  | WARMING/COOLING UNITS, PATIENT | Warmer, Patient | WARMERPATIENT-Stryker-Mistral-Air | WARMERPATIENT | Mistral-Air |  |  |  | Stryker | Warmer, Patient |  | WARMERPATIENT-Stryker-Mistral-Air |  | 6/28/16 |  | WP-A | Covered PM Repair - Biomedical | MHHS-Northeast | [8 empty] | WARMERPATIENT | Warmer, Patient | Stryker
NO | YES |  |  |  |  | 099-00801 | Stryker Corp Medical Div | MISTRAL AIR PLUS |  |  | NE-OR Holding | MHHS-Northeast |  | Warmer, Patient |  |  | 099-00801 | Katy | MHHS-Northeast | NE-OR Holding | OR HOLDING 4 | 5/1/19 | 5/1/20 |  |  | WARMING/COOLING UNITS, PATIENT | Warmer, Patient | WARMERPATIENT-Stryker-Mistral-Air | WARMERPATIENT | Mistral-Air |  |  |  | Stryker | Warmer, Patient |  | WARMERPATIENT-Stryker-Mistral-Air |  | 10/1/19 |  | WP-A | Covered PM Repair - Biomedical | MHHS-Northeast | [8 empty] | WARMERPATIENT | Warmer, Patient | Stryker
NO | YES |  |  |  |  | 099-03843 | Stryker Corp Medical Div | MISTRAL AIR PLUS |  |  | Katy-Biomedical Services | MHHS-Northeast |  | Warmer, Patient |  |  | 099-03843 | Katy | MHHS-Katy | Katy-Biomedical Services | Biomed shop | 6/1/19 | 6/1/20 |  | Note says will not turn on | WARMING/COOLING UNITS, PATIENT | Warmer, Patient | WARMERPATIENT-Stryker-Mistral-Air | WARMERPATIENT | Mistral-Air |  |  |  | Stryker | Warmer, Patient |  | WARMERPATIENT-Stryker-Mistral-Air |  | 10/1/19 |  | WP-A | Covered PM Repair - Biomedical | MHHS-Northeast | [8 empty] | WARMERPATIENT | Warmer, Patient | Stryker
NO | YES | [5 empty] | Stryker Corp Medical Div | MISTRAL AIR PLUS |  |  | NE-OR | MHHS-Northeast |  | Warmer, Patient |  |  |  | Katy | MHHS-Northeast | NE-OR | Anesthesia Work Room | 5/1/19 | 5/1/20 |  |  | WARMING/COOLING UNITS, PATIENT | Warmer, Patient | WARMERPATIENT-Stryker-Mistral-Air | WARMERPATIENT | Mistral-Air |  |  |  | Stryker | Warmer, Patient |  | WARMERPATIENT-Stryker-Mistral-Air |  | 12/5/19 |  | WP-A | Covered PM Repair - Biomedical | MHHS-Northeast | [8 empty] | WARMERPATIENT | Warmer, Patient | Stryker
NO | YES | Serial Number 160545592 |  |  |  | 099-01025 | Stryker Corp Medical Div | MISTRAL AIR PLUS |  |  | NE-OR | MHHS-Northeast |  | Warmer, Patient |  |  | 099-01025 | Katy | MHHS-Northeast | NE-OR | OR Hybrid Room | 5/1/19 | 5/1/20 |  |  | WARMING/COOLING UNITS, PATIENT | Warmer, Patient | WARMERPATIENT-Stryker-Mistral-Air | WARMERPATIENT | Mistral-Air |  |  |  | Stryker | Warmer, Patient |  | WARMERPATIENT-Stryker-Mistral-Air |  | 10/29/19 |  | WP-A | Covered PM Repair - Biomedical | MHHS-Northeast | [8 empty] | WARMERPATIENT | Warmer, Patient | Stryker
NO | YES |  |  |  |  | 099-01048 | Stryker Corp Medical Div | MISTRAL AIR PLUS |  |  | NE-OR | MHHS-Northeast |  | Warmer, Patient |  |  | 099-01048 | Katy | MHHS-Northeast | NE-OR | OR Hybrid Room | 5/1/19 | 5/1/20 |  |  | WARMING/COOLING UNITS, PATIENT | Warmer, Patient | WARMERPATIENT-Stryker-Mistral-Air | WARMERPATIENT | Mistral-Air |  |  |  | Stryker | Warmer, Patient |  | WARMERPATIENT-Stryker-Mistral-Air |  | 10/29/19 |  | WP-A | Covered PM Repair - Biomedical | MHHS-Northeast | [8 empty] | WARMERPATIENT | Warmer, Patient | Stryker
NO | YES |  |  |  |  | 099-00779 | Stryker Corp Medical Div | MISTRAL AIR PLUS |  |  | NE-OR | MHHS-Northeast |  | Warmer, Patient |  |  | 099-00779 | Katy | MHHS-Northeast | NE-OR | Or storage | 5/1/19 | 5/1/20 |  |  | WARMING/COOLING UNITS, PATIENT | Warmer, Patient | WARMERPATIENT-Stryker-Mistral-Air | WARMERPATIENT | Mistral-Air |  |  |  | Stryker | Warmer, Patient |  | WARMERPATIENT-Stryker-Mistral-Air |  | 10/29/19 |  | WP-A | Covered PM Repair - Biomedical | MHHS-Northeast | [8 empty] | WARMERPATIENT | Warmer, Patient | Stryker
NO | YES |  |  |  |  | 099-03844 | Stryker Corp Medical Div | MISTRAL AIR PLUS |  |  | Katy-Biomedical Services | MHHS-Northeast |  | Warmer, Patient |  |  | 099-03844 | Katy | MHHS-Katy | Katy-Biomedical Services | Biomed shop | 5/1/19 | 5/1/20 |  |  | WARMING/COOLING UNITS, PATIENT | Warmer, Patient | WARMERPATIENT-Stryker-Mistral-Air | WARMERPATIENT | Mistral-Air |  |  |  | Stryker | Warmer, Patient |  | WARMERPATIENT-Stryker-Mistral-Air |  | 10/29/19 |  | WP-A | Covered PM Repair - Biomedical | MHHS-Northeast | [8 empty] | WARMERPATIENT | Warmer, Patient | Stryker
NO | YES | Serial Number 140522476 |  |  |  | 099-01054 | Stryker Corp Medical Div | MISTRAL AIR PLUS |  |  | NE-PACU | MHHS-Northeast |  | Warmer, Patient |  |  | 099-01054 | Katy | MHHS-Northeast | NE-PACU | BAY6 | 5/1/19 | 5/1/20 |  |  | WARMING/COOLING UNITS, PATIENT | Warmer, Patient | WARMERPATIENT-Stryker-Mistral-Air | WARMERPATIENT | Mistral-Air |  |  |  | Stryker | Warmer, Patient |  | WARMERPATIENT-Stryker-Mistral-Air |  |  |  | WP-A | Covered PM Repair - Biomedical | MHHS-Northeast | [8 empty] | WARMERPATIENT | Warmer, Patient | Stryker
NO | YES |  |  |  |  | 099-01977 | Stryker Corp Medical Div | MISTRAL AIR PLUS |  |  | NE-Day Surgery | MHHS-Northeast |  | Warmer, Patient |  |  | 099-01977 | Katy | MHHS-Northeast | NE-Day Surgery | Room 6 | 8/1/19 | 8/1/20 |  |  | WARMING/COOLING UNITS, PATIENT | Warmer, Patient | WARMERPATIENT-Stryker-Mistral-Air | WARMERPATIENT | Mistral-Air |  |  |  | Stryker | Warmer, Patient |  | WARMERPATIENT-Stryker-Mistral-Air |  |  |  | WP-A | Covered PM Repair - Radiology, Low End | MHHS-Northeast | [8 empty] | WARMERPATIENT | Warmer, Patient | Stryker
NO | YES | Serial Number 140623658 |  |  |  | 099-01053 | Stryker Corp Medical Div | MISTRAL AIR PLUS |  |  | NE-PACU | MHHS-Northeast |  | Warmer, Patient |  |  | 099-01053 | Katy | MHHS-Northeast | NE-PACU | BAY4 | 5/1/19 | 5/1/20 |  |  | WARMING/COOLING UNITS, PATIENT | Warmer, Patient | WARMERPATIENT-Stryker-Mistral-Air | WARMERPATIENT | Mistral-Air |  |  |  | Stryker | Warmer, Patient |  | WARMERPATIENT-Stryker-Mistral-Air |  | 10/13/15 |  | WP-A | Not Covered Vendor Only - Biomedical | MHHS-Northeast | [8 empty] | WARMERPATIENT | Warmer, Patient | Stryker
NO | YES |  |  |  |  | 099-03845 | Stryker Corp Medical Div | MISTRAL AIR PLUS |  |  | Katy-Biomedical Services | MHHS-Northeast |  | Warmer, Patient |  |  | 099-03845 | Katy | MHHS-Katy | Katy-Biomedical Services | Biomed shop | 6/1/19 | 6/1/20 |  |  | WARMING/COOLING UNITS, PATIENT | Warmer, Patient | WARMERPATIENT-Stryker-Mistral-Air | WARMERPATIENT | Mistral-Air |  |  |  | Stryker | Warmer, Patient |  | WARMERPATIENT-Stryker-Mistral-Air |  |  |  | WP-A | Covered PM Repair - Biomedical | MHHS-Northeast | [8 empty] | WARMERPATIENT | Warmer, Patient | Stryker
NO | YES |  |  |  |  | 099-01058 | Stryker Corp Medical Div | MISTRAL AIR PLUS |  |  | NE-PACU | MHHS-Northeast |  | Warmer, Patient |  |  | 099-01058 | Katy | MHHS-Northeast | NE-PACU | BAY3 | 4/1/19 | 4/1/20 |  |  | WARMING/COOLING UNITS, PATIENT | Warmer, Patient | WARMERPATIENT-Stryker-Mistral-Air | WARMERPATIENT | Mistral-Air |  |  |  | Stryker | Warmer, Patient |  | WARMERPATIENT-Stryker-Mistral-Air |  | 6/1/15 |  | WP-A | Covered PM Repair - Biomedical | MHHS-Northeast | [8 empty] | WARMERPATIENT | Warmer, Patient | Stryker
NO | YES |  |  |  |  | 099-02502 | Stryker Corp Medical Div | MISTRAL AIR PLUS |  |  | NE-OR Holding | MHHS-Northeast |  | Warmer, Patient |  |  | 099-02502 | Katy | MHHS-Northeast | NE-OR Holding | Nurses station | 5/1/19 | 5/1/20 |  |  | WARMING/COOLING UNITS, PATIENT | Warmer, Patient | WARMERPATIENT-Stryker-Mistral-Air | WARMERPATIENT | Mistral-Air |  |  |  | Stryker | Warmer, Patient |  | WARMERPATIENT-Stryker-Mistral-Air |  | 6/20/17 |  | WP-A | Covered PM Repair - Biomedical | MHHS-Northeast | [8 empty] | WARMERPATIENT | Warmer, Patient | Stryker
NO | YES |  |  |  |  | 099-00764 | Stryker Corp Medical Div | MISTRAL AIR PLUS |  |  | NE-OR Holding | MHHS-Northeast |  | Warmer, Patient |  |  | 099-00764 | Katy | MHHS-Northeast | NE-OR Holding | Pacu memorial | 4/1/19 | 4/1/20 |  |  | WARMING/COOLING UNITS, PATIENT | Warmer, Patient | WARMERPATIENT-Stryker-Mistral-Air | WARMERPATIENT | Mistral-Air |  |  |  | Stryker | Warmer, Patient |  | WARMERPATIENT-Stryker-Mistral-Air |  |  |  | WP-A | Covered PM Repair - Biomedical | MHHS-Northeast | [8 empty] | WARMERPATIENT | Warmer, Patient | Stryker
NO | YES |  |  |  |  | 099-01056 | Stryker Corp Medical Div | MISTRAL AIR PLUS |  |  | NE-PACU | MHHS-Northeast |  | Warmer, Patient |  |  | 099-01056 | Katy | MHHS-Northeast | NE-PACU | BAY5 | 5/1/19 | 5/1/20 |  |  | WARMING/COOLING UNITS, PATIENT | Warmer, Patient | WARMERPATIENT-Stryker-Mistral-Air | WARMERPATIENT | Mistral-Air |  |  |  | Stryker | Warmer, Patient |  | WARMERPATIENT-Stryker-Mistral-Air |  |  |  | WP-A | Covered PM Repair - Biomedical | MHHS-Northeast | [8 empty] | WARMERPATIENT | Warmer, Patient | Stryker
NO | YES |  |  |  |  | 099-01060 | Stryker Corp Medical Div | MISTRAL AIR PLUS |  |  | NE-PACU | MHHS-Northeast |  | Warmer, Patient |  |  | 099-01060 | Katy | MHHS-Northeast | NE-PACU | BAY1 | 5/1/19 | 5/1/20 |  |  | WARMING/COOLING UNITS, PATIENT | Warmer, Patient | WARMERPATIENT-Stryker-Mistral-Air | WARMERPATIENT | Mistral-Air |  |  |  | Stryker | Warmer, Patient |  | WARMERPATIENT-Stryker-Mistral-Air |  |  |  | WP-A | Covered PM Repair - Biomedical | MHHS-Northeast | [8 empty] | WARMERPATIENT | Warmer, Patient | Stryker
NO | YES |  |  |  |  | 099-04261 | Stryker Corp Medical Div | MISTRAL AIR PLUS |  |  | Pearland-OR-Preop/PACU | MHHS-Pearland Hospital |  | Warmer, Patient |  |  | 099-04261 | Pearland | MHHS-Pearland Hospital | Pearland-OR-Preop/PACU | Pacu 6 | 9/1/19 | 9/1/20 |  |  | WARMING/COOLING UNITS, PATIENT | Warmer, Patient | WARMERPATIENT-Stryker-Mistral-Air | WARMERPATIENT | Mistral-Air |  |  |  | Stryker | Warmer, Patient |  | WARMERPATIENT-Stryker-Mistral-Air |  | 10/1/20 |  | WP-A | No Coverage Specified | MHHS-Pearland Hospital | [8 empty] | WARMERPATIENT | Warmer, Patient | Stryker
NO | YES |  |  |  |  | 099-04260 | Stryker Corp Medical Div | MISTRAL AIR PLUS |  |  | Pearland-OR-Preop/PACU | MHHS-Pearland Hospital |  | Warmer, Patient |  |  | 099-04260 | Pearland | MHHS-Pearland Hospital | Pearland-OR-Preop/PACU | Pacu 7 | 8/1/19 | 8/1/20 |  |  | WARMING/COOLING UNITS, PATIENT | Warmer, Patient | WARMERPATIENT-Stryker-Mistral-Air | WARMERPATIENT | Mistral-Air |  |  |  | Stryker | Warmer, Patient |  | WARMERPATIENT-Stryker-Mistral-Air |  | 8/1/20 |  | WP-A | Not Covered Vendor Only - Biomedical | MHHS-Pearland Hospital | [8 empty] | WARMERPATIENT | Warmer, Patient | Stryker
NO | YES |  |  |  |  | 099-04221 | Stryker Corp Medical Div | MISTRAL AIR PLUS |  |  | Pearland-Rental | MHHS-Pearland Hospital |  | Warmer, Patient |  |  | 099-04221 | Pearland | MHHS-Pearland Hospital | Pearland-Rental | Pre op 9 | 8/1/19 | 8/1/20 |  |  | WARMING/COOLING UNITS, PATIENT | Warmer, Patient | WARMERPATIENT-Stryker-Mistral-Air | WARMERPATIENT | Mistral-Air |  |  |  | Stryker | Warmer, Patient |  | WARMERPATIENT-Stryker-Mistral-Air |  | 12/1/20 |  | WP-A | No Coverage Specified | MHHS-Pearland Hospital | [8 empty] | WARMERPATIENT | Warmer, Patient | Stryker
NO | YES |  |  |  |  | 099-04228 | Stryker Corp Medical Div | MISTRAL AIR PLUS |  |  | Pearland-Rental | MHHS-Pearland Hospital |  | Warmer, Patient |  |  | 099-04228 | Pearland | MHHS-Pearland Hospital | Pearland-Rental | Pre op 7 | 8/1/19 | 8/1/20 |  |  | WARMING/COOLING UNITS, PATIENT | Warmer, Patient | WARMERPATIENT-Stryker-Mistral-Air | WARMERPATIENT | Mistral-Air |  |  |  | Stryker | Warmer, Patient |  | WARMERPATIENT-Stryker-Mistral-Air |  |  |  | WP-A | Covered PM Repair - Biomedical | MHHS-Pearland Hospital | [8 empty] | WARMERPATIENT | Warmer, Patient | Stryker
NO | YES |  |  |  |  | 099-04262 | Stryker Corp Medical Div | MISTRAL AIR PLUS |  |  | Pearland-OR-Preop/PACU | MHHS-Pearland Hospital |  | Warmer, Patient |  |  | 099-04262 | Pearland | MHHS-Pearland Hospital | Pearland-OR-Preop/PACU | Pacu 4 | 12/1/20 | 12/1/21 |  |  | WARMING/COOLING UNITS, PATIENT | Warmer, Patient | WARMERPATIENT-Stryker-Mistral-Air | WARMERPATIENT | Mistral-Air |  |  |  | Stryker | Warmer, Patient |  | WARMERPATIENT-Stryker-Mistral-Air |  |  |  | WP-A | Covered PM Repair - Biomedical | MHHS-Pearland Hospital | [8 empty] | WARMERPATIENT | Warmer, Patient | Stryker
NO | YES |  |  |  |  | 099-04224 | Stryker Corp Medical Div | MISTRAL AIR PLUS |  |  | Pearland-Rental | MHHS-Pearland Hospital |  | Warmer, Patient |  |  | 099-04224 | Pearland | MHHS-Pearland Hospital | Pearland-Rental | Pre op 8 | 5/1/19 | 5/1/20 |  |  | WARMING/COOLING UNITS, PATIENT | Warmer, Patient | WARMERPATIENT-Stryker-Mistral-Air | WARMERPATIENT | Mistral-Air |  |  |  | Stryker | Warmer, Patient |  | WARMERPATIENT-Stryker-Mistral-Air |  | 3/1/19 |  | WP-A | Covered PM Repair - Biomedical | MHHS-Pearland Hospital | [8 empty] | WARMERPATIENT | Warmer, Patient | Stryker
NO | YES | [5 empty] | Stryker Corp Medical Div | MISTRAL AIR PLUS |  |  | SE-Cath Lab | MHHS-Southeast |  | Warmer, Patient |  |  |  | Southeast | MHHS-Southeast | SE-Cath Lab | Recovery 6 | 5/1/19 |  | 5/1/20 |  | WARMING/COOLING UNITS, PATIENT |  | WARMERPATIENT-Stryker-Mistral-Air | WARMERPATIENT | Mistral-Air |  |  |  | Stryker | Warmer, Patient |  | WARMERPATIENT-Stryker-Mistral-Air |  | 12/5/20 |  |  | No Coverage Specified | MHHS-Southeast
NO | YES | Serial Number 150330914 |  |  |  |  | Stryker Corp Medical Div | MISTRAL AIR PLUS |  |  | SE-Cath Lab | MHHS-Southeast |  | Warmer, Patient |  |  |  | Southeast | MHHS-Southeast | SE-Cath Lab | W2 447 | 5/1/19 |  | 5/1/20 |  | WARMING/COOLING UNITS, PATIENT |  | WARMERPATIENT-Stryker-Mistral-Air | WARMERPATIENT | Mistral-Air |  |  |  | Stryker | Warmer, Patient |  | WARMERPATIENT-Stryker-Mistral-Air |  | 12/5/20 |  |  | No Coverage Specified | MHHS-Southeast
NO | YES | [5 empty] | Stryker Corp Medical Div | MISTRAL AIR PLUS |  |  | SE-Cath Lab | MHHS-Southeast |  | Warmer, Patient |  |  |  | Southeast | MHHS-Southeast | SE-Cath Lab | Recovery 6 | 5/1/19 |  | 5/1/20 |  | WARMING/COOLING UNITS, PATIENT |  | WARMERPATIENT-Stryker-Mistral-Air | WARMERPATIENT | Mistral-Air |  |  |  | Stryker | Warmer, Patient |  | WARMERPATIENT-Stryker-Mistral-Air |  | 12/16/19 |  |  | No Coverage Specified | MHHS-Southeast
NO | YES | Serial Number 140825722 |  |  |  | 099-06167 | Stryker Corp Medical Div | MISTRAL AIR PLUS |  |  | SE-Cath Lab | MHHS-Southeast |  | Warmer, Patient |  |  | 099-06167 | Southeast | MHHS-Southeast | SE-Cath Lab | Room 2 | 5/1/19 |  | 5/1/20 |  | WARMING/COOLING UNITS, PATIENT |  | WARMERPATIENT-Stryker-Mistral-Air | WARMERPATIENT | Mistral-Air |  |  |  | Stryker | Warmer, Patient |  | WARMERPATIENT-Stryker-Mistral-Air |  | 12/16/19 |  |  | No Coverage Specified | MHHS-Southeast
NO | YES |  |  |  |  | 099-06296 | Stryker Corp Medical Div | MISTRAL AIR PLUS |  |  | SE-Cath Lab | MHHS-Southeast |  | Warmer, Patient |  |  | 099-06296 | Southeast | MHHS-Southeast | SE-Cath Lab | Cath lab 3 | 1/1/19 |  | 1/1/20 |  | WARMING/COOLING UNITS, PATIENT |  | WARMERPATIENT-Stryker-Mistral-Air | WARMERPATIENT | Mistral-Air |  |  |  | Stryker | Warmer, Patient |  | WARMERPATIENT-Stryker-Mistral-Air |  | 12/16/19 |  |  | No Coverage Specified | MHHS-Southeast
NO | YES |  |  |  | 099-06889 | 099-06889 | Stryker Corp Medical Div | MISTRAL AIR PLUS |  |  | SE-Central Supply | MHHS-Southeast |  | Warmer, Patient |  | 099-06889 | 099-06889 | Southeast | MHHS-Southeast | SE-Central Supply | Central suppy | 3/1/20 |  | 3/1/21 |  | WARMING/COOLING UNITS, PATIENT |  | WARMERPATIENT-Stryker-Mistral-Air | WARMERPATIENT | Mistral-Air |  |  |  | Stryker | Warmer, Patient |  | WARMERPATIENT-Stryker-Mistral-Air |  | 12/16/19 |  |  | No Coverage Specified | MHHS-Southeast
NO | YES |  |  |  |  | 099-06298 | Stryker Corp Medical Div | MISTRAL AIR PLUS |  |  | SE-Cath Lab | MHHS-Southeast |  | Warmer, Patient |  |  | 099-06298 | Southeast | MHHS-Southeast | SE-Cath Lab | Recovery 6 | 7/1/19 |  | 7/1/20 |  | WARMING/COOLING UNITS, PATIENT |  | WARMERPATIENT-Stryker-Mistral-Air | WARMERPATIENT | Mistral-Air |  |  |  | Stryker | Warmer, Patient |  | WARMERPATIENT-Stryker-Mistral-Air |  | 12/16/19 |  |  | No Coverage Specified | MHHS-Southeast
NO | YES | [5 empty] | Stryker Corp Medical Div | MISTRAL AIR PLUS |  |  | SE-Cath Lab | MHHS-Southeast |  | Warmer, Patient |  |  |  | Southeast | MHHS-Southeast | SE-Cath Lab | Recovery 6 | 5/1/19 |  | 5/1/20 |  | WARMING/COOLING UNITS, PATIENT |  | WARMERPATIENT-Stryker-Mistral-Air | WARMERPATIENT | Mistral-Air |  |  |  | Stryker | Warmer, Patient |  | WARMERPATIENT-Stryker-Mistral-Air |  | 12/16/19 |  |  | No Coverage Specified | MHHS-Southeast
NO | YES |  |  |  | 099-06888 | 099-06888 | Stryker Corp Medical Div | MISTRAL AIR PLUS |  |  | SE-Central Supply | MHHS-Southeast |  | Warmer, Patient |  | 099-06888 | 099-06888 | Southeast | MHHS-Southeast | SE-Central Supply | Central suppy | 11/1/19 |  | 11/1/20 |  | WARMING/COOLING UNITS, PATIENT |  | WARMERPATIENT-Stryker-Mistral-Air | WARMERPATIENT | Mistral-Air |  |  |  | Stryker | Warmer, Patient |  | WARMERPATIENT-Stryker-Mistral-Air |  | 11/30/18 |  |  | Covered PM Repair - Biomedical | MHHS-Southeast
NO | YES | [5 empty] | Stryker Corp Medical Div | MISTRAL AIR PLUS |  |  | SE-CDU (Old) | MHHS-Southeast |  | Warmer, Patient |  |  |  | Southeast | MHHS-Southeast | SE-CDU (Old) | Bay 4 | 10/1/19 |  | 10/1/20 |  | WARMING/COOLING UNITS, PATIENT |  | WARMERPATIENT-Stryker-Mistral-Air | WARMERPATIENT | Mistral-Air |  |  |  | Stryker | Warmer, Patient |  | WARMERPATIENT-Stryker-Mistral-Air |  | 11/30/18 |  |  | Covered PM Repair - Biomedical | MHHS-Southeast
NO | YES |  |  |  |  | 099-09774 | Stryker Corp Medical Div | MISTRAL AIR PLUS |  |  | SE - CLINICAL DECISION UNIT | MHHS-Southeast |  | Warmer, Patient |  |  | 099-09774 | Southeast |  | SE - CLINICAL DECISION UNIT |  | 10/1/19 |  |  |  | WARMING/COOLING UNITS, PATIENT |  | WARMERPATIENT-Stryker-Mistral-Air | WARMERPATIENT | Mistral-Air |  |  |  | Stryker | Warmer, Patient |  | WARMERPATIENT-Stryker-Mistral-Air |  | 11/30/18 |  |  | Covered PM Repair - Biomedical | MHHS-Southeast
NO | YES | [5 empty] | Stryker Corp Medical Div | MISTRAL AIR PLUS |  |  | SE-CDU (Old) | MHHS-Southeast |  | Warmer, Patient |  |  |  | Southeast | MHHS-Southeast | SE-CDU (Old) | Room 2 | 10/1/19 |  | 10/1/16 |  | WARMING/COOLING UNITS, PATIENT |  | WARMERPATIENT-Stryker-Mistral-Air | WARMERPATIENT | Mistral-Air |  |  |  | Stryker | Warmer, Patient |  | WARMERPATIENT-Stryker-Mistral-Air |  | 11/30/18 |  |  | Covered PM Repair - Biomedical | MHHS-Southeast
NO | YES |  |  |  |  | 099-06055 | Stryker Corp Medical Div | MISTRAL AIR PLUS |  |  | SE-CDU (Old) | MHHS-Southeast |  | Warmer, Patient |  |  | 099-06055 | Southeast | MHHS-Southeast | SE-CDU (Old) | SE - CDU | 10/1/19 |  | 10/1/20 |  | WARMING/COOLING UNITS, PATIENT |  | WARMERPATIENT-Stryker-Mistral-Air | WARMERPATIENT | Mistral-Air |  |  |  | Stryker | Warmer, Patient |  | WARMERPATIENT-Stryker-Mistral-Air |  | 11/30/18 |  |  | Covered PM Repair - Biomedical | MHHS-Southeast
NO | YES | [5 empty] | Stryker Corp Medical Div | MISTRAL AIR PLUS |  |  | SE-Emergency Center | MHHS-Southeast |  | Warmer, Patient |  |  |  | Southeast | MHHS-Southeast | SE-Emergency Center | ER Major Room 5 | 7/1/19 |  | 7/1/20 |  | WARMING/COOLING UNITS, PATIENT |  | WARMERPATIENT-Stryker-Mistral-Air | WARMERPATIENT | Mistral-Air |  |  |  | Stryker | Warmer, Patient |  | WARMERPATIENT-Stryker-Mistral-Air |  |  |  |  | Covered PM Repair - Biomedical | MHHS-Southeast
NO | YES |  |  |  | 099-06215 | 099-06215 | Stryker Corp Medical Div | MISTRAL AIR PLUS |  |  | SE-Labor & Delivery | MHHS-Southeast |  | Warmer, Patient |  | 099-06215 | 099-06215 | Southeast | MHHS-Southeast | SE-Labor & Delivery | Or 1 | 2/1/20 |  | 2/1/21 |  | WARMING/COOLING UNITS, PATIENT |  | WARMERPATIENT-Stryker-Mistral-Air | WARMERPATIENT | Mistral-Air |  |  |  | Stryker | Warmer, Patient |  | WARMERPATIENT-Stryker-Mistral-Air |  | 4/1/20 |  |  | Not Covered Vendor Only - Biomedical | MHHS-Southeast
NO | YES |  |  |  |  | 099-07704 | Stryker Corp Medical Div | MISTRAL AIR PLUS |  |  | SE-OR | MHHS-Southeast |  | Warmer, Patient |  |  | 099-07704 | Southeast | MHHS-Southeast | SE-OR | OR 1 | 6/1/19 |  | 6/1/20 |  | WARMING/COOLING UNITS, PATIENT |  | WARMERPATIENT-Stryker-Mistral-Air | WARMERPATIENT | Mistral-Air |  |  |  | Stryker | Warmer, Patient |  | WARMERPATIENT-Stryker-Mistral-Air |  |  |  |  | Covered PM Repair - Biomedical | MHHS-Southeast
NO | YES |  |  |  |  | 099-07555 | Stryker Corp Medical Div | MISTRAL AIR PLUS |  |  | SE-OR | MHHS-Southeast |  | Warmer, Patient |  |  | 099-07555 | Southeast | MHHS-Southeast | SE-OR |  | 5/1/19 |  |  |  | WARMING/COOLING UNITS, PATIENT |  | WARMERPATIENT-Stryker-Mistral-Air | WARMERPATIENT | Mistral-Air |  |  |  | Stryker | Warmer, Patient |  | WARMERPATIENT-Stryker-Mistral-Air |  |  |  |  | Covered PM Repair - Biomedical | MHHS-Southeast
NO | YES |  |  |  |  | 099-06062 | Stryker Corp Medical Div | MISTRAL AIR PLUS |  |  | SE-OR-PACU | MHHS-Southeast |  | Warmer, Patient |  |  | 099-06062 | Southeast | MHHS-Southeast | SE-OR-PACU | SE - PR - PACU | 5/1/19 |  | 5/1/20 |  | WARMING/COOLING UNITS, PATIENT |  | WARMERPATIENT-Stryker-Mistral-Air | WARMERPATIENT | Mistral-Air |  |  |  | Stryker | Warmer, Patient |  | WARMERPATIENT-Stryker-Mistral-Air |  | 1/1/18 |  |  | Covered PM Repair - Biomedical | MHHS-Southeast
NO | YES |  |  |  |  | 099-07911 | Stryker Corp Medical Div | MISTRAL AIR PLUS |  |  | SE-OR | MHHS-Southeast |  | Warmer, Patient |  |  | 099-07911 | Southeast | MHHS-Southeast | SE-OR | Hybrid OR | 4/1/19 |  | 4/1/20 |  | WARMING/COOLING UNITS, PATIENT |  | WARMERPATIENT-Stryker-Mistral-Air | WARMERPATIENT | Mistral-Air |  |  |  | Stryker | Warmer, Patient |  | WARMERPATIENT-Stryker-Mistral-Air |  | 3/1/20 |  |  | Not Covered Vendor Only - Biomedical | MHHS-Southeast
NO | YES |  |  |  |  | 099-06074 | Stryker Corp Medical Div | MISTRAL AIR PLUS |  |  | SE-OR | MHHS-Southeast |  | Warmer, Patient |  |  | 099-06074 | Southeast | MHHS-Southeast | SE-OR | SE -OR | 5/1/19 |  | 5/1/20 |  | WARMING/COOLING UNITS, PATIENT |  | WARMERPATIENT-Stryker-Mistral-Air | WARMERPATIENT | Mistral-Air |  |  |  | Stryker | Warmer, Patient |  | WARMERPATIENT-Stryker-Mistral-Air |  | 4/1/20 |  |  | Not Covered Vendor Only - Biomedical | MHHS-Southeast
NO | YES |  |  |  |  | 099-07758 | Stryker Corp Medical Div | MISTRAL AIR PLUS |  |  | SE-OR | MHHS-Southeast |  | Warmer, Patient |  |  | 099-07758 | Southeast | MHHS-Southeast | SE-OR | OR4 | 4/1/20 |  | 4/1/21 |  | WARMING/COOLING UNITS, PATIENT |  | WARMERPATIENT-Stryker-Mistral-Air | WARMERPATIENT | Mistral-Air |  |  |  | Stryker | Warmer, Patient |  | WARMERPATIENT-Stryker-Mistral-Air |  | 4/1/20 |  |  | Not Covered Vendor Only - Biomedical | MHHS-Southeast
NO | YES | [5 empty] | Stryker Corp Medical Div | MISTRAL AIR PLUS |  |  | SE-Clinical Engineering | MHHS-Southeast |  | Warmer, Patient |  |  |  | Southeast | MHHS-Southeast | SE-Clinical Engineering | Biomed | 7/1/19 |  | 7/1/20 |  | WARMING/COOLING UNITS, PATIENT |  | WARMERPATIENT-Stryker-Mistral-Air | WARMERPATIENT | Mistral-Air |  |  |  | Stryker | Warmer, Patient |  | WARMERPATIENT-Stryker-Mistral-Air |  | 4/1/20 |  |  | Not Covered Vendor Only - Biomedical | MHHS-Southeast
NO | YES |  |  |  |  | 099-06073 | Stryker Corp Medical Div | MISTRAL AIR PLUS |  |  | SE-OR | MHHS-Southeast |  | Warmer, Patient |  |  | 099-06073 | Southeast | MHHS-Southeast | SE-OR | SE -OR | 8/1/19 |  | 8/1/20 |  | WARMING/COOLING UNITS, PATIENT |  | WARMERPATIENT-Stryker-Mistral-Air | WARMERPATIENT | Mistral-Air |  |  |  | Stryker | Warmer, Patient |  | WARMERPATIENT-Stryker-Mistral-Air |  | 4/1/20 |  |  | Not Covered Vendor Only - Biomedical | MHHS-Southeast
NO | YES |  |  |  |  | 099-06684 | Stryker Corp Medical Div | MISTRAL AIR PLUS |  |  | SE-OR | MHHS-Southeast |  | Warmer, Patient |  |  | 099-06684 | Southeast | MHHS-Southeast | SE-OR |  | 2/1/19 |  |  |  | WARMING/COOLING UNITS, PATIENT |  | WARMERPATIENT-Stryker-Mistral-Air | WARMERPATIENT | Mistral-Air |  |  |  | Stryker | Warmer, Patient |  | WARMERPATIENT-Stryker-Mistral-Air |  | 4/1/20 |  |  | Not Covered Vendor Only - Biomedical | MHHS-Southeast
NO | YES | Serial Number 160342978 |  |  |  | 099-07738 | Stryker Corp Medical Div | MISTRAL AIR PLUS |  |  | SE-OR | MHHS-Southeast |  | Warmer, Patient |  |  | 099-07738 | Southeast | MHHS-Southeast | SE-OR |  | 4/1/19 |  |  |  | WARMING/COOLING UNITS, PATIENT |  | WARMERPATIENT-Stryker-Mistral-Air | WARMERPATIENT | Mistral-Air |  |  |  | Stryker | Warmer, Patient |  | WARMERPATIENT-Stryker-Mistral-Air |  | 4/1/20 |  |  | Not Covered Vendor Only - Biomedical | MHHS-Southeast
NO | YES | [5 empty] | Stryker Corp Medical Div | MISTRAL AIR PLUS |  |  | SE-OR | MHHS-Southeast |  | Warmer, Patient |  |  |  | Southeast | MHHS-Southeast | SE-OR |  | 8/1/19 |  | 8/1/20 |  | WARMING/COOLING UNITS, PATIENT |  | WARMERPATIENT-Stryker-Mistral-Air | WARMERPATIENT | Mistral-Air |  |  |  | Stryker | Warmer, Patient |  | WARMERPATIENT-Stryker-Mistral-Air |  | 3/31/20 |  |  | Not Covered Vendor Only - Biomedical | MHHS-Southeast
NO | YES |  |  |  |  | 099-06064 | Stryker Corp Medical Div | MISTRAL AIR PLUS |  |  | SE-OR-PACU | MHHS-Southeast |  | Warmer, Patient |  |  | 099-06064 | Southeast | MHHS-Southeast | SE-OR-PACU | SE - PR - PACU | 5/1/19 |  | 5/1/20 |  | WARMING/COOLING UNITS, PATIENT |  | WARMERPATIENT-Stryker-Mistral-Air | WARMERPATIENT | Mistral-Air |  |  |  | Stryker | Warmer, Patient |  | WARMERPATIENT-Stryker-Mistral-Air |  | 3/31/20 |  |  | Not Covered Vendor Only - Biomedical | MHHS-Southeast
NO | YES |  |  |  |  | 099-06082 | Stryker Corp Medical Div | MISTRAL AIR PLUS |  |  | SE-OR | MHHS-Southeast |  | Warmer, Patient |  |  | 099-06082 | Southeast | MHHS-Southeast | SE-OR | SE - OR | 12/1/19 |  | 12/1/20 |  | WARMING/COOLING UNITS, PATIENT |  | WARMERPATIENT-Stryker-Mistral-Air | WARMERPATIENT | Mistral-Air |  |  |  | Stryker | Warmer, Patient |  | WARMERPATIENT-Stryker-Mistral-Air |  | 3/1/20 |  |  | Not Covered Vendor Only - Biomedical | MHHS-Southeast
NO | YES | [5 empty] | Stryker Corp Medical Div | MISTRAL AIR PLUS |  |  | SE-OR | MHHS-Southeast |  | Warmer, Patient |  |  |  | Southeast | MHHS-Southeast | SE-OR | Cysto | 2/1/19 |  | 2/1/20 |  | WARMING/COOLING UNITS, PATIENT |  | WARMERPATIENT-Stryker-Mistral-Air | WARMERPATIENT | Mistral-Air |  |  |  | Stryker | Warmer, Patient |  | WARMERPATIENT-Stryker-Mistral-Air |  |  |  |  | Covered PM Repair - Biomedical | MHHS-Southeast
NO | YES | [5 empty] | Stryker Corp Medical Div | MISTRAL AIR PLUS |  |  | SE-OR | MHHS-Southeast |  | Warmer, Patient |  |  |  | Southeast | MHHS-Southeast | SE-OR | OR 1 | 4/1/19 |  | 4/1/20 |  | WARMING/COOLING UNITS, PATIENT |  | WARMERPATIENT-Stryker-Mistral-Air | WARMERPATIENT | Mistral-Air |  |  |  | Stryker | Warmer, Patient |  | WARMERPATIENT-Stryker-Mistral-Air |  |  |  |  | Covered PM Repair - Biomedical | MHHS-Southeast
NO | YES |  |  |  | 099-07494 | 099-07494 | Stryker Corp Medical Div | MISTRAL AIR PLUS |  |  | SE-OR-PACU | MHHS-Southeast |  | Warmer, Patient |  | 099-07494 | 099-07494 | Southeast | MHHS-Southeast | SE-OR-PACU | Room 2 | 5/1/19 |  | 5/1/20 |  | WARMING/COOLING UNITS, PATIENT |  | WARMERPATIENT-Stryker-Mistral-Air | WARMERPATIENT | Mistral-Air |  |  |  | Stryker | Warmer, Patient |  | WARMERPATIENT-Stryker-Mistral-Air |  |  |  |  | Covered PM Repair - Biomedical | MHHS-Southeast
NO | YES | [5 empty] | Stryker Corp Medical Div | MISTRAL AIR PLUS |  |  | SE-OR-PACU | MHHS-Southeast |  | Warmer, Patient |  |  |  | Southeast | MHHS-Southeast | SE-OR-PACU |  | 12/1/19 |  | 12/1/20 |  | WARMING/COOLING UNITS, PATIENT |  | WARMERPATIENT-Stryker-Mistral-Air | WARMERPATIENT | Mistral-Air |  |  |  | Stryker | Warmer, Patient |  | WARMERPATIENT-Stryker-Mistral-Air |  |  |  |  | Covered PM Repair - Biomedical | MHHS-Southeast
NO | YES | [5 empty] | Stryker Corp Medical Div | MISTRAL AIR PLUS |  |  | SE-OR-PACU | MHHS-Southeast |  | Warmer, Patient |  |  |  | Southeast | MHHS-Southeast | SE-OR-PACU | Bay 10 | 5/1/19 |  | 5/1/20 |  | WARMING/COOLING UNITS, PATIENT |  | WARMERPATIENT-Stryker-Mistral-Air | WARMERPATIENT | Mistral-Air |  |  |  | Stryker | Warmer, Patient |  | WARMERPATIENT-Stryker-Mistral-Air |  | 5/1/20 |  |  | Not Covered Vendor Only - Biomedical | MHHS-Southeast
NO | YES |  |  |  |  | 099-07553 | Stryker Corp Medical Div | MISTRAL AIR PLUS |  |  | SE-OR-PACU | MHHS-Southeast |  | Warmer, Patient |  |  | 099-07553 | Southeast | MHHS-Southeast | SE-OR-PACU |  | 5/1/19 |  |  |  | WARMING/COOLING UNITS, PATIENT |  | WARMERPATIENT-Stryker-Mistral-Air | WARMERPATIENT | Mistral-Air |  |  |  | Stryker | Warmer, Patient |  | WARMERPATIENT-Stryker-Mistral-Air |  | 5/1/20 |  |  | Not Covered Vendor Only - Biomedical | MHHS-Southeast
NO | YES | [5 empty] | Stryker Corp Medical Div | MISTRAL AIR PLUS |  |  | SE-OR-PACU | MHHS-Southeast |  | Warmer, Patient |  |  |  | Southeast | MHHS-Southeast | SE-OR-PACU |  | 5/1/19 |  | 5/1/20 |  | WARMING/COOLING UNITS, PATIENT |  | WARMERPATIENT-Stryker-Mistral-Air | WARMERPATIENT | Mistral-Air |  |  |  | Stryker | Warmer, Patient |  | WARMERPATIENT-Stryker-Mistral-Air |  | 8/1/16 |  |  | Covered PM Repair - Biomedical | MHHS-Southeast
NO | YES |  |  |  |  | 099-06066 | Stryker Corp Medical Div | MISTRAL AIR PLUS |  |  | SE-OR-PACU | MHHS-Southeast |  | Warmer, Patient |  |  | 099-06066 | Southeast | MHHS-Southeast | SE-OR-PACU | SE - PR - PACU | 5/1/19 |  | 5/1/20 |  | WARMING/COOLING UNITS, PATIENT |  | WARMERPATIENT-Stryker-Mistral-Air | WARMERPATIENT | Mistral-Air |  |  |  | Stryker | Warmer, Patient |  | WARMERPATIENT-Stryker-Mistral-Air |  | 8/1/16 |  |  | Covered PM Repair - Biomedical | MHHS-Southeast
NO | YES |  |  |  |  | 099-07921 | Stryker Corp Medical Div | MISTRAL AIR PLUS |  |  | SE-OR-Preop | MHHS-Southeast |  | Warmer, Patient |  |  | 099-07921 | Southeast | MHHS-Southeast | SE-OR-Preop | Bay 21 | 5/1/19 |  | 5/1/20 |  | WARMING/COOLING UNITS, PATIENT |  | WARMERPATIENT-Stryker-Mistral-Air | WARMERPATIENT | Mistral-Air |  |  |  | Stryker | Warmer, Patient |  | WARMERPATIENT-Stryker-Mistral-Air |  | 11/1/18 |  |  | Covered PM Repair - Biomedical | MHHS-Southeast
NO | YES | [5 empty] | Stryker Corp Medical Div | MISTRAL AIR PLUS |  |  | SE-OR-Preop | MHHS-Southeast |  | Warmer, Patient |  |  |  | TMC | MHHS-Southeast | SE-OR-Preop | Room 9 | 5/1/19 |  | 5/1/20 |  | WARMING/COOLING UNITS, PATIENT |  | WARMERPATIENT-Stryker-Mistral-Air | WARMERPATIENT | Mistral-Air |  |  |  | Stryker | Warmer, Patient |  | WARMERPATIENT-Stryker-Mistral-Air |  |  |  |  | Covered PM Repair - Biomedical | MHHS-Southeast
NO | YES |  |  |  |  | 099-07925 | Stryker Corp Medical Div | MISTRAL AIR PLUS |  |  | SE-OR-Preop | MHHS-Southeast |  | Warmer, Patient |  |  | 099-07925 | Southeast | MHHS-Southeast | SE-OR-Preop | Bay 1 | 5/1/19 |  | 5/1/20 |  | WARMING/COOLING UNITS, PATIENT |  | WARMERPATIENT-Stryker-Mistral-Air | WARMERPATIENT | Mistral-Air |  |  |  | Stryker | Warmer, Patient |  | WARMERPATIENT-Stryker-Mistral-Air |  |  |  |  | Covered PM Repair - Biomedical | MHHS-Southeast
NO | YES | [5 empty] | Stryker Corp Medical Div | MISTRAL AIR PLUS |  |  | SE-OR-Preop | MHHS-Southeast |  | Warmer, Patient |  |  |  | TMC | MHHS-Southeast | SE-OR-Preop | Room 25 | 5/1/19 |  | 5/1/20 |  | WARMING/COOLING UNITS, PATIENT |  | WARMERPATIENT-Stryker-Mistral-Air | WARMERPATIENT | Mistral-Air |  |  |  | Stryker | Warmer, Patient |  | WARMERPATIENT-Stryker-Mistral-Air |  |  |  |  | Covered PM Repair - Biomedical | MHHS-Southeast
NO | YES | [5 empty] | Stryker Corp Medical Div | MISTRAL AIR PLUS |  |  | TMC-OR-Hermann (2Hp) | MHHS-Southeast |  | Warmer, Patient |  |  |  | TMC | MHHS-TMC | TMC-OR-Hermann (2Hp) | Room 23 | 5/1/19 |  | 5/1/20 |  | WARMING/COOLING UNITS, PATIENT |  | WARMERPATIENT-Stryker-Mistral-Air | WARMERPATIENT | Mistral-Air |  |  |  | Stryker | Warmer, Patient |  | WARMERPATIENT-Stryker-Mistral-Air |  | 8/24/17 |  |  | Covered PM Repair - Biomedical | MHHS-Southeast
NO | YES | [5 empty] | Stryker Corp Medical Div | MISTRAL AIR PLUS |  |  | SE-OR-Preop | MHHS-Southeast |  | Warmer, Patient |  |  |  | Southeast | MHHS-Southeast | SE-OR-Preop | Bay 10 | 5/1/19 |  | 5/1/20 |  | WARMING/COOLING UNITS, PATIENT |  | WARMERPATIENT-Stryker-Mistral-Air | WARMERPATIENT | Mistral-Air |  |  |  | Stryker | Warmer, Patient |  | WARMERPATIENT-Stryker-Mistral-Air |  | 12/1/16 |  |  | Covered PM Repair - Biomedical | MHHS-Southeast
NO | YES |  |  |  |  | 099-07551 | Stryker Corp Medical Div | MISTRAL AIR PLUS |  |  | SE-OR-Preop | MHHS-Southeast |  | Warmer, Patient |  |  | 099-07551 | Southeast | MHHS-Southeast | SE-OR-Preop |  | 5/1/19 |  |  |  | WARMING/COOLING UNITS, PATIENT |  | WARMERPATIENT-Stryker-Mistral-Air | WARMERPATIENT | Mistral-Air |  |  |  | Stryker | Warmer, Patient |  | WARMERPATIENT-Stryker-Mistral-Air |  | 8/24/17 |  |  | Covered PM Repair - Biomedical | MHHS-Southeast
NO | YES |  |  |  | 099-06321 | 099-06321 | Stryker Corp Medical Div | MISTRAL AIR PLUS |  |  | SE-OR-Preop | MHHS-Southeast |  | Warmer, Patient |  | 099-06321 | 099-06321 | Southeast | MHHS-Southeast | SE-OR-Preop |  | 4/1/19 |  | 4/1/20 |  | WARMING/COOLING UNITS, PATIENT |  | WARMERPATIENT-Stryker-Mistral-Air | WARMERPATIENT | Mistral-Air |  |  |  | Stryker | Warmer, Patient |  | WARMERPATIENT-Stryker-Mistral-Air |  | 8/24/17 |  |  | Covered PM Repair - Biomedical | MHHS-Southeast
NO | YES |  |  |  |  | 099-06239 | Stryker Corp Medical Div | MISTRAL AIR PLUS |  |  | SE-OR-Preop | MHHS-Southeast |  | Warmer, Patient |  |  | 099-06239 | Southeast | MHHS-Southeast | SE-OR-Preop | SE - OR - PREOP | 5/1/19 |  | 5/1/20 |  | WARMING/COOLING UNITS, PATIENT |  | WARMERPATIENT-Stryker-Mistral-Air | WARMERPATIENT | Mistral-Air |  |  |  | Stryker | Warmer, Patient |  | WARMERPATIENT-Stryker-Mistral-Air |  | 10/22/19 |  |  | Covered PM Repair - Biomedical | MHHS-Southeast
NO | YES |  |  |  |  | 099-06241 | Stryker Corp Medical Div | MISTRAL AIR PLUS |  |  | SE-OR-Preop | MHHS-Southeast |  | Warmer, Patient |  |  | 099-06241 | Southeast | MHHS-Southeast | SE-OR-Preop | SE - OR - PREOP | 5/1/19 |  | 5/1/20 |  | WARMING/COOLING UNITS, PATIENT |  | WARMERPATIENT-Stryker-Mistral-Air | WARMERPATIENT | Mistral-Air |  |  |  | Stryker | Warmer, Patient |  | WARMERPATIENT-Stryker-Mistral-Air |  | 10/22/19 |  |  | Covered PM Repair - Biomedical | MHHS-Southeast
NO | YES |  |  |  |  | 099-07558 | Stryker Corp Medical Div | MISTRAL AIR PLUS |  |  | SE - RADIOLOGY | MHHS-Southeast |  | Warmer, Patient |  |  | 099-07558 | Southeast | Memorial Hermann Southeast Hospital | SE - RADIOLOGY |  | 11/1/18 |  |  |  | WARMING/COOLING UNITS, PATIENT |  | WARMERPATIENT-Stryker-Mistral-Air | WARMERPATIENT | Mistral-Air |  |  |  | Stryker | Warmer, Patient |  | WARMERPATIENT-Stryker-Mistral-Air |  | 12/16/19 |  |  | Covered PM Repair - Biomedical | MHHS-Southeast
NO | YES |  |  |  |  | 099-10931 | Stryker Corp Medical Div | MISTRAL AIR PLUS |  |  | SW-OR | MHHS-Southwest |  | Warmer, Patient |  |  | 099-10931 | Southwest | MHHS-Southwest | SW-OR | OR | 4/1/19 |  | 4/1/20 |  | WARMING/COOLING UNITS, PATIENT | Warmer, Patient | WARMERPATIENT-Stryker-Mistral-Air | WARMERPATIENT | Mistral-Air |  |  |  | Stryker | Warmer, Patient |  | WARMERPATIENT-Stryker-Mistral-Air |  | 7/1/20 |  | WP-A | Not Covered Vendor Only - Biomedical | MHHS-Southwest | [8 empty] | WARMERPATIENT | Warmer, Patient | Stryker
NO | YES |  |  |  |  | 099-08839 | Stryker Corp Medical Div | MISTRAL AIR PLUS |  |  | SW-HVI-OR | MHHS-Southwest |  | Warmer, Patient |  |  | 099-08839 | Southwest | MHHS-Southwest | SW-HVI-OR | SW-HVI-OR | 5/1/19 |  | 5/1/20 |  | WARMING/COOLING UNITS, PATIENT | Warmer, Patient | WARMERPATIENT-Stryker-Mistral-Air | WARMERPATIENT | Mistral-Air |  |  |  | Stryker | Warmer, Patient |  | WARMERPATIENT-Stryker-Mistral-Air |  | 7/23/15 |  | WP-A | Covered PM Repair - Biomedical | MHHS-Southwest | [8 empty] | WARMERPATIENT | Warmer, Patient | Stryker
NO | YES |  |  |  |  | 099-10945 | Stryker Corp Medical Div | MISTRAL AIR PLUS |  |  | SW-HVI-OR | MHHS-Southwest |  | Warmer, Patient |  |  | 099-10945 | Southwest | MHHS-Southwest | SW-HVI-OR | SW-HVI-OR | 5/1/19 |  | 5/1/20 |  | WARMING/COOLING UNITS, PATIENT | Warmer, Patient | WARMERPATIENT-Stryker-Mistral-Air | WARMERPATIENT | Mistral-Air |  |  |  | Stryker | Warmer, Patient |  | WARMERPATIENT-Stryker-Mistral-Air |  | 7/24/15 |  | WP-A | Covered PM Repair - Biomedical | MHHS-Southwest | [8 empty] | WARMERPATIENT | Warmer, Patient | Stryker
NO | YES |  |  |  | 013-38220 | 013-38220 | Stryker Corp Medical Div | MISTRAL AIR PLUS |  |  | SW-Labor | MHHS-Southwest |  | Warmer, Patient |  | 013-38220 | 013-38220 | Southwest | MHHS-Southwest | SW-Labor | LDR1 |  |  |  |  | WARMING/COOLING UNITS, PATIENT | Warmer, Patient | WARMERPATIENT-Stryker-Mistral-Air | WARMERPATIENT | Mistral-Air |  |  |  | Stryker | Warmer, Patient |  | WARMERPATIENT-Stryker-Mistral-Air |  |  |  | WP-A | Covered PM Repair - Biomedical | MHHS-Southwest | [8 empty] | WARMERPATIENT | Warmer, Patient | Stryker
NO | YES |  |  |  | 013-38221 | 013-38221 | Stryker Corp Medical Div | MISTRAL AIR PLUS |  |  | SW-Labor | MHHS-Southwest |  | Warmer, Patient |  | 013-38221 | 013-38221 | Southwest | MHHS-Southwest | SW-Labor | Recovery room |  |  |  |  | WARMING/COOLING UNITS, PATIENT | Warmer, Patient | WARMERPATIENT-Stryker-Mistral-Air | WARMERPATIENT | Mistral-Air |  |  |  | Stryker | Warmer, Patient |  | WARMERPATIENT-Stryker-Mistral-Air |  |  |  | WP-A | Covered PM Repair - Biomedical | MHHS-Southwest | [8 empty] | WARMERPATIENT | Warmer, Patient | Stryker
NO | YES |  |  |  |  | 099-13799 | Stryker Corp Medical Div | MISTRAL AIR PLUS |  |  | SW-Labor & Delivery | MHHS-Southwest |  | Warmer, Patient |  |  | 099-13799 | Southwest | MHHS-Southwest | SW-Labor & Delivery | OR 1 | 9/1/19 |  | 9/1/20 |  | WARMING/COOLING UNITS, PATIENT | Warmer, Patient | WARMERPATIENT-Stryker-Mistral-Air | WARMERPATIENT | Mistral-Air |  |  |  | Stryker | Warmer, Patient |  | WARMERPATIENT-Stryker-Mistral-Air |  | 7/24/15 |  | WP-A | Covered PM Repair - Biomedical | MHHS-Southwest | [8 empty] | WARMERPATIENT | Warmer, Patient | Stryker
NO | YES |  |  |  |  | 099-10937 | Stryker Corp Medical Div | MISTRAL AIR PLUS |  |  | SW-OR | MHHS-Southwest |  | Warmer, Patient |  |  | 099-10937 | Southwest | MHHS-Southwest | SW-OR | OR | 9/1/19 |  | 9/1/20 |  | WARMING/COOLING UNITS, PATIENT | Warmer, Patient | WARMERPATIENT-Stryker-Mistral-Air | WARMERPATIENT | Mistral-Air |  |  |  | Stryker | Warmer, Patient |  | WARMERPATIENT-Stryker-Mistral-Air |  | 7/23/15 |  | WP-A | Covered PM Repair - Biomedical | MHHS-Southwest | [8 empty] | WARMERPATIENT | Warmer, Patient | Stryker
NO | YES | Serial Number 140826227 |  |  |  |  | Stryker Corp Medical Div | MISTRAL AIR PLUS |  |  | SE-OR-Preop | MHHS-Southwest |  | Warmer, Patient |  |  |  | Southeast | MHHS-Southeast | SE-OR-Preop | Bay 6 | 5/1/19 |  | 5/1/20 |  | WARMING/COOLING UNITS, PATIENT |  | WARMERPATIENT-Stryker-Mistral-Air | WARMERPATIENT | Mistral-Air |  |  |  | Stryker | Warmer, Patient |  | WARMERPATIENT-Stryker-Mistral-Air |  | 10/1/20 |  |  | Not Covered Vendor Only - Biomedical | MHHS-Southwest
NO | YES |  |  |  |  | 099-10934 | Stryker Corp Medical Div | MISTRAL AIR PLUS |  |  | SW-OR | MHHS-Southwest |  | Warmer, Patient |  |  | 099-10934 | Southwest | MHHS-Southwest | SW-OR | OR | 4/1/19 |  | 4/1/20 |  | WARMING/COOLING UNITS, PATIENT | Warmer, Patient | WARMERPATIENT-Stryker-Mistral-Air | WARMERPATIENT | Mistral-Air |  |  |  | Stryker | Warmer, Patient |  | WARMERPATIENT-Stryker-Mistral-Air |  | 10/1/20 |  | WP-A | Not Covered Vendor Only - Biomedical | MHHS-Southwest | [8 empty] | WARMERPATIENT | Warmer, Patient | Stryker
NO | YES |  |  |  |  | 099-10942 | Stryker Corp Medical Div | MISTRAL AIR PLUS |  |  | SW-OR | MHHS-Southwest |  | Warmer, Patient |  |  | 099-10942 | Southwest | MHHS-Southwest | SW-OR | SW - OR | 4/1/19 |  | 4/1/20 |  | WARMING/COOLING UNITS, PATIENT | Warmer, Patient | WARMERPATIENT-Stryker-Mistral-Air | WARMERPATIENT | Mistral-Air |  |  |  | Stryker | Warmer, Patient |  | WARMERPATIENT-Stryker-Mistral-Air |  | 10/1/20 |  | WP-A | Not Covered Vendor Only - Biomedical | MHHS-Southwest | [8 empty] | WARMERPATIENT | Warmer, Patient | Stryker
NO | YES |  |  |  |  | 099-10939 | Stryker Corp Medical Div | MISTRAL AIR PLUS |  |  | SW-OR | MHHS-Southwest |  | Warmer, Patient |  |  | 099-10939 | Southwest | MHHS-Southwest | SW-OR | OR | 4/1/19 |  | 4/1/20 |  | WARMING/COOLING UNITS, PATIENT | Warmer, Patient | WARMERPATIENT-Stryker-Mistral-Air | WARMERPATIENT | Mistral-Air |  |  |  | Stryker | Warmer, Patient |  | WARMERPATIENT-Stryker-Mistral-Air |  | 10/1/20 |  | WP-A | Not Covered Vendor Only - Biomedical | MHHS-Southwest | [8 empty] | WARMERPATIENT | Warmer, Patient | Stryker
NO | YES |  |  |  |  | 099-10933 | Stryker Corp Medical Div | MISTRAL AIR PLUS |  |  | SW-OR | MHHS-Southwest |  | Warmer, Patient |  |  | 099-10933 | Southwest | MHHS-Southwest | SW-OR | OR | 9/1/19 |  | 9/1/20 |  | WARMING/COOLING UNITS, PATIENT | Warmer, Patient | WARMERPATIENT-Stryker-Mistral-Air | WARMERPATIENT | Mistral-Air |  |  |  | Stryker | Warmer, Patient |  | WARMERPATIENT-Stryker-Mistral-Air |  | 7/1/15 |  | WP-A | Covered PM Repair - Biomedical | MHHS-Southwest | [8 empty] | WARMERPATIENT | Warmer, Patient | Stryker
NO | YES |  |  |  |  | 099-10932 | Stryker Corp Medical Div | MISTRAL AIR PLUS |  |  | SW-OR | MHHS-Southwest |  | Warmer, Patient |  |  | 099-10932 | Southwest | MHHS-Southwest | SW-OR | OR | 9/1/19 |  |  |  | WARMING/COOLING UNITS, PATIENT | Warmer, Patient | WARMERPATIENT-Stryker-Mistral-Air | WARMERPATIENT | Mistral-Air |  |  |  | Stryker | Warmer, Patient |  | WARMERPATIENT-Stryker-Mistral-Air |  | 7/23/15 |  | WP-A | Covered PM Repair - Biomedical | MHHS-Southwest | [8 empty] | WARMERPATIENT | Warmer, Patient | Stryker
NO | YES |  |  |  |  | 099-10941 | Stryker Corp Medical Div | MISTRAL AIR PLUS |  |  | SW-OR | MHHS-Southwest |  | Warmer, Patient |  |  | 099-10941 | Southwest | MHHS-Southwest | SW-OR | SW - OR | 5/1/19 |  | 4/1/20 |  | WARMING/COOLING UNITS, PATIENT | Warmer, Patient | WARMERPATIENT-Stryker-Mistral-Air | WARMERPATIENT | Mistral-Air |  |  |  | Stryker | Warmer, Patient |  | WARMERPATIENT-Stryker-Mistral-Air |  |  |  | WP-A | Covered PM Repair - Biomedical | MHHS-Southwest | [8 empty] | WARMERPATIENT | Warmer, Patient | Stryker
NO | YES | [5 empty] | Stryker Corp Medical Div | MISTRAL AIR PLUS |  |  | Sugar Land-Cath Lab | MHHS-Sugarland |  | Warmer, Patient |  |  |  | Sugar Land | MHHS-Sugarland | Sugar Land-Cath Lab |  | 6/1/19 |  |  |  | WARMING/COOLING UNITS, PATIENT | Warmer, Patient | WARMERPATIENT-Stryker-Mistral-Air | WARMERPATIENT | Mistral-Air |  |  |  | Stryker | Warmer, Patient |  | WARMERPATIENT-Stryker-Mistral-Air |  | 8/24/17 |  | WP-A | Covered PM Repair - Biomedical | MHHS-Sugarland | [8 empty] | WARMERPATIENT | Warmer, Patient | Stryker
NO | YES |  |  |  |  | 142-09169 | Stryker Corp Medical Div | MISTRAL AIR PLUS |  |  | SUGAR LAND - CATH LAB | MHHS-Sugarland |  | Warmer, Patient |  |  | 142-09169 | Sugar Land | Memorial Hermann Sugar Land Hospital | SUGAR LAND - CATH LAB | CATH LAB | 8/1/19 |  | 5/1/20 |  | WARMING/COOLING UNITS, PATIENT | Warmer, Patient | WARMERPATIENT-Stryker-Mistral-Air | WARMERPATIENT | Mistral-Air |  |  |  | Stryker | Warmer, Patient |  | WARMERPATIENT-Stryker-Mistral-Air |  | 8/24/17 |  | WP-A | Covered PM Repair - Biomedical | MHHS-Sugarland | [8 empty] | WARMERPATIENT | Warmer, Patient | Stryker
NO | YES |  |  |  |  | 005-33270 | Stryker Corp Medical Div | MISTRAL AIR PLUS |  |  | Sugar Land-OR | MHHS-Sugarland |  | Warmer, Patient |  |  | 005-33270 | Sugar Land | MHHS-Sugarland | Sugar Land-OR | Day. Surgery | 4/1/19 |  | 4/1/20 |  | WARMING/COOLING UNITS, PATIENT | Warmer, Patient | WARMERPATIENT-Stryker-Mistral-Air | WARMERPATIENT | Mistral-Air |  |  |  | Stryker | Warmer, Patient |  | WARMERPATIENT-Stryker-Mistral-Air |  | 8/24/17 |  | WP-A | Covered PM Repair - Biomedical | MHHS-Sugarland | [8 empty] | WARMERPATIENT | Warmer, Patient | Stryker
NO | YES |  |  |  |  | 129-31681 | Stryker Corp Medical Div | MISTRAL AIR PLUS |  |  | Sugar Land-OR | MHHS-Sugarland |  | Warmer, Patient |  |  | 129-31681 | Sugar Land | MHHS-Sugarland | Sugar Land-OR | Day Surgery | 12/1/19 |  | 12/1/20 |  | WARMING/COOLING UNITS, PATIENT | Warmer, Patient | WARMERPATIENT-Stryker-Mistral-Air | WARMERPATIENT | Mistral-Air |  |  |  | Stryker | Warmer, Patient |  | WARMERPATIENT-Stryker-Mistral-Air |  | 8/24/17 |  | WP-A | Covered PM Repair - Biomedical | MHHS-Sugarland | [8 empty] | WARMERPATIENT | Warmer, Patient | Stryker
NO | YES |  |  |  |  | 005-33267 | Stryker Corp Medical Div | MISTRAL AIR PLUS |  |  | Sugar Land-OR | MHHS-Sugarland |  | Warmer, Patient |  |  | 005-33267 | Sugar Land | MHHS-Sugarland | Sugar Land-OR | Day Surgery | 4/1/19 |  | 4/1/20 |  | WARMING/COOLING UNITS, PATIENT | Warmer, Patient | WARMERPATIENT-Stryker-Mistral-Air | WARMERPATIENT | Mistral-Air |  |  |  | Stryker | Warmer, Patient |  | WARMERPATIENT-Stryker-Mistral-Air |  | 8/24/17 |  | WP-A | Covered PM Repair - Biomedical | MHHS-Sugarland | [8 empty] | WARMERPATIENT | Warmer, Patient | Stryker
NO | YES |  |  |  |  | 129-31679 | Stryker Corp Medical Div | MISTRAL AIR PLUS |  |  | Sugar Land-OR | MHHS-Sugarland |  | Warmer, Patient |  |  | 129-31679 | Sugar Land | MHHS-Sugarland | Sugar Land-OR | Day Surgery | 12/1/19 |  | 12/1/20 |  | WARMING/COOLING UNITS, PATIENT | Warmer, Patient | WARMERPATIENT-Stryker-Mistral-Air | WARMERPATIENT | Mistral-Air |  |  |  | Stryker | Warmer, Patient |  | WARMERPATIENT-Stryker-Mistral-Air |  | 8/24/17 |  | WP-A | Covered PM Repair - Biomedical | MHHS-Sugarland | [8 empty] | WARMERPATIENT | Warmer, Patient | Stryker
NO | YES |  |  |  |  | 005-33266 | Stryker Corp Medical Div | MISTRAL AIR PLUS |  |  | Sugar Land-OR | MHHS-Sugarland |  | Warmer, Patient |  |  | 005-33266 | Sugar Land | MHHS-Sugarland | Sugar Land-OR | Day Surgery | 4/1/19 |  | 4/1/20 |  | WARMING/COOLING UNITS, PATIENT | Warmer, Patient | WARMERPATIENT-Stryker-Mistral-Air | WARMERPATIENT | Mistral-Air |  |  |  | Stryker | Warmer, Patient |  | WARMERPATIENT-Stryker-Mistral-Air |  | 8/24/17 |  | WP-A | Covered PM Repair - Biomedical | MHHS-Sugarland | [8 empty] | WARMERPATIENT | Warmer, Patient | Stryker
NO | YES |  |  |  |  | 005-33197 | Stryker Corp Medical Div | MISTRAL AIR PLUS |  |  | Sugar Land-Endoscopy | MHHS-Sugarland |  | Warmer, Patient |  |  | 005-33197 | Sugar Land | MHHS-Sugarland | Sugar Land-Endoscopy | Procedure Room 2 | 4/1/19 |  |  |  | WARMING/COOLING UNITS, PATIENT | Warmer, Patient | WARMERPATIENT-Stryker-Mistral-Air | WARMERPATIENT | Mistral-Air |  |  |  | Stryker | Warmer, Patient |  | WARMERPATIENT-Stryker-Mistral-Air |  | 8/24/17 |  | WP-A | Covered PM Repair - Biomedical | MHHS-Sugarland | [8 empty] | WARMERPATIENT | Warmer, Patient | Stryker
NO | YES |  |  |  |  | 005-33276 | Stryker Corp Medical Div | MISTRAL AIR PLUS |  |  | Sugar Land-Endoscopy | MHHS-Sugarland |  | Warmer, Patient |  |  | 005-33276 | Sugar Land | MHHS-Sugarland | Sugar Land-Endoscopy | Endoscopy | 4/1/19 |  | 4/1/20 |  | WARMING/COOLING UNITS, PATIENT | Warmer, Patient | WARMERPATIENT-Stryker-Mistral-Air | WARMERPATIENT | Mistral-Air |  |  |  | Stryker | Warmer, Patient |  | WARMERPATIENT-Stryker-Mistral-Air |  | 8/24/17 |  | WP-A | Covered PM Repair - Biomedical | MHHS-Sugarland | [8 empty] | WARMERPATIENT | Warmer, Patient | Stryker
NO | YES |  |  |  |  | 005-33215 | Stryker Corp Medical Div | MISTRAL AIR PLUS |  |  | Sugar Land-Endoscopy | MHHS-Sugarland |  | Warmer, Patient |  |  | 005-33215 | Sugar Land | MHHS-Sugarland | Sugar Land-Endoscopy | Room 4 | 4/1/19 |  | 4/1/20 |  | WARMING/COOLING UNITS, PATIENT | Warmer, Patient | WARMERPATIENT-Stryker-Mistral-Air | WARMERPATIENT | Mistral-Air |  |  |  | Stryker | Warmer, Patient |  | WARMERPATIENT-Stryker-Mistral-Air |  | 8/24/17 |  | WP-A | Covered PM Repair - Biomedical | MHHS-Sugarland | [8 empty] | WARMERPATIENT | Warmer, Patient | Stryker
NO | YES |  |  |  |  | 005-33212 | Stryker Corp Medical Div | MISTRAL AIR PLUS |  |  | Sugar Land-Endoscopy | MHHS-Sugarland |  | Warmer, Patient |  |  | 005-33212 | Sugar Land | MHHS-Sugarland | Sugar Land-Endoscopy | Room 6 | 4/1/19 |  | 4/1/20 |  | WARMING/COOLING UNITS, PATIENT | Warmer, Patient | WARMERPATIENT-Stryker-Mistral-Air | WARMERPATIENT | Mistral-Air |  |  |  | Stryker | Warmer, Patient |  | WARMERPATIENT-Stryker-Mistral-Air |  |  |  | WP-A | Covered PM Repair - Biomedical | MHHS-Sugarland | [8 empty] | WARMERPATIENT | Warmer, Patient | Stryker
NO | YES |  |  |  |  | 005-33275 | Stryker Corp Medical Div | MISTRAL AIR PLUS |  |  | Sugar Land-Endoscopy | MHHS-Sugarland |  | Warmer, Patient |  |  | 005-33275 | Sugar Land | MHHS-Sugarland | Sugar Land-Endoscopy | Endoscopy | 4/1/19 |  | 4/1/20 |  | WARMING/COOLING UNITS, PATIENT | Warmer, Patient | WARMERPATIENT-Stryker-Mistral-Air | WARMERPATIENT | Mistral-Air |  |  |  | Stryker | Warmer, Patient |  | WARMERPATIENT-Stryker-Mistral-Air |  | 9/1/18 |  | WP-A | Not Covered Vendor Only - Biomedical | MHHS-Sugarland | [8 empty] | WARMERPATIENT | Warmer, Patient | Stryker
NO | YES |  |  |  |  | 005-33209 | Stryker Corp Medical Div | MISTRAL AIR PLUS |  |  | Sugar Land-Endoscopy | MHHS-Sugarland |  | Warmer, Patient |  |  | 005-33209 | Sugar Land | MHHS-Sugarland | Sugar Land-Endoscopy | Room 7 | 4/1/19 |  | 4/1/20 |  | WARMING/COOLING UNITS, PATIENT | Warmer, Patient | WARMERPATIENT-Stryker-Mistral-Air | WARMERPATIENT | Mistral-Air |  |  |  | Stryker | Warmer, Patient |  | WARMERPATIENT-Stryker-Mistral-Air |  | 9/1/17 |  | WP-A | Covered PM Repair - Biomedical | MHHS-Sugarland | [8 empty] | WARMERPATIENT | Warmer, Patient | Stryker
NO | YES |  |  |  |  | 005-33214 | Stryker Corp Medical Div | MISTRAL AIR PLUS |  |  | Sugar Land-Endoscopy | MHHS-Sugarland |  | Warmer, Patient |  |  | 005-33214 | Sugar Land | MHHS-Sugarland | Sugar Land-Endoscopy | Room 6 | 4/1/19 |  | 4/1/20 |  | WARMING/COOLING UNITS, PATIENT | Warmer, Patient | WARMERPATIENT-Stryker-Mistral-Air | WARMERPATIENT | Mistral-Air |  |  |  | Stryker | Warmer, Patient |  | WARMERPATIENT-Stryker-Mistral-Air |  | 11/1/20 |  | WP-A | Covered PM Repair - Biomedical | MHHS-Sugarland | [8 empty] | WARMERPATIENT | Warmer, Patient | Stryker
NO | YES |  |  |  |  | 129-31623 | Stryker Corp Medical Div | MISTRAL AIR PLUS |  |  | SUGAR LAND - ICU | MHHS-Sugarland |  | Warmer, Patient |  |  | 129-31623 | Sugar Land | Memorial Hermann Sugar Land Hospital | SUGAR LAND - ICU | E307 | 4/1/19 |  | 4/1/20 |  | WARMING/COOLING UNITS, PATIENT | Warmer, Patient | WARMERPATIENT-Stryker-Mistral-Air | WARMERPATIENT | Mistral-Air |  |  |  | Stryker | Warmer, Patient |  | WARMERPATIENT-Stryker-Mistral-Air |  | 9/1/17 |  | WP-A | Covered PM Repair - Biomedical | MHHS-Sugarland | [8 empty] | WARMERPATIENT | Warmer, Patient | Stryker
NO | YES |  |  |  | 142-09426 | 142-09426 | Stryker Corp Medical Div | MISTRAL AIR PLUS |  |  | 4th Floor | MHHS-Sugarland |  | Warmer, Patient |  | 142-09426 | 142-09426 | Sugar Land | Memorial Hermann Sugar Land Hospital | 4th Floor | Clean Utility | 4/1/19 | 4/1/20 |  |  | WARMING/COOLING UNITS, PATIENT | Warmer, Patient | WARMERPATIENT-Stryker-Mistral-Air | WARMERPATIENT | Mistral-Air |  |  |  | Stryker | Warmer, Patient |  | WARMERPATIENT-Stryker-Mistral-Air |  | 9/1/17 |  | WP-A | Covered PM Repair - Biomedical | MHHS-Sugarland | [8 empty] | WARMERPATIENT | Warmer, Patient | Stryker
NO | YES | Serial Number 150331247 |  |  |  | 129-31570 | Stryker Corp Medical Div | MISTRAL AIR PLUS |  |  | SUGAR LAND - ICU | MHHS-Sugarland |  | Warmer, Patient |  |  | 129-31570 | Sugar Land | Memorial Hermann Sugar Land Hospital | SUGAR LAND - ICU | E307 | 5/1/19 |  | 5/1/20 |  | WARMING/COOLING UNITS, PATIENT | Warmer, Patient | WARMERPATIENT-Stryker-Mistral-Air | WARMERPATIENT | Mistral-Air |  |  |  | Stryker | Warmer, Patient |  | WARMERPATIENT-Stryker-Mistral-Air |  | 9/1/17 |  | WP-A | Covered PM Repair - Biomedical | MHHS-Sugarland | [8 empty] | WARMERPATIENT | Warmer, Patient | Stryker
NO | YES | Serial Number 160241425 |  |  |  |  | Stryker Corp Medical Div | MISTRAL AIR PLUS |  |  | SUGAR LAND - IMU | MHHS-Sugarland |  | Warmer, Patient |  |  |  | Sugar Land | Memorial Herman - Sugar Land Hospital | SUGAR LAND - IMU | Imu | 5/1/19 |  | 5/1/20 |  | WARMING/COOLING UNITS, PATIENT | Warmer, Patient | WARMERPATIENT-Stryker-Mistral-Air | WARMERPATIENT | Mistral-Air |  |  |  | Stryker | Warmer, Patient |  | WARMERPATIENT-Stryker-Mistral-Air |  | 9/1/17 |  | WP-A | Covered PM Repair - Biomedical | MHHS-Sugarland | [8 empty] | WARMERPATIENT | Warmer, Patient | Stryker
NO | YES | [5 empty] | Stryker Corp Medical Div | MISTRAL AIR PLUS |  |  | Sugar Land-IMU | MHHS-Sugarland |  | Warmer, Patient |  |  |  | Sugar Land | MHHS-Sugarland | Sugar Land-IMU | E316 | 5/1/19 |  | 5/1/20 |  | WARMING/COOLING UNITS, PATIENT | Warmer, Patient | WARMERPATIENT-Stryker-Mistral-Air | WARMERPATIENT | Mistral-Air |  |  |  | Stryker | Warmer, Patient |  | WARMERPATIENT-Stryker-Mistral-Air |  | 9/1/17 |  | WP-A | Covered PM Repair - Biomedical | MHHS-Sugarland | [8 empty] | WARMERPATIENT | Warmer, Patient | Stryker
NO | YES |  |  |  |  | 129-31671 | Stryker Corp Medical Div | MISTRAL AIR PLUS |  |  | Sugar Land-IMU | MHHS-Sugarland |  | Warmer, Patient |  |  | 129-31671 | Sugar Land | MHHS-Sugarland | Sugar Land-IMU | IMU | 5/1/19 |  | 8/1/20 |  | WARMING/COOLING UNITS, PATIENT | Warmer, Patient | WARMERPATIENT-Stryker-Mistral-Air | WARMERPATIENT | Mistral-Air |  |  |  | Stryker | Warmer, Patient |  | WARMERPATIENT-Stryker-Mistral-Air |  | 9/1/17 |  | WP-A | Covered PM Repair - Biomedical | MHHS-Sugarland | [8 empty] | WARMERPATIENT | Warmer, Patient | Stryker
NO | YES |  |  |  |  | 099-08277 | Stryker Corp Medical Div | MISTRAL AIR PLUS |  |  | Sugar Land-IMU | MHHS-Sugarland |  | Warmer, Patient |  |  | 099-08277 | Sugar Land | MHHS-Sugarland | Sugar Land-IMU | Room 321 | 5/1/19 |  | 5/1/20 |  | WARMING/COOLING UNITS, PATIENT | Warmer, Patient | WARMERPATIENT-Stryker-Mistral-Air | WARMERPATIENT | Mistral-Air |  |  |  | Stryker | Warmer, Patient |  | WARMERPATIENT-Stryker-Mistral-Air |  | 8/24/17 |  | WP-A | Covered PM Repair - Biomedical | MHHS-Sugarland | [8 empty] | WARMERPATIENT | Warmer, Patient | Stryker
NO | YES | [5 empty] | Stryker Corp Medical Div | MISTRAL AIR PLUS |  |  | SUGAR LAND - IMU | MHHS-Sugarland |  | Warmer, Patient |  |  |  | Sugar Land | Memorial Herman - Sugar Land Hospital | SUGAR LAND - IMU | Imu | 5/1/19 |  | 5/1/20 |  | WARMING/COOLING UNITS, PATIENT | Warmer, Patient | WARMERPATIENT-Stryker-Mistral-Air | WARMERPATIENT | Mistral-Air |  |  |  | Stryker | Warmer, Patient |  | WARMERPATIENT-Stryker-Mistral-Air |  | 8/24/17 |  | WP-A | Covered PM Repair - Biomedical | MHHS-Sugarland | [8 empty] | WARMERPATIENT | Warmer, Patient | Stryker
NO | YES | [5 empty] | Stryker Corp Medical Div | MISTRAL AIR PLUS |  |  | Sugar Land-IMU | MHHS-Sugarland |  | Warmer, Patient |  |  |  | Sugar Land | MHHS-Sugarland | Sugar Land-IMU | E306 | 5/1/19 |  | 5/1/20 |  | WARMING/COOLING UNITS, PATIENT | Warmer, Patient | WARMERPATIENT-Stryker-Mistral-Air | WARMERPATIENT | Mistral-Air |  |  |  | Stryker | Warmer, Patient |  | WARMERPATIENT-Stryker-Mistral-Air |  | 8/24/17 |  | WP-A | Covered PM Repair - Biomedical | MHHS-Sugarland | [8 empty] | WARMERPATIENT | Warmer, Patient | Stryker
NO | YES |  |  |  |  | 005-33169 | Stryker Corp Medical Div | MISTRAL AIR PLUS |  |  | Sugar Land-Labor & Delivery | MHHS-Sugarland |  | Warmer, Patient |  |  | 005-33169 | Sugar Land | MHHS-Sugarland | Sugar Land-Labor & Delivery | L | 4/1/19 |  | 4/1/20 |  | WARMING/COOLING UNITS, PATIENT | Warmer, Patient | WARMERPATIENT-Stryker-Mistral-Air | WARMERPATIENT | Mistral-Air |  |  |  | Stryker | Warmer, Patient |  | WARMERPATIENT-Stryker-Mistral-Air |  | 8/24/17 |  | WP-A | Covered PM Repair - Biomedical | MHHS-Sugarland | [8 empty] | WARMERPATIENT | Warmer, Patient | Stryker
NO | YES |  |  |  |  | 142-09202 | Stryker Corp Medical Div | MISTRAL AIR PLUS |  |  | Sugar Land-Med/Surg-West 4th | MHHS-Sugarland |  | Warmer, Patient |  |  | 142-09202 | Sugar Land | MHHS-Sugarland | Sugar Land-Med/Surg-West 4th | Suite 403 | 4/1/19 | 4/1/20 |  |  | WARMING/COOLING UNITS, PATIENT | Warmer, Patient | WARMERPATIENT-Stryker-Mistral-Air | WARMERPATIENT | Mistral-Air |  |  |  | Stryker | Warmer, Patient |  | WARMERPATIENT-Stryker-Mistral-Air |  | 8/24/17 |  | WP-A | Covered PM Repair - Biomedical | MHHS-Sugarland | [8 empty] | WARMERPATIENT | Warmer, Patient | Stryker
NO | YES |  |  |  |  | 142-09196 | Stryker Corp Medical Div | MISTRAL AIR PLUS |  |  | Sugar Land-Med/Surg-West 4th | MHHS-Sugarland |  | Warmer, Patient |  |  | 142-09196 | Sugar Land | MHHS-Sugarland | Sugar Land-Med/Surg-West 4th | Suite 409 | 4/1/19 |  |  |  | WARMING/COOLING UNITS, PATIENT | Warmer, Patient | WARMERPATIENT-Stryker-Mistral-Air | WARMERPATIENT | Mistral-Air |  |  |  | Stryker | Warmer, Patient |  | WARMERPATIENT-Stryker-Mistral-Air |  | 9/1/17 |  | WP-A | Covered PM Repair - Biomedical | MHHS-Sugarland | [8 empty] | WARMERPATIENT | Warmer, Patient | Stryker
NO | YES | Serial Number 140927284 |  |  |  | 142-09198 | Stryker Corp Medical Div | MISTRAL AIR PLUS |  |  | Sugar Land-Med/Surg-West 4th | MHHS-Sugarland |  | Warmer, Patient |  |  | 142-09198 | Sugar Land | MHHS-Sugarland | Sugar Land-Med/Surg-West 4th | Suite 405 | 4/1/19 | 4/1/20 |  |  | WARMING/COOLING UNITS, PATIENT | Warmer, Patient | WARMERPATIENT-Stryker-Mistral-Air | WARMERPATIENT | Mistral-Air |  |  |  | Stryker | Warmer, Patient |  | WARMERPATIENT-Stryker-Mistral-Air |  | 9/1/17 |  | WP-A | Covered PM Repair - Biomedical | MHHS-Sugarland | [8 empty] | WARMERPATIENT | Warmer, Patient | Stryker
NO | YES | Serial Number 150230609 |  |  |  | 142-09163 | Stryker Corp Medical Div | MISTRAL AIR PLUS |  |  | Sugar Land-Med/Surg-West 4th | MHHS-Sugarland |  | Warmer, Patient |  |  | 142-09163 | Sugar Land | MHHS-Sugarland | Sugar Land-Med/Surg-West 4th | 4 West | 4/1/19 |  | 4/1/20 |  | WARMING/COOLING UNITS, PATIENT | Warmer, Patient | WARMERPATIENT-Stryker-Mistral-Air | WARMERPATIENT | Mistral-Air |  |  |  | Stryker | Warmer, Patient |  | WARMERPATIENT-Stryker-Mistral-Air |  | 2/2/20 |  | WP-A | Not Covered Vendor Only - Biomedical | MHHS-Sugarland | [8 empty] | WARMERPATIENT | Warmer, Patient | Stryker
NO | YES | [5 empty] | Stryker Corp Medical Div | MISTRAL AIR PLUS |  |  | SUGAR LAND - MED/SURG - WEST 4TH | MHHS-Sugarland |  | Warmer, Patient |  |  |  | Sugar Land | Herman Memorial Hospital - Sugarland | SUGAR LAND - MED/SURG - WEST 4TH | 4 West | 4/1/19 |  | 4/1/20 |  | WARMING/COOLING UNITS, PATIENT | Warmer, Patient | WARMERPATIENT-Stryker-Mistral-Air | WARMERPATIENT | Mistral-Air |  |  |  | Stryker | Warmer, Patient |  | WARMERPATIENT-Stryker-Mistral-Air |  | 2/2/20 |  | WP-A | Not Covered Vendor Only - Biomedical | MHHS-Sugarland | [8 empty] | WARMERPATIENT | Warmer, Patient | Stryker
NO | YES |  |  |  |  | 129-31678 | Stryker Corp Medical Div | MISTRAL AIR PLUS |  |  | Sugar Land-OR | MHHS-Sugarland |  | Warmer, Patient |  |  | 129-31678 | Sugar Land | MHHS-Sugarland | Sugar Land-OR | OR | 8/1/19 |  | 8/1/20 |  | WARMING/COOLING UNITS, PATIENT | Warmer, Patient | WARMERPATIENT-Stryker-Mistral-Air | WARMERPATIENT | Mistral-Air |  |  |  | Stryker | Warmer, Patient |  | WARMERPATIENT-Stryker-Mistral-Air |  | 4/1/19 |  | WP-A | Covered PM Repair - Biomedical | MHHS-Sugarland | [8 empty] | WARMERPATIENT | Warmer, Patient | Stryker
NO | YES |  |  |  |  | 005-33208 | Stryker Corp Medical Div | MISTRAL AIR PLUS |  |  | Sugar Land-PACU | MHHS-Sugarland |  | Warmer, Patient |  |  | 005-33208 | Sugar Land | MHHS-Sugarland | Sugar Land-PACU | Room 3 | 4/1/19 |  | 4/1/20 |  | WARMING/COOLING UNITS, PATIENT | Warmer, Patient | WARMERPATIENT-Stryker-Mistral-Air | WARMERPATIENT | Mistral-Air |  |  |  | Stryker | Warmer, Patient |  | WARMERPATIENT-Stryker-Mistral-Air |  | 1/8/17 |  | WP-A | Covered PM Repair - Biomedical | MHHS-Sugarland | [8 empty] | WARMERPATIENT | Warmer, Patient | Stryker
NO | YES |  |  |  |  | 129-31675 | Stryker Corp Medical Div | MISTRAL AIR PLUS |  |  | Sugar Land-OR | MHHS-Sugarland |  | Warmer, Patient |  |  | 129-31675 | Sugar Land | MHHS-Sugarland | Sugar Land-OR | OR | 2/1/20 |  | 2/1/21 |  | WARMING/COOLING UNITS, PATIENT | Warmer, Patient | WARMERPATIENT-Stryker-Mistral-Air | WARMERPATIENT | Mistral-Air |  |  |  | Stryker | Warmer, Patient |  | WARMERPATIENT-Stryker-Mistral-Air |  | 8/24/17 |  | WP-A | Covered PM Repair - Biomedical | MHHS-Sugarland | [8 empty] | WARMERPATIENT | Warmer, Patient | Stryker
NO | YES |  |  |  |  | 005-33291 | Stryker Corp Medical Div | MISTRAL AIR PLUS |  |  | Sugar Land-OR | MHHS-Sugarland |  | Warmer, Patient |  |  | 005-33291 | Sugar Land | MHHS-Sugarland | Sugar Land-OR | OR 6 | 5/1/19 |  | 5/1/20 |  | WARMING/COOLING UNITS, PATIENT | Warmer, Patient | WARMERPATIENT-Stryker-Mistral-Air | WARMERPATIENT | Mistral-Air |  |  |  | Stryker | Warmer, Patient |  | WARMERPATIENT-Stryker-Mistral-Air |  | 8/24/17 |  | WP-A | Covered PM Repair - Biomedical | MHHS-Sugarland | [8 empty] | WARMERPATIENT | Warmer, Patient | Stryker
NO | YES |  |  |  |  | 129-31738 | Stryker Corp Medical Div | MISTRAL AIR PLUS |  |  | Sugar Land-PACU | MHHS-Sugarland |  | Warmer, Patient |  |  | 129-31738 | Sugar Land | MHHS-Sugarland | Sugar Land-PACU | Room 1 | 2/1/20 |  | 2/1/21 |  | WARMING/COOLING UNITS, PATIENT | Warmer, Patient | WARMERPATIENT-Stryker-Mistral-Air | WARMERPATIENT | Mistral-Air |  |  |  | Stryker | Warmer, Patient |  | WARMERPATIENT-Stryker-Mistral-Air |  | 8/24/17 |  | WP-A | Covered PM Repair - Biomedical | MHHS-Sugarland | [8 empty] | WARMERPATIENT | Warmer, Patient | Stryker
NO | YES |  |  |  |  | 005-33273 | Stryker Corp Medical Div | MISTRAL AIR PLUS |  |  | Sugar Land-PACU | MHHS-Sugarland |  | Warmer, Patient |  |  | 005-33273 | Sugar Land | MHHS-Sugarland | Sugar Land-PACU | PACU | 8/1/19 |  | 8/1/20 |  | WARMING/COOLING UNITS, PATIENT | Warmer, Patient | WARMERPATIENT-Stryker-Mistral-Air | WARMERPATIENT | Mistral-Air |  |  |  | Stryker | Warmer, Patient |  | WARMERPATIENT-Stryker-Mistral-Air |  | 8/24/17 |  | WP-A | Covered PM Repair - Biomedical | MHHS-Sugarland | [8 empty] | WARMERPATIENT | Warmer, Patient | Stryker
NO | YES |  |  |  |  | 005-33264 | Stryker Corp Medical Div | MISTRAL AIR PLUS |  |  | Sugar Land-PACU | MHHS-Sugarland |  | Warmer, Patient |  |  | 005-33264 | Sugar Land | MHHS-Sugarland | Sugar Land-PACU | PACU | 4/1/19 |  | 4/1/20 |  | WARMING/COOLING UNITS, PATIENT | Warmer, Patient | WARMERPATIENT-Stryker-Mistral-Air | WARMERPATIENT | Mistral-Air |  |  |  | Stryker | Warmer, Patient |  | WARMERPATIENT-Stryker-Mistral-Air |  | 8/24/17 |  | WP-A | Covered PM Repair - Biomedical | MHHS-Sugarland | [8 empty] | WARMERPATIENT | Warmer, Patient | Stryker
NO | YES | [5 empty] | Stryker Corp Medical Div | MISTRAL AIR PLUS |  |  | Sugar Land-OR | MHHS-Sugarland |  | Warmer, Patient |  |  |  | Sugar Land | MHHS-Sugarland | Sugar Land-OR | OR 1 | 5/1/19 |  | 5/1/20 |  | WARMING/COOLING UNITS, PATIENT | Warmer, Patient | WARMERPATIENT-Stryker-Mistral-Air | WARMERPATIENT | Mistral-Air |  |  |  | Stryker | Warmer, Patient |  | WARMERPATIENT-Stryker-Mistral-Air |  | 8/24/17 |  | WP-A | Covered PM Repair - Biomedical | MHHS-Sugarland | [8 empty] | WARMERPATIENT | Warmer, Patient | Stryker
NO | YES |  |  |  |  | 129-31677 | Stryker Corp Medical Div | MISTRAL AIR PLUS |  |  | Sugar Land-PACU | MHHS-Sugarland |  | Warmer, Patient |  |  | 129-31677 | Sugar Land | MHHS-Sugarland | Sugar Land-PACU | OR | 4/1/19 |  | 4/1/20 |  | WARMING/COOLING UNITS, PATIENT | Warmer, Patient | WARMERPATIENT-Stryker-Mistral-Air | WARMERPATIENT | Mistral-Air |  |  |  | Stryker | Warmer, Patient |  | WARMERPATIENT-Stryker-Mistral-Air |  | 8/24/17 |  | WP-A | Covered PM Repair - Biomedical | MHHS-Sugarland | [8 empty] | WARMERPATIENT | Warmer, Patient | Stryker
NO | YES |  |  |  |  | 005-33272 | Stryker Corp Medical Div | MISTRAL AIR PLUS |  |  | Sugar Land-PACU | MHHS-Sugarland |  | Warmer, Patient |  |  | 005-33272 | Sugar Land | MHHS-Sugarland | Sugar Land-PACU | PACU | 5/1/19 |  |  |  | WARMING/COOLING UNITS, PATIENT | Warmer, Patient | WARMERPATIENT-Stryker-Mistral-Air | WARMERPATIENT | Mistral-Air |  |  |  | Stryker | Warmer, Patient |  | WARMERPATIENT-Stryker-Mistral-Air |  | 8/24/17 |  | WP-A | Covered PM Repair - Biomedical | MHHS-Sugarland | [8 empty] | WARMERPATIENT | Warmer, Patient | Stryker
NO | YES | [5 empty] | Stryker Corp Medical Div | MISTRAL AIR PLUS |  |  | Sugar Land-PACU | MHHS-Sugarland |  | Warmer, Patient |  |  |  | Sugar Land | MHHS-Sugarland | Sugar Land-PACU | Room 12 | 5/1/19 |  | 5/1/20 |  | WARMING/COOLING UNITS, PATIENT | Warmer, Patient | WARMERPATIENT-Stryker-Mistral-Air | WARMERPATIENT | Mistral-Air |  |  |  | Stryker | Warmer, Patient |  | WARMERPATIENT-Stryker-Mistral-Air |  | 8/24/17 |  | WP-A | Covered PM Repair - Biomedical | MHHS-Sugarland | [8 empty] | WARMERPATIENT | Warmer, Patient | Stryker
NO | YES |  |  |  |  | 005-33282 | Stryker Corp Medical Div | MISTRAL AIR PLUS |  |  | Sugar Land-PACU | MHHS-Sugarland |  | Warmer, Patient |  |  | 005-33282 | Sugar Land | MHHS-Sugarland | Sugar Land-PACU | OR 2 | 5/1/19 |  | 5/1/20 |  | WARMING/COOLING UNITS, PATIENT | Warmer, Patient | WARMERPATIENT-Stryker-Mistral-Air | WARMERPATIENT | Mistral-Air |  |  |  | Stryker | Warmer, Patient |  | WARMERPATIENT-Stryker-Mistral-Air |  | 8/24/17 |  | WP-A | Covered PM Repair - Biomedical | MHHS-Sugarland | [8 empty] | WARMERPATIENT | Warmer, Patient | Stryker
NO | YES |  |  |  | 000-05048 | 000-05048 | Stryker Corp Medical Div | MISTRAL AIR PLUS |  |  | SP CCC - (SL) - EMERGENCY ROOM | MHHS-Sienna Plantation CCC |  | Warmer, Patient |  | 000-05048 | 000-05048 | Sugar Land | MHHS-Others | SP CCC - (SL) - EMERGENCY ROOM | Exam room 7 | 5/1/19 |  | 5/1/20 |  | WARMING/COOLING UNITS, PATIENT | Warmer, Patient | WARMERPATIENT-Stryker-Mistral-Air | WARMERPATIENT | Mistral-Air |  |  |  | Stryker | Warmer, Patient |  | WARMERPATIENT-Stryker-Mistral-Air |  |  |  | WP-A | Covered PM Repair - Biomedical | MHHS-Sienna Plantation CCC | [8 empty] | WARMERPATIENT | Warmer, Patient | Stryker
NO | YES | [5 empty] | Stryker Corp Medical Div | MISTRAL AIR PLUS |  |  | Pediatrics PACU | MHHS-TMC |  | Warmer, Patient |  |  |  | TMC | Children?Aos OR Robertson building | Pediatrics PACU |  | 3/1/20 |  | 3/1/21 |  | WARMING/COOLING UNITS, PATIENT |  | WARMERPATIENT-Stryker-Mistral-Air | WARMERPATIENT | Mistral-Air |  |  |  | Stryker | Warmer, Patient |  | WARMERPATIENT-Stryker-Mistral-Air |  |  |  |  | Covered PM Repair - Biomedical | MHHS-TMC
NO | YES |  |  |  |  | 099-09901 | Stryker Corp Medical Div | MISTRAL AIR PLUS |  |  | TMC-OR-Anesthesia (2Hp) | MHHS-TMC |  | Warmer, Patient |  |  | 099-09901 | TMC | MHHS-TMC | TMC-OR-Anesthesia (2Hp) | TMC - OR - ANESTHESIA (2HP) | 4/1/19 |  | 4/1/20 |  | WARMING/COOLING UNITS, PATIENT |  | WARMERPATIENT-Stryker-Mistral-Air | WARMERPATIENT | Mistral-Air |  |  |  | Stryker | Warmer, Patient |  | WARMERPATIENT-Stryker-Mistral-Air |  |  |  |  | Covered PM Repair - Biomedical | MHHS-TMC
NO | YES |  |  |  |  | 099-09645 | Stryker Corp Medical Div | MISTRAL AIR PLUS |  |  | TMC-MHTMC-Central Supply | MHHS-TMC |  | Warmer, Patient |  |  | 099-09645 | TMC | MHHS-TMC | TMC-MHTMC-Central Supply | S2 OR 1 | 10/1/19 |  | 10/1/20 |  | WARMING/COOLING UNITS, PATIENT |  | WARMERPATIENT-Stryker-Mistral-Air | WARMERPATIENT | Mistral-Air |  |  |  | Stryker | Warmer, Patient |  | WARMERPATIENT-Stryker-Mistral-Air |  |  |  |  | Covered PM Repair - Biomedical | MHHS-TMC
NO | YES |  |  |  | 069-44649 | 069-44649 | Stryker Corp Medical Div | MISTRAL AIR PLUS |  |  | (null) | MHHS-TMC |  | Warmer, Patient |  | 069-44649 | 069-44649 | (null) | MHHS-TMC | (null) | (null) |  |  |  | (null) | WARMING/COOLING UNITS, PATIENT |  | WARMERPATIENT-Stryker-Mistral-Air | WARMERPATIENT | Mistral-Air |  |  |  | Stryker | Warmer, Patient | (null) | WARMERPATIENT-Stryker-Mistral-Air |  |  | (null) |  | Covered PM Repair - Biomedical | MHHS-TMC
NO | YES |  |  |  |  | 069-45026 | Stryker Corp Medical Div | MISTRAL AIR PLUS |  |  | TMC-MHTMC-Central Supply | MHHS-TMC |  | Warmer, Patient |  |  | 069-45026 | TMC | MHHS-TMC | TMC-MHTMC-Central Supply | OR 42 | 4/1/19 |  | 4/1/20 |  | WARMING/COOLING UNITS, PATIENT |  | WARMERPATIENT-Stryker-Mistral-Air | WARMERPATIENT | Mistral-Air |  |  |  | Stryker | Warmer, Patient |  | WARMERPATIENT-Stryker-Mistral-Air |  |  |  |  | Covered PM Repair - Biomedical | MHHS-TMC
NO | YES |  |  |  |  | 099-09277 | Stryker Corp Medical Div | MISTRAL AIR PLUS |  |  | TMC-MHTMC-Central Supply | MHHS-TMC |  | Warmer, Patient |  |  | 099-09277 | TMC | MHHS-TMC | TMC-MHTMC-Central Supply | Or 42 | 7/1/19 |  | 7/1/20 |  | WARMING/COOLING UNITS, PATIENT |  | WARMERPATIENT-Stryker-Mistral-Air | WARMERPATIENT | Mistral-Air |  |  |  | Stryker | Warmer, Patient |  | WARMERPATIENT-Stryker-Mistral-Air |  | 6/1/20 |  |  | Not Covered Vendor Only - Biomedical | MHHS-TMC
NO | YES |  |  |  |  | 099-09646 | Stryker Corp Medical Div | MISTRAL AIR PLUS |  |  | TMC-MHTMC-Central Supply | MHHS-TMC |  | Warmer, Patient |  |  | 099-09646 | TMC | MHHS-TMC | TMC-MHTMC-Central Supply | S2 OR 1 | 11/1/19 |  | 11/1/20 |  | WARMING/COOLING UNITS, PATIENT |  | WARMERPATIENT-Stryker-Mistral-Air | WARMERPATIENT | Mistral-Air |  |  |  | Stryker | Warmer, Patient |  | WARMERPATIENT-Stryker-Mistral-Air |  | 7/21/15 |  |  | Covered PM Repair - Biomedical | MHHS-TMC
NO | YES | Asset Tag 069-42930 |  |  | 069-42930 | 069-42930 | Stryker Corp Medical Div | MISTRAL AIR PLUS |  |  | (null) | MHHS-TMC |  | Warmer, Patient |  | 069-42930 | 069-42930 | (null) | MHHS-TMC | (null) | (null) |  |  |  | (null) | WARMING/COOLING UNITS, PATIENT |  | WARMERPATIENT-Stryker-Mistral-Air | WARMERPATIENT | Mistral-Air |  |  |  | Stryker | Warmer, Patient |  | WARMERPATIENT-Stryker-Mistral-Air |  | 8/8/18 |  |  | Clinical Miscellaneous | MHHS-TMC
NO | YES |  |  |  |  | 099-09631 | Stryker Corp Medical Div | MISTRAL AIR PLUS |  |  | TMC-MHTMC-Central Supply | MHHS-TMC |  | Warmer, Patient |  |  | 099-09631 | TMC | MHHS-TMC | TMC-MHTMC-Central Supply | S2 OR 67 | 6/1/19 |  | 6/1/20 |  | WARMING/COOLING UNITS, PATIENT |  | WARMERPATIENT-Stryker-Mistral-Air | WARMERPATIENT | Mistral-Air |  |  |  | Stryker | Warmer, Patient |  | WARMERPATIENT-Stryker-Mistral-Air |  |  |  |  | Clinical Miscellaneous | MHHS-TMC
NO | YES |  |  |  |  | 099-09832 | Stryker Corp Medical Div | MISTRAL AIR PLUS |  |  | TMC-Sarofim 3-OR | MHHS-TMC |  | Warmer, Patient |  |  | 099-09832 | TMC | MHHS-TMC | TMC-Sarofim 3-OR | TMC - SAROFIM 3 - OR | 4/1/19 |  | 4/1/20 |  | WARMING/COOLING UNITS, PATIENT |  | WARMERPATIENT-Stryker-Mistral-Air | WARMERPATIENT | Mistral-Air |  |  |  | Stryker | Warmer, Patient |  | WARMERPATIENT-Stryker-Mistral-Air |  |  |  |  | Clinical Miscellaneous | MHHS-TMC
NO | YES | [5 empty] | Stryker Corp Medical Div | MISTRAL AIR PLUS |  |  | TMC-MHTMC-Central Supply | MHHS-TMC |  | Warmer, Patient |  |  |  | TMC | MHHS-TMC | TMC-MHTMC-Central Supply | S2 OR 67 | 3/1/19 |  | 3/1/20 |  | WARMING/COOLING UNITS, PATIENT |  | WARMERPATIENT-Stryker-Mistral-Air | WARMERPATIENT | Mistral-Air |  |  |  | Stryker | Warmer, Patient |  | WARMERPATIENT-Stryker-Mistral-Air |  | 11/4/22 |  |  | Clinical Miscellaneous | MHHS-TMC
NO | YES |  |  |  |  | 099-09840 | Stryker Corp Medical Div | MISTRAL AIR PLUS |  |  | TMC-Sarofim 3-OR | MHHS-TMC |  | Warmer, Patient |  |  | 099-09840 | TMC | MHHS-TMC | TMC-Sarofim 3-OR | TMC - SAROFIM 3 - OR | 5/1/19 |  | 5/1/20 |  | WARMING/COOLING UNITS, PATIENT |  | WARMERPATIENT-Stryker-Mistral-Air | WARMERPATIENT | Mistral-Air |  |  |  | Stryker | Warmer, Patient |  | WARMERPATIENT-Stryker-Mistral-Air |  | 11/4/22 |  |  | Clinical Miscellaneous | MHHS-TMC
NO | YES |  |  |  |  | 099-07589 | Stryker Corp Medical Div | MISTRAL AIR PLUS |  |  | TMC-OR-Robertson (2R) | MHHS-TMC |  | Warmer, Patient |  |  | 099-07589 | TMC | MHHS-TMC | TMC-OR-Robertson (2R) | Or 206 | 7/1/19 |  | 7/1/20 |  | WARMING/COOLING UNITS, PATIENT |  | WARMERPATIENT-Stryker-Mistral-Air | WARMERPATIENT | Mistral-Air |  |  |  | Stryker | Warmer, Patient |  | WARMERPATIENT-Stryker-Mistral-Air |  |  |  |  | Covered PM Repair - Biomedical | MHHS-TMC
NO | YES |  |  |  |  | 069-44621 | Stryker Corp Medical Div | MISTRAL AIR PLUS |  |  | TMC-MHTMC-Central Supply | MHHS-TMC |  | Warmer, Patient |  |  | 069-44621 | TMC | MHHS-TMC | TMC-MHTMC-Central Supply | OR 40 | 4/1/19 |  | 4/1/20 |  | WARMING/COOLING UNITS, PATIENT |  | WARMERPATIENT-Stryker-Mistral-Air | WARMERPATIENT | Mistral-Air |  |  |  | Stryker | Warmer, Patient |  | WARMERPATIENT-Stryker-Mistral-Air |  |  |  |  | Covered PM Repair - Radiology, Low End | MHHS-TMC
NO | YES |  |  |  |  | 099-09287 | Stryker Corp Medical Div | MISTRAL AIR PLUS |  |  | Childrens or robertson building | MHHS-TMC |  | Warmer, Patient |  |  | 099-09287 | TMC | Memorial Hermann-Texas Medical Center | Childrens or robertson building | Pediatric Recovery 10 | 2/1/20 |  | 2/1/21 |  | WARMING/COOLING UNITS, PATIENT |  | WARMERPATIENT-Stryker-Mistral-Air | WARMERPATIENT | Mistral-Air |  |  |  | Stryker | Warmer, Patient |  | WARMERPATIENT-Stryker-Mistral-Air |  | 7/16/19 |  |  | Covered PM Repair - Radiology, Low End | MHHS-TMC
NO | YES |  |  |  |  | 099-09838 | Stryker Corp Medical Div | MISTRAL AIR PLUS |  |  | TMC-Sarofim 3-OR | MHHS-TMC |  | Warmer, Patient |  |  | 099-09838 | TMC | MHHS-TMC | TMC-Sarofim 3-OR | TMC - SAROFIM 3 - OR | 4/1/19 |  | 4/1/20 |  | WARMING/COOLING UNITS, PATIENT |  | WARMERPATIENT-Stryker-Mistral-Air | WARMERPATIENT | Mistral-Air |  |  |  | Stryker | Warmer, Patient |  | WARMERPATIENT-Stryker-Mistral-Air |  | 5/5/26 |  |  | Not Covered Vendor Only - Biomedical | MHHS-TMC
NO | YES |  |  |  |  | 099-09219 | Stryker Corp Medical Div | MISTRAL AIR PLUS |  |  | TMC - P DAY SURGERY | MHHS-TMC |  | Warmer, Patient |  |  | 099-09219 | TMC | Memorial Hermann-Texas Medical Center | TMC - P DAY SURGERY | TMC - P1 DAY SURGERY | 4/1/19 |  | 4/1/20 |  | WARMING/COOLING UNITS, PATIENT |  | WARMERPATIENT-Stryker-Mistral-Air | WARMERPATIENT | Mistral-Air |  |  |  | Stryker | Warmer, Patient |  | WARMERPATIENT-Stryker-Mistral-Air |  |  |  |  | Covered PM Repair - Biomedical | MHHS-TMC
NO | YES | [5 empty] | Stryker Corp Medical Div | MISTRAL AIR PLUS |  |  | TMC-MHTMC-Central Supply | MHHS-TMC |  | Warmer, Patient |  |  |  | TMC | MHHS-TMC | TMC-MHTMC-Central Supply | Angio 1 | 4/1/19 |  | 4/1/20 |  | WARMING/COOLING UNITS, PATIENT |  | WARMERPATIENT-Stryker-Mistral-Air | WARMERPATIENT | Mistral-Air |  |  |  | Stryker | Warmer, Patient |  | WARMERPATIENT-Stryker-Mistral-Air |  |  |  |  | Covered PM Repair - Biomedical | MHHS-TMC
NO | YES |  |  |  |  | 099-09907 | Stryker Corp Medical Div | MISTRAL AIR PLUS |  |  | TMC-OR-Robertson (2R) | MHHS-TMC |  | Warmer, Patient |  |  | 099-09907 | TMC | MHHS-TMC | TMC-OR-Robertson (2R) | TMC OR ROBERTSON (2R) | 5/1/19 |  | 5/1/20 |  | WARMING/COOLING UNITS, PATIENT |  | WARMERPATIENT-Stryker-Mistral-Air | WARMERPATIENT | Mistral-Air |  |  |  | Stryker | Warmer, Patient |  | WARMERPATIENT-Stryker-Mistral-Air |  |  |  |  | Covered PM Repair - Biomedical | MHHS-TMC
NO | YES |  |  |  |  | 069-44630 | Stryker Corp Medical Div | MISTRAL AIR PLUS |  |  | TMC-MHTMC-Central Supply | MHHS-TMC |  | Warmer, Patient |  |  | 069-44630 | TMC | MHHS-TMC | TMC-MHTMC-Central Supply | OR 40 | 5/1/19 |  | 5/1/20 |  | WARMING/COOLING UNITS, PATIENT |  | WARMERPATIENT-Stryker-Mistral-Air | WARMERPATIENT | Mistral-Air |  |  |  | Stryker | Warmer, Patient |  | WARMERPATIENT-Stryker-Mistral-Air |  | 4/1/18 |  |  | Covered PM Repair - Biomedical | MHHS-TMC
NO | YES |  |  |  |  | 099-09918 | Stryker Corp Medical Div | MISTRAL AIR PLUS |  |  | TMC-PACU-Adult (2Hp) | MHHS-TMC |  | Warmer, Patient |  |  | 099-09918 | TMC | MHHS-TMC | TMC-PACU-Adult (2Hp) | TMC PACU ADULT | 3/1/20 |  | 3/1/21 |  | WARMING/COOLING UNITS, PATIENT |  | WARMERPATIENT-Stryker-Mistral-Air | WARMERPATIENT | Mistral-Air |  |  |  | Stryker | Warmer, Patient |  | WARMERPATIENT-Stryker-Mistral-Air |  | 4/19/17 |  |  | Covered PM Repair - Biomedical | MHHS-TMC
NO | YES |  |  |  |  | 099-14932 | Stryker Corp Medical Div | MISTRAL AIR PLUS |  |  | TMC-MHTMC-Central Supply (Old) | MHHS-TMC |  | Warmer, Patient |  |  | 099-14932 | TMC | MHHS-TMC | TMC-MHTMC-Central Supply (Old) | PACU | 4/1/19 |  |  |  | WARMING/COOLING UNITS, PATIENT | Warmer, Patient | WARMERPATIENT-Stryker-Mistral-Air | WARMERPATIENT | Mistral-Air |  |  |  | Stryker | Warmer, Patient |  | WARMERPATIENT-Stryker-Mistral-Air |  | 3/24/17 |  | WP-A | Covered PM Repair - Biomedical | MHHS-TMC | [8 empty] | WARMERPATIENT | Warmer, Patient | Stryker
NO | YES |  |  |  |  | 099-09919 | Stryker Corp Medical Div | MISTRAL AIR PLUS |  |  | TMC-PACU-Adult (2Hp) | MHHS-TMC |  | Warmer, Patient |  |  | 099-09919 | TMC | MHHS-TMC | TMC-PACU-Adult (2Hp) | TMC PACU ADULT | 1/1/20 |  | 1/1/21 |  | WARMING/COOLING UNITS, PATIENT |  | WARMERPATIENT-Stryker-Mistral-Air | WARMERPATIENT | Mistral-Air |  |  |  | Stryker | Warmer, Patient |  | WARMERPATIENT-Stryker-Mistral-Air |  | 3/24/17 |  |  | Covered PM Repair - Biomedical | MHHS-TMC
NO | YES |  |  |  |  | 099-09900 | Stryker Corp Medical Div | MISTRAL AIR PLUS |  |  | TMC-OR-Anesthesia (2Hp) | MHHS-TMC |  | Warmer, Patient |  |  | 099-09900 | TMC | MHHS-TMC | TMC-OR-Anesthesia (2Hp) | TMC - OR - ANESTHESIA (2HP) | 4/1/19 |  | 4/1/20 |  | WARMING/COOLING UNITS, PATIENT |  | WARMERPATIENT-Stryker-Mistral-Air | WARMERPATIENT | Mistral-Air |  |  |  | Stryker | Warmer, Patient |  | WARMERPATIENT-Stryker-Mistral-Air |  | 3/24/17 |  |  | Covered PM Repair - Biomedical | MHHS-TMC
NO | YES | [5 empty] | Stryker Corp Medical Div | MISTRAL AIR PLUS |  |  | TMC-OR-Sterile Processing (2Hp) | MHHS-TMC |  | Warmer, Patient |  |  |  | TMC | MHHS-TMC | TMC-OR-Sterile Processing (2Hp) | OR 40 | 5/1/19 |  | 5/1/20 |  | WARMING/COOLING UNITS, PATIENT |  | WARMERPATIENT-Stryker-Mistral-Air | WARMERPATIENT | Mistral-Air |  |  |  | Stryker | Warmer, Patient |  | WARMERPATIENT-Stryker-Mistral-Air |  |  |  |  | Covered PM Repair - Respiratory/Steriliz | MHHS-TMC
NO | YES |  |  |  |  | 099-14925 | Stryker Corp Medical Div | MISTRAL AIR PLUS |  |  | TMC-OR-CVOR (7Hvi) | MHHS-TMC |  | Warmer, Patient |  |  | 099-14925 | TMC | MHHS-TMC | TMC-OR-CVOR (7Hvi) | TMC - OR - CVOR (7HVI) | 4/1/19 |  | 4/1/20 |  | WARMING/COOLING UNITS, PATIENT | Warmer, Patient | WARMERPATIENT-Stryker-Mistral-Air | WARMERPATIENT | Mistral-Air |  |  |  | Stryker | Warmer, Patient |  | WARMERPATIENT-Stryker-Mistral-Air |  |  |  | WP-A | Covered PM Repair - Biomedical | MHHS-TMC | [8 empty] | WARMERPATIENT | Warmer, Patient | Stryker
NO | YES |  |  |  |  | 099-09894 | Stryker Corp Medical Div | MISTRAL AIR PLUS |  |  | TMC-Sarofim 3-OR | MHHS-TMC |  | Warmer, Patient |  |  | 099-09894 | TMC | MHHS-TMC | TMC-Sarofim 3-OR | TMC -SAROFIM 3 - OR | 4/1/19 |  | 4/1/20 |  | WARMING/COOLING UNITS, PATIENT |  | WARMERPATIENT-Stryker-Mistral-Air | WARMERPATIENT | Mistral-Air |  |  |  | Stryker | Warmer, Patient |  | WARMERPATIENT-Stryker-Mistral-Air |  |  |  |  | Covered PM Repair - Biomedical | MHHS-TMC
NO | YES |  |  |  |  | 099-11239 | Stryker Corp Medical Div | MISTRAL AIR PLUS |  |  | TMC-MHTMC-Central Supply | MHHS-TMC |  | Warmer, Patient |  |  | 099-11239 | TMC | MHHS-TMC | TMC-MHTMC-Central Supply | TMC - MHTMC - 5 WEST | 3/1/19 |  | 3/1/20 |  | WARMING/COOLING UNITS, PATIENT | Warmer, Patient | WARMERPATIENT-Stryker-Mistral-Air | WARMERPATIENT | Mistral-Air |  |  |  | Stryker | Warmer, Patient |  | WARMERPATIENT-Stryker-Mistral-Air |  | 9/17/17 |  | WP-A | Covered PM Repair - Respiratory/Steriliz | MHHS-TMC | [8 empty] | WARMERPATIENT | Warmer, Patient | Stryker
NO | YES |  |  |  |  | 099-09909 | Stryker Corp Medical Div | MISTRAL AIR PLUS |  |  | TMC-OR-Robertson (2R) | MHHS-TMC |  | Warmer, Patient |  |  | 099-09909 | TMC | MHHS-TMC | TMC-OR-Robertson (2R) | TMC OR ROBERTSON (2R) | 4/1/19 |  | 4/1/20 |  | WARMING/COOLING UNITS, PATIENT |  | WARMERPATIENT-Stryker-Mistral-Air | WARMERPATIENT | Mistral-Air |  |  |  | Stryker | Warmer, Patient |  | WARMERPATIENT-Stryker-Mistral-Air |  | 1/21/20 |  |  | Not Covered Vendor Only - Resp/Ster | MHHS-TMC
NO | YES |  |  |  |  | 099-09523 | Stryker Corp Medical Div | MISTRAL AIR PLUS |  |  | TMC - P DAY SURGERY | MHHS-TMC |  | Warmer, Patient |  |  | 099-09523 | TMC | Memorial Hermann-Texas Medical Center | TMC - P DAY SURGERY | TMC - P1 DAY SURGERY | 4/1/19 |  | 4/1/20 |  | WARMING/COOLING UNITS, PATIENT |  | WARMERPATIENT-Stryker-Mistral-Air | WARMERPATIENT | Mistral-Air |  |  |  | Stryker | Warmer, Patient |  | WARMERPATIENT-Stryker-Mistral-Air |  | 1/21/20 |  |  | Not Covered Vendor Only - Resp/Ster | MHHS-TMC
NO | YES |  |  |  |  | 099-14921 | Stryker Corp Medical Div | MISTRAL AIR PLUS |  |  | TMC-Cath Lab-Adult (2Hvi) | MHHS-TMC |  | Warmer, Patient |  |  | 099-14921 | TMC | MHHS-TMC | TMC-Cath Lab-Adult (2Hvi) | TMC - CATH LAB - ADULT (2HVI)q | 8/1/19 |  | 8/1/20 |  | WARMING/COOLING UNITS, PATIENT | Warmer, Patient | WARMERPATIENT-Stryker-Mistral-Air | WARMERPATIENT | Mistral-Air |  |  |  | Stryker | Warmer, Patient |  | WARMERPATIENT-Stryker-Mistral-Air |  |  |  | WP-A | Covered PM Repair - Biomedical | MHHS-TMC | [8 empty] | WARMERPATIENT | Warmer, Patient | Stryker
NO | YES |  |  |  |  | 069-45018 | Stryker Corp Medical Div | MISTRAL AIR PLUS |  |  | TMC-MHTMC-Central Supply (Old) | MHHS-TMC |  | Warmer, Patient |  |  | 069-45018 | TMC | MHHS-TMC | TMC-MHTMC-Central Supply (Old) | OR 42 | 4/1/19 |  | 4/1/20 |  | WARMING/COOLING UNITS, PATIENT |  | WARMERPATIENT-Stryker-Mistral-Air | WARMERPATIENT | Mistral-Air |  |  |  | Stryker | Warmer, Patient |  | WARMERPATIENT-Stryker-Mistral-Air |  | 6/15/15 |  |  | Covered PM Repair - Biomedical | MHHS-TMC
NO | YES | Asset Tag 160949490 |  |  |  |  | Stryker Corp Medical Div | MISTRAL AIR PLUS |  |  | (null) | MHHS-TMC |  | Warmer, Patient |  |  |  | (null) | MHHS-TMC | (null) | (null) |  |  |  | (null) | WARMING/COOLING UNITS, PATIENT |  | WARMERPATIENT-Stryker-Mistral-Air | WARMERPATIENT | Mistral-Air |  |  |  | Stryker | Warmer, Patient |  | WARMERPATIENT-Stryker-Mistral-Air |  | 12/11/16 |  |  | Covered PM Repair - Biomedical | MHHS-TMC
NO | YES |  |  |  |  | 099-14918 | Stryker Corp Medical Div | MISTRAL AIR PLUS |  |  | TMC-Cath Lab-Adult (2Hvi) | MHHS-TMC |  | Warmer, Patient |  |  | 099-14918 | TMC | MHHS-TMC | TMC-Cath Lab-Adult (2Hvi) | TMC - CATH LAB - ADULT (2HVI) | 5/1/19 |  | 5/1/20 |  | WARMING/COOLING UNITS, PATIENT | Warmer, Patient | WARMERPATIENT-Stryker-Mistral-Air | WARMERPATIENT | Mistral-Air |  |  |  | Stryker | Warmer, Patient |  | WARMERPATIENT-Stryker-Mistral-Air |  | 12/22/16 |  | WP-A | Covered PM Repair - Biomedical | MHHS-TMC | [8 empty] | WARMERPATIENT | Warmer, Patient | Stryker
NO | YES | Serial Number 170351886 |  |  |  | 099-11240 | Stryker Corp Medical Div | MISTRAL AIR PLUS |  |  | TMC-MHTMC-Central Supply | MHHS-TMC |  | Warmer, Patient |  |  | 099-11240 | TMC | MHHS-TMC | TMC-MHTMC-Central Supply | TMC - MHTMC - 5 WEST | 4/1/19 |  | 4/1/20 |  | WARMING/COOLING UNITS, PATIENT | Warmer, Patient | WARMERPATIENT-Stryker-Mistral-Air | WARMERPATIENT | Mistral-Air |  |  |  | Stryker | Warmer, Patient |  | WARMERPATIENT-Stryker-Mistral-Air |  | 6/10/15 |  | WP-A | Covered PM Repair - Biomedical | MHHS-TMC | [8 empty] | WARMERPATIENT | Warmer, Patient | Stryker
NO | YES | Asset Tag 069-36789 |  |  | 069-36789 | 069-36789 | Stryker Corp Medical Div | MISTRAL AIR PLUS |  |  | (null) | MHHS-TMC |  | Warmer, Patient |  | 069-36789 | 069-36789 | (null) | MHHS-TMC | (null) | (null) |  |  |  | (null) | WARMING/COOLING UNITS, PATIENT |  | WARMERPATIENT-Stryker-Mistral-Air | WARMERPATIENT | Mistral-Air |  |  |  | Stryker | Warmer, Patient |  | WARMERPATIENT-Stryker-Mistral-Air |  | 6/15/15 |  |  | Covered PM Repair - Biomedical | MHHS-TMC
NO | YES |  |  |  | 069-47143 | 069-47143 | Stryker Corp Medical Div | MISTRAL AIR PLUS |  |  | TMC-OR-Day Surgery (2R) | MHHS-TMC |  | Warmer, Patient |  | 069-47143 | 069-47143 | TMC | MHHS-TMC | TMC-OR-Day Surgery (2R) | Pre Op hallway |  |  |  |  | WARMING/COOLING UNITS, PATIENT |  | WARMERPATIENT-Stryker-Mistral-Air | WARMERPATIENT | Mistral-Air |  |  |  | Stryker | Warmer, Patient |  | WARMERPATIENT-Stryker-Mistral-Air |  | 6/20/15 |  |  | Covered PM Repair - Biomedical | MHHS-TMC
NO | YES |  |  |  | 069-47147 | 069-47147 | Stryker Corp Medical Div | MISTRAL AIR PLUS |  |  | TMC-PACU-Robertson (2R) | MHHS-TMC |  | Warmer, Patient |  | 069-47147 | 069-47147 | TMC | MHHS-TMC | TMC-PACU-Robertson (2R) | Room 26 | 11/1/19 |  | 11/1/20 |  | WARMING/COOLING UNITS, PATIENT |  | WARMERPATIENT-Stryker-Mistral-Air | WARMERPATIENT | Mistral-Air |  |  |  | Stryker | Warmer, Patient |  | WARMERPATIENT-Stryker-Mistral-Air |  | 6/20/15 |  |  | Covered PM Repair - Biomedical | MHHS-TMC
NO | YES |  |  |  | 069-47150 | 069-47150 | Stryker Corp Medical Div | MISTRAL AIR PLUS |  |  | TMC-MHTMC-Central Supply | MHHS-TMC |  | Warmer, Patient |  | 069-47150 | 069-47150 | TMC | MHHS-TMC | TMC-MHTMC-Central Supply | PACU 23 | 11/1/19 |  | 11/1/20 |  | WARMING/COOLING UNITS, PATIENT |  | WARMERPATIENT-Stryker-Mistral-Air | WARMERPATIENT | Mistral-Air |  |  |  | Stryker | Warmer, Patient |  | WARMERPATIENT-Stryker-Mistral-Air |  | 6/20/15 |  |  | Covered PM Repair - Biomedical | MHHS-TMC
NO | YES |  |  |  | 069-47151 | 069-47151 | Stryker Corp Medical Div | MISTRAL AIR PLUS |  |  | Memorial Hermann- Texas Medical Center PreOp | MHHS-TMC |  | Warmer, Patient |  | 069-47151 | 069-47151 | TMC | TMC | Memorial Hermann- Texas Medical Center PreOp |  | 11/1/19 |  | 11/1/20 |  | WARMING/COOLING UNITS, PATIENT |  | WARMERPATIENT-Stryker-Mistral-Air | WARMERPATIENT | Mistral-Air |  |  |  | Stryker | Warmer, Patient |  | WARMERPATIENT-Stryker-Mistral-Air |  | 6/20/15 |  |  | Covered PM Repair - Biomedical | MHHS-TMC
NO | YES |  |  |  | 069-47154 | 069-47154 | Stryker Corp Medical Div | MISTRAL AIR PLUS |  |  | TMC-Sarofim 2-Adult PACU | MHHS-TMC |  | Warmer, Patient |  | 069-47154 | 069-47154 | TMC | MHHS-TMC | TMC-Sarofim 2-Adult PACU | PACU 19 |  |  |  |  | WARMING/COOLING UNITS, PATIENT |  | WARMERPATIENT-Stryker-Mistral-Air | WARMERPATIENT | Mistral-Air |  |  |  | Stryker | Warmer, Patient |  | WARMERPATIENT-Stryker-Mistral-Air |  | 6/20/15 |  |  | Covered PM Repair - Biomedical | MHHS-TMC
NO | YES |  |  |  | 069-47156 | 069-47156 | Stryker Corp Medical Div | MISTRAL AIR PLUS |  |  | (null) | MHHS-TMC |  | Warmer, Patient |  | 069-47156 | 069-47156 | (null) | MHHS-TMC | (null) | (null) |  |  |  | (null) | WARMING/COOLING UNITS, PATIENT |  | WARMERPATIENT-Stryker-Mistral-Air | WARMERPATIENT | Mistral-Air |  |  |  | Stryker | Warmer, Patient | (null) | WARMERPATIENT-Stryker-Mistral-Air |  | 6/20/15 | (null) |  | Covered PM Repair - Biomedical | MHHS-TMC
NO | YES |  |  |  | 069-47157 | 069-47157 | Stryker Corp Medical Div | MISTRAL AIR PLUS |  |  | TMC-Sarofim 2-Adult PACU | MHHS-TMC |  | Warmer, Patient |  | 069-47157 | 069-47157 | TMC | MHHS-TMC | TMC-Sarofim 2-Adult PACU | ADULT PACU |  |  |  |  | WARMING/COOLING UNITS, PATIENT |  | WARMERPATIENT-Stryker-Mistral-Air | WARMERPATIENT | Mistral-Air |  |  |  | Stryker | Warmer, Patient |  | WARMERPATIENT-Stryker-Mistral-Air |  | 6/20/15 |  |  | Covered PM Repair - Biomedical | MHHS-TMC
NO | YES |  |  |  | 069-47159 | 069-47159 | Stryker Corp Medical Div | MISTRAL AIR PLUS |  |  | TMC-Sarofim 2-Adult PACU | MHHS-TMC |  | Warmer, Patient |  | 069-47159 | 069-47159 | TM | MHHS-TMC | TMC-Sarofim 2-Adult PACU | TMC - SAROFIM2 -ADULT PACU | 11/1/19 |  | 11/1/20 |  | WARMING/COOLING UNITS, PATIENT |  | WARMERPATIENT-Stryker-Mistral-Air | WARMERPATIENT | Mistral-Air |  |  |  | Stryker | Warmer, Patient |  | WARMERPATIENT-Stryker-Mistral-Air |  | 6/20/15 |  |  | Covered PM Repair - Biomedical | MHHS-TMC
NO | YES |  |  |  | 069-47160 | 069-47160 | Stryker Corp Medical Div | MISTRAL AIR PLUS |  |  | TMC-Sarofim 2-Adult PACU | MHHS-TMC |  | Warmer, Patient |  | 069-47160 | 069-47160 | TM | MHHS-TMC | TMC-Sarofim 2-Adult PACU | TMC - SAROFIM2 -ADULT PACU | 11/1/19 |  | 11/1/20 |  | WARMING/COOLING UNITS, PATIENT |  | WARMERPATIENT-Stryker-Mistral-Air | WARMERPATIENT | Mistral-Air |  |  |  | Stryker | Warmer, Patient |  | WARMERPATIENT-Stryker-Mistral-Air |  | 6/20/15 |  |  | Covered PM Repair - Biomedical | MHHS-TMC
NO | YES |  |  |  | 069-47161 | 069-47161 | Stryker Corp Medical Div | MISTRAL AIR PLUS |  |  | Memorial Hermann- Texas Medical Center PreOp | MHHS-TMC |  | Warmer, Patient |  | 069-47161 | 069-47161 | TMC | TMC | Memorial Hermann- Texas Medical Center PreOp |  | 11/1/19 |  | 11/1/20 |  | WARMING/COOLING UNITS, PATIENT |  | WARMERPATIENT-Stryker-Mistral-Air | WARMERPATIENT | Mistral-Air |  |  |  | Stryker | Warmer, Patient |  | WARMERPATIENT-Stryker-Mistral-Air |  | 6/20/15 |  |  | Covered PM Repair - Biomedical | MHHS-TMC
NO | YES |  |  |  | 069-47162 | 069-47162 | Stryker Corp Medical Div | MISTRAL AIR PLUS |  |  | Memorial Hermann- Texas Medical Center PreOp | MHHS-TMC |  | Warmer, Patient |  | 069-47162 | 069-47162 | TMC | TMC | Memorial Hermann- Texas Medical Center PreOp |  | 11/1/19 |  | 11/1/20 |  | WARMING/COOLING UNITS, PATIENT |  | WARMERPATIENT-Stryker-Mistral-Air | WARMERPATIENT | Mistral-Air |  |  |  | Stryker | Warmer, Patient |  | WARMERPATIENT-Stryker-Mistral-Air |  | 6/20/15 |  |  | Covered PM Repair - Biomedical | MHHS-TMC
NO | YES |  |  |  | 069-47163 | 069-47163 | Stryker Corp Medical Div | MISTRAL AIR PLUS |  |  | TMC-PACU-Robertson (2R) | MHHS-TMC |  | Warmer, Patient |  | 069-47163 | 069-47163 | TMC | MHHS-TMC | TMC-PACU-Robertson (2R) | PACU 17 |  |  |  |  | WARMING/COOLING UNITS, PATIENT |  | WARMERPATIENT-Stryker-Mistral-Air | WARMERPATIENT | Mistral-Air |  |  |  | Stryker | Warmer, Patient |  | WARMERPATIENT-Stryker-Mistral-Air |  | 6/20/15 |  |  | Covered PM Repair - Biomedical | MHHS-TMC
NO | YES | Asset Tag 069-21290 |  |  | 069-21290 | 069-21290 | Stryker Corp Medical Div | MISTRAL AIR PLUS |  |  | (null) | MHHS-TMC |  | Warmer, Patient |  | 069-21290 | 069-21290 | TMC | (null) | (null) | (null) |  |  |  | (null) | WARMING/COOLING UNITS, PATIENT |  | WARMERPATIENT-Stryker-Mistral-Air | WARMERPATIENT | Mistral-Air |  |  |  | Stryker | Warmer, Patient |  | WARMERPATIENT-Stryker-Mistral-Air |  | 6/20/15 |  |  | Covered PM Repair - Biomedical | MHHS-TMC
NO | YES |  |  |  | 069-47168 | 069-47168 | Stryker Corp Medical Div | MISTRAL AIR PLUS |  |  | TMC-Sarofim 2-Adult PACU | MHHS-TMC |  | Warmer, Patient |  | 069-47168 | 069-47168 | TMC | MHHS-TMC | TMC-Sarofim 2-Adult PACU | S2.08 | 11/1/19 |  | 11/1/20 |  | WARMING/COOLING UNITS, PATIENT |  | WARMERPATIENT-Stryker-Mistral-Air | WARMERPATIENT | Mistral-Air |  |  |  | Stryker | Warmer, Patient |  | WARMERPATIENT-Stryker-Mistral-Air |  | 6/20/15 |  |  | Covered PM Repair - Biomedical | MHHS-TMC
NO | YES |  |  |  | 069-47169 | 069-47169 | Stryker Corp Medical Div | MISTRAL AIR PLUS |  |  | TMC-Sarofim 2-Adult PACU | MHHS-TMC |  | Warmer, Patient |  | 069-47169 | 069-47169 | TM | MHHS-TMC | TMC-Sarofim 2-Adult PACU | TMC - SAROFIM2 -ADULT PACU | 11/1/19 |  | 11/1/20 |  | WARMING/COOLING UNITS, PATIENT |  | WARMERPATIENT-Stryker-Mistral-Air | WARMERPATIENT | Mistral-Air |  |  |  | Stryker | Warmer, Patient |  | WARMERPATIENT-Stryker-Mistral-Air |  | 6/20/15 |  |  | Covered PM Repair - Biomedical | MHHS-TMC
NO | YES |  |  |  | 069-47171 | 069-47171 | Stryker Corp Medical Div | MISTRAL AIR PLUS |  |  | TMC-Sarofim 2-Adult Pre Op | MHHS-TMC |  | Warmer, Patient |  | 069-47171 | 069-47171 | TMC | MHHS-TMC | TMC-Sarofim 2-Adult Pre Op | PACU 11 | 11/1/19 |  | 11/1/20 |  | WARMING/COOLING UNITS, PATIENT |  | WARMERPATIENT-Stryker-Mistral-Air | WARMERPATIENT | Mistral-Air |  |  |  | Stryker | Warmer, Patient |  | WARMERPATIENT-Stryker-Mistral-Air |  | 6/20/15 |  |  | Covered PM Repair - Biomedical | MHHS-TMC
NO | YES |  |  |  | 069-47172 | 069-47172 | Stryker Corp Medical Div | MISTRAL AIR PLUS |  |  | TMC-Sarofim 2-Adult Pre Op | MHHS-TMC |  | Warmer, Patient |  | 069-47172 | 069-47172 | TMC | MHHS-TMC | TMC-Sarofim 2-Adult Pre Op | PACU 12 | 11/1/19 |  | 11/1/20 |  | WARMING/COOLING UNITS, PATIENT |  | WARMERPATIENT-Stryker-Mistral-Air | WARMERPATIENT | Mistral-Air |  |  |  | Stryker | Warmer, Patient |  | WARMERPATIENT-Stryker-Mistral-Air |  | 6/20/15 |  |  | Covered PM Repair - Biomedical | MHHS-TMC
NO | YES | Asset Tag 069-47174 |  |  | 069-47174 | 069-47174 | Stryker Corp Medical Div | MISTRAL AIR PLUS |  |  | TMC-Sarofim 2-Adult PACU | MHHS-TMC |  | Warmer, Patient |  | 069-47174 | 069-47174 | TM | MHHS-TMC | TMC-Sarofim 2-Adult PACU | TMC - SAROFIM2 -ADULT PACU | 11/1/19 |  | 11/1/20 |  | WARMING/COOLING UNITS, PATIENT |  | WARMERPATIENT-Stryker-Mistral-Air | WARMERPATIENT | Mistral-Air |  |  |  | Stryker | Warmer, Patient |  | WARMERPATIENT-Stryker-Mistral-Air |  | 6/20/15 |  |  | Covered PM Repair - Biomedical | MHHS-TMC
NO | YES |  |  |  | 069-42637 | 069-42637 | Stryker Corp Medical Div | MISTRAL AIR PLUS |  |  | (null) | MHHS-TMC |  | Warmer, Patient |  | 069-42637 | 069-42637 | (null) | MHHS-TMC | (null) | (null) |  |  |  | (null) | WARMING/COOLING UNITS, PATIENT |  | WARMERPATIENT-Stryker-Mistral-Air | WARMERPATIENT | Mistral-Air |  |  |  | Stryker | Warmer, Patient |  | WARMERPATIENT-Stryker-Mistral-Air |  | 6/20/15 |  |  | Covered PM Repair - Biomedical | MHHS-TMC
NO | YES |  |  |  | 069-47176 | 069-47176 | Stryker Corp Medical Div | MISTRAL AIR PLUS |  |  | TMC-Sarofim 2-Adult Pre Op | MHHS-TMC |  | Warmer, Patient |  | 069-47176 | 069-47176 | TMC | MHHS-TMC | TMC-Sarofim 2-Adult Pre Op | PACU 3 | 11/1/19 |  | 11/1/20 |  | WARMING/COOLING UNITS, PATIENT |  | WARMERPATIENT-Stryker-Mistral-Air | WARMERPATIENT | Mistral-Air |  |  |  | Stryker | Warmer, Patient |  | WARMERPATIENT-Stryker-Mistral-Air |  | 6/20/15 |  |  | Covered PM Repair - Biomedical | MHHS-TMC
NO | YES | Asset Tag 069-37826 |  |  | 069-37826 | 069-37826 | Stryker Corp Medical Div | MISTRAL AIR PLUS |  |  | (null) | MHHS-TMC |  | Warmer, Patient |  | 069-37826 | 069-37826 | (null) | MHHS-TMC | (null) | (null) |  |  |  | (null) | WARMING/COOLING UNITS, PATIENT |  | WARMERPATIENT-Stryker-Mistral-Air | WARMERPATIENT | Mistral-Air |  |  |  | Stryker | Warmer, Patient |  | WARMERPATIENT-Stryker-Mistral-Air |  | 6/20/15 |  |  | Covered PM Repair - Biomedical | MHHS-TMC
NO | YES |  |  |  | 069-47115 | 069-47115 | Stryker Corp Medical Div | MISTRAL AIR PLUS |  |  | TMC-Sarofim 2-Adult Pre Op | MHHS-TMC |  | Warmer, Patient |  | 069-47115 | 069-47115 | TMC | MHHS-TMC | TMC-Sarofim 2-Adult Pre Op | Pre-op 57 | 11/1/19 |  | 12/1/20 |  | WARMING/COOLING UNITS, PATIENT |  | WARMERPATIENT-Stryker-Mistral-Air | WARMERPATIENT | Mistral-Air |  |  |  | Stryker | Warmer, Patient |  | WARMERPATIENT-Stryker-Mistral-Air |  | 6/20/15 |  |  | Covered PM Repair - Biomedical | MHHS-TMC
NO | YES |  |  |  | 069-47116 | 069-47116 | Stryker Corp Medical Div | MISTRAL AIR PLUS |  |  | TMC-Sarofim 2-Adult Pre Op | MHHS-TMC |  | Warmer, Patient |  | 069-47116 | 069-47116 | TMC | MHHS-TMC | TMC-Sarofim 2-Adult Pre Op |  | 11/1/19 |  | 11/1/20 |  | WARMING/COOLING UNITS, PATIENT |  | WARMERPATIENT-Stryker-Mistral-Air | WARMERPATIENT | Mistral-Air |  |  |  | Stryker | Warmer, Patient |  | WARMERPATIENT-Stryker-Mistral-Air |  | 6/20/15 |  |  | Covered PM Repair - Biomedical | MHHS-TMC
NO | YES |  |  |  | 069-47117 | 069-47117 | Stryker Corp Medical Div | MISTRAL AIR PLUS |  |  | TMC-Sarofim 2-Adult Pre Op | MHHS-TMC |  | Warmer, Patient |  | 069-47117 | 069-47117 | TM | MHHS-TMC | TMC-Sarofim 2-Adult Pre Op | TMC - SAROFIM2 -ADULT PRE OP | 11/1/19 |  | 11/1/20 |  | WARMING/COOLING UNITS, PATIENT |  | WARMERPATIENT-Stryker-Mistral-Air | WARMERPATIENT | Mistral-Air |  |  |  | Stryker | Warmer, Patient |  | WARMERPATIENT-Stryker-Mistral-Air |  | 6/20/15 |  |  | Covered PM Repair - Biomedical | MHHS-TMC
NO | YES |  |  |  | 069-47118 | 069-47118 | Stryker Corp Medical Div | MISTRAL AIR PLUS |  |  | TMC-Sarofim 2-Adult Pre Op | MHHS-TMC |  | Warmer, Patient |  | 069-47118 | 069-47118 | TMC | MHHS-TMC | TMC-Sarofim 2-Adult Pre Op | S2/60 |  |  |  |  | WARMING/COOLING UNITS, PATIENT |  | WARMERPATIENT-Stryker-Mistral-Air | WARMERPATIENT | Mistral-Air |  |  |  | Stryker | Warmer, Patient |  | WARMERPATIENT-Stryker-Mistral-Air |  | 6/20/15 |  |  | Covered PM Repair - Biomedical | MHHS-TMC
NO | YES |  |  |  | 069-47119 | 069-47119 | Stryker Corp Medical Div | MISTRAL AIR PLUS |  |  | TMC-Sarofim 2-Adult Pre Op | MHHS-TMC |  | Warmer, Patient |  | 069-47119 | 069-47119 | TMC | MHHS-TMC | TMC-Sarofim 2-Adult Pre Op |  | 11/1/19 |  | 11/1/20 |  | WARMING/COOLING UNITS, PATIENT |  | WARMERPATIENT-Stryker-Mistral-Air | WARMERPATIENT | Mistral-Air |  |  |  | Stryker | Warmer, Patient |  | WARMERPATIENT-Stryker-Mistral-Air |  | 6/20/15 |  |  | Covered PM Repair - Biomedical | MHHS-TMC
NO | YES |  |  |  | 069-47120 | 069-47120 | Stryker Corp Medical Div | MISTRAL AIR PLUS |  |  | TMC-Sarofim 2-Adult Pre Op | MHHS-TMC |  | Warmer, Patient |  | 069-47120 | 069-47120 | TMC | MHHS-TMC | TMC-Sarofim 2-Adult Pre Op | S2/62 |  |  |  |  | WARMING/COOLING UNITS, PATIENT |  | WARMERPATIENT-Stryker-Mistral-Air | WARMERPATIENT | Mistral-Air |  |  |  | Stryker | Warmer, Patient |  | WARMERPATIENT-Stryker-Mistral-Air |  | 6/20/15 |  |  | Covered PM Repair - Biomedical | MHHS-TMC
NO | YES |  |  |  | 069-47121 | 069-47121 | Stryker Corp Medical Div | MISTRAL AIR PLUS |  |  | TMC-Sarofim 2-Adult Pre Op | MHHS-TMC |  | Warmer, Patient |  | 069-47121 | 069-47121 | TMC | MHHS-TMC | TMC-Sarofim 2-Adult Pre Op | ADULT PRE OP |  |  |  |  | WARMING/COOLING UNITS, PATIENT |  | WARMERPATIENT-Stryker-Mistral-Air | WARMERPATIENT | Mistral-Air |  |  |  | Stryker | Warmer, Patient |  | WARMERPATIENT-Stryker-Mistral-Air |  |  |  |  | Covered PM Repair - Biomedical | MHHS-TMC
NO | YES |  |  |  | 069-47122 | 069-47122 | Stryker Corp Medical Div | MISTRAL AIR PLUS |  |  | TMC-Sarofim 2-Adult Pre Op | MHHS-TMC |  | Warmer, Patient |  | 069-47122 | 069-47122 | TMC | MHHS-TMC | TMC-Sarofim 2-Adult Pre Op | Room 64 | 11/1/19 |  | 11/1/20 | Device Locked on wall | WARMING/COOLING UNITS, PATIENT |  | WARMERPATIENT-Stryker-Mistral-Air | WARMERPATIENT | Mistral-Air |  |  |  | Stryker | Warmer, Patient |  | WARMERPATIENT-Stryker-Mistral-Air |  | 6/20/15 |  |  | Covered PM Repair - Biomedical | MHHS-TMC
NO | YES |  |  |  | 069-47123 | 069-47123 | Stryker Corp Medical Div | MISTRAL AIR PLUS |  |  | TMC-Sarofim 2-Adult Pre Op | MHHS-TMC |  | Warmer, Patient |  | 069-47123 | 069-47123 | TMC | MHHS-TMC | TMC-Sarofim 2-Adult Pre Op | Room 50 | 11/1/19 |  | 11/1/20 | Device Locked on wall | WARMING/COOLING UNITS, PATIENT |  | WARMERPATIENT-Stryker-Mistral-Air | WARMERPATIENT | Mistral-Air |  |  |  | Stryker | Warmer, Patient |  | WARMERPATIENT-Stryker-Mistral-Air |  | 6/20/15 |  |  | Covered PM Repair - Biomedical | MHHS-TMC
NO | YES |  |  |  | 069-47124 | 069-47124 | Stryker Corp Medical Div | MISTRAL AIR PLUS |  |  | TMC-Sarofim 2-Adult Pre Op | MHHS-TMC |  | Warmer, Patient |  | 069-47124 | 069-47124 | TMC | MHHS-TMC | TMC-Sarofim 2-Adult Pre Op | S2/49 |  |  |  |  | WARMING/COOLING UNITS, PATIENT |  | WARMERPATIENT-Stryker-Mistral-Air | WARMERPATIENT | Mistral-Air |  |  |  | Stryker | Warmer, Patient |  | WARMERPATIENT-Stryker-Mistral-Air |  | 6/20/15 |  |  | Covered PM Repair - Biomedical | MHHS-TMC
NO | YES |  |  |  | 069-47125 | 069-47125 | Stryker Corp Medical Div | MISTRAL AIR PLUS |  |  | Memorial Hermann- Texas Medical Center Johnson PreOp | MHHS-TMC |  | Warmer, Patient |  | 069-47125 | 069-47125 | TMC | TMC | Memorial Hermann- Texas Medical Center Johnson PreOp |  | 11/1/19 |  | 11/1/20 |  | WARMING/COOLING UNITS, PATIENT |  | WARMERPATIENT-Stryker-Mistral-Air | WARMERPATIENT | Mistral-Air |  |  |  | Stryker | Warmer, Patient |  | WARMERPATIENT-Stryker-Mistral-Air |  | 6/20/15 |  |  | Covered PM Repair - Biomedical | MHHS-TMC
NO | YES |  |  |  | 069-47126 | 069-47126 | Stryker Corp Medical Div | MISTRAL AIR PLUS |  |  | TMC-Sarofim 2-Adult Pre Op | MHHS-TMC |  | Warmer, Patient |  | 069-47126 | 069-47126 | TMC | MHHS-TMC | TMC-Sarofim 2-Adult Pre Op | Room 52 | 11/1/19 |  | 11/1/20 |  | WARMING/COOLING UNITS, PATIENT |  | WARMERPATIENT-Stryker-Mistral-Air | WARMERPATIENT | Mistral-Air |  |  |  | Stryker | Warmer, Patient |  | WARMERPATIENT-Stryker-Mistral-Air |  | 6/20/15 |  |  | Covered PM Repair - Biomedical | MHHS-TMC
NO | YES |  |  |  | 069-47127 | 069-47127 | Stryker Corp Medical Div | MISTRAL AIR PLUS |  |  | TMC-Sarofim 2-Adult Pre Op | MHHS-TMC |  | Warmer, Patient |  | 069-47127 | 069-47127 | TMC | MHHS-TMC | TMC-Sarofim 2-Adult Pre Op | Pre-op 48 | 11/1/19 |  | 11/1/20 |  | WARMING/COOLING UNITS, PATIENT |  | WARMERPATIENT-Stryker-Mistral-Air | WARMERPATIENT | Mistral-Air |  |  |  | Stryker | Warmer, Patient |  | WARMERPATIENT-Stryker-Mistral-Air |  | 6/20/15 |  |  | Covered PM Repair - Biomedical | MHHS-TMC
NO | YES |  |  |  | 069-47128 | 069-47128 | Stryker Corp Medical Div | MISTRAL AIR PLUS |  |  | TMC-Sarofim 2-Adult Pre Op | MHHS-TMC |  | Warmer, Patient |  | 069-47128 | 069-47128 | TMC | MHHS-TMC | TMC-Sarofim 2-Adult Pre Op | Room 53 | 11/1/19 |  | 11/1/20 | Device Locked on wall | WARMING/COOLING UNITS, PATIENT |  | WARMERPATIENT-Stryker-Mistral-Air | WARMERPATIENT | Mistral-Air |  |  |  | Stryker | Warmer, Patient |  | WARMERPATIENT-Stryker-Mistral-Air |  | 6/20/15 |  |  | Covered PM Repair - Biomedical | MHHS-TMC
NO | YES |  |  |  | 069-47129 | 069-47129 | Stryker Corp Medical Div | MISTRAL AIR PLUS |  |  | TMC-Sarofim 2-Adult Pre Op | MHHS-TMC |  | Warmer, Patient |  | 069-47129 | 069-47129 | TMC | MHHS-TMC | TMC-Sarofim 2-Adult Pre Op | S2/47 |  |  |  |  | WARMING/COOLING UNITS, PATIENT |  | WARMERPATIENT-Stryker-Mistral-Air | WARMERPATIENT | Mistral-Air |  |  |  | Stryker | Warmer, Patient |  | WARMERPATIENT-Stryker-Mistral-Air |  | 6/20/15 |  |  | Covered PM Repair - Biomedical | MHHS-TMC
NO | YES |  |  |  | 069-47130 | 069-47130 | Stryker Corp Medical Div | MISTRAL AIR PLUS |  |  | TMC-Sarofim 2-Adult Pre Op | MHHS-TMC |  | Warmer, Patient |  | 069-47130 | 069-47130 | TMC | MHHS-TMC | TMC-Sarofim 2-Adult Pre Op | Pre-op 46 | 11/1/19 |  | 11/1/20 |  | WARMING/COOLING UNITS, PATIENT |  | WARMERPATIENT-Stryker-Mistral-Air | WARMERPATIENT | Mistral-Air |  |  |  | Stryker | Warmer, Patient |  | WARMERPATIENT-Stryker-Mistral-Air |  | 6/20/15 |  |  | Covered PM Repair - Biomedical | MHHS-TMC
NO | YES | Asset Tag 069-16365 |  |  | 069-16365 |  | Stryker Corp Medical Div | MISTRAL AIR PLUS |  |  | (null) | MHHS-TMC |  | Warmer, Patient |  | 069-16365 |  | TMC | (null) | (null) | (null) |  |  |  | (null) | WARMING/COOLING UNITS, PATIENT |  | WARMERPATIENT-Stryker-Mistral-Air | WARMERPATIENT | Mistral-Air |  |  |  | Stryker | Warmer, Patient |  | WARMERPATIENT-Stryker-Mistral-Air |  | 6/20/15 |  |  | Covered PM Repair - Biomedical | MHHS-TMC
NO | YES |  |  |  | 069-47132 | 069-47132 | Stryker Corp Medical Div | MISTRAL AIR PLUS |  |  | TMC-Sarofim 2-Adult Pre Op | MHHS-TMC |  | Warmer, Patient |  | 069-47132 | 069-47132 | TMC | MHHS-TMC | TMC-Sarofim 2-Adult Pre Op | S2/45 |  |  |  |  | WARMING/COOLING UNITS, PATIENT |  | WARMERPATIENT-Stryker-Mistral-Air | WARMERPATIENT | Mistral-Air |  |  |  | Stryker | Warmer, Patient |  | WARMERPATIENT-Stryker-Mistral-Air |  | 6/20/15 |  |  | Covered PM Repair - Biomedical | MHHS-TMC
NO | YES |  |  |  | 069-47133 | 069-47133 | Stryker Corp Medical Div | MISTRAL AIR PLUS |  |  | TMC-Sarofim 2-Adult Pre Op | MHHS-TMC |  | Warmer, Patient |  | 069-47133 | 069-47133 | TMC | MHHS-TMC | TMC-Sarofim 2-Adult Pre Op | Room 55 | 11/1/19 |  | 11/1/20 | Device Locked on wall | WARMING/COOLING UNITS, PATIENT |  | WARMERPATIENT-Stryker-Mistral-Air | WARMERPATIENT | Mistral-Air |  |  |  | Stryker | Warmer, Patient |  | WARMERPATIENT-Stryker-Mistral-Air |  | 6/20/15 |  |  | Covered PM Repair - Biomedical | MHHS-TMC
NO | YES |  |  |  | 069-47134 | 069-47134 | Stryker Corp Medical Div | MISTRAL AIR PLUS |  |  | TMC-Sarofim 2-Adult Pre Op | MHHS-TMC |  | Warmer, Patient |  | 069-47134 | 069-47134 | TMC | MHHS-TMC | TMC-Sarofim 2-Adult Pre Op | Pre op 45 | 11/1/19 |  | 11/1/21 |  | WARMING/COOLING UNITS, PATIENT |  | WARMERPATIENT-Stryker-Mistral-Air | WARMERPATIENT | Mistral-Air |  |  |  | Stryker | Warmer, Patient |  | WARMERPATIENT-Stryker-Mistral-Air |  | 6/20/15 |  |  | Covered PM Repair - Biomedical | MHHS-TMC
NO | YES | Asset Tag 069-47136 |  |  | 069-47136 | 069-47136 | Stryker Corp Medical Div | MISTRAL AIR PLUS |  |  | TMC-OR-Day Surgery (2R) | MHHS-TMC |  | Warmer, Patient |  | 069-47136 | 069-47136 | TMC | MHHS-TMC | TMC-OR-Day Surgery (2R) | Pre Op 43 | 11/1/19 |  | 11/1/20 |  | WARMING/COOLING UNITS, PATIENT |  | WARMERPATIENT-Stryker-Mistral-Air | WARMERPATIENT | Mistral-Air |  |  |  | Stryker | Warmer, Patient |  | WARMERPATIENT-Stryker-Mistral-Air |  |  |  |  | Covered PM Repair - Biomedical | MHHS-TMC
NO | YES |  |  |  | 069-47137 | 069-47137 | Stryker Corp Medical Div | MISTRAL AIR PLUS |  |  | TMC-Sarofim 2-Adult Pre Op | MHHS-TMC |  | Warmer, Patient |  | 069-47137 | 069-47137 | TMC | MHHS-TMC | TMC-Sarofim 2-Adult Pre Op | ADULT PRE OP | 11/1/19 |  | 11/1/20 |  | WARMING/COOLING UNITS, PATIENT |  | WARMERPATIENT-Stryker-Mistral-Air | WARMERPATIENT | Mistral-Air |  |  |  | Stryker | Warmer, Patient |  | WARMERPATIENT-Stryker-Mistral-Air |  | 12/22/16 |  |  | Covered PM Repair - Biomedical | MHHS-TMC
NO | YES |  |  |  | 069-47138 | 069-47138 | Stryker Corp Medical Div | MISTRAL AIR PLUS |  |  | TMC-Sarofim 2-Adult Pre Op | MHHS-TMC |  | Warmer, Patient |  | 069-47138 | 069-47138 | TMC | MHHS-TMC | TMC-Sarofim 2-Adult Pre Op |  | 11/1/19 |  | 11/1/20 |  | WARMING/COOLING UNITS, PATIENT |  | WARMERPATIENT-Stryker-Mistral-Air | WARMERPATIENT | Mistral-Air |  |  |  | Stryker | Warmer, Patient |  | WARMERPATIENT-Stryker-Mistral-Air |  | 3/6/14 |  |  | Covered PM Repair - Biomedical | MHHS-TMC
NO | YES |  |  |  | 069-47140 | 069-47140 | Stryker Corp Medical Div | MISTRAL AIR PLUS |  |  | TMC-Sarofim 2-Adult Pre Op | MHHS-TMC |  | Warmer, Patient |  | 069-47140 | 069-47140 | TMC | MHHS-TMC | TMC-Sarofim 2-Adult Pre Op | ADULT PRE OP | 11/1/19 |  | 11/1/20 |  | WARMING/COOLING UNITS, PATIENT |  | WARMERPATIENT-Stryker-Mistral-Air | WARMERPATIENT | Mistral-Air |  |  |  | Stryker | Warmer, Patient |  | WARMERPATIENT-Stryker-Mistral-Air |  | 6/15/15 |  |  | Covered PM Repair - Biomedical | MHHS-TMC
NO | YES |  |  |  | 069-47144 | 069-47144 | Stryker Corp Medical Div | MISTRAL AIR PLUS |  |  | TMC-Sarofim 2-Adult Pre Op | MHHS-TMC |  | Warmer, Patient |  | 069-47144 | 069-47144 | TM | MHHS-TMC | TMC-Sarofim 2-Adult Pre Op | TMC - SAROFIM2 -ADULT PRE OP | 11/1/19 |  | 11/1/20 |  | WARMING/COOLING UNITS, PATIENT |  | WARMERPATIENT-Stryker-Mistral-Air | WARMERPATIENT | Mistral-Air |  |  |  | Stryker | Warmer, Patient |  | WARMERPATIENT-Stryker-Mistral-Air |  | 6/19/15 |  |  | Covered PM Repair - Biomedical | MHHS-TMC
NO | YES |  |  |  | 069-47145 | 069-47145 | Stryker Corp Medical Div | MISTRAL AIR PLUS |  |  | TMC-Sarofim 2-Adult Pre Op | MHHS-TMC |  | Warmer, Patient |  | 069-47145 | 069-47145 | TMC | MHHS-TMC | TMC-Sarofim 2-Adult Pre Op | ADULT PRE OP | 11/1/19 |  | 11/1/20 |  | WARMING/COOLING UNITS, PATIENT |  | WARMERPATIENT-Stryker-Mistral-Air | WARMERPATIENT | Mistral-Air |  |  |  | Stryker | Warmer, Patient |  | WARMERPATIENT-Stryker-Mistral-Air |  | 6/15/15 |  |  | Covered PM Repair - Biomedical | MHHS-TMC
NO | YES |  |  |  | 069-47189 | 069-47189 | Stryker Corp Medical Div | MISTRAL AIR PLUS |  |  | TMC-Sarofim 3-PACU | MHHS-TMC |  | Warmer, Patient |  | 069-47189 | 069-47189 | TMC | MHHS-TMC | TMC-Sarofim 3-PACU | S3.13 | 11/1/19 |  | 11/1/20 |  | WARMING/COOLING UNITS, PATIENT |  | WARMERPATIENT-Stryker-Mistral-Air | WARMERPATIENT | Mistral-Air |  |  |  | Stryker | Warmer, Patient |  | WARMERPATIENT-Stryker-Mistral-Air |  | 12/11/16 |  |  | Covered PM Repair - Biomedical | MHHS-TMC
NO | YES |  |  |  | 069-47190 | 069-47190 | Stryker Corp Medical Div | MISTRAL AIR PLUS |  |  | TMC-Sarofim 3-PACU | MHHS-TMC |  | Warmer, Patient |  | 069-47190 | 069-47190 | TMC | MHHS-TMC | TMC-Sarofim 3-PACU | PACU 14 |  |  |  |  | WARMING/COOLING UNITS, PATIENT |  | WARMERPATIENT-Stryker-Mistral-Air | WARMERPATIENT | Mistral-Air |  |  |  | Stryker | Warmer, Patient |  | WARMERPATIENT-Stryker-Mistral-Air |  | 12/11/16 |  |  | Covered PM Repair - Biomedical | MHHS-TMC
NO | YES |  |  |  | 069-47191 | 069-47191 | Stryker Corp Medical Div | MISTRAL AIR PLUS |  |  | TMC-Sarofim 3-PACU | MHHS-TMC |  | Warmer, Patient |  | 069-47191 | 069-47191 | TMC | MHHS-TMC | TMC-Sarofim 3-PACU | Pacu 12 | 11/1/19 |  | 4/1/20 |  | WARMING/COOLING UNITS, PATIENT |  | WARMERPATIENT-Stryker-Mistral-Air | WARMERPATIENT | Mistral-Air |  |  |  | Stryker | Warmer, Patient |  | WARMERPATIENT-Stryker-Mistral-Air |  | 12/11/16 |  |  | Covered PM Repair - Biomedical | MHHS-TMC
NO | YES |  |  |  | 069-47192 | 069-47192 | Stryker Corp Medical Div | MISTRAL AIR PLUS |  |  | TMC-Sarofim 3-PACU | MHHS-TMC |  | Warmer, Patient |  | 069-47192 | 069-47192 | TMC | MHHS-TMC | TMC-Sarofim 3-PACU | TMC - SAROFIM 3 - PACU | 11/1/19 |  | 11/1/20 |  | WARMING/COOLING UNITS, PATIENT |  | WARMERPATIENT-Stryker-Mistral-Air | WARMERPATIENT | Mistral-Air |  |  |  | Stryker | Warmer, Patient |  | WARMERPATIENT-Stryker-Mistral-Air |  | 12/14/16 |  |  | Covered PM Repair - Biomedical | MHHS-TMC
NO | YES |  |  |  | 069-47193 | 069-47193 | Stryker Corp Medical Div | MISTRAL AIR PLUS |  |  | Memorial Hermann- Texas Medcal Center- OR | MHHS-TMC |  | Warmer, Patient |  | 069-47193 | 069-47193 | TMC | TMC | Memorial Hermann- Texas Medcal Center- OR | PACU 10 | 11/1/19 |  | 11/1/20 |  | WARMING/COOLING UNITS, PATIENT |  | WARMERPATIENT-Stryker-Mistral-Air | WARMERPATIENT | Mistral-Air |  |  |  | Stryker | Warmer, Patient |  | WARMERPATIENT-Stryker-Mistral-Air |  | 12/14/16 |  |  | Covered PM Repair - Biomedical | MHHS-TMC
NO | YES |  |  |  | 069-47194 | 069-47194 | Stryker Corp Medical Div | MISTRAL AIR PLUS |  |  | TMC-Sarofim 3-PACU | MHHS-TMC |  | Warmer, Patient |  | 069-47194 | 069-47194 | TMC | MHHS-TMC | TMC-Sarofim 3-PACU | Room 8 | 11/1/19 |  | 11/1/20 |  | WARMING/COOLING UNITS, PATIENT |  | WARMERPATIENT-Stryker-Mistral-Air | WARMERPATIENT | Mistral-Air |  |  |  | Stryker | Warmer, Patient |  | WARMERPATIENT-Stryker-Mistral-Air |  | 12/15/16 |  |  | Covered PM Repair - Biomedical | MHHS-TMC
NO | YES |  |  |  | 069-47195 | 069-47195 | Stryker Corp Medical Div | MISTRAL AIR PLUS |  |  | Memorial Hermann- Texas Medcal Center- OR | MHHS-TMC |  | Warmer, Patient |  | 069-47195 | 069-47195 | TMC | TMC | Memorial Hermann- Texas Medcal Center- OR | PACU 7 | 11/1/19 |  | 11/1/20 |  | WARMING/COOLING UNITS, PATIENT |  | WARMERPATIENT-Stryker-Mistral-Air | WARMERPATIENT | Mistral-Air |  |  |  | Stryker | Warmer, Patient |  | WARMERPATIENT-Stryker-Mistral-Air |  | 12/15/16 |  |  | Covered PM Repair - Biomedical | MHHS-TMC
NO | YES |  |  |  | 069-47197 | 069-47197 | Stryker Corp Medical Div | MISTRAL AIR PLUS |  |  | TMC-Sarofim 3-PACU | MHHS-TMC |  | Warmer, Patient |  | 069-47197 | 069-47197 | TMC | MHHS-TMC | TMC-Sarofim 3-PACU | Room 5 | 11/1/19 |  | 11/1/20 |  | WARMING/COOLING UNITS, PATIENT |  | WARMERPATIENT-Stryker-Mistral-Air | WARMERPATIENT | Mistral-Air |  |  |  | Stryker | Warmer, Patient |  | WARMERPATIENT-Stryker-Mistral-Air |  | 9/3/19 |  |  | Covered PM Repair - Biomedical | MHHS-TMC
NO | YES |  |  |  | 069-47198 | 069-47198 | Stryker Corp Medical Div | MISTRAL AIR PLUS |  |  | TMC-Sarofim 3-PACU | MHHS-TMC |  | Warmer, Patient |  | 069-47198 | 069-47198 | TMC | MHHS-TMC | TMC-Sarofim 3-PACU | PACU 18 |  |  |  |  | WARMING/COOLING UNITS, PATIENT |  | WARMERPATIENT-Stryker-Mistral-Air | WARMERPATIENT | Mistral-Air |  |  |  | Stryker | Warmer, Patient |  | WARMERPATIENT-Stryker-Mistral-Air |  |  |  |  | Covered PM Repair - Biomedical | MHHS-TMC
NO | YES |  |  |  | 069-47199 | 069-47199 | Stryker Corp Medical Div | MISTRAL AIR PLUS |  |  | TMC-Sarofim 3-PACU | MHHS-TMC |  | Warmer, Patient |  | 069-47199 | 069-47199 | TMC | MHHS-TMC | TMC-Sarofim 3-PACU | S3.17 | 11/1/19 |  | 11/1/20 |  | WARMING/COOLING UNITS, PATIENT |  | WARMERPATIENT-Stryker-Mistral-Air | WARMERPATIENT | Mistral-Air |  |  |  | Stryker | Warmer, Patient |  | WARMERPATIENT-Stryker-Mistral-Air |  | 5/29/12 |  |  | Covered PM Repair - Radiology, Low End | MHHS-TMC
NO | YES |  |  |  | 069-47200 | 069-47200 | Stryker Corp Medical Div | MISTRAL AIR PLUS |  |  | TMC-Sarofim 3-PACU | MHHS-TMC |  | Warmer, Patient |  | 069-47200 | 069-47200 | TMC | MHHS-TMC | TMC-Sarofim 3-PACU | S3.16 | 11/1/19 |  | 11/1/20 |  | WARMING/COOLING UNITS, PATIENT |  | WARMERPATIENT-Stryker-Mistral-Air | WARMERPATIENT | Mistral-Air |  |  |  | Stryker | Warmer, Patient |  | WARMERPATIENT-Stryker-Mistral-Air |  |  |  |  | Covered PM Repair - Biomedical | MHHS-TMC
NO | YES |  |  |  | 069-47201 | 069-47201 | Stryker Corp Medical Div | MISTRAL AIR PLUS |  |  | TMC-Sarofim 3-PACU | MHHS-TMC |  | Warmer, Patient |  | 069-47201 | 069-47201 | TMC | MHHS-TMC | TMC-Sarofim 3-PACU | PACU 18 |  |  |  |  | WARMING/COOLING UNITS, PATIENT |  | WARMERPATIENT-Stryker-Mistral-Air | WARMERPATIENT | Mistral-Air |  |  |  | Stryker | Warmer, Patient |  | WARMERPATIENT-Stryker-Mistral-Air |  | 12/31/20 |  |  | Not Covered Vendor Only - Biomedical | MHHS-TMC
NO | YES |  |  |  | 069-47202 | 069-47202 | Stryker Corp Medical Div | MISTRAL AIR PLUS |  |  | TMC-Sarofim 3-PACU | MHHS-TMC |  | Warmer, Patient |  | 069-47202 | 069-47202 | TMC | MHHS-TMC | TMC-Sarofim 3-PACU | TMC - SAROFIM 3 - PACU | 11/1/19 |  | 11/1/20 |  | WARMING/COOLING UNITS, PATIENT |  | WARMERPATIENT-Stryker-Mistral-Air | WARMERPATIENT | Mistral-Air |  |  |  | Stryker | Warmer, Patient |  | WARMERPATIENT-Stryker-Mistral-Air |  | 6/15/18 |  |  | Covered PM Repair - Biomedical | MHHS-TMC
NO | YES |  |  |  | 069-47203 | 069-47203 | Stryker Corp Medical Div | MISTRAL AIR PLUS |  |  | TMC-Sarofim 3-PACU | MHHS-TMC |  | Warmer, Patient |  | 069-47203 | 069-47203 | TMC | MHHS-TMC | TMC-Sarofim 3-PACU | Sarofim PACU 2 |  |  |  |  | WARMING/COOLING UNITS, PATIENT |  | WARMERPATIENT-Stryker-Mistral-Air | WARMERPATIENT | Mistral-Air |  |  |  | Stryker | Warmer, Patient |  | WARMERPATIENT-Stryker-Mistral-Air |  | 10/1/18 |  |  | Covered PM Repair - Respiratory/Steriliz | MHHS-TMC
NO | YES |  |  |  | 069-47204 | 069-47204 | Stryker Corp Medical Div | MISTRAL AIR PLUS |  |  | TMC-Sarofim 3-PACU | MHHS-TMC |  | Warmer, Patient |  | 069-47204 | 069-47204 | TMC | MHHS-TMC | TMC-Sarofim 3-PACU | PACU | 11/1/19 |  | 11/1/20 |  | WARMING/COOLING UNITS, PATIENT |  | WARMERPATIENT-Stryker-Mistral-Air | WARMERPATIENT | Mistral-Air |  |  |  | Stryker | Warmer, Patient |  | WARMERPATIENT-Stryker-Mistral-Air |  |  |  |  | Covered PM Repair - Biomedical | MHHS-TMC
NO | YES |  |  |  | 069-47205 | 069-47205 | Stryker Corp Medical Div | MISTRAL AIR PLUS |  |  | TMC-OR-Hermann (2Hp) | MHHS-TMC |  | Warmer, Patient |  | 069-47205 | 069-47205 | TMC | MHHS-TMC | TMC-OR-Hermann (2Hp) | Sterizer room | 11/1/19 |  | 11/1/20 |  | WARMING/COOLING UNITS, PATIENT |  | WARMERPATIENT-Stryker-Mistral-Air | WARMERPATIENT | Mistral-Air |  |  |  | Stryker | Warmer, Patient |  | WARMERPATIENT-Stryker-Mistral-Air |  | 12/3/16 |  |  | Covered PM Repair - Radiology, Low End | MHHS-TMC
NO | YES |  |  |  | 069-47206 | 069-47206 | Stryker Corp Medical Div | MISTRAL AIR PLUS |  |  | TMC-Sarofim 3-PACU | MHHS-TMC |  | Warmer, Patient |  | 069-47206 | 069-47206 | TMC | MHHS-TMC | TMC-Sarofim 3-PACU | PACU 19 |  |  |  |  | WARMING/COOLING UNITS, PATIENT |  | WARMERPATIENT-Stryker-Mistral-Air | WARMERPATIENT | Mistral-Air |  |  |  | Stryker | Warmer, Patient |  | WARMERPATIENT-Stryker-Mistral-Air |  | 4/25/19 |  |  | Covered PM Repair - Radiology, Low End | MHHS-TMC
NO | YES |  |  |  | 069-47207 | 069-47207 | Stryker Corp Medical Div | MISTRAL AIR PLUS |  |  | TMC-Sarofim 3-PACU | MHHS-TMC |  | Warmer, Patient |  | 069-47207 | 069-47207 | TMC | MHHS-TMC | TMC-Sarofim 3-PACU | TMC - SAROFIM 3 - PACU | 11/1/19 |  | 11/1/20 |  | WARMING/COOLING UNITS, PATIENT |  | WARMERPATIENT-Stryker-Mistral-Air | WARMERPATIENT | Mistral-Air |  |  |  | Stryker | Warmer, Patient |  | WARMERPATIENT-Stryker-Mistral-Air |  |  |  |  | Covered PM Repair - Radiology, Low End | MHHS-TMC
NO | YES |  |  |  | 069-47209 | 069-47209 | Stryker Corp Medical Div | MISTRAL AIR PLUS |  |  | TMC-Sarofim 3-PACU | MHHS-TMC |  | Warmer, Patient |  | 069-47209 | 069-47209 | TMC | MHHS-TMC | TMC-Sarofim 3-PACU | PACU | 11/1/19 |  | 11/1/20 |  | WARMING/COOLING UNITS, PATIENT |  | WARMERPATIENT-Stryker-Mistral-Air | WARMERPATIENT | Mistral-Air |  |  |  | Stryker | Warmer, Patient |  | WARMERPATIENT-Stryker-Mistral-Air |  |  |  |  | Covered PM Repair - Radiology, Low End | MHHS-TMC
NO | YES |  |  |  | 069-47211 | 069-47211 | Stryker Corp Medical Div | MISTRAL AIR PLUS |  |  | TMC-Sarofim 3-PACU | MHHS-TMC |  | Warmer, Patient |  | 069-47211 | 069-47211 | TMC | MHHS-TMC | TMC-Sarofim 3-PACU | Bay 31 | 11/1/19 |  | 11/1/20 |  | WARMING/COOLING UNITS, PATIENT |  | WARMERPATIENT-Stryker-Mistral-Air | WARMERPATIENT | Mistral-Air |  |  |  | Stryker | Warmer, Patient |  | WARMERPATIENT-Stryker-Mistral-Air |  |  |  |  | Covered PM Repair - Radiology, Low End | MHHS-TMC
NO | YES |  |  |  | 069-47152 | 069-47152 | Stryker Corp Medical Div | MISTRAL AIR PLUS |  |  | Memorial Hermann- Texas Medical Center PreOp | MHHS-TMC |  | Warmer, Patient |  | 069-47152 | 069-47152 | TMC | TMC | Memorial Hermann- Texas Medical Center PreOp |  | 11/1/19 |  | 11/1/20 |  | WARMING/COOLING UNITS, PATIENT |  | WARMERPATIENT-Stryker-Mistral-Air | WARMERPATIENT | Mistral-Air |  |  |  | Stryker | Warmer, Patient |  | WARMERPATIENT-Stryker-Mistral-Air |  |  |  |  | Covered PM Repair - Biomedical | MHHS-TMC
NO | YES |  |  |  | 069-47177 | 069-47177 | Stryker Corp Medical Div | MISTRAL AIR PLUS |  |  | TMC-Sarofim 3-PACU | MHHS-TMC |  | Warmer, Patient |  | 069-47177 | 069-47177 | TMC | MHHS-TMC | TMC-Sarofim 3-PACU | PRE-OP 44 |  |  |  |  | WARMING/COOLING UNITS, PATIENT |  | WARMERPATIENT-Stryker-Mistral-Air | WARMERPATIENT | Mistral-Air |  |  |  | Stryker | Warmer, Patient |  | WARMERPATIENT-Stryker-Mistral-Air |  |  |  |  | Covered PM Repair - Biomedical | MHHS-TMC
NO | YES |  |  |  | 069-47178 | 069-47178 | Stryker Corp Medical Div | MISTRAL AIR PLUS |  |  | TMC-Sarofim 3-PACU | MHHS-TMC |  | Warmer, Patient |  | 069-47178 | 069-47178 | TMC | MHHS-TMC | TMC-Sarofim 3-PACU |  | 11/1/19 |  | 11/1/20 |  | WARMING/COOLING UNITS, PATIENT |  | WARMERPATIENT-Stryker-Mistral-Air | WARMERPATIENT | Mistral-Air |  |  |  | Stryker | Warmer, Patient |  | WARMERPATIENT-Stryker-Mistral-Air |  |  |  |  | Covered PM Repair - Biomedical | MHHS-TMC
NO | YES |  |  |  | 069-47179 | 069-47179 | Stryker Corp Medical Div | MISTRAL AIR PLUS |  |  | TMC-Sarofim 3-PACU | MHHS-TMC |  | Warmer, Patient |  | 069-47179 | 069-47179 | TMC | MHHS-TMC | TMC-Sarofim 3-PACU | PRE-OP 43 |  |  |  |  | WARMING/COOLING UNITS, PATIENT |  | WARMERPATIENT-Stryker-Mistral-Air | WARMERPATIENT | Mistral-Air |  |  |  | Stryker | Warmer, Patient |  | WARMERPATIENT-Stryker-Mistral-Air |  |  |  |  | Covered PM Repair - Biomedical | MHHS-TMC
NO | YES |  |  |  | 069-47181 | 069-47181 | Stryker Corp Medical Div | MISTRAL AIR PLUS |  |  | TMC-Sarofim 3-PACU | MHHS-TMC |  | Warmer, Patient |  | 069-47181 | 069-47181 | TMC | MHHS-TMC | TMC-Sarofim 3-PACU |  | 11/1/19 |  | 11/1/20 |  | WARMING/COOLING UNITS, PATIENT |  | WARMERPATIENT-Stryker-Mistral-Air | WARMERPATIENT | Mistral-Air |  |  |  | Stryker | Warmer, Patient |  | WARMERPATIENT-Stryker-Mistral-Air |  | 6/1/20 |  |  | Not Covered Vendor Only - Biomedical | MHHS-TMC
NO | YES | Asset Tag 069-47728 |  |  | 069-47728 | 069-47728 | Stryker Corp Medical Div | MISTRAL AIR PLUS |  |  | (null) | MHHS-TMC |  | Warmer, Patient |  | 069-47728 | 069-47728 | TMC | (null) | (null) | (null) |  |  |  | (null) | WARMING/COOLING UNITS, PATIENT |  | WARMERPATIENT-Stryker-Mistral-Air | WARMERPATIENT | Mistral-Air |  |  |  | Stryker | Warmer, Patient |  | WARMERPATIENT-Stryker-Mistral-Air |  | 6/6/20 |  |  | Not Covered Vendor Only - Biomedical | MHHS-TMC
NO | YES |  |  |  | 069-47818 | 069-47818 | Stryker Corp Medical Div | MISTRAL AIR PLUS |  |  | (null) | MHHS-TMC |  | Warmer, Patient |  | 069-47818 | 069-47818 | TMC | (null) | (null) | (null) |  |  |  | (null) | WARMING/COOLING UNITS, PATIENT |  | WARMERPATIENT-Stryker-Mistral-Air | WARMERPATIENT | Mistral-Air |  |  |  | Stryker | Warmer, Patient |  | WARMERPATIENT-Stryker-Mistral-Air |  | 6/6/20 |  |  | Not Covered Vendor Only - Biomedical | MHHS-TMC
NO | YES |  |  |  | 069-47184 | 069-47184 | Stryker Corp Medical Div | MISTRAL AIR PLUS |  |  | TMC-Sarofim 3-PACU | MHHS-TMC |  | Warmer, Patient |  | 069-47184 | 069-47184 | TMC | MHHS-TMC | TMC-Sarofim 3-PACU | PRE-OP 36 |  |  |  |  | WARMING/COOLING UNITS, PATIENT |  | WARMERPATIENT-Stryker-Mistral-Air | WARMERPATIENT | Mistral-Air |  |  |  | Stryker | Warmer, Patient |  | WARMERPATIENT-Stryker-Mistral-Air |  | 6/1/20 |  |  | Not Covered Vendor Only - Biomedical | MHHS-TMC
NO | YES |  |  |  | 069-47186 | 069-47186 | Stryker Corp Medical Div | MISTRAL AIR PLUS |  |  | TMC-Sarofim 3-Pre Op | MHHS-TMC |  | Warmer, Patient |  | 069-47186 | 069-47186 | TMC | MHHS-TMC | TMC-Sarofim 3-Pre Op | Pre-Op S3 37 | 11/1/19 |  | 11/1/19 |  | WARMING/COOLING UNITS, PATIENT |  | WARMERPATIENT-Stryker-Mistral-Air | WARMERPATIENT | Mistral-Air |  |  |  | Stryker | Warmer, Patient |  | WARMERPATIENT-Stryker-Mistral-Air |  | 6/1/20 |  |  | Not Covered Vendor Only - Biomedical | MHHS-TMC
NO | YES |  |  |  | 069-47188 | 069-47188 | Stryker Corp Medical Div | MISTRAL AIR PLUS |  |  | TMC-Sarofim 3-Pre Op | MHHS-TMC |  | Warmer, Patient |  | 069-47188 | 069-47188 | TMC | MHHS-TMC | TMC-Sarofim 3-Pre Op | Pre-Op S3 39 |  |  |  |  | WARMING/COOLING UNITS, PATIENT |  | WARMERPATIENT-Stryker-Mistral-Air | WARMERPATIENT | Mistral-Air |  |  |  | Stryker | Warmer, Patient |  | WARMERPATIENT-Stryker-Mistral-Air |  | 6/1/20 |  |  | Not Covered Vendor Only - Biomedical | MHHS-TMC
NO | YES |  |  |  | 029-12312 | 029-12312 | Stryker Corp Medical Div | MISTRAL AIR PLUS |  |  | Woodlands-Biomedical Services | MHHS-Woodlands |  | Warmer, Patient |  | 029-12312 | 029-12312 | Woodlands | MHHS-Woodlands | Woodlands-Biomedical Services | Room 10 | 3/1/19 |  | 3/1/20 |  | WARMING/COOLING UNITS, PATIENT | Warmer, Patient | WARMERPATIENT-Stryker-Mistral-Air | WARMERPATIENT | Mistral-Air |  |  |  | Stryker | Warmer, Patient |  | WARMERPATIENT-Stryker-Mistral-Air |  | 8/24/17 |  | WP-A | Covered PM Repair - Biomedical | MHHS-Woodlands | [8 empty] | WARMERPATIENT | Warmer, Patient | Stryker
NO | YES |  |  |  | 029-10372 | 029-10372 | Stryker Corp Medical Div | MISTRAL AIR PLUS |  |  | Woodlands-OR | MHHS-Woodlands |  | Warmer, Patient |  | 029-10372 | 029-10372 | Woodlands | MHHS-Woodlands | Woodlands-OR | Equipment Storage | 11/1/17 |  |  |  | WARMING/COOLING UNITS, PATIENT | Warmer, Patient | WARMERPATIENT-Stryker-Mistral-Air | WARMERPATIENT | Mistral-Air |  |  |  | Stryker | Warmer, Patient |  | WARMERPATIENT-Stryker-Mistral-Air |  | 8/24/17 |  | WP-A | Covered PM Repair - Biomedical | MHHS-Woodlands | [8 empty] | WARMERPATIENT | Warmer, Patient | Stryker
NO | YES |  |  |  |  | 029-13685 | Stryker Corp Medical Div | MISTRAL AIR PLUS |  |  | Woodlands-CVICU | MHHS-Woodlands |  | Warmer, Patient |  |  | 029-13685 | Woodlands | MHHS-Woodlands | Woodlands-CVICU | CVICU | 3/1/19 |  | 3/1/20 |  | WARMING/COOLING UNITS, PATIENT | Warmer, Patient | WARMERPATIENT-Stryker-Mistral-Air | WARMERPATIENT | Mistral-Air |  |  |  | Stryker | Warmer, Patient |  | WARMERPATIENT-Stryker-Mistral-Air |  | 8/24/17 |  | WP-A | Covered PM Repair - Biomedical | MHHS-Woodlands | [8 empty] | WARMERPATIENT | Warmer, Patient | Stryker
NO | YES |  |  |  |  | 029-13214 | Stryker Corp Medical Div | MISTRAL AIR PLUS |  |  | Woodlands-OR | MHHS-Woodlands |  | Warmer, Patient |  |  | 029-13214 | Woodlands | MHHS-Woodlands | Woodlands-OR | OR ROOM 1 | 3/1/19 |  | 3/1/20 |  | WARMING/COOLING UNITS, PATIENT | Warmer, Patient | WARMERPATIENT-Stryker-Mistral-Air | WARMERPATIENT | Mistral-Air |  |  |  | Stryker | Warmer, Patient |  | WARMERPATIENT-Stryker-Mistral-Air |  | 8/24/17 |  | WP-A | Covered PM Repair - Biomedical | MHHS-Woodlands | [8 empty] | WARMERPATIENT | Warmer, Patient | Stryker
NO | YES |  |  |  | 029-10309 | 029-10309 | Stryker Corp Medical Div | MISTRAL AIR PLUS |  |  | Woodlands-OR | MHHS-Woodlands |  | Warmer, Patient |  | 029-10309 | 029-10309 | Woodlands | MHHS-Woodlands | Woodlands-OR | Surgery Storage |  |  |  | No p.m. sticker | WARMING/COOLING UNITS, PATIENT | Warmer, Patient | WARMERPATIENT-Stryker-Mistral-Air | WARMERPATIENT | Mistral-Air |  |  |  | Stryker | Warmer, Patient |  | WARMERPATIENT-Stryker-Mistral-Air |  | 8/24/17 |  | WP-A | Covered PM Repair - Biomedical | MHHS-Woodlands | [8 empty] | WARMERPATIENT | Warmer, Patient | Stryker
NO | YES |  |  |  | 029-10525 | 029-10525 | Stryker Corp Medical Div | MISTRAL AIR PLUS |  |  | Woodlands-Central Supply | MHHS-Woodlands |  | Warmer, Patient |  | 029-10525 | 029-10525 | Woodlands | MHHS-Woodlands | Woodlands-Central Supply | Room 7 | 3/1/19 |  | 3/1/20 |  | WARMING/COOLING UNITS, PATIENT | Warmer, Patient | WARMERPATIENT-Stryker-Mistral-Air | WARMERPATIENT | Mistral-Air |  |  |  | Stryker | Warmer, Patient |  | WARMERPATIENT-Stryker-Mistral-Air |  | 8/24/17 |  | WP-A | Covered PM Repair - Biomedical | MHHS-Woodlands | [8 empty] | WARMERPATIENT | Warmer, Patient | Stryker
NO | YES |  |  |  | 029-10530 | 029-10530 | Stryker Corp Medical Div | MISTRAL AIR PLUS |  |  | Woodlands-PACU | MHHS-Woodlands |  | Warmer, Patient |  | 029-10530 | 029-10530 | Woodlands | MHHS-Woodlands | Woodlands-PACU | PACU | 9/1/19 |  | 9/1/20 |  | WARMING/COOLING UNITS, PATIENT | Warmer, Patient | WARMERPATIENT-Stryker-Mistral-Air | WARMERPATIENT | Mistral-Air |  |  |  | Stryker | Warmer, Patient |  | WARMERPATIENT-Stryker-Mistral-Air |  |  |  | WP-A | Covered PM Repair - Biomedical | MHHS-Woodlands | [8 empty] | WARMERPATIENT | Warmer, Patient | Stryker
NO | YES |  |  |  | 029-10531 | 029-10531 | Stryker Corp Medical Div | MISTRAL AIR PLUS |  |  | Woodlands-PACU | MHHS-Woodlands |  | Warmer, Patient |  | 029-10531 | 029-10531 | Woodlands | MHHS-Woodlands | Woodlands-PACU | PACU | 9/1/19 |  | 9/1/20 |  | WARMING/COOLING UNITS, PATIENT | Warmer, Patient | WARMERPATIENT-Stryker-Mistral-Air | WARMERPATIENT | Mistral-Air |  |  |  | Stryker | Warmer, Patient |  | WARMERPATIENT-Stryker-Mistral-Air |  | 6/17/14 |  | WP-A | Covered PM Repair - Biomedical | MHHS-Woodlands | [8 empty] | WARMERPATIENT | Warmer, Patient | Stryker
NO | YES |  |  |  | 029-10532 | 029-10532 | Stryker Corp Medical Div | MISTRAL AIR PLUS |  |  | Woodlands-OR | MHHS-Woodlands |  | Warmer, Patient |  | 029-10532 | 029-10532 | Woodlands | MHHS-Woodlands | Woodlands-OR | PACU | 9/1/19 |  | 9/1/20 |  | WARMING/COOLING UNITS, PATIENT | Warmer, Patient | WARMERPATIENT-Stryker-Mistral-Air | WARMERPATIENT | Mistral-Air |  |  |  | Stryker | Warmer, Patient |  | WARMERPATIENT-Stryker-Mistral-Air |  | 5/15/15 |  | WP-A | Covered PM Repair - Biomedical | MHHS-Woodlands | [8 empty] | WARMERPATIENT | Warmer, Patient | Stryker
NO | YES |  |  |  | 029-10533 | 029-10533 | Stryker Corp Medical Div | MISTRAL AIR PLUS |  |  | Woodlands-OR | MHHS-Woodlands |  | Warmer, Patient |  | 029-10533 | 029-10533 | Woodlands | MHHS-Woodlands | Woodlands-OR | OR Room 12 |  |  |  |  | WARMING/COOLING UNITS, PATIENT | Warmer, Patient | WARMERPATIENT-Stryker-Mistral-Air | WARMERPATIENT | Mistral-Air |  |  |  | Stryker | Warmer, Patient |  | WARMERPATIENT-Stryker-Mistral-Air |  |  |  | WP-A | Covered PM Repair - Biomedical | MHHS-Woodlands | [8 empty] | WARMERPATIENT | Warmer, Patient | Stryker
NO | YES | Serial Number 140927376 |  |  | 029-10535 | 029-10535 | Stryker Corp Medical Div | MISTRAL AIR PLUS |  |  | Woodlands-PACU | MHHS-Woodlands |  | Warmer, Patient |  | 029-10535 | 029-10535 | Woodlands | MHHS-Woodlands | Woodlands-PACU | Bay 22 | 9/1/19 |  | 9/1/20 |  | WARMING/COOLING UNITS, PATIENT | Warmer, Patient | WARMERPATIENT-Stryker-Mistral-Air | WARMERPATIENT | Mistral-Air |  |  |  | Stryker | Warmer, Patient |  | WARMERPATIENT-Stryker-Mistral-Air |  | 5/1/20 |  | WP-A | Not Covered Vendor Only - Biomedical | MHHS-Woodlands | [8 empty] | WARMERPATIENT | Warmer, Patient | Stryker
NO | YES |  |  |  | 029-10536 | 029-10536 | Stryker Corp Medical Div | MISTRAL AIR PLUS |  |  | Woodlands-PACU | MHHS-Woodlands |  | Warmer, Patient |  | 029-10536 | 029-10536 | Woodlands | MHHS-Woodlands | Woodlands-PACU | PACU | 9/1/19 |  | 9/1/20 |  | WARMING/COOLING UNITS, PATIENT | Warmer, Patient | WARMERPATIENT-Stryker-Mistral-Air | WARMERPATIENT | Mistral-Air |  |  |  | Stryker | Warmer, Patient |  | WARMERPATIENT-Stryker-Mistral-Air |  | 5/1/20 |  | WP-A | Not Covered Vendor Only - Biomedical | MHHS-Woodlands | [8 empty] | WARMERPATIENT | Warmer, Patient | Stryker
NO | YES |  |  |  | 029-10537 | 029-10537 | Stryker Corp Medical Div | MISTRAL AIR PLUS |  |  | ICU 4 | MHHS-Woodlands |  | Warmer, Patient |  | 029-10537 | 029-10537 | Woodlands | Memorial Hermann The Woodlands Medical Center | ICU 4 | ICU 4 | 6/1/19 |  | 6/1/20 |  | WARMING/COOLING UNITS, PATIENT | Warmer, Patient | WARMERPATIENT-Stryker-Mistral-Air | WARMERPATIENT | Mistral-Air |  |  |  | Stryker | Warmer, Patient |  | WARMERPATIENT-Stryker-Mistral-Air |  | 7/1/16 |  | WP-A | Covered PM Repair - Biomedical | MHHS-Woodlands | [8 empty] | WARMERPATIENT | Warmer, Patient | Stryker
NO | YES |  |  |  | 029-10541 | 029-10541 | Stryker Corp Medical Div | MISTRAL AIR PLUS |  |  | Woodlands-OR | MHHS-Woodlands |  | Warmer, Patient |  | 029-10541 | 029-10541 | Woodlands | MHHS-Woodlands | Woodlands-OR | Room 15 | 12/1/19 |  | 12/1/20 |  | WARMING/COOLING UNITS, PATIENT | Warmer, Patient | WARMERPATIENT-Stryker-Mistral-Air | WARMERPATIENT | Mistral-Air |  |  |  | Stryker | Warmer, Patient |  | WARMERPATIENT-Stryker-Mistral-Air |  |  |  | WP-A | Covered PM Repair - Biomedical | MHHS-Woodlands | [8 empty] | WARMERPATIENT | Warmer, Patient | Stryker
NO | YES |  |  |  | 029-10555 | 029-10555 | Stryker Corp Medical Div | MISTRAL AIR PLUS |  |  | Woodlands-Central Supply | MHHS-Woodlands |  | Warmer, Patient |  | 029-10555 | 029-10555 | Woodlands | MHHS-Woodlands | Woodlands-Central Supply | 6 Floor | 7/1/18 |  |  |  | WARMING/COOLING UNITS, PATIENT | Warmer, Patient | WARMERPATIENT-Stryker-Mistral-Air | WARMERPATIENT | Mistral-Air |  |  |  | Stryker | Warmer, Patient |  | WARMERPATIENT-Stryker-Mistral-Air |  |  |  | WP-A | Covered PM Repair - Biomedical | MHHS-Woodlands | [8 empty] | WARMERPATIENT | Warmer, Patient | Stryker
NO | YES |  |  |  | 029-10564 | 029-10564 | Stryker Corp Medical Div | MISTRAL AIR PLUS |  |  | Woodlands-PACU | MHHS-Woodlands |  | Warmer, Patient |  | 029-10564 | 029-10564 | Woodlands | MHHS-Woodlands | Woodlands-PACU | PACU | 9/1/19 |  | 9/1/20 |  | WARMING/COOLING UNITS, PATIENT | Warmer, Patient | WARMERPATIENT-Stryker-Mistral-Air | WARMERPATIENT | Mistral-Air |  |  |  | Stryker | Warmer, Patient |  | WARMERPATIENT-Stryker-Mistral-Air |  |  |  | WP-A | Covered PM Repair - Biomedical | MHHS-Woodlands | [8 empty] | WARMERPATIENT | Warmer, Patient | Stryker
NO | YES |  |  |  | 029-10644 | 029-10644 | Stryker Corp Medical Div | MISTRAL AIR PLUS |  |  | Woodlands-OR | MHHS-Woodlands |  | Warmer, Patient |  | 029-10644 | 029-10644 | Woodlands | MHHS-Woodlands | Woodlands-OR | Or 19 | 11/1/19 |  | 11/1/20 |  | WARMING/COOLING UNITS, PATIENT | Warmer, Patient | WARMERPATIENT-Stryker-Mistral-Air | WARMERPATIENT | Mistral-Air |  |  |  | Stryker | Warmer, Patient |  | WARMERPATIENT-Stryker-Mistral-Air |  |  |  | WP-A | Covered PM Repair - Biomedical | MHHS-Woodlands | [8 empty] | WARMERPATIENT | Warmer, Patient | Stryker
NO | YES |  |  |  | 029-10645 | 029-10645 | Stryker Corp Medical Div | MISTRAL AIR PLUS |  |  | Woodlands-PCU4 | MHHS-Woodlands |  | Warmer, Patient |  | 029-10645 | 029-10645 | Woodlands | MHHS-Woodlands | Woodlands-PCU4 | Room 4102 | 6/1/19 |  | 6/1/20 |  | WARMING/COOLING UNITS, PATIENT | Warmer, Patient | WARMERPATIENT-Stryker-Mistral-Air | WARMERPATIENT | Mistral-Air |  |  |  | Stryker | Warmer, Patient |  | WARMERPATIENT-Stryker-Mistral-Air |  |  |  | WP-A | Covered PM Repair - Biomedical | MHHS-Woodlands | [8 empty] | WARMERPATIENT | Warmer, Patient | Stryker
NO | YES |  |  |  | 029-10646 | 029-10646 | Stryker Corp Medical Div | MISTRAL AIR PLUS |  |  | Woodlands-Central Supply | MHHS-Woodlands |  | Warmer, Patient |  | 029-10646 | 029-10646 | Woodlands | MHHS-Woodlands | Woodlands-Central Supply | SICU hallway | 5/1/19 |  | 5/1/20 |  | WARMING/COOLING UNITS, PATIENT | Warmer, Patient | WARMERPATIENT-Stryker-Mistral-Air | WARMERPATIENT | Mistral-Air |  |  |  | Stryker | Warmer, Patient |  | WARMERPATIENT-Stryker-Mistral-Air |  |  |  | WP-A | Covered PM Repair - Biomedical | MHHS-Woodlands | [8 empty] | WARMERPATIENT | Warmer, Patient | Stryker
NO | YES |  |  |  | 029-10648 | 029-10648 | Stryker Corp Medical Div | MISTRAL AIR PLUS |  |  | ICU 4 | MHHS-Woodlands |  | Warmer, Patient |  | 029-10648 | 029-10648 | Woodlands | Memorial Hermann The Woodlands Medical Center | ICU 4 | ICU 4 | 5/1/19 |  | 5/1/20 |  | WARMING/COOLING UNITS, PATIENT | Warmer, Patient | WARMERPATIENT-Stryker-Mistral-Air | WARMERPATIENT | Mistral-Air |  |  |  | Stryker | Warmer, Patient |  | WARMERPATIENT-Stryker-Mistral-Air |  |  |  | WP-A | Covered PM Repair - Biomedical | MHHS-Woodlands | [8 empty] | WARMERPATIENT | Warmer, Patient | Stryker
NO | YES |  |  |  | 029-10649 | 029-10649 | Stryker Corp Medical Div | MISTRAL AIR PLUS |  |  | ICU 4 | MHHS-Woodlands |  | Warmer, Patient |  | 029-10649 | 029-10649 | Woodlands | Memorial Hermann The Woodlands Medical Center | ICU 4 | ICU 4 | 6/1/19 |  | 6/1/20 |  | WARMING/COOLING UNITS, PATIENT | Warmer, Patient | WARMERPATIENT-Stryker-Mistral-Air | WARMERPATIENT | Mistral-Air |  |  |  | Stryker | Warmer, Patient |  | WARMERPATIENT-Stryker-Mistral-Air |  |  |  | WP-A | Covered PM Repair - Biomedical | MHHS-Woodlands | [8 empty] | WARMERPATIENT | Warmer, Patient | Stryker
NO | YES |  |  |  | 029-10650 | 029-10650 | Stryker Corp Medical Div | MISTRAL AIR PLUS |  |  | Woodlands-CVICU | MHHS-Woodlands |  | Warmer, Patient |  | 029-10650 | 029-10650 | Woodlands | MHHS-Woodlands | Woodlands-CVICU | CVICU | 10/1/19 |  | 10/1/20 |  | WARMING/COOLING UNITS, PATIENT | Warmer, Patient | WARMERPATIENT-Stryker-Mistral-Air | WARMERPATIENT | Mistral-Air |  |  |  | Stryker | Warmer, Patient |  | WARMERPATIENT-Stryker-Mistral-Air |  |  |  | WP-A | Covered PM Repair - Biomedical | MHHS-Woodlands | [8 empty] | WARMERPATIENT | Warmer, Patient | Stryker
NO | YES |  |  |  | 029-10653 | 029-10653 | Stryker Corp Medical Div | MISTRAL AIR PLUS |  |  | Woodlands-PCU3 | MHHS-Woodlands |  | Warmer, Patient |  | 029-10653 | 029-10653 | Woodlands | MHHS-Woodlands | Woodlands-PCU3 | ICU Room 3107 | 6/1/19 |  | 6/1/20 |  | WARMING/COOLING UNITS, PATIENT | Warmer, Patient | WARMERPATIENT-Stryker-Mistral-Air | WARMERPATIENT | Mistral-Air |  |  |  | Stryker | Warmer, Patient |  | WARMERPATIENT-Stryker-Mistral-Air |  |  |  | WP-A | Covered PM Repair - Biomedical | MHHS-Woodlands | [8 empty] | WARMERPATIENT | Warmer, Patient | Stryker
NO | YES |  |  |  | 029-10654 | 029-10654 | Stryker Corp Medical Div | MISTRAL AIR PLUS |  |  | Woodlands-Central Supply | MHHS-Woodlands |  | Warmer, Patient |  | 029-10654 | 029-10654 | Woodlands | MHHS-Woodlands | Woodlands-Central Supply | Room 12 icu | 8/1/19 |  | 8/1/20 |  | WARMING/COOLING UNITS, PATIENT | Warmer, Patient | WARMERPATIENT-Stryker-Mistral-Air | WARMERPATIENT | Mistral-Air |  |  |  | Stryker | Warmer, Patient |  | WARMERPATIENT-Stryker-Mistral-Air |  |  |  | WP-A | Covered PM Repair - Biomedical | MHHS-Woodlands | [8 empty] | WARMERPATIENT | Warmer, Patient | Stryker
NO | YES |  |  |  | 029-10665 | 029-10665 | Stryker Corp Medical Div | MISTRAL AIR PLUS |  |  | Woodlands-Central Supply | MHHS-Woodlands |  | Warmer, Patient |  | 029-10665 | 029-10665 | Woodlands | MHHS-Woodlands | Woodlands-Central Supply | Room 634 | 10/1/19 |  | 10/1/20 |  | WARMING/COOLING UNITS, PATIENT | Warmer, Patient | WARMERPATIENT-Stryker-Mistral-Air | WARMERPATIENT | Mistral-Air |  |  |  | Stryker | Warmer, Patient |  | WARMERPATIENT-Stryker-Mistral-Air |  |  |  | WP-A | Covered PM Repair - Biomedical | MHHS-Woodlands | [8 empty] | WARMERPATIENT | Warmer, Patient | Stryker
NO | YES |  |  |  | 029-10666 | 029-10666 | Stryker Corp Medical Div | MISTRAL AIR PLUS |  |  | Woodlands-Central Supply | MHHS-Woodlands |  | Warmer, Patient |  | 029-10666 | 029-10666 | Woodlands | MHHS-Woodlands | Woodlands-Central Supply |  | 3/11/19 |  |  |  | WARMING/COOLING UNITS, PATIENT | Warmer, Patient | WARMERPATIENT-Stryker-Mistral-Air | WARMERPATIENT | Mistral-Air |  |  |  | Stryker | Warmer, Patient |  | WARMERPATIENT-Stryker-Mistral-Air |  | 4/24/20 | Finished from Script 3/27/2020 12:11:52pm (Central) | WP-A | Not Covered Vendor Only - Biomedical | MHHS-Woodlands | [8 empty] | WARMERPATIENT | Warmer, Patient | Stryker
NO | YES |  |  |  | 029-10668 | 029-10668 | Stryker Corp Medical Div | MISTRAL AIR PLUS |  |  | Woodlands-Central Supply | MHHS-Woodlands |  | Warmer, Patient |  | 029-10668 | 029-10668 | Woodlands | MHHS-Woodlands | Woodlands-Central Supply | Room 632 | 10/1/19 |  | 10/1/20 |  | WARMING/COOLING UNITS, PATIENT | Warmer, Patient | WARMERPATIENT-Stryker-Mistral-Air | WARMERPATIENT | Mistral-Air |  |  |  | Stryker | Warmer, Patient |  | WARMERPATIENT-Stryker-Mistral-Air |  | 12/14/20 |  | WP-A | No Coverage Specified | MHHS-Woodlands | [8 empty] | WARMERPATIENT | Warmer, Patient | Stryker
NO | YES |  |  |  | 029-10669 | 029-10669 | Stryker Corp Medical Div | MISTRAL AIR PLUS |  |  | Woodlands-Central Supply | MHHS-Woodlands |  | Warmer, Patient |  | 029-10669 | 029-10669 | Woodlands | MHHS-Woodlands | Woodlands-Central Supply | Room 635 | 10/1/19 |  | 10/1/20 |  | WARMING/COOLING UNITS, PATIENT | Warmer, Patient | WARMERPATIENT-Stryker-Mistral-Air | WARMERPATIENT | Mistral-Air |  |  |  | Stryker | Warmer, Patient |  | WARMERPATIENT-Stryker-Mistral-Air |  | 9/1/20 |  | WP-A | Not Covered Vendor Only - Biomedical | MHHS-Woodlands | [8 empty] | WARMERPATIENT | Warmer, Patient | Stryker
NO | YES |  |  |  | 029-10670 | 029-10670 | Stryker Corp Medical Div | MISTRAL AIR PLUS |  |  | Woodlands-Central Supply | MHHS-Woodlands |  | Warmer, Patient |  | 029-10670 | 029-10670 | Woodlands | MHHS-Woodlands | Woodlands-Central Supply |  | 10/1/19 |  | 10/1/20 |  | WARMING/COOLING UNITS, PATIENT | Warmer, Patient | WARMERPATIENT-Stryker-Mistral-Air | WARMERPATIENT | Mistral-Air |  |  |  | Stryker | Warmer, Patient |  | WARMERPATIENT-Stryker-Mistral-Air |  | 9/1/20 |  | WP-A | Not Covered Vendor Only - Biomedical | MHHS-Woodlands | [8 empty] | WARMERPATIENT | Warmer, Patient | Stryker
NO | YES |  |  |  | 029-10672 | 029-10672 | Stryker Corp Medical Div | MISTRAL AIR PLUS |  |  | Woodlands-Central Supply | MHHS-Woodlands |  | Warmer, Patient |  | 029-10672 | 029-10672 | Woodlands | MHHS-Woodlands | Woodlands-Central Supply | ER | 1/1/19 |  | 1/1/20 |  | WARMING/COOLING UNITS, PATIENT | Warmer, Patient | WARMERPATIENT-Stryker-Mistral-Air | WARMERPATIENT | Mistral-Air |  |  |  | Stryker | Warmer, Patient |  | WARMERPATIENT-Stryker-Mistral-Air |  | 9/1/20 |  | WP-A | Not Covered Vendor Only - Biomedical | MHHS-Woodlands | [8 empty] | WARMERPATIENT | Warmer, Patient | Stryker
NO | YES | Asset Tag 029-10696 |  |  | 029-10696 | 029-10696 | Stryker Corp Medical Div | MISTRAL AIR PLUS |  |  | Woodlands-Central Supply | MHHS-Woodlands |  | Warmer, Patient |  | 029-10696 | 029-10696 | Woodlands | MHHS-Woodlands | Woodlands-Central Supply |  | 9/11/19 |  |  |  | WARMING/COOLING UNITS, PATIENT | Warmer, Patient | WARMERPATIENT-Stryker-Mistral-Air | WARMERPATIENT | Mistral-Air |  |  |  | Stryker | Warmer, Patient |  | WARMERPATIENT-Stryker-Mistral-Air |  |  | Finished from Script 3/27/2020 12:11:52pm (Central) | WP-A | Covered PM Repair - Biomedical | MHHS-Woodlands | [8 empty] | WARMERPATIENT | Warmer, Patient | Stryker
NO | YES |  |  |  | 029-10699 | 029-10699 | Stryker Corp Medical Div | MISTRAL AIR PLUS |  |  | Woodlands-OR | MHHS-Woodlands |  | Warmer, Patient |  | 029-10699 | 029-10699 | Woodlands | MHHS-Woodlands | Woodlands-OR | PACU | 9/1/19 |  | 9/1/20 |  | WARMING/COOLING UNITS, PATIENT | Warmer, Patient | WARMERPATIENT-Stryker-Mistral-Air | WARMERPATIENT | Mistral-Air |  |  |  | Stryker | Warmer, Patient |  | WARMERPATIENT-Stryker-Mistral-Air |  |  |  | WP-A | Covered PM Repair - Biomedical | MHHS-Woodlands | [8 empty] | WARMERPATIENT | Warmer, Patient | Stryker
NO | YES |  |  |  | 029-10701 | 029-10701 | Stryker Corp Medical Div | MISTRAL AIR PLUS |  |  | Woodlands-Central Supply | MHHS-Woodlands |  | Warmer, Patient |  | 029-10701 | 029-10701 | Woodlands | MHHS-Woodlands | Woodlands-Central Supply |  | 10/1/19 |  | 10/1/20 |  | WARMING/COOLING UNITS, PATIENT | Warmer, Patient | WARMERPATIENT-Stryker-Mistral-Air | WARMERPATIENT | Mistral-Air |  |  |  | Stryker | Warmer, Patient |  | WARMERPATIENT-Stryker-Mistral-Air |  |  |  | WP-A | Covered PM Repair - Biomedical | MHHS-Woodlands | [8 empty] | WARMERPATIENT | Warmer, Patient | Stryker
NO | YES |  |  |  | 029-10702 | 029-10702 | Stryker Corp Medical Div | MISTRAL AIR PLUS |  |  | Woodlands-CVICU | MHHS-Woodlands |  | Warmer, Patient |  | 029-10702 | 029-10702 | Woodlands | MHHS-Woodlands | Woodlands-CVICU | CVICU | 7/1/19 |  | 7/1/20 |  | WARMING/COOLING UNITS, PATIENT | Warmer, Patient | WARMERPATIENT-Stryker-Mistral-Air | WARMERPATIENT | Mistral-Air |  |  |  | Stryker | Warmer, Patient |  | WARMERPATIENT-Stryker-Mistral-Air |  | 2/25/15 |  | WP-A | Covered PM Repair - Biomedical | MHHS-Woodlands | [8 empty] | WARMERPATIENT | Warmer, Patient | Stryker
NO | YES |  |  |  | 029-10703 | 029-10703 | Stryker Corp Medical Div | MISTRAL AIR PLUS |  |  | Woodlands-Central Supply | MHHS-Woodlands |  | Warmer, Patient |  | 029-10703 | 029-10703 | Woodlands | MHHS-Woodlands | Woodlands-Central Supply | PCAU L | 6/1/19 |  | 6/1/20 |  | WARMING/COOLING UNITS, PATIENT | Warmer, Patient | WARMERPATIENT-Stryker-Mistral-Air | WARMERPATIENT | Mistral-Air |  |  |  | Stryker | Warmer, Patient |  | WARMERPATIENT-Stryker-Mistral-Air |  | 2/25/15 |  | WP-A | Covered PM Repair - Biomedical | MHHS-Woodlands | [8 empty] | WARMERPATIENT | Warmer, Patient | Stryker
NO | YES |  |  |  | 029-10704 | 029-10704 | Stryker Corp Medical Div | MISTRAL AIR PLUS |  |  | Woodlands-Birth Center | MHHS-Woodlands |  | Warmer, Patient |  | 029-10704 | 029-10704 | Woodlands | MHHS-Woodlands | Woodlands-Birth Center | Birth Center | 5/1/19 |  | 5/1/20 |  | WARMING/COOLING UNITS, PATIENT | Warmer, Patient | WARMERPATIENT-Stryker-Mistral-Air | WARMERPATIENT | Mistral-Air |  |  |  | Stryker | Warmer, Patient |  | WARMERPATIENT-Stryker-Mistral-Air |  | 2/25/15 |  | WP-A | Covered PM Repair - Biomedical | MHHS-Woodlands | [8 empty] | WARMERPATIENT | Warmer, Patient | Stryker
NO | YES |  |  |  | 029-10705 | 029-10705 | Stryker Corp Medical Div | MISTRAL AIR PLUS |  |  | Woodlands-Birth Center | MHHS-Woodlands |  | Warmer, Patient |  | 029-10705 | 029-10705 | Woodlands | MHHS-Woodlands | Woodlands-Birth Center | Equipment Room - Pod 5 | 7/1/19 |  | 7/1/20 |  | WARMING/COOLING UNITS, PATIENT | Warmer, Patient | WARMERPATIENT-Stryker-Mistral-Air | WARMERPATIENT | Mistral-Air |  |  |  | Stryker | Warmer, Patient |  | WARMERPATIENT-Stryker-Mistral-Air |  | 2/25/15 |  | WP-A | Covered PM Repair - Biomedical | MHHS-Woodlands | [8 empty] | WARMERPATIENT | Warmer, Patient | Stryker
NO | YES |  |  |  | 029-10706 | 029-10706 | Stryker Corp Medical Div | MISTRAL AIR PLUS |  |  | Woodlands-Birth Center | MHHS-Woodlands |  | Warmer, Patient |  | 029-10706 | 029-10706 | Woodlands | MHHS-Woodlands | Woodlands-Birth Center | L | 6/1/19 |  | 6/1/20 |  | WARMING/COOLING UNITS, PATIENT | Warmer, Patient | WARMERPATIENT-Stryker-Mistral-Air | WARMERPATIENT | Mistral-Air |  |  |  | Stryker | Warmer, Patient |  | WARMERPATIENT-Stryker-Mistral-Air |  | 10/10/17 |  | WP-A | Covered PM Repair - Biomedical | MHHS-Woodlands | [8 empty] | WARMERPATIENT | Warmer, Patient | Stryker
NO | YES |  |  |  | 029-10711 | 029-10711 | Stryker Corp Medical Div | MISTRAL AIR PLUS |  |  | Woodlands-Central Supply | MHHS-Woodlands |  | Warmer, Patient |  | 029-10711 | 029-10711 | Woodlands | MHHS-Woodlands | Woodlands-Central Supply | Hall | 11/1/18 |  | 11/1/19 |  | WARMING/COOLING UNITS, PATIENT | Warmer, Patient | WARMERPATIENT-Stryker-Mistral-Air | WARMERPATIENT | Mistral-Air |  |  |  | Stryker | Warmer, Patient |  | WARMERPATIENT-Stryker-Mistral-Air |  | 10/10/17 |  | WP-A | Covered PM Repair - Biomedical | MHHS-Woodlands | [8 empty] | WARMERPATIENT | Warmer, Patient | Stryker
NO | YES |  |  |  | 029-10748 | 029-10748 | Stryker Corp Medical Div | MISTRAL AIR PLUS |  |  | Woodlands-PACU | MHHS-Woodlands |  | Warmer, Patient |  | 029-10748 | 029-10748 | Woodlands | MHHS-Woodlands | Woodlands-PACU | Bay 24 | 9/1/19 |  | 9/1/20 |  | WARMING/COOLING UNITS, PATIENT | Warmer, Patient | WARMERPATIENT-Stryker-Mistral-Air | WARMERPATIENT | Mistral-Air |  |  |  | Stryker | Warmer, Patient |  | WARMERPATIENT-Stryker-Mistral-Air |  | 10/10/17 |  | WP-A | Covered PM Repair - Biomedical | MHHS-Woodlands | [8 empty] | WARMERPATIENT | Warmer, Patient | Stryker
NO | YES |  |  |  | 029-10806 | 029-10806 | Stryker Corp Medical Div | MISTRAL AIR PLUS |  |  | Woodlands-Central Supply | MHHS-Woodlands |  | Warmer, Patient |  | 029-10806 | 029-10806 | Woodlands | MHHS-Woodlands | Woodlands-Central Supply | Room 633 | 5/1/19 |  | 5/1/20 |  | WARMING/COOLING UNITS, PATIENT | Warmer, Patient | WARMERPATIENT-Stryker-Mistral-Air | WARMERPATIENT | Mistral-Air |  |  |  | Stryker | Warmer, Patient |  | WARMERPATIENT-Stryker-Mistral-Air |  | 10/10/17 |  | WP-A | Covered PM Repair - Biomedical | MHHS-Woodlands | [8 empty] | WARMERPATIENT | Warmer, Patient | Stryker
NO | YES |  |  |  | 029-10807 | 029-10807 | Stryker Corp Medical Div | MISTRAL AIR PLUS |  |  | Woodlands-Central Supply | MHHS-Woodlands |  | Warmer, Patient |  | 029-10807 | 029-10807 | Woodlands | MHHS-Woodlands | Woodlands-Central Supply |  | 6/1/19 |  |  |  | WARMING/COOLING UNITS, PATIENT | Warmer, Patient | WARMERPATIENT-Stryker-Mistral-Air | WARMERPATIENT | Mistral-Air |  |  |  | Stryker | Warmer, Patient |  | WARMERPATIENT-Stryker-Mistral-Air |  | 10/1/18 |  | WP-A | Covered PM Repair - Biomedical | MHHS-Woodlands | [8 empty] | WARMERPATIENT | Warmer, Patient | Stryker
NO | YES |  |  |  | 029-10812 | 029-10812 | Stryker Corp Medical Div | MISTRAL AIR PLUS |  |  | Woodlands-Central Supply | MHHS-Woodlands |  | Warmer, Patient |  | 029-10812 | 029-10812 | Woodlands | MHHS-Woodlands | Woodlands-Central Supply | Room 3 | 3/1/19 |  | 3/1/20 |  | WARMING/COOLING UNITS, PATIENT | Warmer, Patient | WARMERPATIENT-Stryker-Mistral-Air | WARMERPATIENT | Mistral-Air |  |  |  | Stryker | Warmer, Patient |  | WARMERPATIENT-Stryker-Mistral-Air |  | 10/1/18 |  | WP-A | Covered PM Repair - Biomedical | MHHS-Woodlands | [8 empty] | WARMERPATIENT | Warmer, Patient | Stryker
NO | YES |  |  |  | 029-10858 | 029-10858 | Stryker Corp Medical Div | MISTRAL AIR PLUS |  |  | Woodlands-OR | MHHS-Woodlands |  | Warmer, Patient |  | 029-10858 | 029-10858 | Woodlands | MHHS-Woodlands | Woodlands-OR | PACU | 9/1/19 |  | 9/1/20 |  | WARMING/COOLING UNITS, PATIENT | Warmer, Patient | WARMERPATIENT-Stryker-Mistral-Air | WARMERPATIENT | Mistral-Air |  |  |  | Stryker | Warmer, Patient |  | WARMERPATIENT-Stryker-Mistral-Air |  |  |  | WP-A | Covered PM Repair - Biomedical | MHHS-Woodlands | [8 empty] | WARMERPATIENT | Warmer, Patient | Stryker
NO | YES |  |  |  | 029-10859 | 029-10859 | Stryker Corp Medical Div | MISTRAL AIR PLUS |  |  | Woodlands-OR | MHHS-Woodlands |  | Warmer, Patient |  | 029-10859 | 029-10859 | Woodlands | MHHS-Woodlands | Woodlands-OR | OR | 8/1/19 |  | 12/1/20 |  | WARMING/COOLING UNITS, PATIENT | Warmer, Patient | WARMERPATIENT-Stryker-Mistral-Air | WARMERPATIENT | Mistral-Air |  |  |  | Stryker | Warmer, Patient |  | WARMERPATIENT-Stryker-Mistral-Air |  | 2/3/20 |  | WP-A | Not Covered Vendor Only - Biomedical | MHHS-Woodlands | [8 empty] | WARMERPATIENT | Warmer, Patient | Stryker
NO | YES |  |  |  | 029-10860 | 029-10860 | Stryker Corp Medical Div | MISTRAL AIR PLUS |  |  | Woodlands-Central Supply | MHHS-Woodlands |  | Warmer, Patient |  | 029-10860 | 029-10860 | Woodlands | MHHS-Woodlands | Woodlands-Central Supply | OR 14 | 11/1/19 |  | 11/1/20 |  | WARMING/COOLING UNITS, PATIENT | Warmer, Patient | WARMERPATIENT-Stryker-Mistral-Air | WARMERPATIENT | Mistral-Air |  |  |  | Stryker | Warmer, Patient |  | WARMERPATIENT-Stryker-Mistral-Air |  | 2/3/20 |  | WP-A | Not Covered Vendor Only - Biomedical | MHHS-Woodlands | [8 empty] | WARMERPATIENT | Warmer, Patient | Stryker
NO | YES |  |  |  | 029-11830 | 029-11830 | Stryker Corp Medical Div | MISTRAL AIR PLUS |  |  | Woodlands-OR | MHHS-Woodlands |  | Warmer, Patient |  | 029-11830 | 029-11830 | Woodlands | MHHS-Woodlands | Woodlands-OR | OR Room 7 | 12/1/19 |  | 12/1/20 |  | WARMING/COOLING UNITS, PATIENT | Warmer, Patient | WARMERPATIENT-Stryker-Mistral-Air | WARMERPATIENT | Mistral-Air |  |  |  | Stryker | Warmer, Patient |  | WARMERPATIENT-Stryker-Mistral-Air |  | 2/3/20 |  | WP-A | Not Covered Vendor Only - Biomedical | MHHS-Woodlands | [8 empty] | WARMERPATIENT | Warmer, Patient | Stryker
NO | YES |  |  |  | 029-11832 | 029-11832 | Stryker Corp Medical Div | MISTRAL AIR PLUS |  |  | Woodlands-Central Supply | MHHS-Woodlands |  | Warmer, Patient |  | 029-11832 | 029-11832 | Woodlands | MHHS-Woodlands | Woodlands-Central Supply | Buomed shop | 12/1/19 |  | 12/1/20 |  | WARMING/COOLING UNITS, PATIENT | Warmer, Patient | WARMERPATIENT-Stryker-Mistral-Air | WARMERPATIENT | Mistral-Air |  |  |  | Stryker | Warmer, Patient |  | WARMERPATIENT-Stryker-Mistral-Air |  | 2/3/20 |  | WP-A | Not Covered Vendor Only - Biomedical | MHHS-Woodlands | [8 empty] | WARMERPATIENT | Warmer, Patient | Stryker
NO | YES |  |  |  | 029-32026 | 029-32026 | Stryker Corp Medical Div | MISTRAL AIR PLUS |  |  | Woodlands-Central Supply | MHHS-Woodlands |  | Warmer, Patient |  | 029-32026 | 029-32026 | Woodlands | MHHS-Woodlands | Woodlands-Central Supply | Room 12 | 5/1/19 |  | 9/1/20 |  | WARMING/COOLING UNITS, PATIENT | Warmer, Patient | WARMERPATIENT-Stryker-Mistral-Air | WARMERPATIENT | Mistral-Air |  |  |  | Stryker | Warmer, Patient |  | WARMERPATIENT-Stryker-Mistral-Air |  | 2/3/20 |  | WP-A | Not Covered Vendor Only - Biomedical | MHHS-Woodlands | [8 empty] | WARMERPATIENT | Warmer, Patient | Stryker
NO | YES |  |  |  |  | 074-06133 | Stryker Corp Medical Div | MISTRAL AIR PLUS |  |  | Woodlands-Anesthesia | MHHS-Woodlands |  | Warmer, Patient |  |  | 074-06133 | Woodlands | MHHS-Woodlands | Woodlands-Anesthesia | OR | 1/1/19 |  | 1/1/20 |  | WARMING/COOLING UNITS, PATIENT | Warmer, Patient | WARMERPATIENT-Stryker-Mistral-Air | WARMERPATIENT | Mistral-Air |  |  |  | Stryker | Warmer, Patient |  | WARMERPATIENT-Stryker-Mistral-Air |  | 10/14/20 |  | WP-A | Not Covered Vendor Only - Biomedical | MHHS-Woodlands | [8 empty] | WARMERPATIENT | Warmer, Patient | Stryker
NO | YES |  |  |  |  | 029-13347 | Stryker Corp Medical Div | MISTRAL AIR PLUS |  |  | Woodlands-Central Supply | MHHS-Woodlands |  | Warmer, Patient |  |  | 029-13347 | Woodlands | MHHS-Woodlands | Woodlands-Central Supply | OR 16 | 1/1/19 |  | 3/1/21 |  | WARMING/COOLING UNITS, PATIENT | Warmer, Patient | WARMERPATIENT-Stryker-Mistral-Air | WARMERPATIENT | Mistral-Air |  |  |  | Stryker | Warmer, Patient |  | WARMERPATIENT-Stryker-Mistral-Air |  | 5/1/20 |  | WP-A | Not Covered Vendor Only - Biomedical | MHHS-Woodlands | [8 empty] | WARMERPATIENT | Warmer, Patient | Stryker
NO | YES |  |  |  | 029-13702 | 029-13702 | Stryker Corp Medical Div | MISTRAL AIR PLUS |  |  | Woodlands-Central Supply | MHHS-Woodlands |  | Warmer, Patient |  | 029-13702 | 029-13702 | Woodlands | MHHS-Woodlands | Woodlands-Central Supply | CVICU | 11/1/19 |  | 11/1/20 |  | WARMING/COOLING UNITS, PATIENT | Warmer, Patient | WARMERPATIENT-Stryker-Mistral-Air | WARMERPATIENT | Mistral-Air |  |  |  | Stryker | Warmer, Patient |  | WARMERPATIENT-Stryker-Mistral-Air |  | 5/1/20 |  | WP-A | Not Covered Vendor Only - Biomedical | MHHS-Woodlands | [8 empty] | WARMERPATIENT | Warmer, Patient | Stryker
NO | YES |  |  |  |  | 029-13223 | Stryker Corp Medical Div | MISTRAL AIR PLUS |  |  | Woodlands-OR | MHHS-Woodlands |  | Warmer, Patient |  |  | 029-13223 | Woodlands | MHHS-Woodlands | Woodlands-OR | OR | 8/1/19 |  | 11/1/20 |  | WARMING/COOLING UNITS, PATIENT | Warmer, Patient | WARMERPATIENT-Stryker-Mistral-Air | WARMERPATIENT | Mistral-Air |  |  |  | Stryker | Warmer, Patient |  | WARMERPATIENT-Stryker-Mistral-Air |  |  |  | WP-A | Covered PM Repair - Biomedical | MHHS-Woodlands | [8 empty] | WARMERPATIENT | Warmer, Patient | Stryker
NO | YES |  |  |  | 029-13232 | 029-13232 | Stryker Corp Medical Div | MISTRAL AIR PLUS |  |  | Woodlands-Birth Center | MHHS-Woodlands |  | Warmer, Patient |  | 029-13232 | 029-13232 | Woodlands | MHHS-Woodlands | Woodlands-Birth Center | Birth Center | 1/1/20 |  | 1/1/21 |  | WARMING/COOLING UNITS, PATIENT | Warmer, Patient | WARMERPATIENT-Stryker-Mistral-Air | WARMERPATIENT | Mistral-Air |  |  |  | Stryker | Warmer, Patient |  | WARMERPATIENT-Stryker-Mistral-Air |  |  |  | WP-A | Covered PM Repair - Biomedical | MHHS-Woodlands | [8 empty] | WARMERPATIENT | Warmer, Patient | Stryker
NO | YES | [5 empty] | Stryker Corp Medical Div | MISTRAL AIR PLUS |  |  | Woodlands-Central Supply | MHHS-Woodlands |  | Warmer, Patient |  |  |  | Woodlands | MHHS-Woodlands | Woodlands-Central Supply | Room 6 | 1/1/19 |  | 1/1/20 |  | WARMING/COOLING UNITS, PATIENT | Warmer, Patient | WARMERPATIENT-Stryker-Mistral-Air | WARMERPATIENT | Mistral-Air |  |  |  | Stryker | Warmer, Patient |  | WARMERPATIENT-Stryker-Mistral-Air |  |  |  | WP-A | Covered PM Repair - Biomedical | MHHS-Woodlands | [8 empty] | WARMERPATIENT | Warmer, Patient | Stryker
NO | YES | [5 empty] | Stryker Corp Medical Div | MISTRAL AIR PLUS |  |  | Woodlands-Central Supply | MHHS-Woodlands |  | Warmer, Patient |  |  |  | Woodlands | MHHS-Woodlands | Woodlands-Central Supply | Room 5 |  |  | 11/1/20 |  | WARMING/COOLING UNITS, PATIENT | Warmer, Patient | WARMERPATIENT-Stryker-Mistral-Air | WARMERPATIENT | Mistral-Air |  |  |  | Stryker | Warmer, Patient |  | WARMERPATIENT-Stryker-Mistral-Air |  | 10/1/19 |  | WP-A | Covered PM Repair - Biomedical | MHHS-Woodlands | [8 empty] | WARMERPATIENT | Warmer, Patient | Stryker
NO | YES |  |  |  |  | 074-06134 | Stryker Corp Medical Div | MISTRAL AIR PLUS |  |  | Woodlands-Anesthesia | MHHS-Woodlands |  | Warmer, Patient |  |  | 074-06134 | Woodlands | MHHS-Woodlands | Woodlands-Anesthesia | OR | 1/1/19 |  | 1/1/20 |  | WARMING/COOLING UNITS, PATIENT | Warmer, Patient | WARMERPATIENT-Stryker-Mistral-Air | WARMERPATIENT | Mistral-Air |  |  |  | Stryker | Warmer, Patient |  | WARMERPATIENT-Stryker-Mistral-Air |  | 4/1/17 |  | WP-A | Covered PM Repair - Biomedical | MHHS-Woodlands | [8 empty] | WARMERPATIENT | Warmer, Patient | Stryker
NO | YES |  |  |  |  | 029-13354 | Stryker Corp Medical Div | MISTRAL AIR PLUS |  |  | Woodlands-Central Supply | MHHS-Woodlands |  | Warmer, Patient |  |  | 029-13354 | Woodlands | MHHS-Woodlands | Woodlands-Central Supply | Pacu 17 |  |  | 10/1/20 |  | WARMING/COOLING UNITS, PATIENT | Warmer, Patient | WARMERPATIENT-Stryker-Mistral-Air | WARMERPATIENT | Mistral-Air |  |  |  | Stryker | Warmer, Patient |  | WARMERPATIENT-Stryker-Mistral-Air |  | 1/1/18 |  | WP-A | Covered PM Repair - Biomedical | MHHS-Woodlands | [8 empty] | WARMERPATIENT | Warmer, Patient | Stryker
NO | YES |  |  |  |  | 029-13156 | Stryker Corp Medical Div | MISTRAL AIR PLUS |  |  | Woodlands-Central Supply | MHHS-Woodlands |  | Warmer, Patient |  |  | 029-13156 | Woodlands | MHHS-Woodlands | Woodlands-Central Supply | OR 10 |  |  | 10/1/20 |  | WARMING/COOLING UNITS, PATIENT | Warmer, Patient | WARMERPATIENT-Stryker-Mistral-Air | WARMERPATIENT | Mistral-Air |  |  |  | Stryker | Warmer, Patient |  | WARMERPATIENT-Stryker-Mistral-Air |  | 1/1/18 |  | WP-A | Covered PM Repair - Biomedical | MHHS-Woodlands | [8 empty] | WARMERPATIENT | Warmer, Patient | Stryker
NO | YES |  |  |  |  | 029-13212 | Stryker Corp Medical Div | MISTRAL AIR PLUS |  |  | Woodlands-OR | MHHS-Woodlands |  | Warmer, Patient |  |  | 029-13212 | Woodlands | MHHS-Woodlands | Woodlands-OR | OR ROOM 1 | 12/1/19 |  | 12/1/20 |  | WARMING/COOLING UNITS, PATIENT | Warmer, Patient | WARMERPATIENT-Stryker-Mistral-Air | WARMERPATIENT | Mistral-Air |  |  |  | Stryker | Warmer, Patient |  | WARMERPATIENT-Stryker-Mistral-Air |  | 4/1/18 |  | WP-A | Covered PM Repair - Biomedical | MHHS-Woodlands | [8 empty] | WARMERPATIENT | Warmer, Patient | Stryker
NO | YES |  |  |  |  | 029-13221 | Stryker Corp Medical Div | MISTRAL AIR PLUS |  |  | Woodlands-OR | MHHS-Woodlands |  | Warmer, Patient |  |  | 029-13221 | Woodlands | MHHS-Woodlands | Woodlands-OR | OR | 8/1/18 |  | 12/1/20 |  | WARMING/COOLING UNITS, PATIENT | Warmer, Patient | WARMERPATIENT-Stryker-Mistral-Air | WARMERPATIENT | Mistral-Air |  |  |  | Stryker | Warmer, Patient |  | WARMERPATIENT-Stryker-Mistral-Air |  |  |  | WP-A | Covered PM Repair - Biomedical | MHHS-Woodlands | [8 empty] | WARMERPATIENT | Warmer, Patient | Stryker
NO | YES | [5 empty] | Stryker Corp Medical Div | MISTRAL AIR PLUS |  |  | Woodlands-Central Supply | MHHS-Woodlands |  | Warmer, Patient |  |  |  | Woodlands | MHHS-Woodlands | Woodlands-Central Supply | Room 4 | 10/1/19 |  | 10/1/20 |  | WARMING/COOLING UNITS, PATIENT | Warmer, Patient | WARMERPATIENT-Stryker-Mistral-Air | WARMERPATIENT | Mistral-Air |  |  |  | Stryker | Warmer, Patient |  | WARMERPATIENT-Stryker-Mistral-Air |  |  |  | WP-A | Covered PM Repair - Biomedical | MHHS-Woodlands | [8 empty] | WARMERPATIENT | Warmer, Patient | Stryker
NO | YES | [5 empty] | Stryker Corp Medical Div | MISTRAL AIR PLUS |  |  | Woodlands-SICU | MHHS-Woodlands |  | Warmer, Patient |  |  |  | Woodlands | MHHS-Woodlands | Woodlands-SICU | Room 6 | 8/1/19 |  | 8/1/20 |  | WARMING/COOLING UNITS, PATIENT | Warmer, Patient | WARMERPATIENT-Stryker-Mistral-Air | WARMERPATIENT | Mistral-Air |  |  |  | Stryker | Warmer, Patient |  | WARMERPATIENT-Stryker-Mistral-Air |  | 1/1/00 |  | WP-A | Covered PM Repair - Biomedical | MHHS-Woodlands | [8 empty] | WARMERPATIENT | Warmer, Patient | Stryker
NO | YES | [5 empty] | Stryker Corp Medical Div | MISTRAL AIR PLUS |  |  | Woodlands-Central Supply | MHHS-Woodlands |  | Warmer, Patient |  |  |  | Woodlands | MHHS-Woodlands | Woodlands-Central Supply | Room 2 | 3/1/20 |  | 10/1/20 |  | WARMING/COOLING UNITS, PATIENT | Warmer, Patient | WARMERPATIENT-Stryker-Mistral-Air | WARMERPATIENT | Mistral-Air |  |  |  | Stryker | Warmer, Patient |  | WARMERPATIENT-Stryker-Mistral-Air |  |  |  | WP-A | Covered PM Repair - Biomedical | MHHS-Woodlands | [8 empty] | WARMERPATIENT | Warmer, Patient | Stryker
NO | YES |  |  |  |  | 029-13353 | Stryker Corp Medical Div | MISTRAL AIR PLUS |  |  | Woodlands-PACU | MHHS-Woodlands |  | Warmer, Patient |  |  | 029-13353 | Woodlands | MHHS-Woodlands | Woodlands-PACU | Bed 14 | 9/1/19 |  | 1/1/20 |  | WARMING/COOLING UNITS, PATIENT | Warmer, Patient | WARMERPATIENT-Stryker-Mistral-Air | WARMERPATIENT | Mistral-Air |  |  |  | Stryker | Warmer, Patient |  | WARMERPATIENT-Stryker-Mistral-Air |  |  |  | WP-A | Covered PM Repair - Biomedical | MHHS-Woodlands | [8 empty] | WARMERPATIENT | Warmer, Patient | Stryker
NO | YES |  |  |  |  | 029-13342 | Stryker Corp Medical Div | MISTRAL AIR PLUS |  |  | Woodlands-Central Supply | MHHS-Woodlands |  | Warmer, Patient |  |  | 029-13342 | Woodlands | MHHS-Woodlands | Woodlands-Central Supply | OR 17 |  |  | 10/1/20 |  | WARMING/COOLING UNITS, PATIENT | Warmer, Patient | WARMERPATIENT-Stryker-Mistral-Air | WARMERPATIENT | Mistral-Air |  |  |  | Stryker | Warmer, Patient |  | WARMERPATIENT-Stryker-Mistral-Air |  |  |  | WP-A | Covered PM Repair - Biomedical | MHHS-Woodlands | [8 empty] | WARMERPATIENT | Warmer, Patient | Stryker
NO | YES |  |  |  |  | 029-13295 | Stryker Corp Medical Div | MISTRAL AIR PLUS |  |  | ICU 4 | MHHS-Woodlands |  | Warmer, Patient |  |  | 029-13295 | Woodlands | Memorial Hermann The Woodlands Medical Center | ICU 4 | ICU 4 | 12/1/19 |  | 12/1/20 |  | WARMING/COOLING UNITS, PATIENT | Warmer, Patient | WARMERPATIENT-Stryker-Mistral-Air | WARMERPATIENT | Mistral-Air |  |  |  | Stryker | Warmer, Patient |  | WARMERPATIENT-Stryker-Mistral-Air |  | 2/20/15 |  | WP-A | Covered PM Repair - Biomedical | MHHS-Woodlands | [8 empty] | WARMERPATIENT | Warmer, Patient | Stryker
NO | YES |  |  |  |  | 029-13157 | Stryker Corp Medical Div | MISTRAL AIR PLUS |  |  | Woodlands-Central Supply | MHHS-Woodlands |  | Warmer, Patient |  |  | 029-13157 | Woodlands | MHHS-Woodlands | Woodlands-Central Supply | OR 11 |  |  | 10/1/20 |  | WARMING/COOLING UNITS, PATIENT | Warmer, Patient | WARMERPATIENT-Stryker-Mistral-Air | WARMERPATIENT | Mistral-Air |  |  |  | Stryker | Warmer, Patient |  | WARMERPATIENT-Stryker-Mistral-Air |  |  |  | WP-A | Covered PM Repair - Biomedical | MHHS-Woodlands | [8 empty] | WARMERPATIENT | Warmer, Patient | Stryker
NO | YES |  |  |  |  | 029-13349 | Stryker Corp Medical Div | MISTRAL AIR PLUS |  |  | Woodlands-Central Supply | MHHS-Woodlands |  | Warmer, Patient |  |  | 029-13349 | Woodlands | MHHS-Woodlands | Woodlands-Central Supply | OR 14 |  |  | 10/1/20 |  | WARMING/COOLING UNITS, PATIENT | Warmer, Patient | WARMERPATIENT-Stryker-Mistral-Air | WARMERPATIENT | Mistral-Air |  |  |  | Stryker | Warmer, Patient |  | WARMERPATIENT-Stryker-Mistral-Air |  |  |  | WP-A | Covered PM Repair - Biomedical | MHHS-Woodlands | [8 empty] | WARMERPATIENT | Warmer, Patient | Stryker
NO | YES |  |  |  |  | 029-13225 | Stryker Corp Medical Div | MISTRAL AIR PLUS |  |  | Woodlands-OR | MHHS-Woodlands |  | Warmer, Patient |  |  | 029-13225 | Woodlands | MHHS-Woodlands | Woodlands-OR | OR | 10/1/19 |  | 10/1/20 |  | WARMING/COOLING UNITS, PATIENT | Warmer, Patient | WARMERPATIENT-Stryker-Mistral-Air | WARMERPATIENT | Mistral-Air |  |  |  | Stryker | Warmer, Patient |  | WARMERPATIENT-Stryker-Mistral-Air |  |  |  | WP-A | Covered PM Repair - Biomedical | MHHS-Woodlands | [8 empty] | WARMERPATIENT | Warmer, Patient | Stryker
NO | YES |  |  |  | 029-10635 | 029-10635 | Stryker Corp Medical Div | MISTRAL AIR PLUS |  |  | Woodlands-MICU | MHHS-Woodlands |  | Warmer, Patient |  | 029-10635 | 029-10635 | Woodlands | MHHS-Woodlands | Woodlands-MICU | Room 105 | 5/1/19 |  | 5/1/20 |  | WARMING/COOLING UNITS, PATIENT | Warmer, Patient | WARMERPATIENT-Stryker-Mistral-Air | WARMERPATIENT | Mistral-Air |  |  |  | Stryker | Warmer, Patient |  | WARMERPATIENT-Stryker-Mistral-Air |  |  |  | WP-A | Covered PM Repair - Biomedical | MHHS-Woodlands | [8 empty] | WARMERPATIENT | Warmer, Patient | Stryker
NO | YES |  |  |  | 029-10637 | 029-10637 | Stryker Corp Medical Div | MISTRAL AIR PLUS |  |  | Woodlands-MICU | MHHS-Woodlands |  | Warmer, Patient |  | 029-10637 | 029-10637 | Woodlands | MHHS-Woodlands | Woodlands-MICU | Room 8 | 5/1/19 |  | 5/1/20 |  | WARMING/COOLING UNITS, PATIENT | Warmer, Patient | WARMERPATIENT-Stryker-Mistral-Air | WARMERPATIENT | Mistral-Air |  |  |  | Stryker | Warmer, Patient |  | WARMERPATIENT-Stryker-Mistral-Air |  | 9/10/16 |  | WP-A | Covered PM Repair - Biomedical | MHHS-Woodlands | [8 empty] | WARMERPATIENT | Warmer, Patient | Stryker
NO | YES |  |  |  | 029-10638 | 029-10638 | Stryker Corp Medical Div | MISTRAL AIR PLUS |  |  | Woodlands-MICU | MHHS-Woodlands |  | Warmer, Patient |  | 029-10638 | 029-10638 | Woodlands | MHHS-Woodlands | Woodlands-MICU | Room 3 | 5/1/19 |  | 5/1/20 |  | WARMING/COOLING UNITS, PATIENT | Warmer, Patient | WARMERPATIENT-Stryker-Mistral-Air | WARMERPATIENT | Mistral-Air |  |  |  | Stryker | Warmer, Patient |  | WARMERPATIENT-Stryker-Mistral-Air |  | 9/10/16 |  | WP-A | Covered PM Repair - Biomedical | MHHS-Woodlands | [8 empty] | WARMERPATIENT | Warmer, Patient | Stryker
NO | YES |  |  |  | 029-10640 | 029-10640 | Stryker Corp Medical Div | MISTRAL AIR PLUS |  |  | Woodlands-MICU | MHHS-Woodlands |  | Warmer, Patient |  | 029-10640 | 029-10640 | Woodlands | MHHS-Woodlands | Woodlands-MICU | Room 9 | 10/1/19 |  | 10/1/20 |  | WARMING/COOLING UNITS, PATIENT | Warmer, Patient | WARMERPATIENT-Stryker-Mistral-Air | WARMERPATIENT | Mistral-Air |  |  |  | Stryker | Warmer, Patient |  | WARMERPATIENT-Stryker-Mistral-Air |  | 7/1/20 |  | WP-A | No Coverage Specified | MHHS-Woodlands | [8 empty] | WARMERPATIENT | Warmer, Patient | Stryker
NO | YES |  |  |  | 029-10482 | 029-10482 | Stryker Corp Medical Div | MISTRAL AIR PLUS |  |  | Woodlands-OR | MHHS-Woodlands |  | Warmer, Patient |  | 029-10482 | 029-10482 | Woodlands | MHHS-Woodlands | Woodlands-OR | PACU | 3/1/19 |  | 3/1/20 |  | WARMING/COOLING UNITS, PATIENT | Warmer, Patient | WARMERPATIENT-Stryker-Mistral-Air | WARMERPATIENT | Mistral-Air |  |  |  | Stryker | Warmer, Patient |  | WARMERPATIENT-Stryker-Mistral-Air |  |  |  | WP-A | Covered PM Repair - Biomedical | MHHS-Woodlands | [8 empty] | WARMERPATIENT | Warmer, Patient | Stryker
NO | YES |  |  |  | 029-11387 | 029-11387 | Stryker Corp Medical Div | MISTRAL AIR PLUS |  |  | Woodlands-OR | MHHS-Woodlands |  | Warmer, Patient |  | 029-11387 | 029-11387 | Woodlands | MHHS-Woodlands | Woodlands-OR | OR ROOM 1 | 10/1/17 |  | 3/1/20 |  | WARMING/COOLING UNITS, PATIENT | Warmer, Patient | WARMERPATIENT-Stryker-Mistral-Air | WARMERPATIENT | Mistral-Air |  |  |  | Stryker | Warmer, Patient |  | WARMERPATIENT-Stryker-Mistral-Air |  |  |  | WP-A | Not Covered Vendor Only - Lab Ana/Anes | MHHS-Woodlands | [8 empty] | WARMERPATIENT | Warmer, Patient | Stryker
NO | YES |  |  |  | 029-11388 | 029-11388 | Stryker Corp Medical Div | MISTRAL AIR PLUS |  |  | Woodlands-PACU | MHHS-Woodlands |  | Warmer, Patient |  | 029-11388 | 029-11388 | Woodlands | MHHS-Woodlands | Woodlands-PACU | Bay 20 | 3/1/19 |  | 3/1/20 |  | WARMING/COOLING UNITS, PATIENT | Warmer, Patient | WARMERPATIENT-Stryker-Mistral-Air | WARMERPATIENT | Mistral-Air |  |  |  | Stryker | Warmer, Patient |  | WARMERPATIENT-Stryker-Mistral-Air |  |  |  | WP-A | Not Covered Vendor Only - Lab Ana/Anes | MHHS-Woodlands | [8 empty] | WARMERPATIENT | Warmer, Patient | Stryker
NO | YES |  |  |  | 029-11389 | 029-11389 | Stryker Corp Medical Div | MISTRAL AIR PLUS |  |  | Woodlands-Anesthesia | MHHS-Woodlands |  | Warmer, Patient |  | 029-11389 | 029-11389 | Woodlands | MHHS-Woodlands | Woodlands-Anesthesia | OR | 11/1/18 |  | 11/1/19 |  | WARMING/COOLING UNITS, PATIENT | Warmer, Patient | WARMERPATIENT-Stryker-Mistral-Air | WARMERPATIENT | Mistral-Air |  |  |  | Stryker | Warmer, Patient |  | WARMERPATIENT-Stryker-Mistral-Air |  |  |  | WP-A | Covered PM Repair - Biomedical | MHHS-Woodlands | [8 empty] | WARMERPATIENT | Warmer, Patient | Stryker
NO | YES |  |  |  | 029-12124 | 029-12124 | Stryker Corp Medical Div | MISTRAL AIR PLUS |  |  | Woodlands-OR | MHHS-Woodlands |  | Warmer, Patient |  | 029-12124 | 029-12124 | Woodlands | MHHS-Woodlands | Woodlands-OR | OR Room 18 |  |  |  | No p.m.sticker | WARMING/COOLING UNITS, PATIENT | Warmer, Patient | WARMERPATIENT-Stryker-Mistral-Air | WARMERPATIENT | Mistral-Air |  |  |  | Stryker | Warmer, Patient |  | WARMERPATIENT-Stryker-Mistral-Air |  |  |  | WP-A | Not Covered Vendor Only - Lab Ana/Anes | MHHS-Woodlands | [8 empty] | WARMERPATIENT | Warmer, Patient | Stryker
NO | YES |  |  |  | 029-12125 | 029-12125 | Stryker Corp Medical Div | MISTRAL AIR PLUS |  |  | Woodlands-OR | MHHS-Woodlands |  | Warmer, Patient |  | 029-12125 | 029-12125 | Woodlands | MHHS-Woodlands | Woodlands-OR | Room 1 | 6/1/19 |  | 6/1/20 |  | WARMING/COOLING UNITS, PATIENT | Warmer, Patient | WARMERPATIENT-Stryker-Mistral-Air | WARMERPATIENT | Mistral-Air |  |  |  | Stryker | Warmer, Patient |  | WARMERPATIENT-Stryker-Mistral-Air |  |  |  | WP-A | Not Covered Vendor Only - Lab Ana/Anes | MHHS-Woodlands | [8 empty] | WARMERPATIENT | Warmer, Patient | Stryker
NO | YES |  |  |  | 029-12338 | 029-12338 | Stryker Corp Medical Div | MISTRAL AIR PLUS |  |  | Woodlands-OR | MHHS-Woodlands |  | Warmer, Patient |  | 029-12338 | 029-12338 | Woodlands | MHHS-Woodlands | Woodlands-OR | OR | 12/1/17 |  |  |  | WARMING/COOLING UNITS, PATIENT | Warmer, Patient | WARMERPATIENT-Stryker-Mistral-Air | WARMERPATIENT | Mistral-Air |  |  |  | Stryker | Warmer, Patient |  | WARMERPATIENT-Stryker-Mistral-Air |  |  |  | WP-A | Covered PM Repair - Biomedical | MHHS-Woodlands | [8 empty] | WARMERPATIENT | Warmer, Patient | Stryker
NO | YES |  |  |  | 029-12339 | 029-12339 | Stryker Corp Medical Div | MISTRAL AIR PLUS |  |  | Woodlands-CVICU | MHHS-Woodlands |  | Warmer, Patient |  | 029-12339 | 029-12339 | Woodlands | MHHS-Woodlands | Woodlands-CVICU | CVICU | 10/1/19 |  | 10/1/20 |  | WARMING/COOLING UNITS, PATIENT | Warmer, Patient | WARMERPATIENT-Stryker-Mistral-Air | WARMERPATIENT | Mistral-Air |  |  |  | Stryker | Warmer, Patient |  | WARMERPATIENT-Stryker-Mistral-Air |  | 11/1/18 |  | WP-A | Covered PM Repair - Biomedical | MHHS-Woodlands | [8 empty] | WARMERPATIENT | Warmer, Patient | Stryker
NO | YES |  |  |  | 029-32021 | 029-32021 | Stryker Corp Medical Div | MISTRAL AIR PLUS |  |  | Woodlands-OR | MHHS-Woodlands |  | Warmer, Patient |  | 029-32021 | 029-32021 | Woodlands | MHHS-Woodlands | Woodlands-OR | PACU | 6/1/19 |  | 6/1/20 |  | WARMING/COOLING UNITS, PATIENT | Warmer, Patient | WARMERPATIENT-Stryker-Mistral-Air | WARMERPATIENT | Mistral-Air |  |  |  | Stryker | Warmer, Patient |  | WARMERPATIENT-Stryker-Mistral-Air |  |  |  | WP-A | Covered PM Repair - Biomedical | MHHS-Woodlands | [8 empty] | WARMERPATIENT | Warmer, Patient | Stryker
NO | YES |  |  |  | 029-32025 | 029-32025 | Stryker Corp Medical Div | MISTRAL AIR PLUS |  |  | Woodlands-OR | MHHS-Woodlands |  | Warmer, Patient |  | 029-32025 | 029-32025 | Woodlands | MHHS-Woodlands | Woodlands-OR | Room 15 | 5/1/19 |  | 5/1/20 |  | WARMING/COOLING UNITS, PATIENT | Warmer, Patient | WARMERPATIENT-Stryker-Mistral-Air | WARMERPATIENT | Mistral-Air |  |  |  | Stryker | Warmer, Patient |  | WARMERPATIENT-Stryker-Mistral-Air |  | 1/5/14 |  | WP-A | Covered PM Repair - Biomedical | MHHS-Woodlands | [8 empty] | WARMERPATIENT | Warmer, Patient | Stryker
NO | YES | [5 empty] | Stryker Corp Medical Div | MISTRAL AIR PLUS |  |  | Woodlands-OR | MHHS-Woodlands |  | Warmer, Patient |  |  |  | Woodlands | MHHS-Woodlands | Woodlands-OR | Room 110 | 7/1/18 |  | 7/1/19 |  | WARMING/COOLING UNITS, PATIENT | Warmer, Patient | WARMERPATIENT-Stryker-Mistral-Air | WARMERPATIENT | Mistral-Air |  |  |  | Stryker | Warmer, Patient |  | WARMERPATIENT-Stryker-Mistral-Air |  | 10/30/14 |  | WP-A | Covered PM Repair - Biomedical | MHHS-Woodlands | [8 empty] | WARMERPATIENT | Warmer, Patient | Stryker
NO | YES |  |  |  |  | 029-13227 | Stryker Corp Medical Div | MISTRAL AIR PLUS |  |  | Woodlands-OR | MHHS-Woodlands |  | Warmer, Patient |  |  | 029-13227 | Woodlands | MHHS-Woodlands | Woodlands-OR | OR | 12/1/19 |  | 12/1/20 |  | WARMING/COOLING UNITS, PATIENT | Warmer, Patient | WARMERPATIENT-Stryker-Mistral-Air | WARMERPATIENT | Mistral-Air |  |  |  | Stryker | Warmer, Patient |  | WARMERPATIENT-Stryker-Mistral-Air |  | 11/2/20 |  | WP-A | No Coverage Specified | MHHS-Woodlands | [8 empty] | WARMERPATIENT | Warmer, Patient | Stryker
NO | YES |  |  |  | 029-12336 | 029-12336 | Stryker Corp Medical Div | MISTRAL AIR PLUS |  |  | Woodlands-PACU | MHHS-Woodlands |  | Warmer, Patient |  | 029-12336 | 029-12336 | Woodlands | MHHS-Woodlands | Woodlands-PACU | Room 14 | 3/1/19 |  | 3/1/20 |  | WARMING/COOLING UNITS, PATIENT | Warmer, Patient | WARMERPATIENT-Stryker-Mistral-Air | WARMERPATIENT | Mistral-Air |  |  |  | Stryker | Warmer, Patient |  | WARMERPATIENT-Stryker-Mistral-Air |  | 12/21/20 |  | WP-A | No Coverage Specified | MHHS-Woodlands | [8 empty] | WARMERPATIENT | Warmer, Patient | Stryker
NO | YES |  |  |  |  | 029-13815 | Stryker Corp Medical Div | MISTRAL AIR PLUS |  |  | Woodlands-PACU | MHHS-Woodlands |  | Warmer, Patient |  |  | 029-13815 | Woodlands | MHHS-Woodlands | Woodlands-PACU | Storage room | 6/1/19 |  | 6/1/20 |  | WARMING/COOLING UNITS, PATIENT | Warmer, Patient | WARMERPATIENT-Stryker-Mistral-Air | WARMERPATIENT | Mistral-Air |  |  |  | Stryker | Warmer, Patient |  | WARMERPATIENT-Stryker-Mistral-Air |  | 11/1/16 |  | WP-A | Covered PM Repair - Biomedical | MHHS-Woodlands | [8 empty] | WARMERPATIENT | Warmer, Patient | Stryker
NO | YES |  |  |  |  | 029-13837 | Stryker Corp Medical Div | MISTRAL AIR PLUS |  |  | Woodlands-Preop | MHHS-Woodlands |  | Warmer, Patient |  |  | 029-13837 | Woodlands | MHHS-Woodlands | Woodlands-Preop | Room 11 | 3/1/19 |  | 3/1/20 |  | WARMING/COOLING UNITS, PATIENT | Warmer, Patient | WARMERPATIENT-Stryker-Mistral-Air | WARMERPATIENT | Mistral-Air |  |  |  | Stryker | Warmer, Patient |  | WARMERPATIENT-Stryker-Mistral-Air |  |  |  | WP-A | Covered PM Repair - Biomedical | MHHS-Woodlands | [8 empty] | WARMERPATIENT | Warmer, Patient | Stryker
NO | YES |  |  |  | 029-10661 | 029-10661 | Stryker Corp Medical Div | MISTRAL AIR PLUS |  |  | Woodlands-SICU | MHHS-Woodlands |  | Warmer, Patient |  | 029-10661 | 029-10661 | Woodlands | MHHS-Woodlands | Woodlands-SICU | Room 7 | 10/1/19 |  | 9/1/20 |  | WARMING/COOLING UNITS, PATIENT | Warmer, Patient | WARMERPATIENT-Stryker-Mistral-Air | WARMERPATIENT | Mistral-Air |  |  |  | Stryker | Warmer, Patient |  | WARMERPATIENT-Stryker-Mistral-Air |  |  |  | WP-A | Covered PM Repair - Biomedical | MHHS-Woodlands | [8 empty] | WARMERPATIENT | Warmer, Patient | Stryker
NO | YES |  |  |  | 029-10662 | 029-10662 | Stryker Corp Medical Div | MISTRAL AIR PLUS |  |  | Woodlands-SICU | MHHS-Woodlands |  | Warmer, Patient |  | 029-10662 | 029-10662 | Woodlands | MHHS-Woodlands | Woodlands-SICU | OR 10 | 11/1/19 |  | 11/1/20 |  | WARMING/COOLING UNITS, PATIENT | Warmer, Patient | WARMERPATIENT-Stryker-Mistral-Air | WARMERPATIENT | Mistral-Air |  |  |  | Stryker | Warmer, Patient |  | WARMERPATIENT-Stryker-Mistral-Air |  |  |  | WP-A | Not Covered Vendor Only - Lab Ana/Anes | MHHS-Woodlands | [8 empty] | WARMERPATIENT | Warmer, Patient | Stryker
YES | YES | [5 empty] | Stryker Corp Medical Div | MISTRAL AIR PLUS |  | MA1100-PM | NE - DAY SURGERY | [6 empty] | Katy | Memorial Hermann Northeast Hospital | NE - DAY SURGERY | Room 8 | 1/1/20 | 1/1/21
NO | YES |  |  |  | V1909232SX |  | Stryker Corp Medical Div | MISTRAL AIR PLUS |  |  | NE-OR |  |  |  |  | V1909232SX |  | Katy | MHHS-Northeast | NE-OR | OR 6 | 8/1/19 | 8/1/20
YES | YES | Serial Number 140927282 |  |  |  | 142-09200 | Stryker Corp Medical Div | MISTRAL AIR PLUS |  |  | SUGAR LAND - MED/SURG - WEST 4TH | [5 empty] | 142-09200 | Sugar Land | Memorial Hermann Sugar Land Hospital | SUGAR LAND - MED/SURG - WEST 4TH | Suite 404 | 4/1/18 | 4/1/19
NO | YES |  |  |  | 142-09425 | 142-09425 | Stryker Corp Medical Div | MISTRAL AIR PLUS |  |  | 4th Floor |  |  |  |  | 142-09425 | 142-09425 | Sugar Land | Memorial Hermann Sugar Land Hospital | 4th Floor | Clean Utility | 4/1/19 | 4/1/20
NO | YES |  |  |  | 029-12983 | 029-12983 | Stryker Corp Medical Div | MISTRAL AIR PLUS |  |  | Woodlands-OR |  |  |  |  | 029-12983 | 029-12983 | Woodlands | MHHS-Woodlands | Woodlands-OR | Surgery Storage | 11/1/19 |  | 11/1/20
NO | YES |  |  |  | 029-13306 | 029-13306 | Stryker Corp Medical Div | MISTRAL AIR PLUS |  |  | Woodlands-OR |  |  |  |  | 029-13306 | 029-13306 | Woodlands | MHHS-Woodlands | Woodlands-OR | OR Room 6 | 1/1/19 |  | 1/1/20
NO | YES |  |  |  | 029-13309 | 029-13309 | Stryker Corp Medical Div | MISTRAL AIR PLUS |  |  | Woodlands-OR |  |  |  |  | 029-13309 | 029-13309 | Woodlands | MHHS-Woodlands | Woodlands-OR | OR Room 7 | 1/1/19 |  | 1/1/20
YES | YES |  |  |  |  | 009-34085 | Stryker Corp Medical Div | MISTRAL AIR PLUS |  |  | GH - PREOP | [5 empty] | 009-34085 | Central | Memorial Hermann Greater Heights Hospital | GH - PREOP | OR
YES | YES |  |  |  |  | 009-34177 | Stryker Corp Medical Div | MISTRAL AIR PLUS |  |  | GH - PACU | [5 empty] | 009-34177 | Central | Memorial Hermann Greater Heights Hospital | GH - PACU | PACU | 7/1/19 |  | 7/1/20
NO | YES | [5 empty] | Stryker Corp Medical Div | MISTRAL AIR PLUS |  |  | GH-PACU | [8 empty] | GH-PACU | Room 18 | 3/1/20 |  | 4/1/20
NO | YES |  |  |  |  | 099-08676 | Stryker Corp Medical Div | MISTRAL AIR PLUS |  |  | GH-Cath Lab | [5 empty] | 099-08676 | Central | MHHS-Greater Heights | GH-Cath Lab | GH CATH LAB | 4/1/19 |  | 4/1/20
YES | YES |  |  |  |  | 099-10943 | Stryker Corp Medical Div | MISTRAL AIR PLUS |  |  | SW - OR | [5 empty] | 099-10943 | Southwest | Memorial Hermann Southwest Hospital | SW - OR | SW - OR | 4/1/19 |  | 4/1/20
YES | YES |  |  |  | 099-13803 | 099-13803 | Stryker Corp Medical Div | MISTRAL AIR PLUS |  |  | SW - LABOR |  |  |  |  | 099-13803 | 099-13803 | Southwest | Memorial Hermann Southwest Hospital | SW - LABOR | OR 2
YES | YES |  |  |  |  | 099-09525 | Stryker Corp Medical Div | MISTRAL AIR PLUS |  |  | TMC - P DAY SURGERY | [5 empty] | 099-09525 | TMC | Memorial Hermann-Texas Medical Center | TMC - P DAY SURGERY | TMC - P1 DAY SURGERY | 4/1/19 |  | 4/1/20
YES | YES |  |  |  |  | 099-09526 | Stryker Corp Medical Div | MISTRAL AIR PLUS |  |  | TMC - P DAY SURGERY | [5 empty] | 099-09526 | TMC | Memorial Hermann-Texas Medical Center | TMC - P DAY SURGERY | TMC - P1 DAY SURGERY | 4/1/19 |  | 4/1/20
YES | YES |  |  |  | 0LJ47139 | 069-47139 | Stryker Corp Medical Div | MISTRAL AIR PLUS |  |  | TMC - SAROFIM 2 - ADULT PRE OP |  |  |  |  | 0LJ47139 | 069-47139 | TM | Memorial Hermann-Texas Medical Center | TMC - SAROFIM 2 - ADULT PRE OP | TMC - SAROFIM2 -ADULT PRE OP | 11/1/19 |  | 11/1/20
NO | YES |  |  |  | 069-47165 | 069-47165 | Stryker Corp Medical Div | MISTRAL AIR PLUS |  | NSN | TMC - SAROFIM 2 - ADULT PRE OP |  |  |  |  | 069-47165 | 069-47165 |  | Memorial Hermann-tmc | TMC - SAROFIM 2 - ADULT PRE OP | S2.05 | 11/1/19 |  | 11/1/20
NO | YES |  |  |  | 069-47158 | 069-47158 | Stryker Corp Medical Div | MISTRAL AIR PLUS |  |  | TMC-Sarofim 2-Adult PACU |  |  |  |  | 069-47158 | 069-47158 | TMC | MHHS-TMC | TMC-Sarofim 2-Adult PACU | ADULT PACU | 10/1/19 |  | 10/1/20
NO | YES |  |  |  | 069-47148 | 069-47148 | Stryker Corp Medical Div | MISTRAL AIR PLUS |  |  | Pacu |  |  |  |  | 069-47148 | 069-47148 | Tmc | Adult pacu | Pacu | Room 25 | 11/1/19 |  | 11/1/20
NO | YES |  |  |  | 069-47170 | 069-47170 | Stryker Corp Medical Div | MISTRAL AIR PLUS |  | NSN | TMC-Sarofim 2-Adult Pre Op |  |  |  |  | 069-47170 | 069-47170 | TMC | MHHS-TMC | TMC-Sarofim 2-Adult Pre Op | PACU 10 | 11/1/19 |  | 11/1/20
NO | YES |  |  |  | 069-47146 | 069-47146 | Stryker Corp Medical Div | MISTRAL AIR PLUS |  |  | TMC-Sarofim 2-Adult Pre Op |  |  |  |  | 069-47146 | 069-47146 | TMC | MHHS-TMC | TMC-Sarofim 2-Adult Pre Op | Pre op 44 | 11/1/20 |  | 11/1/21
NO | YES |  |  |  | 099-05822 | 099-05822 | Stryker Corp Medical Div | MISTRAL AIR PLUS |  |  | Memorial Hermann- Texas Medcal Center- OR |  |  |  |  | 099-05822 | 099-05822 |  | TMC | Memorial Hermann- Texas Medcal Center- OR | OR34 | 4/1/19 |  | 4/1/20
NO | YES |  |  |  | 069-44741 | 069-44741 | Stryker Corp Medical Div | MISTRAL AIR PLUS |  |  | TMC-Sarofim 3-OR |  |  |  |  | 069-44741 | 069-44741 | TMC | MHHS-TMC | TMC-Sarofim 3-OR | OR 39 | 11/1/19 |  | 11/1/20
NO | YES |  |  |  | 099-05828 | 099-05828 | Stryker Corp Medical Div | MISTRAL AIR PLUS |  |  | Memorial Hermann- Texas Medcal Center- OR |  |  |  |  | 099-05828 | 099-05828 |  | TMC | Memorial Hermann- Texas Medcal Center- OR | OR34 | 4/1/19 |  | 4/1/20
NO | YES |  |  |  | 099-05831 | 099-05831 | Stryker Corp Medical Div | MISTRAL AIR PLUS |  |  | Memorial Hermann- Texas Medcal Center- OR |  |  |  |  | 099-05831 | 099-05831 |  | TMC | Memorial Hermann- Texas Medcal Center- OR | OR34 | 4/1/19 |  | 4/1/20
YES | YES |  |  |  | 069-47210 | 069-47210 | Stryker Corp Medical Div | MISTRAL AIR PLUS |  |  | TMC - SAROFIM 3 - PACU |  |  |  |  | 069-47210 | 069-47210 | TMC | Memorial Hermann Texas Medical Center | TMC - SAROFIM 3 - PACU | Sarofim PACU 30 | 11/1/19
YES | YES |  |  |  | 069-47208 | 069-47208 | Stryker Corp Medical Div | MISTRAL AIR PLUS |  |  | TMC - SAROFIM 3 - PACU |  |  |  |  | 069-47208 | 069-47208 | TMC | Memorial Hermann-Texas Medical Center | TMC - SAROFIM 3 - PACU | PACU 21 | 11/1/19 |  | 11/1/20
NO | YES |  |  |  | 099-07087 | 099-07087 | Stryker Corp Medical Div | MISTRAL AIR PLUS |  |  | Memorial Hermann- Texas Medical Center-OR-PACU nurse station |  |  |  |  | 099-07087 | 099-07087 |  | TMC | Memorial Hermann- Texas Medical Center-OR-PACU nurse station | OR 03 | 10/1/19 |  | 10/1/20
NO | YES |  |  |  | 099-09717 | 099-09717 | Stryker Corp Medical Div | MISTRAL AIR PLUS |  |  | TMC-OR-Hermann (2Hp) |  |  |  |  | 099-09717 | 099-09717 | TMC | MHHS-TMC | TMC-OR-Hermann (2Hp) | OR 60 | 4/1/19 |  | 4/1/20
NO | YES |  |  |  | 099-09858 | 099-09858 | Stryker Corp Medical Div | MISTRAL AIR PLUS |  |  | TMC-OR-Hermann (2Hp) |  |  |  |  | 099-09858 | 099-09858 | TMC | MHHS-TMC | TMC-OR-Hermann (2Hp) | OR 51 | 4/1/19 |  | 4/1/20
NO | YES |  |  |  | 099-07943 | 099-07943 | Stryker Corp Medical Div | MISTRAL AIR PLUS |  |  | Memorial Hermann- T exas Medical Center Childrens OR |  |  |  |  | 099-07943 | 099-07943 |  | TCM | Memorial Hermann- T exas Medical Center Childrens OR | OR 53 | 4/1/19 |  | 4/1/20
NO | YES |  |  |  |  | 099-09915 | Stryker Corp Medical Div | MISTRAL AIR PLUS |  |  | TMC-OR-Hermann (2Hp) | [5 empty] | 099-09915 | TMC | MHHS-TMC | TMC-OR-Hermann (2Hp) | TMC OR HERMANN (2HP) | 7/1/19 |  | 7/1/20
NO | YES |  |  |  | 099-07937 | 099-07937 | Stryker Corp Medical Div | MISTRAL AIR PLUS |  |  | Memorial Hermann- Texas Medical Center Childrens OR |  |  |  |  | 099-07937 | 099-07937 |  | TMC | Memorial Hermann- Texas Medical Center Childrens OR |  | 4/1/19 |  | 4/1/20
NO | YES |  |  |  | 069-44941 | 069-44941 | Stryker Corp Medical Div | MISTRAL AIR PLUS |  |  | TMC-Radiology-IR/Angio |  |  |  |  | 069-44941 | 069-44941 | TMC | MHHS-TMC | TMC-Radiology-IR/Angio | J2313 | 4/1/19 |  | 4/1/20
NO | YES |  |  |  | 099-07927 | 099-07927 | Stryker Corp Medical Div | MISTRAL AIR PLUS |  |  | Memorial Hermann- Texas Medical Center Radiology |  |  |  |  | 099-07927 | 099-07927 |  | TMC | Memorial Hermann- Texas Medical Center Radiology | Angio 1/2 nurse station | 3/1/20 |  | 3/1/21
NO | YES |  |  |  | 099-06025 | 099-06025 | Stryker Corp Medical Div | MISTRAL AIR PLUS |  |  | SE - EMERGENCY CENTER |  |  |  |  | 099-06025 | 099-06025 |  | Memorial Hermann- South East | SE - EMERGENCY CENTER | Telemetry | 4/1/20 |  |  | No PM Sticker
YES | YES | Serial Number Cnf |  |  | 099-07682 | 099-07682 | Stryker Corp Medical Div | MISTRAL AIR PLUS |  | cnf | SE - CLINICAL DECISION UNIT |  |  |  |  | 099-07682 | 099-07682 | Southeast | Memorial Hermann Southeast Hospital | SE - CLINICAL DECISION UNIT | Bay 4 | 10/1/19 |  | 10/1/20
YES | YES |  |  |  | 099-07688 | 099-07688 | Stryker Corp Medical Div | MISTRAL AIR PLUS |  | 099-07688 | SE - CLINICAL DECISION UNIT |  |  |  |  | 099-07688 | 099-07688 | Southeast | Memorial Hermann Southeast Hospital | SE - CLINICAL DECISION UNIT | Bay 9 |  |  |  | No pm found
NO | YES |  |  |  | 099-06038 | 099-06038 | Stryker Corp Medical Div | MISTRAL AIR PLUS |  |  | PACU |  |  |  |  | 099-06038 | 099-06038 |  | Memorial Hermann- South East | PACU | PACI 14 | 5/1/19 |  | 5/1/20
NO | YES |  |  |  | 099-07495 | 099-07495 | Stryker Corp Medical Div | MISTRAL AIR PLUS |  |  | SE-OR-PACU |  |  |  |  | 099-07495 | 099-07495 | Southeast | MHHS-Southeast | SE-OR-PACU | Room 2 | 5/1/19 |  | 5/1/20
YES | YES |  |  |  | 099-06034 | 099-06034 | Stryker Corp Medical Div | MISTRAL AIR PLUS |  | 140-825 700 | PACU |  |  |  |  | 099-06034 | 099-06034 |  | Memorial Hermann- South East | PACU | PACI 05 | 5/1/19 |  | 5/1/20
NO | YES |  |  |  | 099-07507 |  | Stryker Corp Medical Div | MISTRAL AIR PLUS |  |  | SE-OR |  |  |  |  | 099-07507 |  | Southeast | MHHS-Southeast | SE-OR | Or 5 | 8/1/19 |  | 8/1/20
NO | YES |  |  |  | 099-07511 | 099-07511 | Stryker Corp Medical Div | MISTRAL AIR PLUS |  |  | SE-OR |  |  |  |  | 099-07511 | 099-07511 | Southeast | MHHS-Southeast | SE-OR | Or 11 | 4/1/20 |  | 4/1/21
NO | YES |  |  |  | 099-07517 | 099-07517 | Stryker Corp Medical Div | MISTRAL AIR PLUS |  |  | SE-OR |  |  |  |  | 099-07517 | 099-07517 | Southeast | MHHS-Southeast | SE-OR | Or 11 | 4/1/20 |  | 4/1/21
NO | YES |  |  |  | 099-09949 | 099-09949 | Stryker Corp Medical Div | MISTRAL AIR PLUS |  |  | SE - CATH LAB |  |  |  |  | 099-09949 | 099-09949 |  | Memorial Hermann- SE - CATH LAB | SE - CATH LAB | OR8 | 4/1/19 |  | 4/1/20
NO | YES |  |  |  | 099-06275 | 099-06275 | Stryker Corp Medical Div | MISTRAL AIR PLUS |  |  | SE-OR-Preop |  |  |  |  | 099-06275 | 099-06275 | Southeast | MHHS-Southeast | SE-OR-Preop | Room 24 | 12/1/18 |  | 12/1/19
NO | YES |  |  |  | 099-06096 | 099-06096 | Stryker Corp Medical Div | MISTRAL AIR PLUS |  |  | SE - OR |  |  |  |  | 099-06096 | 099-06096 |  | Memorial Hermann- SE - CATH LAB | SE - OR | PreOp 19 | 5/1/19 |  | 5/1/20
NO | YES |  |  |  | 099-06280 | 099-06280 | Stryker Corp Medical Div | MISTRAL AIR PLUS |  |  | SE-OR-Preop |  |  |  |  | 099-06280 | 099-06280 | Southeast | MHHS-Southeast | SE-OR-Preop | Room 4 | 5/1/19 |  | 5/1/20
NO | YES |  |  |  | 099-06093 | 099-06093 | Stryker Corp Medical Div | MISTRAL AIR PLUS |  |  | SE - OR |  |  |  |  | 099-06093 | 099-06093 |  | Memorial Hermann- SE - CATH LAB | SE - OR | PreOp 8 | 5/1/20 |  | 5/1/20
NO | YES |  |  |  | 099-06091 | 099-06091 | Stryker Corp Medical Div | MISTRAL AIR PLUS |  |  | SE - OR |  |  |  |  | 099-06091 | 099-06091 |  | Memorial Hermann- SE - CATH LAB | SE - OR | PreOp 23 | 4/1/20 |  | 4/1/20
YES | YES |  |  |  | 099-07737 | 099-07737 | Stryker Corp Medical Div | MISTRAL AIR PLUS |  |  | SE - OR |  |  |  |  | 099-07737 | 099-07737 | Southeast | Memorial Hermann Southeast Hospital | SE - OR
NO | YES |  |  |  | 099-06084 | 099-06084 | Stryker Corp Medical Div | MISTRAL AIR PLUS |  |  | SE - Endoscopy |  |  |  |  | 099-06084 | 099-06084 |  | Memorial Hermann- SE - Endoscopy | SE - Endoscopy | Endo storage | 5/1/19 |  | 5/1/20
YES | YES |  |  |  | 005-13151 | 005-13151 | Stryker Corp Medical Div | MISTRAL AIR PLUS |  |  | MEMORIAL CITY - LABOR |  |  |  |  | 005-13151 | 005-13151 | West | Womens Memorial Hermann Memorial City Hospital | MEMORIAL CITY - LABOR | Recovery | 5/1/19
NO | YES |  |  |  | 041-33216 | 041-33216 | Stryker Corp Medical Div | MISTRAL AIR PLUS |  |  | Memorial City-Labor & Delivery |  |  |  |  | 041-33216 | 041-33216 | West | MHHS-Mem City | Memorial City-Labor & Delivery | Room 3M02 | 7/1/19
NO | YES |  |  |  | 041-33215 | 041-33215 | Stryker Corp Medical Div | MISTRAL AIR PLUS |  |  | Memorial City-Labor & Delivery |  |  |  |  | 041-33215 | 041-33215 | West | MHHS-Mem City | Memorial City-Labor & Delivery | Room 3M02 | 4/1/19
NO | YES |  |  |  |  | 151-04153 | Stryker Corp Medical Div | MISTRAL AIR PLUS |  |  | MEMORIAL CITY - OUTPATIENT SURGERY | [5 empty] | 151-04153 | West | Memorial City- Memorial Hermann Hospital | MEMORIAL CITY - OUTPATIENT SURGERY | Pre-Op 8 |  |  |  |  | WARMING/COOLING UNITS, PATIENT
YES | YES | [5 empty] | Stryker Corp Medical Div | MISTRAL AIR PLUS |  |  | MEMORIAL CITY MOR | [6 empty] | West | Memorial Hermann Memorial City Medical Center | MEMORIAL CITY MOR | MEMORIAL CITY MOR
NO | YES | [5 empty] | Stryker Corp Medical Div | MISTRAL AIR PLUS |  |  | Memorial City - MOR | [6 empty] | West | Memorial Hermann Memorial City Medical Center | Memorial City - MOR | E2 300 MOR Storage Room |  |  |  |  | WARMING/COOLING UNITS, PATIENT
NO | YES | [5 empty] | Stryker Corp Medical Div | MISTRAL AIR PLUS |  |  | MEMORIAL CITY - Outpatient | [6 empty] | West | Memorial Hermann Memorial City Medical Center | MEMORIAL CITY - Outpatient | MEMORIAL CITY - OUTPATIENT
NO | NO |  |  |  | 151-01840 |  | Stryker Corp Medical Div | MISTRAL AIR PLUS |  |  | CY - CARDIAC CATH LAB | MHHS-Cypress |  | Warmer, Patient |  | 151-01840 |  | Northwest & Cypress |  | CY - CARDIAC CATH LAB | [5 empty] | WARMING/COOLING UNITS, PATIENT |  | WARMERPATIENT-Stryker-Mistral-Air | WARMERPATIENT | Mistral-Air |  |  |  | Stryker | Warmer, Patient |  | WARMERPATIENT-Stryker-Mistral-Air |  |  |  |  | Covered PM Repair - Biomedical | MHHS-Cypress
NO | NO |  |  |  | 151-01844 |  | Stryker Corp Medical Div | MISTRAL AIR PLUS |  |  | CY - ICU | MHHS-Cypress |  | Warmer, Patient |  | 151-01844 |  | Northwest & Cypress |  | CY - ICU | [5 empty] | WARMING/COOLING UNITS, PATIENT |  | WARMERPATIENT-Stryker-Mistral-Air | WARMERPATIENT | Mistral-Air |  |  |  | Stryker | Warmer, Patient |  | WARMERPATIENT-Stryker-Mistral-Air |  |  |  |  | Covered PM Repair - Biomedical | MHHS-Cypress
NO | NO |  |  |  | 151-01846 |  | Stryker Corp Medical Div | MISTRAL AIR PLUS |  |  | CY - ICU | MHHS-Cypress |  | Warmer, Patient |  | 151-01846 |  | Northwest & Cypress |  | CY - ICU | [5 empty] | WARMING/COOLING UNITS, PATIENT |  | WARMERPATIENT-Stryker-Mistral-Air | WARMERPATIENT | Mistral-Air |  |  |  | Stryker | Warmer, Patient |  | WARMERPATIENT-Stryker-Mistral-Air |  |  |  |  | Covered PM Repair - Biomedical | MHHS-Cypress
NO | NO |  |  |  | 151-01883 |  | Stryker Corp Medical Div | MISTRAL AIR PLUS |  |  | CY - PACU | MHHS-Cypress |  | Warmer, Patient |  | 151-01883 |  | Northwest & Cypress |  | CY - PACU | [5 empty] | WARMING/COOLING UNITS, PATIENT |  | WARMERPATIENT-Stryker-Mistral-Air | WARMERPATIENT | Mistral-Air |  |  |  | Stryker | Warmer, Patient |  | WARMERPATIENT-Stryker-Mistral-Air |  |  |  |  | No Coverage Specified | MHHS-Cypress
NO | NO |  |  |  | 151-01854 |  | Stryker Corp Medical Div | MISTRAL AIR PLUS |  |  | CY - PREOP | MHHS-Cypress |  | Warmer, Patient |  | 151-01854 |  | Northwest & Cypress |  | CY - PREOP | [5 empty] | WARMING/COOLING UNITS, PATIENT |  | WARMERPATIENT-Stryker-Mistral-Air | WARMERPATIENT | Mistral-Air |  |  |  | Stryker | Warmer, Patient |  | WARMERPATIENT-Stryker-Mistral-Air |  |  |  |  | No Coverage Specified | MHHS-Cypress
NO | NO |  |  |  | 151-01856 |  | Stryker Corp Medical Div | MISTRAL AIR PLUS |  |  | CY - PREOP | MHHS-Cypress |  | Warmer, Patient |  | 151-01856 |  | Northwest & Cypress |  | CY - PREOP | [5 empty] | WARMING/COOLING UNITS, PATIENT |  | WARMERPATIENT-Stryker-Mistral-Air | WARMERPATIENT | Mistral-Air |  |  |  | Stryker | Warmer, Patient |  | WARMERPATIENT-Stryker-Mistral-Air |  |  |  |  | No Coverage Specified | MHHS-Cypress
NO | NO |  |  |  | 151-01860 |  | Stryker Corp Medical Div | MISTRAL AIR PLUS |  |  | CY - PREOP | MHHS-Cypress |  | Warmer, Patient |  | 151-01860 |  | Northwest & Cypress |  | CY - PREOP | [5 empty] | WARMING/COOLING UNITS, PATIENT |  | WARMERPATIENT-Stryker-Mistral-Air | WARMERPATIENT | Mistral-Air |  |  |  | Stryker | Warmer, Patient |  | WARMERPATIENT-Stryker-Mistral-Air |  |  |  |  | No Coverage Specified | MHHS-Cypress
NO | NO | [5 empty] | Stryker Corp Medical Div | MISTRAL AIR PLUS |  |  | GH - CATH LAB | MHHS-Greater Heights |  | Warmer, Patient |  |  |  | Central & Greater Heights |  | GH - CATH LAB | [5 empty] | WARMING/COOLING UNITS, PATIENT |  | WARMERPATIENT-Stryker-Mistral-Air | WARMERPATIENT | Mistral-Air |  |  |  | Stryker | Warmer, Patient |  | WARMERPATIENT-Stryker-Mistral-Air |  |  |  |  | Covered PM Repair - Respiratory/Steriliz | MHHS-Greater Heights
NO | NO | [5 empty] | Stryker Corp Medical Div | MISTRAL AIR PLUS |  |  | GH - CENTRAL SUPPLY | MHHS-Greater Heights |  | Warmer, Patient |  |  |  | Central & Greater Heights |  | GH - CENTRAL SUPPLY | [5 empty] | WARMING/COOLING UNITS, PATIENT |  | WARMERPATIENT-Stryker-Mistral-Air | WARMERPATIENT | Mistral-Air |  |  |  | Stryker | Warmer, Patient |  | WARMERPATIENT-Stryker-Mistral-Air |  |  |  |  | Covered PM Repair - Biomedical | MHHS-Greater Heights
NO | NO | [5 empty] | Stryker Corp Medical Div | MISTRAL AIR PLUS |  |  | GH - CENTRAL SUPPLY | MHHS-Greater Heights |  | Warmer, Patient |  |  |  | Central & Greater Heights |  | GH - CENTRAL SUPPLY | [5 empty] | WARMING/COOLING UNITS, PATIENT |  | WARMERPATIENT-Stryker-Mistral-Air | WARMERPATIENT | Mistral-Air |  |  |  | Stryker | Warmer, Patient |  | WARMERPATIENT-Stryker-Mistral-Air |  |  |  |  | Covered PM Repair - Biomedical | MHHS-Greater Heights
NO | NO | [5 empty] | Stryker Corp Medical Div | MISTRAL AIR PLUS |  |  | GH - CV ICU | MHHS-Greater Heights |  | Warmer, Patient |  |  |  | Central & Greater Heights |  | GH - CV ICU | [5 empty] | WARMING/COOLING UNITS, PATIENT |  | WARMERPATIENT-Stryker-Mistral-Air | WARMERPATIENT | Mistral-Air |  |  |  | Stryker | Warmer, Patient |  | WARMERPATIENT-Stryker-Mistral-Air |  |  |  |  | Not Covered Vendor Only - Biomedical | MHHS-Greater Heights
NO | NO | [5 empty] | Stryker Corp Medical Div | MISTRAL AIR PLUS |  |  | GH - CV ICU | MHHS-Greater Heights |  | Warmer, Patient |  |  |  | Central & Greater Heights |  | GH - CV ICU | [5 empty] | WARMING/COOLING UNITS, PATIENT |  | WARMERPATIENT-Stryker-Mistral-Air | WARMERPATIENT | Mistral-Air |  |  |  | Stryker | Warmer, Patient |  | WARMERPATIENT-Stryker-Mistral-Air |  |  |  |  | Not Covered Vendor Only - Biomedical | MHHS-Greater Heights
NO | NO | [5 empty] | Stryker Corp Medical Div | MISTRAL AIR PLUS |  |  | GH - ER | MHHS-Greater Heights |  | Warmer, Patient |  |  |  | Central & Greater Heights |  | GH - ER | [5 empty] | WARMING/COOLING UNITS, PATIENT |  | WARMERPATIENT-Stryker-Mistral-Air | WARMERPATIENT | Mistral-Air |  |  |  | Stryker | Warmer, Patient |  | WARMERPATIENT-Stryker-Mistral-Air |  |  |  |  | Not Covered Vendor Only - Biomedical | MHHS-Greater Heights
NO | NO | [5 empty] | Stryker Corp Medical Div | MISTRAL AIR PLUS |  |  | GH - ER | MHHS-Greater Heights |  | Warmer, Patient |  |  |  | Central & Greater Heights |  | GH - ER | [5 empty] | WARMING/COOLING UNITS, PATIENT |  | WARMERPATIENT-Stryker-Mistral-Air | WARMERPATIENT | Mistral-Air |  |  |  | Stryker | Warmer, Patient |  | WARMERPATIENT-Stryker-Mistral-Air |  |  |  |  | Not Covered Vendor Only - Biomedical | MHHS-Greater Heights
NO | NO | [5 empty] | Stryker Corp Medical Div | MISTRAL AIR PLUS |  |  | GH - LABOR & DELIVERY | MHHS-Greater Heights |  | Warmer, Patient |  |  |  | Central & Greater Heights |  | GH - LABOR & DELIVERY | [5 empty] | WARMING/COOLING UNITS, PATIENT |  | WARMERPATIENT-Stryker-Mistral-Air | WARMERPATIENT | Mistral-Air |  |  |  | Stryker | Warmer, Patient |  | WARMERPATIENT-Stryker-Mistral-Air |  |  |  |  | Covered PM Repair - Biomedical | MHHS-Greater Heights
NO | NO | [5 empty] | Stryker Corp Medical Div | MISTRAL AIR PLUS |  |  | GH - LABOR & DELIVERY | MHHS-Greater Heights |  | Warmer, Patient |  |  |  | Central & Greater Heights |  | GH - LABOR & DELIVERY | [5 empty] | WARMING/COOLING UNITS, PATIENT |  | WARMERPATIENT-Stryker-Mistral-Air | WARMERPATIENT | Mistral-Air |  |  |  | Stryker | Warmer, Patient |  | WARMERPATIENT-Stryker-Mistral-Air |  |  |  |  | Covered PM Repair - Biomedical | MHHS-Greater Heights
NO | NO | [5 empty] | Stryker Corp Medical Div | MISTRAL AIR PLUS |  |  | GH - LABOR & DELIVERY | MHHS-Greater Heights |  | Warmer, Patient |  |  |  | Central & Greater Heights |  | GH - LABOR & DELIVERY | [5 empty] | WARMING/COOLING UNITS, PATIENT |  | WARMERPATIENT-Stryker-Mistral-Air | WARMERPATIENT | Mistral-Air |  |  |  | Stryker | Warmer, Patient |  | WARMERPATIENT-Stryker-Mistral-Air |  |  |  |  | Covered PM Repair - Biomedical | MHHS-Greater Heights
NO | NO | [5 empty] | Stryker Corp Medical Div | MISTRAL AIR PLUS |  |  | GH - MED/SURG | MHHS-Greater Heights |  | Warmer, Patient |  |  |  | Central & Greater Heights |  | GH - MED/SURG | [5 empty] | WARMING/COOLING UNITS, PATIENT |  | WARMERPATIENT-Stryker-Mistral-Air | WARMERPATIENT | Mistral-Air |  |  |  | Stryker | Warmer, Patient |  | WARMERPATIENT-Stryker-Mistral-Air |  |  |  |  | Not Covered Vendor Only - Biomedical | MHHS-Greater Heights
NO | NO | [5 empty] | Stryker Corp Medical Div | MISTRAL AIR PLUS |  |  | GH - NEURO 5N | MHHS-Greater Heights |  | Warmer, Patient |  |  |  | Central & Greater Heights |  | GH - NEURO 5N | [5 empty] | WARMING/COOLING UNITS, PATIENT |  | WARMERPATIENT-Stryker-Mistral-Air | WARMERPATIENT | Mistral-Air |  |  |  | Stryker | Warmer, Patient |  | WARMERPATIENT-Stryker-Mistral-Air |  |  |  |  | Not Covered Vendor Only - Biomedical | MHHS-Greater Heights
NO | NO | [5 empty] | Stryker Corp Medical Div | MISTRAL AIR PLUS |  |  | GH - OR | MHHS-Greater Heights |  | Warmer, Patient |  |  |  | Central & Greater Heights |  | GH - OR | [5 empty] | WARMING/COOLING UNITS, PATIENT |  | WARMERPATIENT-Stryker-Mistral-Air | WARMERPATIENT | Mistral-Air |  |  |  | Stryker | Warmer, Patient |  | WARMERPATIENT-Stryker-Mistral-Air |  |  |  |  | Not Covered Vendor Only - Biomedical | MHHS-Greater Heights
NO | NO | [5 empty] | Stryker Corp Medical Div | MISTRAL AIR PLUS |  |  | GH - OR | MHHS-Greater Heights |  | Warmer, Patient |  |  |  | Central & Greater Heights |  | GH - OR | [5 empty] | WARMING/COOLING UNITS, PATIENT |  | WARMERPATIENT-Stryker-Mistral-Air | WARMERPATIENT | Mistral-Air |  |  |  | Stryker | Warmer, Patient |  | WARMERPATIENT-Stryker-Mistral-Air |  |  |  |  | Covered PM Repair - Biomedical | MHHS-Greater Heights
NO | NO | [5 empty] | Stryker Corp Medical Div | MISTRAL AIR PLUS |  |  | GH - OR | MHHS-Greater Heights |  | Warmer, Patient |  |  |  | Central & Greater Heights |  | GH - OR | [5 empty] | WARMING/COOLING UNITS, PATIENT |  | WARMERPATIENT-Stryker-Mistral-Air | WARMERPATIENT | Mistral-Air |  |  |  | Stryker | Warmer, Patient |  | WARMERPATIENT-Stryker-Mistral-Air |  |  |  |  | Covered PM Repair - Biomedical | MHHS-Greater Heights
NO | NO | [5 empty] | Stryker Corp Medical Div | MISTRAL AIR PLUS |  |  | GH - OR | MHHS-Greater Heights |  | Warmer, Patient |  |  |  | Central & Greater Heights |  | GH - OR | [5 empty] | WARMING/COOLING UNITS, PATIENT |  | WARMERPATIENT-Stryker-Mistral-Air | WARMERPATIENT | Mistral-Air |  |  |  | Stryker | Warmer, Patient |  | WARMERPATIENT-Stryker-Mistral-Air |  |  |  |  | Covered PM Repair - Biomedical | MHHS-Greater Heights
NO | NO | [5 empty] | Stryker Corp Medical Div | MISTRAL AIR PLUS |  |  | GH - ORTHO JOINT CENTER 4N | MHHS-Greater Heights |  | Warmer, Patient |  |  |  | Central & Greater Heights |  | GH - ORTHO JOINT CENTER 4N | [5 empty] | WARMING/COOLING UNITS, PATIENT |  | WARMERPATIENT-Stryker-Mistral-Air | WARMERPATIENT | Mistral-Air |  |  |  | Stryker | Warmer, Patient |  | WARMERPATIENT-Stryker-Mistral-Air |  |  |  |  | Not Covered Vendor Only - Biomedical | MHHS-Greater Heights
NO | NO | [5 empty] | Stryker Corp Medical Div | MISTRAL AIR PLUS |  |  | GH - PREOP | MHHS-Greater Heights |  | Warmer, Patient |  |  |  | Central & Greater Heights |  | GH - PREOP | [5 empty] | WARMING/COOLING UNITS, PATIENT |  | WARMERPATIENT-Stryker-Mistral-Air | WARMERPATIENT | Mistral-Air |  |  |  | Stryker | Warmer, Patient |  | WARMERPATIENT-Stryker-Mistral-Air |  |  |  |  | Covered PM Repair - Biomedical | MHHS-Greater Heights
NO | NO | [5 empty] | Stryker Corp Medical Div | MISTRAL AIR PLUS |  |  | GH - PREOP | MHHS-Greater Heights |  | Warmer, Patient |  |  |  | Central & Greater Heights |  | GH - PREOP | [5 empty] | WARMING/COOLING UNITS, PATIENT |  | WARMERPATIENT-Stryker-Mistral-Air | WARMERPATIENT | Mistral-Air |  |  |  | Stryker | Warmer, Patient |  | WARMERPATIENT-Stryker-Mistral-Air |  |  |  |  | Covered PM Repair - Biomedical | MHHS-Greater Heights
NO | NO | [5 empty] | Stryker Corp Medical Div | MISTRAL AIR PLUS |  |  | KATY - CATH LAB | MHHS-Katy |  | Warmer, Patient |  |  |  | Katy |  | KATY - CATH LAB | [5 empty] | WARMING/COOLING UNITS, PATIENT |  | WARMERPATIENT-Stryker-Mistral-Air | WARMERPATIENT | Mistral-Air |  |  |  | Stryker | Warmer, Patient |  | WARMERPATIENT-Stryker-Mistral-Air |  |  |  |  | Covered PM Repair - Biomedical | MHHS-Katy
NO | NO | [5 empty] | Stryker Corp Medical Div | MISTRAL AIR PLUS |  |  | KATY - DAY STAY | MHHS-Katy |  | Warmer, Patient |  |  |  | Katy |  | KATY - DAY STAY | [5 empty] | WARMING/COOLING UNITS, PATIENT |  | WARMERPATIENT-Stryker-Mistral-Air | WARMERPATIENT | Mistral-Air |  |  |  | Stryker | Warmer, Patient |  | WARMERPATIENT-Stryker-Mistral-Air |  |  |  |  | Covered PM Repair - Biomedical | MHHS-Katy
NO | NO | [5 empty] | Stryker Corp Medical Div | MISTRAL AIR PLUS |  |  | KATY - DAY STAY | MHHS-Katy |  | Warmer, Patient |  |  |  | Katy |  | KATY - DAY STAY | [5 empty] | WARMING/COOLING UNITS, PATIENT |  | WARMERPATIENT-Stryker-Mistral-Air | WARMERPATIENT | Mistral-Air |  |  |  | Stryker | Warmer, Patient |  | WARMERPATIENT-Stryker-Mistral-Air |  |  |  |  | Covered PM Repair - Biomedical | MHHS-Katy
NO | NO | [5 empty] | Stryker Corp Medical Div | MISTRAL AIR PLUS |  |  | KATY - DAY STAY | MHHS-Katy |  | Warmer, Patient |  |  |  | Katy |  | KATY - DAY STAY | [5 empty] | WARMING/COOLING UNITS, PATIENT |  | WARMERPATIENT-Stryker-Mistral-Air | WARMERPATIENT | Mistral-Air |  |  |  | Stryker | Warmer, Patient |  | WARMERPATIENT-Stryker-Mistral-Air |  |  |  |  | Covered PM Repair - Biomedical | MHHS-Katy
NO | NO | [5 empty] | Stryker Corp Medical Div | MISTRAL AIR PLUS |  |  | KATY - ICU | MHHS-Katy |  | Warmer, Patient |  |  |  | Katy |  | KATY - ICU | [5 empty] | WARMING/COOLING UNITS, PATIENT |  | WARMERPATIENT-Stryker-Mistral-Air | WARMERPATIENT | Mistral-Air |  |  |  | Stryker | Warmer, Patient |  | WARMERPATIENT-Stryker-Mistral-Air |  |  |  |  | Covered PM Repair - Biomedical | MHHS-Katy
NO | NO | [5 empty] | Stryker Corp Medical Div | MISTRAL AIR PLUS |  |  | KATY - ICU | MHHS-Katy |  | Warmer, Patient |  |  |  | Katy |  | KATY - ICU | [5 empty] | WARMING/COOLING UNITS, PATIENT |  | WARMERPATIENT-Stryker-Mistral-Air | WARMERPATIENT | Mistral-Air |  |  |  | Stryker | Warmer, Patient |  | WARMERPATIENT-Stryker-Mistral-Air |  |  |  |  | Covered PM Repair - Biomedical | MHHS-Katy
NO | NO | [5 empty] | Stryker Corp Medical Div | MISTRAL AIR PLUS |  |  | KATY - LABOR & DELIVERY | MHHS-Katy |  | Warmer, Patient |  |  |  | Katy |  | KATY - LABOR & DELIVERY | [5 empty] | WARMING/COOLING UNITS, PATIENT |  | WARMERPATIENT-Stryker-Mistral-Air | WARMERPATIENT | Mistral-Air |  |  |  | Stryker | Warmer, Patient |  | WARMERPATIENT-Stryker-Mistral-Air |  |  |  |  | Covered PM Repair - Biomedical | MHHS-Katy
NO | NO | [5 empty] | Stryker Corp Medical Div | MISTRAL AIR PLUS |  |  | KATY - OR | MHHS-Katy |  | Warmer, Patient |  |  |  | Katy |  | KATY - OR | [5 empty] | WARMING/COOLING UNITS, PATIENT |  | WARMERPATIENT-Stryker-Mistral-Air | WARMERPATIENT | Mistral-Air |  |  |  | Stryker | Warmer, Patient |  | WARMERPATIENT-Stryker-Mistral-Air |  |  |  |  | Covered PM Repair - Biomedical | MHHS-Katy
NO | NO | [5 empty] | Stryker Corp Medical Div | MISTRAL AIR PLUS |  |  | KATY - PACU | MHHS-Katy |  | Warmer, Patient |  |  |  | Katy |  | KATY - PACU | [5 empty] | WARMING/COOLING UNITS, PATIENT |  | WARMERPATIENT-Stryker-Mistral-Air | WARMERPATIENT | Mistral-Air |  |  |  | Stryker | Warmer, Patient |  | WARMERPATIENT-Stryker-Mistral-Air |  |  |  |  | Covered PM Repair - Biomedical | MHHS-Katy
NO | NO | [5 empty] | Stryker Corp Medical Div | MISTRAL AIR PLUS |  |  | KATY - POSTPARTUM - 2W | MHHS-Katy |  | Warmer, Patient |  |  |  | Katy |  | KATY - POSTPARTUM - 2W | [5 empty] | WARMING/COOLING UNITS, PATIENT |  | WARMERPATIENT-Stryker-Mistral-Air | WARMERPATIENT | Mistral-Air |  |  |  | Stryker | Warmer, Patient |  | WARMERPATIENT-Stryker-Mistral-Air |  |  |  |  | Covered PM Repair - Biomedical | MHHS-Katy
NO | NO | [5 empty] | Stryker Corp Medical Div | MISTRAL AIR PLUS |  |  | MEMORIAL CITY - CATH LAB | MHHS-Mem City |  | Warmer, Patient |  |  |  | West & Memorial City |  | MEMORIAL CITY - CATH LAB | [5 empty] | WARMING/COOLING UNITS, PATIENT |  | WARMERPATIENT-Stryker-Mistral-Air | WARMERPATIENT | Mistral-Air |  |  |  | Stryker | Warmer, Patient |  | WARMERPATIENT-Stryker-Mistral-Air |  |  |  |  | Covered PM Repair - Biomedical | MHHS-Mem City
NO | NO | [5 empty] | Stryker Corp Medical Div | MISTRAL AIR PLUS |  |  | MEMORIAL CITY - CATH LAB | MHHS-Mem City |  | Warmer, Patient |  |  |  | West & Memorial City |  | MEMORIAL CITY - CATH LAB | [5 empty] | WARMING/COOLING UNITS, PATIENT |  | WARMERPATIENT-Stryker-Mistral-Air | WARMERPATIENT | Mistral-Air |  |  |  | Stryker | Warmer, Patient |  | WARMERPATIENT-Stryker-Mistral-Air |  |  |  |  | Covered PM Repair - Biomedical | MHHS-Mem City
NO | NO | [5 empty] | Stryker Corp Medical Div | MISTRAL AIR PLUS |  |  | MEMORIAL CITY - EAST TOWER - IMCU | MHHS-Mem City |  | Warmer, Patient |  |  |  | West & Memorial City |  | MEMORIAL CITY - EAST TOWER - IMCU | [5 empty] | WARMING/COOLING UNITS, PATIENT |  | WARMERPATIENT-Stryker-Mistral-Air | WARMERPATIENT | Mistral-Air |  |  |  | Stryker | Warmer, Patient |  | WARMERPATIENT-Stryker-Mistral-Air |  |  |  |  | Covered PM Repair - Biomedical | MHHS-Mem City
NO | NO | [5 empty] | Stryker Corp Medical Div | MISTRAL AIR PLUS |  |  | MEMORIAL CITY - EAST TOWER - NEUROLOGY | MHHS-Mem City |  | Warmer, Patient |  |  |  | West & Memorial City |  | MEMORIAL CITY - EAST TOWER - NEUROLOGY | [5 empty] | WARMING/COOLING UNITS, PATIENT |  | WARMERPATIENT-Stryker-Mistral-Air | WARMERPATIENT | Mistral-Air |  |  |  | Stryker | Warmer, Patient |  | WARMERPATIENT-Stryker-Mistral-Air |  |  |  |  | Covered PM Repair - Biomedical | MHHS-Mem City
NO | NO | [5 empty] | Stryker Corp Medical Div | MISTRAL AIR PLUS |  |  | MEMORIAL CITY - ER | MHHS-Mem City |  | Warmer, Patient |  |  |  | West & Memorial City |  | MEMORIAL CITY - ER | [5 empty] | WARMING/COOLING UNITS, PATIENT |  | WARMERPATIENT-Stryker-Mistral-Air | WARMERPATIENT | Mistral-Air |  |  |  | Stryker | Warmer, Patient |  | WARMERPATIENT-Stryker-Mistral-Air |  |  |  |  | Covered PM Repair - Biomedical | MHHS-Mem City
NO | NO | [5 empty] | Stryker Corp Medical Div | MISTRAL AIR PLUS |  |  | MEMORIAL CITY - ER | MHHS-Mem City |  | Warmer, Patient |  |  |  | West & Memorial City |  | MEMORIAL CITY - ER | [5 empty] | WARMING/COOLING UNITS, PATIENT |  | WARMERPATIENT-Stryker-Mistral-Air | WARMERPATIENT | Mistral-Air |  |  |  | Stryker | Warmer, Patient |  | WARMERPATIENT-Stryker-Mistral-Air |  |  |  |  | Covered PM Repair - Radiology, Low End | MHHS-Mem City
NO | NO | [5 empty] | Stryker Corp Medical Div | MISTRAL AIR PLUS |  |  | MEMORIAL CITY - LABOR & DELIVERY | MHHS-Mem City |  | Warmer, Patient |  |  |  | West & Memorial City |  | MEMORIAL CITY - LABOR & DELIVERY | [5 empty] | WARMING/COOLING UNITS, PATIENT |  | WARMERPATIENT-Stryker-Mistral-Air | WARMERPATIENT | Mistral-Air |  |  |  | Stryker | Warmer, Patient |  | WARMERPATIENT-Stryker-Mistral-Air |  |  |  |  | Covered PM Repair - Lab Analyzers/Anesth | MHHS-Mem City
NO | NO |  |  |  | 041-19622 |  | Stryker Corp Medical Div | MISTRAL AIR PLUS |  |  | MEMORIAL CITY - MHT - JHC OR | MHHS-Mem City |  | Warmer, Patient |  | 041-19622 |  | West & Memorial City |  | MEMORIAL CITY - MHT - JHC OR | [5 empty] | WARMING/COOLING UNITS, PATIENT |  | WARMERPATIENT-Stryker-Mistral-Air | WARMERPATIENT | Mistral-Air |  |  |  | Stryker | Warmer, Patient |  | WARMERPATIENT-Stryker-Mistral-Air |  |  |  |  | Covered PM Repair - Biomedical | MHHS-Mem City
NO | NO |  |  |  | 041-34440 |  | Stryker Corp Medical Div | MISTRAL AIR PLUS |  |  | MEMORIAL CITY - MICU | MHHS-Mem City |  | Warmer, Patient |  | 041-34440 |  | West & Memorial City |  | MEMORIAL CITY - MICU | [5 empty] | WARMING/COOLING UNITS, PATIENT |  | WARMERPATIENT-Stryker-Mistral-Air | WARMERPATIENT | Mistral-Air |  |  |  | Stryker | Warmer, Patient |  | WARMERPATIENT-Stryker-Mistral-Air |  |  |  |  | Covered PM Repair - Biomedical | MHHS-Mem City
NO | NO | [5 empty] | Stryker Corp Medical Div | MISTRAL AIR PLUS |  |  | MEMORIAL CITY - MICU | MHHS-Mem City |  | Warmer, Patient |  |  |  | West & Memorial City |  | MEMORIAL CITY - MICU | [5 empty] | WARMING/COOLING UNITS, PATIENT |  | WARMERPATIENT-Stryker-Mistral-Air | WARMERPATIENT | Mistral-Air |  |  |  | Stryker | Warmer, Patient |  | WARMERPATIENT-Stryker-Mistral-Air |  |  |  |  | Covered PM Repair - Biomedical | MHHS-Mem City
NO | NO | [5 empty] | Stryker Corp Medical Div | MISTRAL AIR PLUS |  |  | MEMORIAL CITY - MICU | MHHS-Mem City |  | Warmer, Patient |  |  |  | West & Memorial City |  | MEMORIAL CITY - MICU | [5 empty] | WARMING/COOLING UNITS, PATIENT |  | WARMERPATIENT-Stryker-Mistral-Air | WARMERPATIENT | Mistral-Air |  |  |  | Stryker | Warmer, Patient |  | WARMERPATIENT-Stryker-Mistral-Air |  |  |  |  | Covered PM Repair - Radiology, Low End | MHHS-Mem City
NO | NO | [5 empty] | Stryker Corp Medical Div | MISTRAL AIR PLUS |  |  | MEMORIAL CITY - MOR | MHHS-Mem City |  | Warmer, Patient |  |  |  | West & Memorial City |  | MEMORIAL CITY - MOR | [5 empty] | WARMING/COOLING UNITS, PATIENT |  | WARMERPATIENT-Stryker-Mistral-Air | WARMERPATIENT | Mistral-Air |  |  |  | Stryker | Warmer, Patient |  | WARMERPATIENT-Stryker-Mistral-Air |  |  |  |  | Covered PM Repair - Radiology, Low End | MHHS-Mem City
NO | NO | [5 empty] | Stryker Corp Medical Div | MISTRAL AIR PLUS |  |  | MEMORIAL CITY - MOR | MHHS-Mem City |  | Warmer, Patient |  |  |  | West & Memorial City |  | MEMORIAL CITY - MOR | [5 empty] | WARMING/COOLING UNITS, PATIENT |  | WARMERPATIENT-Stryker-Mistral-Air | WARMERPATIENT | Mistral-Air |  |  |  | Stryker | Warmer, Patient |  | WARMERPATIENT-Stryker-Mistral-Air |  |  |  |  | Covered PM Repair - Biomedical | MHHS-Mem City
NO | NO | [5 empty] | Stryker Corp Medical Div | MISTRAL AIR PLUS |  |  | MEMORIAL CITY - MOR | MHHS-Mem City |  | Warmer, Patient |  |  |  | West & Memorial City |  | MEMORIAL CITY - MOR | [5 empty] | WARMING/COOLING UNITS, PATIENT |  | WARMERPATIENT-Stryker-Mistral-Air | WARMERPATIENT | Mistral-Air |  |  |  | Stryker | Warmer, Patient |  | WARMERPATIENT-Stryker-Mistral-Air |  |  |  |  | Covered PM Repair - Biomedical | MHHS-Mem City
NO | NO | [5 empty] | Stryker Corp Medical Div | MISTRAL AIR PLUS |  |  | MEMORIAL CITY - MOR | MHHS-Mem City |  | Warmer, Patient |  |  |  | West & Memorial City |  | MEMORIAL CITY - MOR | [5 empty] | WARMING/COOLING UNITS, PATIENT |  | WARMERPATIENT-Stryker-Mistral-Air | WARMERPATIENT | Mistral-Air |  |  |  | Stryker | Warmer, Patient |  | WARMERPATIENT-Stryker-Mistral-Air |  |  |  |  | Covered PM Repair - Biomedical | MHHS-Mem City
NO | NO | [5 empty] | Stryker Corp Medical Div | MISTRAL AIR PLUS |  |  | MEMORIAL CITY - MOR | MHHS-Mem City |  | Warmer, Patient |  |  |  | West & Memorial City |  | MEMORIAL CITY - MOR | [5 empty] | WARMING/COOLING UNITS, PATIENT |  | WARMERPATIENT-Stryker-Mistral-Air | WARMERPATIENT | Mistral-Air |  |  |  | Stryker | Warmer, Patient |  | WARMERPATIENT-Stryker-Mistral-Air |  |  |  |  | Covered PM Repair - Biomedical | MHHS-Mem City
NO | NO |  |  |  | 041-32160 |  | Stryker Corp Medical Div | MISTRAL AIR PLUS |  |  | MEMORIAL CITY - MOR RECOVERY | MHHS-Mem City |  | Warmer, Patient |  | 041-32160 |  | West & Memorial City |  | MEMORIAL CITY - MOR RECOVERY | [5 empty] | WARMING/COOLING UNITS, PATIENT |  | WARMERPATIENT-Stryker-Mistral-Air | WARMERPATIENT | Mistral-Air |  |  |  | Stryker | Warmer, Patient |  | WARMERPATIENT-Stryker-Mistral-Air |  |  |  |  | Not Covered Vendor Only - Biomedical | MHHS-Mem City
NO | NO |  |  |  | 041-34354 |  | Stryker Corp Medical Div | MISTRAL AIR PLUS |  |  | MEMORIAL CITY - MOR RECOVERY | MHHS-Mem City |  | Warmer, Patient |  | 041-34354 |  | West & Memorial City |  | MEMORIAL CITY - MOR RECOVERY | [5 empty] | WARMING/COOLING UNITS, PATIENT |  | WARMERPATIENT-Stryker-Mistral-Air | WARMERPATIENT | Mistral-Air |  |  |  | Stryker | Warmer, Patient |  | WARMERPATIENT-Stryker-Mistral-Air |  |  |  |  | Not Covered Vendor Only - Biomedical | MHHS-Mem City
NO | NO | [5 empty] | Stryker Corp Medical Div | MISTRAL AIR PLUS |  |  | MEMORIAL CITY - MOR RECOVERY | MHHS-Mem City |  | Warmer, Patient |  |  |  | West & Memorial City |  | MEMORIAL CITY - MOR RECOVERY | [5 empty] | WARMING/COOLING UNITS, PATIENT |  | WARMERPATIENT-Stryker-Mistral-Air | WARMERPATIENT | Mistral-Air |  |  |  | Stryker | Warmer, Patient |  | WARMERPATIENT-Stryker-Mistral-Air |  |  |  |  | No Coverage Specified | MHHS-Mem City
NO | NO | [5 empty] | Stryker Corp Medical Div | MISTRAL AIR PLUS |  |  | MEMORIAL CITY - NEUROPHYSIOLOGY/EEG | MHHS-Mem City |  | Warmer, Patient |  |  |  | West & Memorial City |  | MEMORIAL CITY - NEUROPHYSIOLOGY/EEG | [5 empty] | WARMING/COOLING UNITS, PATIENT |  | WARMERPATIENT-Stryker-Mistral-Air | WARMERPATIENT | Mistral-Air |  |  |  | Stryker | Warmer, Patient |  | WARMERPATIENT-Stryker-Mistral-Air |  |  |  |  | No Coverage Specified | MHHS-Mem City
NO | NO | [5 empty] | Stryker Corp Medical Div | MISTRAL AIR PLUS |  |  | MEMORIAL CITY - OUTPATIENT SURGERY | MHHS-Mem City |  | Warmer, Patient |  |  |  | West & Memorial City |  | MEMORIAL CITY - OUTPATIENT SURGERY | [5 empty] | WARMING/COOLING UNITS, PATIENT |  | WARMERPATIENT-Stryker-Mistral-Air | WARMERPATIENT | Mistral-Air |  |  |  | Stryker | Warmer, Patient |  | WARMERPATIENT-Stryker-Mistral-Air |  |  |  |  | No Coverage Specified | MHHS-Mem City
NO | NO | [5 empty] | Stryker Corp Medical Div | MISTRAL AIR PLUS |  |  | MEMORIAL CITY - OUTPATIENT SURGERY PREOP | MHHS-Mem City |  | Warmer, Patient |  |  |  | West & Memorial City |  | MEMORIAL CITY - OUTPATIENT SURGERY PREOP | [5 empty] | WARMING/COOLING UNITS, PATIENT |  | WARMERPATIENT-Stryker-Mistral-Air | WARMERPATIENT | Mistral-Air |  |  |  | Stryker | Warmer, Patient |  | WARMERPATIENT-Stryker-Mistral-Air |  |  |  |  | No Coverage Specified | MHHS-Mem City
NO | NO | [5 empty] | Stryker Corp Medical Div | MISTRAL AIR PLUS |  |  | MEMORIAL CITY - OUTPATIENT SURGERY PREOP | MHHS-Mem City |  | Warmer, Patient |  |  |  | West & Memorial City |  | MEMORIAL CITY - OUTPATIENT SURGERY PREOP | [5 empty] | WARMING/COOLING UNITS, PATIENT |  | WARMERPATIENT-Stryker-Mistral-Air | WARMERPATIENT | Mistral-Air |  |  |  | Stryker | Warmer, Patient |  | WARMERPATIENT-Stryker-Mistral-Air |  |  |  |  | No Coverage Specified | MHHS-Mem City
NO | NO | [5 empty] | Stryker Corp Medical Div | MISTRAL AIR PLUS |  |  | MEMORIAL CITY - OUTPATIENT SURGERY RECOVERY | MHHS-Mem City |  | Warmer, Patient |  |  |  | West & Memorial City |  | MEMORIAL CITY - OUTPATIENT SURGERY RECOVERY | [5 empty] | WARMING/COOLING UNITS, PATIENT |  | WARMERPATIENT-Stryker-Mistral-Air | WARMERPATIENT | Mistral-Air |  |  |  | Stryker | Warmer, Patient |  | WARMERPATIENT-Stryker-Mistral-Air |  |  |  |  | No Coverage Specified | MHHS-Mem City
NO | NO | [5 empty] | Stryker Corp Medical Div | MISTRAL AIR PLUS |  |  | MEMORIAL CITY - OUTPATIENT SURGERY RECOVERY | MHHS-Mem City |  | Warmer, Patient |  |  |  | West & Memorial City |  | MEMORIAL CITY - OUTPATIENT SURGERY RECOVERY | [5 empty] | WARMING/COOLING UNITS, PATIENT |  | WARMERPATIENT-Stryker-Mistral-Air | WARMERPATIENT | Mistral-Air |  |  |  | Stryker | Warmer, Patient |  | WARMERPATIENT-Stryker-Mistral-Air |  |  |  |  | No Coverage Specified | MHHS-Mem City
NO | NO | [5 empty] | Stryker Corp Medical Div | MISTRAL AIR PLUS |  |  | MEMORIAL CITY - OUTPATIENT SURGERY RECOVERY | MHHS-Mem City |  | Warmer, Patient |  |  |  | West & Memorial City |  | MEMORIAL CITY - OUTPATIENT SURGERY RECOVERY | [5 empty] | WARMING/COOLING UNITS, PATIENT |  | WARMERPATIENT-Stryker-Mistral-Air | WARMERPATIENT | Mistral-Air |  |  |  | Stryker | Warmer, Patient |  | WARMERPATIENT-Stryker-Mistral-Air |  |  |  |  | No Coverage Specified | MHHS-Mem City
NO | NO | [5 empty] | Stryker Corp Medical Div | MISTRAL AIR PLUS |  |  | MEMORIAL CITY - OUTPATIENT SURGERY RECOVERY | MHHS-Mem City |  | Warmer, Patient |  |  |  | West & Memorial City |  | MEMORIAL CITY - OUTPATIENT SURGERY RECOVERY | [5 empty] | WARMING/COOLING UNITS, PATIENT |  | WARMERPATIENT-Stryker-Mistral-Air | WARMERPATIENT | Mistral-Air |  |  |  | Stryker | Warmer, Patient |  | WARMERPATIENT-Stryker-Mistral-Air |  |  |  |  | No Coverage Specified | MHHS-Mem City
NO | NO | [5 empty] | Stryker Corp Medical Div | MISTRAL AIR PLUS |  |  | MEMORIAL CITY - OUTPATIENT SURGERY RECOVERY | MHHS-Mem City |  | Warmer, Patient |  |  |  | West & Memorial City |  | MEMORIAL CITY - OUTPATIENT SURGERY RECOVERY | [5 empty] | WARMING/COOLING UNITS, PATIENT |  | WARMERPATIENT-Stryker-Mistral-Air | WARMERPATIENT | Mistral-Air |  |  |  | Stryker | Warmer, Patient |  | WARMERPATIENT-Stryker-Mistral-Air |  |  |  |  | No Coverage Specified | MHHS-Mem City
NO | NO | [5 empty] | Stryker Corp Medical Div | MISTRAL AIR PLUS |  |  | MEMORIAL CITY - SICU | MHHS-Mem City |  | Warmer, Patient |  |  |  | West & Memorial City |  | MEMORIAL CITY - SICU | [5 empty] | WARMING/COOLING UNITS, PATIENT |  | WARMERPATIENT-Stryker-Mistral-Air | WARMERPATIENT | Mistral-Air |  |  |  | Stryker | Warmer, Patient |  | WARMERPATIENT-Stryker-Mistral-Air |  |  |  |  | No Coverage Specified | MHHS-Mem City
NO | NO | [5 empty] | Stryker Corp Medical Div | MISTRAL AIR PLUS |  |  | MEMORIAL CITY - SICU | MHHS-Mem City |  | Warmer, Patient |  |  |  | West & Memorial City |  | MEMORIAL CITY - SICU | [5 empty] | WARMING/COOLING UNITS, PATIENT |  | WARMERPATIENT-Stryker-Mistral-Air | WARMERPATIENT | Mistral-Air |  |  |  | Stryker | Warmer, Patient |  | WARMERPATIENT-Stryker-Mistral-Air |  |  |  |  | No Coverage Specified | MHHS-Mem City
NO | NO | [5 empty] | Stryker Corp Medical Div | MISTRAL AIR PLUS |  |  | MEMORIAL CITY - SICU | MHHS-Mem City |  | Warmer, Patient |  |  |  | West & Memorial City |  | MEMORIAL CITY - SICU | [5 empty] | WARMING/COOLING UNITS, PATIENT |  | WARMERPATIENT-Stryker-Mistral-Air | WARMERPATIENT | Mistral-Air |  |  |  | Stryker | Warmer, Patient |  | WARMERPATIENT-Stryker-Mistral-Air |  |  |  |  | No Coverage Specified | MHHS-Mem City
NO | NO | [5 empty] | Stryker Corp Medical Div | MISTRAL AIR PLUS |  |  | MEMORIAL CITY - SICU | MHHS-Mem City |  | Warmer, Patient |  |  |  | West & Memorial City |  | MEMORIAL CITY - SICU | [5 empty] | WARMING/COOLING UNITS, PATIENT |  | WARMERPATIENT-Stryker-Mistral-Air | WARMERPATIENT | Mistral-Air |  |  |  | Stryker | Warmer, Patient |  | WARMERPATIENT-Stryker-Mistral-Air |  |  |  |  | No Coverage Specified | MHHS-Mem City
NO | NO | [5 empty] | Stryker Corp Medical Div | MISTRAL AIR PLUS |  |  | MEMORIAL CITY - SICU | MHHS-Mem City |  | Warmer, Patient |  |  |  | West & Memorial City |  | MEMORIAL CITY - SICU | [5 empty] | WARMING/COOLING UNITS, PATIENT |  | WARMERPATIENT-Stryker-Mistral-Air | WARMERPATIENT | Mistral-Air |  |  |  | Stryker | Warmer, Patient |  | WARMERPATIENT-Stryker-Mistral-Air |  |  |  |  | No Coverage Specified | MHHS-Mem City
NO | NO | [5 empty] | Stryker Corp Medical Div | MISTRAL AIR PLUS |  |  | MEMORIAL CITY - SICU | MHHS-Mem City |  | Warmer, Patient |  |  |  | West & Memorial City |  | MEMORIAL CITY - SICU | [5 empty] | WARMING/COOLING UNITS, PATIENT |  | WARMERPATIENT-Stryker-Mistral-Air | WARMERPATIENT | Mistral-Air |  |  |  | Stryker | Warmer, Patient |  | WARMERPATIENT-Stryker-Mistral-Air |  |  |  |  | No Coverage Specified | MHHS-Mem City
NO | NO | [5 empty] | Stryker Corp Medical Div | MISTRAL AIR PLUS |  |  | MEMORIAL CITY - SICU | MHHS-Mem City |  | Warmer, Patient |  |  |  | West & Memorial City |  | MEMORIAL CITY - SICU | [5 empty] | WARMING/COOLING UNITS, PATIENT |  | WARMERPATIENT-Stryker-Mistral-Air | WARMERPATIENT | Mistral-Air |  |  |  | Stryker | Warmer, Patient |  | WARMERPATIENT-Stryker-Mistral-Air |  |  |  |  | No Coverage Specified | MHHS-Mem City
NO | NO | [5 empty] | Stryker Corp Medical Div | MISTRAL AIR PLUS |  |  | MEMORIAL CITY - SICU | MHHS-Mem City |  | Warmer, Patient |  |  |  | West & Memorial City |  | MEMORIAL CITY - SICU | [5 empty] | WARMING/COOLING UNITS, PATIENT |  | WARMERPATIENT-Stryker-Mistral-Air | WARMERPATIENT | Mistral-Air |  |  |  | Stryker | Warmer, Patient |  | WARMERPATIENT-Stryker-Mistral-Air |  |  |  |  | No Coverage Specified | MHHS-Mem City
NO | NO | [5 empty] | Stryker Corp Medical Div | MISTRAL AIR PLUS |  |  | MEMORIAL CITY - SICU | MHHS-Mem City |  | Warmer, Patient |  |  |  | West & Memorial City |  | MEMORIAL CITY - SICU | [5 empty] | WARMING/COOLING UNITS, PATIENT |  | WARMERPATIENT-Stryker-Mistral-Air | WARMERPATIENT | Mistral-Air |  |  |  | Stryker | Warmer, Patient |  | WARMERPATIENT-Stryker-Mistral-Air |  |  |  |  | No Coverage Specified | MHHS-Mem City
NO | NO | [5 empty] | Stryker Corp Medical Div | MISTRAL AIR PLUS |  |  | MEMORIAL CITY - SICU | MHHS-Mem City |  | Warmer, Patient |  |  |  | West & Memorial City |  | MEMORIAL CITY - SICU | [5 empty] | WARMING/COOLING UNITS, PATIENT |  | WARMERPATIENT-Stryker-Mistral-Air | WARMERPATIENT | Mistral-Air |  |  |  | Stryker | Warmer, Patient |  | WARMERPATIENT-Stryker-Mistral-Air |  |  |  |  | No Coverage Specified | MHHS-Mem City
NO | NO | [5 empty] | Stryker Corp Medical Div | MISTRAL AIR PLUS |  |  | NE - 5 SOUTH WEST | MHHS-Northeast |  | Warmer, Patient |  |  |  | Katy |  | NE - 5 SOUTH WEST | [5 empty] | WARMING/COOLING UNITS, PATIENT |  | WARMERPATIENT-Stryker-Mistral-Air | WARMERPATIENT | Mistral-Air |  |  |  | Stryker | Warmer, Patient |  | WARMERPATIENT-Stryker-Mistral-Air |  |  |  |  | Covered PM Repair - Biomedical | MHHS-Northeast
NO | NO | [5 empty] | Stryker Corp Medical Div | MISTRAL AIR PLUS |  |  | NE - CENTRAL SUPPLY | MHHS-Northeast |  | Warmer, Patient |  |  |  | Katy |  | NE - CENTRAL SUPPLY | [5 empty] | WARMING/COOLING UNITS, PATIENT |  | WARMERPATIENT-Stryker-Mistral-Air | WARMERPATIENT | Mistral-Air |  |  |  | Stryker | Warmer, Patient |  | WARMERPATIENT-Stryker-Mistral-Air |  |  |  |  | Covered PM Repair - Biomedical | MHHS-Northeast
NO | NO | [5 empty] | Stryker Corp Medical Div | MISTRAL AIR PLUS |  |  | NE - CENTRAL SUPPLY | MHHS-Northeast |  | Warmer, Patient |  |  |  | Katy |  | NE - CENTRAL SUPPLY | [5 empty] | WARMING/COOLING UNITS, PATIENT |  | WARMERPATIENT-Stryker-Mistral-Air | WARMERPATIENT | Mistral-Air |  |  |  | Stryker | Warmer, Patient |  | WARMERPATIENT-Stryker-Mistral-Air |  |  |  |  | Covered PM Repair - Biomedical | MHHS-Northeast
NO | NO | [5 empty] | Stryker Corp Medical Div | MISTRAL AIR PLUS |  |  | NE - CENTRAL SUPPLY | MHHS-Northeast |  | Warmer, Patient |  |  |  | Katy |  | NE - CENTRAL SUPPLY | [5 empty] | WARMING/COOLING UNITS, PATIENT |  | WARMERPATIENT-Stryker-Mistral-Air | WARMERPATIENT | Mistral-Air |  |  |  | Stryker | Warmer, Patient |  | WARMERPATIENT-Stryker-Mistral-Air |  |  |  |  | Covered PM Repair - Biomedical | MHHS-Northeast
NO | NO | [5 empty] | Stryker Corp Medical Div | MISTRAL AIR PLUS |  |  | NE - DAY SURGERY | MHHS-Northeast |  | Warmer, Patient |  |  |  | Katy |  | NE - DAY SURGERY | [5 empty] | WARMING/COOLING UNITS, PATIENT |  | WARMERPATIENT-Stryker-Mistral-Air | WARMERPATIENT | Mistral-Air |  |  |  | Stryker | Warmer, Patient |  | WARMERPATIENT-Stryker-Mistral-Air |  |  |  |  | Covered PM Repair - Biomedical | MHHS-Northeast
NO | NO | [5 empty] | Stryker Corp Medical Div | MISTRAL AIR PLUS |  |  | NE - DAY SURGERY | MHHS-Northeast |  | Warmer, Patient |  |  |  | Katy |  | NE - DAY SURGERY | [5 empty] | WARMING/COOLING UNITS, PATIENT |  | WARMERPATIENT-Stryker-Mistral-Air | WARMERPATIENT | Mistral-Air |  |  |  | Stryker | Warmer, Patient |  | WARMERPATIENT-Stryker-Mistral-Air |  |  |  |  | Covered PM Repair - Biomedical | MHHS-Northeast
NO | NO | [5 empty] | Stryker Corp Medical Div | MISTRAL AIR PLUS |  |  | NE - DAY SURGERY | MHHS-Northeast |  | Warmer, Patient |  |  |  | Katy |  | NE - DAY SURGERY | [5 empty] | WARMING/COOLING UNITS, PATIENT |  | WARMERPATIENT-Stryker-Mistral-Air | WARMERPATIENT | Mistral-Air |  |  |  | Stryker | Warmer, Patient |  | WARMERPATIENT-Stryker-Mistral-Air |  |  |  |  | Not Covered Vendor Only - Biomedical | MHHS-Northeast
NO | NO | [5 empty] | Stryker Corp Medical Div | MISTRAL AIR PLUS |  |  | NE - ENDOSCOPY | MHHS-Northeast |  | Warmer, Patient |  |  |  | Katy |  | NE - ENDOSCOPY | [5 empty] | WARMING/COOLING UNITS, PATIENT |  | WARMERPATIENT-Stryker-Mistral-Air | WARMERPATIENT | Mistral-Air |  |  |  | Stryker | Warmer, Patient |  | WARMERPATIENT-Stryker-Mistral-Air |  |  |  |  | Not Covered Vendor Only - Biomedical | MHHS-Northeast
NO | NO | [5 empty] | Stryker Corp Medical Div | MISTRAL AIR PLUS |  |  | NE - ICU | MHHS-Northeast |  | Warmer, Patient |  |  |  | Katy |  | NE - ICU | [5 empty] | WARMING/COOLING UNITS, PATIENT |  | WARMERPATIENT-Stryker-Mistral-Air | WARMERPATIENT | Mistral-Air |  |  |  | Stryker | Warmer, Patient |  | WARMERPATIENT-Stryker-Mistral-Air |  |  |  |  | Not Covered Vendor Only - Biomedical | MHHS-Northeast
NO | NO | [5 empty] | Stryker Corp Medical Div | MISTRAL AIR PLUS |  |  | NE - IMU2 | MHHS-Northeast |  | Warmer, Patient |  |  |  | Katy |  | NE - IMU2 | [5 empty] | WARMING/COOLING UNITS, PATIENT |  | WARMERPATIENT-Stryker-Mistral-Air | WARMERPATIENT | Mistral-Air |  |  |  | Stryker | Warmer, Patient |  | WARMERPATIENT-Stryker-Mistral-Air |  |  |  |  | Not Covered Vendor Only - Biomedical | MHHS-Northeast
NO | NO | [5 empty] | Stryker Corp Medical Div | MISTRAL AIR PLUS |  |  | NE - IMU2 | MHHS-Northeast |  | Warmer, Patient |  |  |  | Katy |  | NE - IMU2 | [5 empty] | WARMING/COOLING UNITS, PATIENT |  | WARMERPATIENT-Stryker-Mistral-Air | WARMERPATIENT | Mistral-Air |  |  |  | Stryker | Warmer, Patient |  | WARMERPATIENT-Stryker-Mistral-Air |  |  |  |  | Not Covered Vendor Only - Biomedical | MHHS-Northeast
NO | NO | [5 empty] | Stryker Corp Medical Div | MISTRAL AIR PLUS |  |  | NE - LABOR & DELIVERY | MHHS-Northeast |  | Warmer, Patient |  |  |  | Katy |  | NE - LABOR & DELIVERY | [5 empty] | WARMING/COOLING UNITS, PATIENT |  | WARMERPATIENT-Stryker-Mistral-Air | WARMERPATIENT | Mistral-Air |  |  |  | Stryker | Warmer, Patient |  | WARMERPATIENT-Stryker-Mistral-Air |  |  |  |  | Not Covered Vendor Only - Biomedical | MHHS-Northeast
NO | NO | [5 empty] | Stryker Corp Medical Div | MISTRAL AIR PLUS |  |  | NE - OR | MHHS-Northeast |  | Warmer, Patient |  |  |  | Katy |  | NE - OR | [5 empty] | WARMING/COOLING UNITS, PATIENT |  | WARMERPATIENT-Stryker-Mistral-Air | WARMERPATIENT | Mistral-Air |  |  |  | Stryker | Warmer, Patient |  | WARMERPATIENT-Stryker-Mistral-Air |  |  |  |  | Covered PM Repair - Biomedical | MHHS-Northeast
NO | NO | [5 empty] | Stryker Corp Medical Div | MISTRAL AIR PLUS |  |  | NE - OR | MHHS-Northeast |  | Warmer, Patient |  |  |  | Katy |  | NE - OR | [5 empty] | WARMING/COOLING UNITS, PATIENT |  | WARMERPATIENT-Stryker-Mistral-Air | WARMERPATIENT | Mistral-Air |  |  |  | Stryker | Warmer, Patient |  | WARMERPATIENT-Stryker-Mistral-Air |  |  |  |  | Covered PM Repair - Biomedical | MHHS-Northeast
NO | NO | [5 empty] | Stryker Corp Medical Div | MISTRAL AIR PLUS |  |  | NE - OR | MHHS-Northeast |  | Warmer, Patient |  |  |  | Katy |  | NE - OR | [5 empty] | WARMING/COOLING UNITS, PATIENT |  | WARMERPATIENT-Stryker-Mistral-Air | WARMERPATIENT | Mistral-Air |  |  |  | Stryker | Warmer, Patient |  | WARMERPATIENT-Stryker-Mistral-Air |  |  |  |  | Covered PM Repair - Biomedical | MHHS-Northeast
NO | NO | [5 empty] | Stryker Corp Medical Div | MISTRAL AIR PLUS |  |  | NE - PACU | MHHS-Northeast |  | Warmer, Patient |  |  |  | Katy |  | NE - PACU | [5 empty] | WARMING/COOLING UNITS, PATIENT |  | WARMERPATIENT-Stryker-Mistral-Air | WARMERPATIENT | Mistral-Air |  |  |  | Stryker | Warmer, Patient |  | WARMERPATIENT-Stryker-Mistral-Air |  |  |  |  | Covered PM Repair - Biomedical | MHHS-Northeast
NO | NO | [5 empty] | Stryker Corp Medical Div | MISTRAL AIR PLUS |  |  | NE - PACU | MHHS-Northeast |  | Warmer, Patient |  |  |  | Katy |  | NE - PACU | [5 empty] | WARMING/COOLING UNITS, PATIENT |  | WARMERPATIENT-Stryker-Mistral-Air | WARMERPATIENT | Mistral-Air |  |  |  | Stryker | Warmer, Patient |  | WARMERPATIENT-Stryker-Mistral-Air |  |  |  |  | Covered PM Repair - Biomedical | MHHS-Northeast
NO | NO | [5 empty] | Stryker Corp Medical Div | MISTRAL AIR PLUS |  |  | PEARLAND - CENTRAL SUPPLY | MHHS-Pearland Hospital |  | Warmer, Patient |  |  |  | Pearland |  | PEARLAND - CENTRAL SUPPLY | [5 empty] | WARMING/COOLING UNITS, PATIENT |  | WARMERPATIENT-Stryker-Mistral-Air | WARMERPATIENT | Mistral-Air |  |  |  | Stryker | Warmer, Patient |  | WARMERPATIENT-Stryker-Mistral-Air |  |  |  |  | Not Covered Vendor Only - Biomedical | MHHS-Pearland Hospital
NO | NO | [5 empty] | Stryker Corp Medical Div | MISTRAL AIR PLUS |  |  | PEARLAND - CENTRAL SUPPLY | MHHS-Pearland Hospital |  | Warmer, Patient |  |  |  | Pearland |  | PEARLAND - CENTRAL SUPPLY | [5 empty] | WARMING/COOLING UNITS, PATIENT |  | WARMERPATIENT-Stryker-Mistral-Air | WARMERPATIENT | Mistral-Air |  |  |  | Stryker | Warmer, Patient |  | WARMERPATIENT-Stryker-Mistral-Air |  |  |  |  | Not Covered Vendor Only - Biomedical | MHHS-Pearland Hospital
NO | NO | [5 empty] | Stryker Corp Medical Div | MISTRAL AIR PLUS |  |  | PEARLAND - CENTRAL SUPPLY | MHHS-Pearland Hospital |  | Warmer, Patient |  |  |  | Pearland |  | PEARLAND - CENTRAL SUPPLY | [5 empty] | WARMING/COOLING UNITS, PATIENT |  | WARMERPATIENT-Stryker-Mistral-Air | WARMERPATIENT | Mistral-Air |  |  |  | Stryker | Warmer, Patient |  | WARMERPATIENT-Stryker-Mistral-Air |  |  |  |  | Covered PM Repair - Biomedical | MHHS-Pearland Hospital
NO | NO | [5 empty] | Stryker Corp Medical Div | MISTRAL AIR PLUS |  |  | PEARLAND - CENTRAL SUPPLY | MHHS-Pearland Hospital |  | Warmer, Patient |  |  |  | Pearland |  | PEARLAND - CENTRAL SUPPLY | [5 empty] | WARMING/COOLING UNITS, PATIENT |  | WARMERPATIENT-Stryker-Mistral-Air | WARMERPATIENT | Mistral-Air |  |  |  | Stryker | Warmer, Patient |  | WARMERPATIENT-Stryker-Mistral-Air |  |  |  |  | Covered PM Repair - Biomedical | MHHS-Pearland Hospital
NO | NO | [5 empty] | Stryker Corp Medical Div | MISTRAL AIR PLUS |  |  | PEARLAND - EMERGENCY CENTER | MHHS-Pearland Hospital |  | Warmer, Patient |  |  |  | Pearland |  | PEARLAND - EMERGENCY CENTER | [5 empty] | WARMING/COOLING UNITS, PATIENT |  | WARMERPATIENT-Stryker-Mistral-Air | WARMERPATIENT | Mistral-Air |  |  |  | Stryker | Warmer, Patient |  | WARMERPATIENT-Stryker-Mistral-Air |  |  |  |  | Covered PM Repair - Biomedical | MHHS-Pearland Hospital
NO | NO | [5 empty] | Stryker Corp Medical Div | MISTRAL AIR PLUS |  |  | PEARLAND - ICU/IMCU | MHHS-Pearland Hospital |  | Warmer, Patient |  |  |  | Pearland |  | PEARLAND - ICU/IMCU | [5 empty] | WARMING/COOLING UNITS, PATIENT |  | WARMERPATIENT-Stryker-Mistral-Air | WARMERPATIENT | Mistral-Air |  |  |  | Stryker | Warmer, Patient |  | WARMERPATIENT-Stryker-Mistral-Air |  |  |  |  | Covered PM Repair - Biomedical | MHHS-Pearland Hospital
NO | NO | [5 empty] | Stryker Corp Medical Div | MISTRAL AIR PLUS |  |  | PEARLAND - OR | MHHS-Pearland Hospital |  | Warmer, Patient |  |  |  | Pearland |  | PEARLAND - OR | [5 empty] | WARMING/COOLING UNITS, PATIENT |  | WARMERPATIENT-Stryker-Mistral-Air | WARMERPATIENT | Mistral-Air |  |  |  | Stryker | Warmer, Patient |  | WARMERPATIENT-Stryker-Mistral-Air |  |  |  |  | Covered PM Repair - Biomedical | MHHS-Pearland Hospital
NO | NO | [5 empty] | Stryker Corp Medical Div | MISTRAL AIR PLUS |  |  | PEARLAND - OR - PREOP/PACU | MHHS-Pearland Hospital |  | Warmer, Patient |  |  |  | Pearland |  | PEARLAND - OR - PREOP/PACU | [5 empty] | WARMING/COOLING UNITS, PATIENT |  | WARMERPATIENT-Stryker-Mistral-Air | WARMERPATIENT | Mistral-Air |  |  |  | Stryker | Warmer, Patient |  | WARMERPATIENT-Stryker-Mistral-Air |  |  |  |  | Covered PM Repair - Biomedical | MHHS-Pearland Hospital
NO | NO | [5 empty] | Stryker Corp Medical Div | MISTRAL AIR PLUS |  |  | SE - CENTRAL SUPPLY | MHHS-Southeast |  | Warmer, Patient |  |  |  | Southeast & Bay Area |  | SE - CENTRAL SUPPLY | [5 empty] | WARMING/COOLING UNITS, PATIENT |  | WARMERPATIENT-Stryker-Mistral-Air | WARMERPATIENT | Mistral-Air |  |  |  | Stryker | Warmer, Patient |  | WARMERPATIENT-Stryker-Mistral-Air |  |  |  |  | No Coverage Specified | MHHS-Southeast
NO | NO | [5 empty] | Stryker Corp Medical Div | MISTRAL AIR PLUS |  |  | SE - CENTRAL SUPPLY | MHHS-Southeast |  | Warmer, Patient |  |  |  | Southeast & Bay Area |  | SE - CENTRAL SUPPLY | [5 empty] | WARMING/COOLING UNITS, PATIENT |  | WARMERPATIENT-Stryker-Mistral-Air | WARMERPATIENT | Mistral-Air |  |  |  | Stryker | Warmer, Patient |  | WARMERPATIENT-Stryker-Mistral-Air |  |  |  |  | No Coverage Specified | MHHS-Southeast
NO | NO | [5 empty] | Stryker Corp Medical Div | MISTRAL AIR PLUS |  |  | SE - CENTRAL SUPPLY | MHHS-Southeast |  | Warmer, Patient |  |  |  | Southeast & Bay Area |  | SE - CENTRAL SUPPLY | [5 empty] | WARMING/COOLING UNITS, PATIENT |  | WARMERPATIENT-Stryker-Mistral-Air | WARMERPATIENT | Mistral-Air |  |  |  | Stryker | Warmer, Patient |  | WARMERPATIENT-Stryker-Mistral-Air |  |  |  |  | No Coverage Specified | MHHS-Southeast
NO | NO | [5 empty] | Stryker Corp Medical Div | MISTRAL AIR PLUS |  |  | SE - CENTRAL SUPPLY | MHHS-Southeast |  | Warmer, Patient |  |  |  | Southeast & Bay Area |  | SE - CENTRAL SUPPLY | [5 empty] | WARMING/COOLING UNITS, PATIENT |  | WARMERPATIENT-Stryker-Mistral-Air | WARMERPATIENT | Mistral-Air |  |  |  | Stryker | Warmer, Patient |  | WARMERPATIENT-Stryker-Mistral-Air |  |  |  |  | No Coverage Specified | MHHS-Southeast
NO | NO | [5 empty] | Stryker Corp Medical Div | MISTRAL AIR PLUS |  |  | SE - CENTRAL SUPPLY | MHHS-Southeast |  | Warmer, Patient |  |  |  | Southeast & Bay Area |  | SE - CENTRAL SUPPLY | [5 empty] | WARMING/COOLING UNITS, PATIENT |  | WARMERPATIENT-Stryker-Mistral-Air | WARMERPATIENT | Mistral-Air |  |  |  | Stryker | Warmer, Patient |  | WARMERPATIENT-Stryker-Mistral-Air |  |  |  |  | No Coverage Specified | MHHS-Southeast
NO | NO | [5 empty] | Stryker Corp Medical Div | MISTRAL AIR PLUS |  |  | SE - CENTRAL SUPPLY | MHHS-Southeast |  | Warmer, Patient |  |  |  | Southeast & Bay Area |  | SE - CENTRAL SUPPLY | [5 empty] | WARMING/COOLING UNITS, PATIENT |  | WARMERPATIENT-Stryker-Mistral-Air | WARMERPATIENT | Mistral-Air |  |  |  | Stryker | Warmer, Patient |  | WARMERPATIENT-Stryker-Mistral-Air |  |  |  |  | No Coverage Specified | MHHS-Southeast
NO | NO | [5 empty] | Stryker Corp Medical Div | MISTRAL AIR PLUS |  |  | SE - CENTRAL SUPPLY | MHHS-Southeast |  | Warmer, Patient |  |  |  | Southeast & Bay Area |  | SE - CENTRAL SUPPLY | [5 empty] | WARMING/COOLING UNITS, PATIENT |  | WARMERPATIENT-Stryker-Mistral-Air | WARMERPATIENT | Mistral-Air |  |  |  | Stryker | Warmer, Patient |  | WARMERPATIENT-Stryker-Mistral-Air |  |  |  |  | No Coverage Specified | MHHS-Southeast
NO | NO | [5 empty] | Stryker Corp Medical Div | MISTRAL AIR PLUS |  |  | SE - CENTRAL SUPPLY | MHHS-Southeast |  | Warmer, Patient |  |  |  | Southeast & Bay Area |  | SE - CENTRAL SUPPLY | [5 empty] | WARMING/COOLING UNITS, PATIENT |  | WARMERPATIENT-Stryker-Mistral-Air | WARMERPATIENT | Mistral-Air |  |  |  | Stryker | Warmer, Patient |  | WARMERPATIENT-Stryker-Mistral-Air |  |  |  |  | Covered PM Repair - Biomedical | MHHS-Southeast
NO | NO | [5 empty] | Stryker Corp Medical Div | MISTRAL AIR PLUS |  |  | SE - CLINICAL DECISION UNIT | MHHS-Southeast |  | Warmer, Patient |  |  |  | Southeast & Bay Area |  | SE - CLINICAL DECISION UNIT | [5 empty] | WARMING/COOLING UNITS, PATIENT |  | WARMERPATIENT-Stryker-Mistral-Air | WARMERPATIENT | Mistral-Air |  |  |  | Stryker | Warmer, Patient |  | WARMERPATIENT-Stryker-Mistral-Air |  |  |  |  | Covered PM Repair - Biomedical | MHHS-Southeast
NO | NO | [5 empty] | Stryker Corp Medical Div | MISTRAL AIR PLUS |  |  | SE - EMERGENCY CENTER | MHHS-Southeast |  | Warmer, Patient |  |  |  | Southeast & Bay Area |  | SE - EMERGENCY CENTER | [5 empty] | WARMING/COOLING UNITS, PATIENT |  | WARMERPATIENT-Stryker-Mistral-Air | WARMERPATIENT | Mistral-Air |  |  |  | Stryker | Warmer, Patient |  | WARMERPATIENT-Stryker-Mistral-Air |  |  |  |  | Covered PM Repair - Biomedical | MHHS-Southeast
NO | NO | [5 empty] | Stryker Corp Medical Div | MISTRAL AIR PLUS |  |  | SE - OR | MHHS-Southeast |  | Warmer, Patient |  |  |  | Southeast & Bay Area |  | SE - OR | [5 empty] | WARMING/COOLING UNITS, PATIENT |  | WARMERPATIENT-Stryker-Mistral-Air | WARMERPATIENT | Mistral-Air |  |  |  | Stryker | Warmer, Patient |  | WARMERPATIENT-Stryker-Mistral-Air |  |  |  |  | Covered PM Repair - Biomedical | MHHS-Southeast
NO | NO | [5 empty] | Stryker Corp Medical Div | MISTRAL AIR PLUS |  |  | SE - OR | MHHS-Southeast |  | Warmer, Patient |  |  |  | Southeast & Bay Area |  | SE - OR | [5 empty] | WARMING/COOLING UNITS, PATIENT |  | WARMERPATIENT-Stryker-Mistral-Air | WARMERPATIENT | Mistral-Air |  |  |  | Stryker | Warmer, Patient |  | WARMERPATIENT-Stryker-Mistral-Air |  |  |  |  | Covered PM Repair - Biomedical | MHHS-Southeast
NO | NO | [5 empty] | Stryker Corp Medical Div | MISTRAL AIR PLUS |  |  | SE - OR | MHHS-Southeast |  | Warmer, Patient |  |  |  | Southeast & Bay Area |  | SE - OR | [5 empty] | WARMING/COOLING UNITS, PATIENT |  | WARMERPATIENT-Stryker-Mistral-Air | WARMERPATIENT | Mistral-Air |  |  |  | Stryker | Warmer, Patient |  | WARMERPATIENT-Stryker-Mistral-Air |  |  |  |  | Covered PM Repair - Biomedical | MHHS-Southeast
NO | NO | [5 empty] | Stryker Corp Medical Div | MISTRAL AIR PLUS |  |  | SE - OR | MHHS-Southeast |  | Warmer, Patient |  |  |  | Southeast & Bay Area |  | SE - OR | [5 empty] | WARMING/COOLING UNITS, PATIENT |  | WARMERPATIENT-Stryker-Mistral-Air | WARMERPATIENT | Mistral-Air |  |  |  | Stryker | Warmer, Patient |  | WARMERPATIENT-Stryker-Mistral-Air |  |  |  |  | Not Covered Vendor Only - Biomedical | MHHS-Southeast
NO | NO | [5 empty] | Stryker Corp Medical Div | MISTRAL AIR PLUS |  |  | SE - OR | MHHS-Southeast |  | Warmer, Patient |  |  |  | Southeast & Bay Area |  | SE - OR | [5 empty] | WARMING/COOLING UNITS, PATIENT |  | WARMERPATIENT-Stryker-Mistral-Air | WARMERPATIENT | Mistral-Air |  |  |  | Stryker | Warmer, Patient |  | WARMERPATIENT-Stryker-Mistral-Air |  |  |  |  | Not Covered Vendor Only - Biomedical | MHHS-Southeast
NO | NO | [5 empty] | Stryker Corp Medical Div | MISTRAL AIR PLUS |  |  | SE - OR | MHHS-Southeast |  | Warmer, Patient |  |  |  | Southeast & Bay Area |  | SE - OR | [5 empty] | WARMING/COOLING UNITS, PATIENT |  | WARMERPATIENT-Stryker-Mistral-Air | WARMERPATIENT | Mistral-Air |  |  |  | Stryker | Warmer, Patient |  | WARMERPATIENT-Stryker-Mistral-Air |  |  |  |  | Covered PM Repair - Biomedical | MHHS-Southeast
NO | NO | [5 empty] | Stryker Corp Medical Div | MISTRAL AIR PLUS |  |  | SE - OR - PACU | MHHS-Southeast |  | Warmer, Patient |  |  |  | Southeast & Bay Area |  | SE - OR - PACU | [5 empty] | WARMING/COOLING UNITS, PATIENT |  | WARMERPATIENT-Stryker-Mistral-Air | WARMERPATIENT | Mistral-Air |  |  |  | Stryker | Warmer, Patient |  | WARMERPATIENT-Stryker-Mistral-Air |  |  |  |  | Covered PM Repair - Radiology, Low End | MHHS-Southeast
NO | NO |  |  |  | 005-5700 |  | Stryker Corp Medical Div | MISTRAL AIR PLUS |  |  | SE - OR - PREOP | MHHS-Southeast |  | Warmer, Patient |  | 005-5700 |  | Southeast & Bay Area |  | SE - OR - PREOP | [5 empty] | WARMING/COOLING UNITS, PATIENT |  | WARMERPATIENT-Stryker-Mistral-Air | WARMERPATIENT | Mistral-Air |  |  |  | Stryker | Warmer, Patient |  | WARMERPATIENT-Stryker-Mistral-Air |  |  |  |  | Covered PM Repair - Biomedical | MHHS-Southeast
NO | NO |  |  |  | 005-OR85 |  | Stryker Corp Medical Div | MISTRAL AIR PLUS |  |  | SE - OR - PREOP | MHHS-Southeast |  | Warmer, Patient |  | 005-OR85 |  | Southeast & Bay Area |  | SE - OR - PREOP | [5 empty] | WARMING/COOLING UNITS, PATIENT |  | WARMERPATIENT-Stryker-Mistral-Air | WARMERPATIENT | Mistral-Air |  |  |  | Stryker | Warmer, Patient |  | WARMERPATIENT-Stryker-Mistral-Air |  |  |  |  | Covered PM Repair - Biomedical | MHHS-Southeast
NO | NO | [5 empty] | Stryker Corp Medical Div | MISTRAL AIR PLUS |  |  | SW - CATH LAB | MHHS-Southwest |  | Warmer, Patient |  |  |  | Southwest |  | SW - CATH LAB | [5 empty] | WARMING/COOLING UNITS, PATIENT |  | WARMERPATIENT-Stryker-Mistral-Air | WARMERPATIENT | Mistral-Air |  |  |  | Stryker | Warmer, Patient |  | WARMERPATIENT-Stryker-Mistral-Air |  |  |  |  | Covered PM Repair - Biomedical | MHHS-Southwest
NO | NO | [5 empty] | Stryker Corp Medical Div | MISTRAL AIR PLUS |  |  | SW - CATH LAB | MHHS-Southwest |  | Warmer, Patient |  |  |  | Southwest |  | SW - CATH LAB | [5 empty] | WARMING/COOLING UNITS, PATIENT |  | WARMERPATIENT-Stryker-Mistral-Air | WARMERPATIENT | Mistral-Air |  |  |  | Stryker | Warmer, Patient |  | WARMERPATIENT-Stryker-Mistral-Air |  |  |  |  | Covered PM Repair - Biomedical | MHHS-Southwest
NO | NO | [5 empty] | Stryker Corp Medical Div | MISTRAL AIR PLUS |  |  | SW - CATH LAB | MHHS-Southwest |  | Warmer, Patient |  |  |  | Southwest |  | SW - CATH LAB | [5 empty] | WARMING/COOLING UNITS, PATIENT |  | WARMERPATIENT-Stryker-Mistral-Air | WARMERPATIENT | Mistral-Air |  |  |  | Stryker | Warmer, Patient |  | WARMERPATIENT-Stryker-Mistral-Air |  |  |  |  | Covered PM Repair - Biomedical | MHHS-Southwest
NO | NO | [5 empty] | Stryker Corp Medical Div | MISTRAL AIR PLUS |  |  | SW - CENTRAL SUPPLY | MHHS-Southwest |  | Warmer, Patient |  |  |  | Southwest |  | SW - CENTRAL SUPPLY | [5 empty] | WARMING/COOLING UNITS, PATIENT |  | WARMERPATIENT-Stryker-Mistral-Air | WARMERPATIENT | Mistral-Air |  |  |  | Stryker | Warmer, Patient |  | WARMERPATIENT-Stryker-Mistral-Air |  |  |  |  | Covered PM Repair - Biomedical | MHHS-Southwest
NO | NO | [5 empty] | Stryker Corp Medical Div | MISTRAL AIR PLUS |  |  | SW - CENTRAL SUPPLY | MHHS-Southwest |  | Warmer, Patient |  |  |  | Southwest |  | SW - CENTRAL SUPPLY | [5 empty] | WARMING/COOLING UNITS, PATIENT |  | WARMERPATIENT-Stryker-Mistral-Air | WARMERPATIENT | Mistral-Air |  |  |  | Stryker | Warmer, Patient |  | WARMERPATIENT-Stryker-Mistral-Air |  |  |  |  | Covered PM Repair - Biomedical | MHHS-Southwest
NO | NO | [5 empty] | Stryker Corp Medical Div | MISTRAL AIR PLUS |  |  | SW - CENTRAL SUPPLY | MHHS-Southwest |  | Warmer, Patient |  |  |  | Southwest |  | SW - CENTRAL SUPPLY | [5 empty] | WARMING/COOLING UNITS, PATIENT |  | WARMERPATIENT-Stryker-Mistral-Air | WARMERPATIENT | Mistral-Air |  |  |  | Stryker | Warmer, Patient |  | WARMERPATIENT-Stryker-Mistral-Air |  |  |  |  | Covered PM Repair - Biomedical | MHHS-Southwest
NO | NO | [5 empty] | Stryker Corp Medical Div | MISTRAL AIR PLUS |  |  | SW - ENDOSCOPY | MHHS-Southwest |  | Warmer, Patient |  |  |  | Southwest |  | SW - ENDOSCOPY | [5 empty] | WARMING/COOLING UNITS, PATIENT |  | WARMERPATIENT-Stryker-Mistral-Air | WARMERPATIENT | Mistral-Air |  |  |  | Stryker | Warmer, Patient |  | WARMERPATIENT-Stryker-Mistral-Air |  |  |  |  | Covered PM Repair - Biomedical | MHHS-Southwest
NO | NO | [5 empty] | Stryker Corp Medical Div | MISTRAL AIR PLUS |  |  | SW - ENDOSCOPY | MHHS-Southwest |  | Warmer, Patient |  |  |  | Southwest |  | SW - ENDOSCOPY | [5 empty] | WARMING/COOLING UNITS, PATIENT |  | WARMERPATIENT-Stryker-Mistral-Air | WARMERPATIENT | Mistral-Air |  |  |  | Stryker | Warmer, Patient |  | WARMERPATIENT-Stryker-Mistral-Air |  |  |  |  | Not Covered Vendor Only - Biomedical | MHHS-Southwest
NO | NO | [5 empty] | Stryker Corp Medical Div | MISTRAL AIR PLUS |  |  | SW - ENDOSCOPY | MHHS-Southwest |  | Warmer, Patient |  |  |  | Southwest |  | SW - ENDOSCOPY | [5 empty] | WARMING/COOLING UNITS, PATIENT |  | WARMERPATIENT-Stryker-Mistral-Air | WARMERPATIENT | Mistral-Air |  |  |  | Stryker | Warmer, Patient |  | WARMERPATIENT-Stryker-Mistral-Air |  |  |  |  | Not Covered Vendor Only - Biomedical | MHHS-Southwest
NO | NO | [5 empty] | Stryker Corp Medical Div | MISTRAL AIR PLUS |  |  | SW - ENDOSCOPY | MHHS-Southwest |  | Warmer, Patient |  |  |  | Southwest |  | SW - ENDOSCOPY | [5 empty] | WARMING/COOLING UNITS, PATIENT |  | WARMERPATIENT-Stryker-Mistral-Air | WARMERPATIENT | Mistral-Air |  |  |  | Stryker | Warmer, Patient |  | WARMERPATIENT-Stryker-Mistral-Air |  |  |  |  | Covered PM Repair - Biomedical | MHHS-Southwest
NO | NO | [5 empty] | Stryker Corp Medical Div | MISTRAL AIR PLUS |  |  | SW - ENDOSCOPY | MHHS-Southwest |  | Warmer, Patient |  |  |  | Southwest |  | SW - ENDOSCOPY | [5 empty] | WARMING/COOLING UNITS, PATIENT |  | WARMERPATIENT-Stryker-Mistral-Air | WARMERPATIENT | Mistral-Air |  |  |  | Stryker | Warmer, Patient |  | WARMERPATIENT-Stryker-Mistral-Air |  |  |  |  | Covered PM Repair - Biomedical | MHHS-Southwest
NO | NO | [5 empty] | Stryker Corp Medical Div | MISTRAL AIR PLUS |  |  | SW - ENDOSCOPY | MHHS-Southwest |  | Warmer, Patient |  |  |  | Southwest |  | SW - ENDOSCOPY | [5 empty] | WARMING/COOLING UNITS, PATIENT |  | WARMERPATIENT-Stryker-Mistral-Air | WARMERPATIENT | Mistral-Air |  |  |  | Stryker | Warmer, Patient |  | WARMERPATIENT-Stryker-Mistral-Air |  |  |  |  | Covered PM Repair - Biomedical | MHHS-Southwest
NO | NO | [5 empty] | Stryker Corp Medical Div | MISTRAL AIR PLUS |  |  | SW - ENDOSCOPY | MHHS-Southwest |  | Warmer, Patient |  |  |  | Southwest |  | SW - ENDOSCOPY | [5 empty] | WARMING/COOLING UNITS, PATIENT |  | WARMERPATIENT-Stryker-Mistral-Air | WARMERPATIENT | Mistral-Air |  |  |  | Stryker | Warmer, Patient |  | WARMERPATIENT-Stryker-Mistral-Air |  |  |  |  | Covered PM Repair - Biomedical | MHHS-Southwest
NO | NO | [5 empty] | Stryker Corp Medical Div | MISTRAL AIR PLUS |  |  | SW - ENDOSCOPY | MHHS-Southwest |  | Warmer, Patient |  |  |  | Southwest |  | SW - ENDOSCOPY | [5 empty] | WARMING/COOLING UNITS, PATIENT |  | WARMERPATIENT-Stryker-Mistral-Air | WARMERPATIENT | Mistral-Air |  |  |  | Stryker | Warmer, Patient |  | WARMERPATIENT-Stryker-Mistral-Air |  |  |  |  | Covered PM Repair - Biomedical | MHHS-Southwest
NO | NO | [5 empty] | Stryker Corp Medical Div | MISTRAL AIR PLUS |  |  | SW - ENDOSCOPY | MHHS-Southwest |  | Warmer, Patient |  |  |  | Southwest |  | SW - ENDOSCOPY | [5 empty] | WARMING/COOLING UNITS, PATIENT |  | WARMERPATIENT-Stryker-Mistral-Air | WARMERPATIENT | Mistral-Air |  |  |  | Stryker | Warmer, Patient |  | WARMERPATIENT-Stryker-Mistral-Air |  |  |  |  | Covered PM Repair - Biomedical | MHHS-Southwest
NO | NO | [5 empty] | Stryker Corp Medical Div | MISTRAL AIR PLUS |  |  | SW - ENDOSCOPY | MHHS-Southwest |  | Warmer, Patient |  |  |  | Southwest |  | SW - ENDOSCOPY | [5 empty] | WARMING/COOLING UNITS, PATIENT |  | WARMERPATIENT-Stryker-Mistral-Air | WARMERPATIENT | Mistral-Air |  |  |  | Stryker | Warmer, Patient |  | WARMERPATIENT-Stryker-Mistral-Air |  |  |  |  | Covered PM Repair - Biomedical | MHHS-Southwest
NO | NO | [5 empty] | Stryker Corp Medical Div | MISTRAL AIR PLUS |  |  | SW - ER | MHHS-Southwest |  | Warmer, Patient |  |  |  | Southwest |  | SW - ER | [5 empty] | WARMING/COOLING UNITS, PATIENT |  | WARMERPATIENT-Stryker-Mistral-Air | WARMERPATIENT | Mistral-Air |  |  |  | Stryker | Warmer, Patient |  | WARMERPATIENT-Stryker-Mistral-Air |  |  |  |  | Covered PM Repair - Biomedical | MHHS-Southwest
NO | NO | [5 empty] | Stryker Corp Medical Div | MISTRAL AIR PLUS |  |  | SW - HVI - CV ICU | MHHS-Southwest |  | Warmer, Patient |  |  |  | Southwest |  | SW - HVI - CV ICU | [5 empty] | WARMING/COOLING UNITS, PATIENT |  | WARMERPATIENT-Stryker-Mistral-Air | WARMERPATIENT | Mistral-Air |  |  |  | Stryker | Warmer, Patient |  | WARMERPATIENT-Stryker-Mistral-Air |  |  |  |  | Covered PM Repair - Biomedical | MHHS-Southwest
NO | NO | [5 empty] | Stryker Corp Medical Div | MISTRAL AIR PLUS |  |  | SW - HVI - CV ICU | MHHS-Southwest |  | Warmer, Patient |  |  |  | Southwest |  | SW - HVI - CV ICU | [5 empty] | WARMING/COOLING UNITS, PATIENT |  | WARMERPATIENT-Stryker-Mistral-Air | WARMERPATIENT | Mistral-Air |  |  |  | Stryker | Warmer, Patient |  | WARMERPATIENT-Stryker-Mistral-Air |  |  |  |  | Covered PM Repair - Biomedical | MHHS-Southwest
NO | NO | [5 empty] | Stryker Corp Medical Div | MISTRAL AIR PLUS |  |  | SW - HVI - CV ICU | MHHS-Southwest |  | Warmer, Patient |  |  |  | Southwest |  | SW - HVI - CV ICU | [5 empty] | WARMING/COOLING UNITS, PATIENT |  | WARMERPATIENT-Stryker-Mistral-Air | WARMERPATIENT | Mistral-Air |  |  |  | Stryker | Warmer, Patient |  | WARMERPATIENT-Stryker-Mistral-Air |  |  |  |  | Covered PM Repair - Biomedical | MHHS-Southwest
NO | NO | [5 empty] | Stryker Corp Medical Div | MISTRAL AIR PLUS |  |  | SW - HVI - OR | MHHS-Southwest |  | Warmer, Patient |  |  |  | Southwest |  | SW - HVI - OR | [5 empty] | WARMING/COOLING UNITS, PATIENT |  | WARMERPATIENT-Stryker-Mistral-Air | WARMERPATIENT | Mistral-Air |  |  |  | Stryker | Warmer, Patient |  | WARMERPATIENT-Stryker-Mistral-Air |  |  |  |  | Covered PM Repair - Biomedical | MHHS-Southwest
NO | NO | [5 empty] | Stryker Corp Medical Div | MISTRAL AIR PLUS |  |  | SW - HVI - OR | MHHS-Southwest |  | Warmer, Patient |  |  |  | Southwest |  | SW - HVI - OR | [5 empty] | WARMING/COOLING UNITS, PATIENT |  | WARMERPATIENT-Stryker-Mistral-Air | WARMERPATIENT | Mistral-Air |  |  |  | Stryker | Warmer, Patient |  | WARMERPATIENT-Stryker-Mistral-Air |  |  |  |  | Covered PM Repair - Biomedical | MHHS-Southwest
NO | NO | [5 empty] | Stryker Corp Medical Div | MISTRAL AIR PLUS |  |  | SW - HVI - PREOP | MHHS-Southwest |  | Warmer, Patient |  |  |  | Southwest |  | SW - HVI - PREOP | [5 empty] | WARMING/COOLING UNITS, PATIENT |  | WARMERPATIENT-Stryker-Mistral-Air | WARMERPATIENT | Mistral-Air |  |  |  | Stryker | Warmer, Patient |  | WARMERPATIENT-Stryker-Mistral-Air |  |  |  |  | Covered PM Repair - Biomedical | MHHS-Southwest
NO | NO | [5 empty] | Stryker Corp Medical Div | MISTRAL AIR PLUS |  |  | SW - HVI - PREOP | MHHS-Southwest |  | Warmer, Patient |  |  |  | Southwest |  | SW - HVI - PREOP | [5 empty] | WARMING/COOLING UNITS, PATIENT |  | WARMERPATIENT-Stryker-Mistral-Air | WARMERPATIENT | Mistral-Air |  |  |  | Stryker | Warmer, Patient |  | WARMERPATIENT-Stryker-Mistral-Air |  |  |  |  | Covered PM Repair - Biomedical | MHHS-Southwest
NO | NO | [5 empty] | Stryker Corp Medical Div | MISTRAL AIR PLUS |  |  | SW - HVI - PREOP | MHHS-Southwest |  | Warmer, Patient |  |  |  | Southwest |  | SW - HVI - PREOP | [5 empty] | WARMING/COOLING UNITS, PATIENT |  | WARMERPATIENT-Stryker-Mistral-Air | WARMERPATIENT | Mistral-Air |  |  |  | Stryker | Warmer, Patient |  | WARMERPATIENT-Stryker-Mistral-Air |  |  |  |  | Covered PM Repair - Biomedical | MHHS-Southwest
NO | NO | [5 empty] | Stryker Corp Medical Div | MISTRAL AIR PLUS |  |  | SW - HVI - PREOP | MHHS-Southwest |  | Warmer, Patient |  |  |  | Southwest |  | SW - HVI - PREOP | [5 empty] | WARMING/COOLING UNITS, PATIENT |  | WARMERPATIENT-Stryker-Mistral-Air | WARMERPATIENT | Mistral-Air |  |  |  | Stryker | Warmer, Patient |  | WARMERPATIENT-Stryker-Mistral-Air |  |  |  |  | Covered PM Repair - Biomedical | MHHS-Southwest
NO | NO | [5 empty] | Stryker Corp Medical Div | MISTRAL AIR PLUS |  |  | SW - HVI - PREOP | MHHS-Southwest |  | Warmer, Patient |  |  |  | Southwest |  | SW - HVI - PREOP | [5 empty] | WARMING/COOLING UNITS, PATIENT |  | WARMERPATIENT-Stryker-Mistral-Air | WARMERPATIENT | Mistral-Air |  |  |  | Stryker | Warmer, Patient |  | WARMERPATIENT-Stryker-Mistral-Air |  |  |  |  | Covered PM Repair - Biomedical | MHHS-Southwest
NO | NO | [5 empty] | Stryker Corp Medical Div | MISTRAL AIR PLUS |  |  | SW - HVI - PREOP | MHHS-Southwest |  | Warmer, Patient |  |  |  | Southwest |  | SW - HVI - PREOP | [5 empty] | WARMING/COOLING UNITS, PATIENT |  | WARMERPATIENT-Stryker-Mistral-Air | WARMERPATIENT | Mistral-Air |  |  |  | Stryker | Warmer, Patient |  | WARMERPATIENT-Stryker-Mistral-Air |  |  |  |  | Covered PM Repair - Biomedical | MHHS-Southwest
NO | NO | [5 empty] | Stryker Corp Medical Div | MISTRAL AIR PLUS |  |  | SW - ICU | MHHS-Southwest |  | Warmer, Patient |  |  |  | Southwest |  | SW - ICU | [5 empty] | WARMING/COOLING UNITS, PATIENT |  | WARMERPATIENT-Stryker-Mistral-Air | WARMERPATIENT | Mistral-Air |  |  |  | Stryker | Warmer, Patient |  | WARMERPATIENT-Stryker-Mistral-Air |  |  |  |  | Covered PM Repair - Biomedical | MHHS-Southwest
NO | NO | [5 empty] | Stryker Corp Medical Div | MISTRAL AIR PLUS |  |  | SW - ICU - CCU | MHHS-Southwest |  | Warmer, Patient |  |  |  | Southwest |  | SW - ICU - CCU | [5 empty] | WARMING/COOLING UNITS, PATIENT |  | WARMERPATIENT-Stryker-Mistral-Air | WARMERPATIENT | Mistral-Air |  |  |  | Stryker | Warmer, Patient |  | WARMERPATIENT-Stryker-Mistral-Air |  |  |  |  | Covered PM Repair - Biomedical | MHHS-Southwest
NO | NO | [5 empty] | Stryker Corp Medical Div | MISTRAL AIR PLUS |  |  | SW - ICU - CCU | MHHS-Southwest |  | Warmer, Patient |  |  |  | Southwest |  | SW - ICU - CCU | [5 empty] | WARMING/COOLING UNITS, PATIENT |  | WARMERPATIENT-Stryker-Mistral-Air | WARMERPATIENT | Mistral-Air |  |  |  | Stryker | Warmer, Patient |  | WARMERPATIENT-Stryker-Mistral-Air |  |  |  |  | Covered PM Repair - Biomedical | MHHS-Southwest
NO | NO | [5 empty] | Stryker Corp Medical Div | MISTRAL AIR PLUS |  |  | SW - ICU - CCU | MHHS-Southwest |  | Warmer, Patient |  |  |  | Southwest |  | SW - ICU - CCU | [5 empty] | WARMING/COOLING UNITS, PATIENT |  | WARMERPATIENT-Stryker-Mistral-Air | WARMERPATIENT | Mistral-Air |  |  |  | Stryker | Warmer, Patient |  | WARMERPATIENT-Stryker-Mistral-Air |  |  |  |  | Covered PM Repair - Biomedical | MHHS-Southwest
NO | NO | [5 empty] | Stryker Corp Medical Div | MISTRAL AIR PLUS |  |  | SW - ICU - CCU | MHHS-Southwest |  | Warmer, Patient |  |  |  | Southwest |  | SW - ICU - CCU | [5 empty] | WARMING/COOLING UNITS, PATIENT |  | WARMERPATIENT-Stryker-Mistral-Air | WARMERPATIENT | Mistral-Air |  |  |  | Stryker | Warmer, Patient |  | WARMERPATIENT-Stryker-Mistral-Air |  |  |  |  | Covered PM Repair - Biomedical | MHHS-Southwest
NO | NO | [5 empty] | Stryker Corp Medical Div | MISTRAL AIR PLUS |  |  | SW - LABOR & DELIVERY | MHHS-Southwest |  | Warmer, Patient |  |  |  | Southwest |  | SW - LABOR & DELIVERY | [5 empty] | WARMING/COOLING UNITS, PATIENT |  | WARMERPATIENT-Stryker-Mistral-Air | WARMERPATIENT | Mistral-Air |  |  |  | Stryker | Warmer, Patient |  | WARMERPATIENT-Stryker-Mistral-Air |  |  |  |  | Covered PM Repair - Biomedical | MHHS-Southwest
NO | NO | [5 empty] | Stryker Corp Medical Div | MISTRAL AIR PLUS |  |  | SW - NURSERY | MHHS-Southwest |  | Warmer, Patient |  |  |  | Southwest |  | SW - NURSERY | [5 empty] | WARMING/COOLING UNITS, PATIENT |  | WARMERPATIENT-Stryker-Mistral-Air | WARMERPATIENT | Mistral-Air |  |  |  | Stryker | Warmer, Patient |  | WARMERPATIENT-Stryker-Mistral-Air |  |  |  |  | Covered PM Repair - Biomedical | MHHS-Southwest
NO | NO | [5 empty] | Stryker Corp Medical Div | MISTRAL AIR PLUS |  |  | SW - OR | MHHS-Southwest |  | Warmer, Patient |  |  |  | Southwest |  | SW - OR | [5 empty] | WARMING/COOLING UNITS, PATIENT |  | WARMERPATIENT-Stryker-Mistral-Air | WARMERPATIENT | Mistral-Air |  |  |  | Stryker | Warmer, Patient |  | WARMERPATIENT-Stryker-Mistral-Air |  |  |  |  | Covered PM Repair - Biomedical | MHHS-Southwest
NO | NO | [5 empty] | Stryker Corp Medical Div | MISTRAL AIR PLUS |  |  | SW - OR | MHHS-Southwest |  | Warmer, Patient |  |  |  | Southwest |  | SW - OR | [5 empty] | WARMING/COOLING UNITS, PATIENT |  | WARMERPATIENT-Stryker-Mistral-Air | WARMERPATIENT | Mistral-Air |  |  |  | Stryker | Warmer, Patient |  | WARMERPATIENT-Stryker-Mistral-Air |  |  |  |  | Not Covered Vendor Only - Biomedical | MHHS-Southwest
NO | NO | [5 empty] | Stryker Corp Medical Div | MISTRAL AIR PLUS |  |  | SW - OR | MHHS-Southwest |  | Warmer, Patient |  |  |  | Southwest |  | SW - OR | [5 empty] | WARMING/COOLING UNITS, PATIENT |  | WARMERPATIENT-Stryker-Mistral-Air | WARMERPATIENT | Mistral-Air |  |  |  | Stryker | Warmer, Patient |  | WARMERPATIENT-Stryker-Mistral-Air |  |  |  |  | Not Covered Vendor Only - Biomedical | MHHS-Southwest
NO | NO | [5 empty] | Stryker Corp Medical Div | MISTRAL AIR PLUS |  |  | SW - OR | MHHS-Southwest |  | Warmer, Patient |  |  |  | Southwest |  | SW - OR | [5 empty] | WARMING/COOLING UNITS, PATIENT |  | WARMERPATIENT-Stryker-Mistral-Air | WARMERPATIENT | Mistral-Air |  |  |  | Stryker | Warmer, Patient |  | WARMERPATIENT-Stryker-Mistral-Air |  |  |  |  | Not Covered Vendor Only - Biomedical | MHHS-Southwest
NO | NO | [5 empty] | Stryker Corp Medical Div | MISTRAL AIR PLUS |  |  | SW - OR | MHHS-Southwest |  | Warmer, Patient |  |  |  | Southwest |  | SW - OR | [5 empty] | WARMING/COOLING UNITS, PATIENT |  | WARMERPATIENT-Stryker-Mistral-Air | WARMERPATIENT | Mistral-Air |  |  |  | Stryker | Warmer, Patient |  | WARMERPATIENT-Stryker-Mistral-Air |  |  |  |  | Not Covered Vendor Only - Biomedical | MHHS-Southwest
NO | NO | [5 empty] | Stryker Corp Medical Div | MISTRAL AIR PLUS |  |  | SW - OR | MHHS-Southwest |  | Warmer, Patient |  |  |  | Southwest |  | SW - OR | [5 empty] | WARMING/COOLING UNITS, PATIENT |  | WARMERPATIENT-Stryker-Mistral-Air | WARMERPATIENT | Mistral-Air |  |  |  | Stryker | Warmer, Patient |  | WARMERPATIENT-Stryker-Mistral-Air |  |  |  |  | Covered PM Repair - Biomedical | MHHS-Southwest
NO | NO | [5 empty] | Stryker Corp Medical Div | MISTRAL AIR PLUS |  |  | SW - PROF BLDG 1 - SAME DAY SURGERY | MHHS-Southwest |  | Warmer, Patient |  |  |  | Southwest |  | SW - PROF BLDG 1 - SAME DAY SURGERY | [5 empty] | WARMING/COOLING UNITS, PATIENT |  | WARMERPATIENT-Stryker-Mistral-Air | WARMERPATIENT | Mistral-Air |  |  |  | Stryker | Warmer, Patient |  | WARMERPATIENT-Stryker-Mistral-Air |  |  |  |  | Covered PM Repair - Biomedical | MHHS-Southwest
NO | NO | [5 empty] | Stryker Corp Medical Div | MISTRAL AIR PLUS |  |  | SW - PROF BLDG 1 - SAME DAY SURGERY | MHHS-Southwest |  | Warmer, Patient |  |  |  | Southwest |  | SW - PROF BLDG 1 - SAME DAY SURGERY | [5 empty] | WARMING/COOLING UNITS, PATIENT |  | WARMERPATIENT-Stryker-Mistral-Air | WARMERPATIENT | Mistral-Air |  |  |  | Stryker | Warmer, Patient |  | WARMERPATIENT-Stryker-Mistral-Air |  |  |  |  | Covered PM Repair - Biomedical | MHHS-Southwest
NO | NO | [5 empty] | Stryker Corp Medical Div | MISTRAL AIR PLUS |  |  | SW - PROF BLDG 1 - SAME DAY SURGERY | MHHS-Southwest |  | Warmer, Patient |  |  |  | Southwest |  | SW - PROF BLDG 1 - SAME DAY SURGERY | [5 empty] | WARMING/COOLING UNITS, PATIENT |  | WARMERPATIENT-Stryker-Mistral-Air | WARMERPATIENT | Mistral-Air |  |  |  | Stryker | Warmer, Patient |  | WARMERPATIENT-Stryker-Mistral-Air |  |  |  |  | Covered PM Repair - Biomedical | MHHS-Southwest
NO | NO | [5 empty] | Stryker Corp Medical Div | MISTRAL AIR PLUS |  |  | SW - PROF BLDG 1 - SAME DAY SURGERY | MHHS-Southwest |  | Warmer, Patient |  |  |  | Southwest |  | SW - PROF BLDG 1 - SAME DAY SURGERY | [5 empty] | WARMING/COOLING UNITS, PATIENT |  | WARMERPATIENT-Stryker-Mistral-Air | WARMERPATIENT | Mistral-Air |  |  |  | Stryker | Warmer, Patient |  | WARMERPATIENT-Stryker-Mistral-Air |  |  |  |  | Covered PM Repair - Radiology, Low End | MHHS-Southwest
NO | NO | [5 empty] | Stryker Corp Medical Div | MISTRAL AIR PLUS |  |  | SW - PROF BLDG 1 - SAME DAY SURGERY | MHHS-Southwest |  | Warmer, Patient |  |  |  | Southwest |  | SW - PROF BLDG 1 - SAME DAY SURGERY | [5 empty] | WARMING/COOLING UNITS, PATIENT |  | WARMERPATIENT-Stryker-Mistral-Air | WARMERPATIENT | Mistral-Air |  |  |  | Stryker | Warmer, Patient |  | WARMERPATIENT-Stryker-Mistral-Air |  |  |  |  | Covered PM Repair - Biomedical | MHHS-Southwest
NO | NO | [5 empty] | Stryker Corp Medical Div | MISTRAL AIR PLUS |  |  | SW - PROF BLDG 1 - SAME DAY SURGERY | MHHS-Southwest |  | Warmer, Patient |  |  |  | Southwest |  | SW - PROF BLDG 1 - SAME DAY SURGERY | [5 empty] | WARMING/COOLING UNITS, PATIENT |  | WARMERPATIENT-Stryker-Mistral-Air | WARMERPATIENT | Mistral-Air |  |  |  | Stryker | Warmer, Patient |  | WARMERPATIENT-Stryker-Mistral-Air |  |  |  |  | Covered PM Repair - Biomedical | MHHS-Southwest
NO | NO | [5 empty] | Stryker Corp Medical Div | MISTRAL AIR PLUS |  |  | SW - PROF BLDG 1 - SAME DAY SURGERY | MHHS-Southwest |  | Warmer, Patient |  |  |  | Southwest |  | SW - PROF BLDG 1 - SAME DAY SURGERY | [5 empty] | WARMING/COOLING UNITS, PATIENT |  | WARMERPATIENT-Stryker-Mistral-Air | WARMERPATIENT | Mistral-Air |  |  |  | Stryker | Warmer, Patient |  | WARMERPATIENT-Stryker-Mistral-Air |  |  |  |  | Covered PM Repair - Biomedical | MHHS-Southwest
NO | NO | [5 empty] | Stryker Corp Medical Div | MISTRAL AIR PLUS |  |  | SUGAR LAND - DAY SURGERY | MHHS-Sugarland |  | Warmer, Patient |  |  |  | Sugar Land |  | SUGAR LAND - DAY SURGERY | [5 empty] | WARMING/COOLING UNITS, PATIENT |  | WARMERPATIENT-Stryker-Mistral-Air | WARMERPATIENT | Mistral-Air |  |  |  | Stryker | Warmer, Patient |  | WARMERPATIENT-Stryker-Mistral-Air |  |  |  |  | Covered PM Repair - Biomedical | MHHS-Sugarland
NO | NO | [5 empty] | Stryker Corp Medical Div | MISTRAL AIR PLUS |  |  | SUGAR LAND - ENDOSCOPY | MHHS-Sugarland |  | Warmer, Patient |  |  |  | Sugar Land |  | SUGAR LAND - ENDOSCOPY | [5 empty] | WARMING/COOLING UNITS, PATIENT |  | WARMERPATIENT-Stryker-Mistral-Air | WARMERPATIENT | Mistral-Air |  |  |  | Stryker | Warmer, Patient |  | WARMERPATIENT-Stryker-Mistral-Air |  |  |  |  | Covered PM Repair - Biomedical | MHHS-Sugarland
NO | NO | [5 empty] | Stryker Corp Medical Div | MISTRAL AIR PLUS |  |  | SUGAR LAND - ICU | MHHS-Sugarland |  | Warmer, Patient |  |  |  | Sugar Land |  | SUGAR LAND - ICU | [5 empty] | WARMING/COOLING UNITS, PATIENT |  | WARMERPATIENT-Stryker-Mistral-Air | WARMERPATIENT | Mistral-Air |  |  |  | Stryker | Warmer, Patient |  | WARMERPATIENT-Stryker-Mistral-Air |  |  |  |  | Covered PM Repair - Biomedical | MHHS-Sugarland
NO | NO | [5 empty] | Stryker Corp Medical Div | MISTRAL AIR PLUS |  |  | SUGAR LAND - ICU | MHHS-Sugarland |  | Warmer, Patient |  |  |  | Sugar Land |  | SUGAR LAND - ICU | [5 empty] | WARMING/COOLING UNITS, PATIENT |  | WARMERPATIENT-Stryker-Mistral-Air | WARMERPATIENT | Mistral-Air |  |  |  | Stryker | Warmer, Patient |  | WARMERPATIENT-Stryker-Mistral-Air |  |  |  |  | Covered PM Repair - Biomedical | MHHS-Sugarland
NO | NO | [5 empty] | Stryker Corp Medical Div | MISTRAL AIR PLUS |  |  | SUGAR LAND - IMU | MHHS-Sugarland |  | Warmer, Patient |  |  |  | Sugar Land |  | SUGAR LAND - IMU | [5 empty] | WARMING/COOLING UNITS, PATIENT |  | WARMERPATIENT-Stryker-Mistral-Air | WARMERPATIENT | Mistral-Air |  |  |  | Stryker | Warmer, Patient |  | WARMERPATIENT-Stryker-Mistral-Air |  |  |  |  | Covered PM Repair - Biomedical | MHHS-Sugarland
NO | NO | [5 empty] | Stryker Corp Medical Div | MISTRAL AIR PLUS |  |  | SUGAR LAND - IMU | MHHS-Sugarland |  | Warmer, Patient |  |  |  | Sugar Land |  | SUGAR LAND - IMU | [5 empty] | WARMING/COOLING UNITS, PATIENT |  | WARMERPATIENT-Stryker-Mistral-Air | WARMERPATIENT | Mistral-Air |  |  |  | Stryker | Warmer, Patient |  | WARMERPATIENT-Stryker-Mistral-Air |  |  |  |  | Covered PM Repair - Biomedical | MHHS-Sugarland
NO | NO | [5 empty] | Stryker Corp Medical Div | MISTRAL AIR PLUS |  |  | SUGAR LAND - IMU | MHHS-Sugarland |  | Warmer, Patient |  |  |  | Sugar Land |  | SUGAR LAND - IMU | [5 empty] | WARMING/COOLING UNITS, PATIENT |  | WARMERPATIENT-Stryker-Mistral-Air | WARMERPATIENT | Mistral-Air |  |  |  | Stryker | Warmer, Patient |  | WARMERPATIENT-Stryker-Mistral-Air |  |  |  |  | Covered PM Repair - Biomedical | MHHS-Sugarland
NO | NO | [5 empty] | Stryker Corp Medical Div | MISTRAL AIR PLUS |  |  | SUGAR LAND - IMU | MHHS-Sugarland |  | Warmer, Patient |  |  |  | Sugar Land |  | SUGAR LAND - IMU | [5 empty] | WARMING/COOLING UNITS, PATIENT |  | WARMERPATIENT-Stryker-Mistral-Air | WARMERPATIENT | Mistral-Air |  |  |  | Stryker | Warmer, Patient |  | WARMERPATIENT-Stryker-Mistral-Air |  |  |  |  | Covered PM Repair - Biomedical | MHHS-Sugarland
NO | NO | [5 empty] | Stryker Corp Medical Div | MISTRAL AIR PLUS |  |  | SUGAR LAND - LABOR & DELIVERY - OR | MHHS-Sugarland |  | Warmer, Patient |  |  |  | Sugar Land |  | SUGAR LAND - LABOR & DELIVERY - OR | [5 empty] | WARMING/COOLING UNITS, PATIENT |  | WARMERPATIENT-Stryker-Mistral-Air | WARMERPATIENT | Mistral-Air |  |  |  | Stryker | Warmer, Patient |  | WARMERPATIENT-Stryker-Mistral-Air |  |  |  |  | Covered PM Repair - Biomedical | MHHS-Sugarland
NO | NO | [5 empty] | Stryker Corp Medical Div | MISTRAL AIR PLUS |  |  | SUGAR LAND - MED/SURG - WEST 4TH | MHHS-Sugarland |  | Warmer, Patient |  |  |  | Sugar Land |  | SUGAR LAND - MED/SURG - WEST 4TH | [5 empty] | WARMING/COOLING UNITS, PATIENT |  | WARMERPATIENT-Stryker-Mistral-Air | WARMERPATIENT | Mistral-Air |  |  |  | Stryker | Warmer, Patient |  | WARMERPATIENT-Stryker-Mistral-Air |  |  |  |  | Covered PM Repair - Biomedical | MHHS-Sugarland
NO | NO | [5 empty] | Stryker Corp Medical Div | MISTRAL AIR PLUS |  |  | SUGAR LAND - MED/SURG - WEST 4TH | MHHS-Sugarland |  | Warmer, Patient |  |  |  | Sugar Land |  | SUGAR LAND - MED/SURG - WEST 4TH | [5 empty] | WARMING/COOLING UNITS, PATIENT |  | WARMERPATIENT-Stryker-Mistral-Air | WARMERPATIENT | Mistral-Air |  |  |  | Stryker | Warmer, Patient |  | WARMERPATIENT-Stryker-Mistral-Air |  |  |  |  | Covered PM Repair - Biomedical | MHHS-Sugarland
NO | NO | [5 empty] | Stryker Corp Medical Div | MISTRAL AIR PLUS |  |  | SUGAR LAND - MED/SURG - WEST 4TH | MHHS-Sugarland |  | Warmer, Patient |  |  |  | Sugar Land |  | SUGAR LAND - MED/SURG - WEST 4TH | [5 empty] | WARMING/COOLING UNITS, PATIENT |  | WARMERPATIENT-Stryker-Mistral-Air | WARMERPATIENT | Mistral-Air |  |  |  | Stryker | Warmer, Patient |  | WARMERPATIENT-Stryker-Mistral-Air |  |  |  |  | Not Covered Vendor Only - Biomedical | MHHS-Sugarland
NO | NO | [5 empty] | Stryker Corp Medical Div | MISTRAL AIR PLUS |  |  | SUGAR LAND - MED/SURG - WEST 4TH | MHHS-Sugarland |  | Warmer, Patient |  |  |  | Sugar Land |  | SUGAR LAND - MED/SURG - WEST 4TH | [5 empty] | WARMING/COOLING UNITS, PATIENT |  | WARMERPATIENT-Stryker-Mistral-Air | WARMERPATIENT | Mistral-Air |  |  |  | Stryker | Warmer, Patient |  | WARMERPATIENT-Stryker-Mistral-Air |  |  |  |  | Not Covered Vendor Only - Biomedical | MHHS-Sugarland
NO | NO | [5 empty] | Stryker Corp Medical Div | MISTRAL AIR PLUS |  |  | SUGAR LAND - MED/SURG - WEST 4TH | MHHS-Sugarland |  | Warmer, Patient |  |  |  | Sugar Land |  | SUGAR LAND - MED/SURG - WEST 4TH | [5 empty] | WARMING/COOLING UNITS, PATIENT |  | WARMERPATIENT-Stryker-Mistral-Air | WARMERPATIENT | Mistral-Air |  |  |  | Stryker | Warmer, Patient |  | WARMERPATIENT-Stryker-Mistral-Air |  |  |  |  | Not Covered Vendor Only - Biomedical | MHHS-Sugarland
NO | NO | [5 empty] | Stryker Corp Medical Div | MISTRAL AIR PLUS |  |  | SUGAR LAND - MED/SURG - WEST 4TH | MHHS-Sugarland |  | Warmer, Patient |  |  |  | Sugar Land |  | SUGAR LAND - MED/SURG - WEST 4TH | [5 empty] | WARMING/COOLING UNITS, PATIENT |  | WARMERPATIENT-Stryker-Mistral-Air | WARMERPATIENT | Mistral-Air |  |  |  | Stryker | Warmer, Patient |  | WARMERPATIENT-Stryker-Mistral-Air |  |  |  |  | Not Covered Vendor Only - Biomedical | MHHS-Sugarland
NO | NO | [5 empty] | Stryker Corp Medical Div | MISTRAL AIR PLUS |  |  | SUGAR LAND - PACU | MHHS-Sugarland |  | Warmer, Patient |  |  |  | Sugar Land |  | SUGAR LAND - PACU | [5 empty] | WARMING/COOLING UNITS, PATIENT |  | WARMERPATIENT-Stryker-Mistral-Air | WARMERPATIENT | Mistral-Air |  |  |  | Stryker | Warmer, Patient |  | WARMERPATIENT-Stryker-Mistral-Air |  |  |  |  | Covered PM Repair - Biomedical | MHHS-Sugarland
NO | NO | [5 empty] | Stryker Corp Medical Div | MISTRAL AIR PLUS |  |  | SUGAR LAND - PACU | MHHS-Sugarland |  | Warmer, Patient |  |  |  | Sugar Land |  | SUGAR LAND - PACU | [5 empty] | WARMING/COOLING UNITS, PATIENT |  | WARMERPATIENT-Stryker-Mistral-Air | WARMERPATIENT | Mistral-Air |  |  |  | Stryker | Warmer, Patient |  | WARMERPATIENT-Stryker-Mistral-Air |  |  |  |  | Covered PM Repair - Biomedical | MHHS-Sugarland
NO | NO | [5 empty] | Stryker Corp Medical Div | MISTRAL AIR PLUS |  |  | TMC - MHTMC - CENTRAL SUPPLY | MHHS-TMC |  | Warmer, Patient |  |  |  | TMC |  | TMC - MHTMC - CENTRAL SUPPLY | [5 empty] | WARMING/COOLING UNITS, PATIENT |  | WARMERPATIENT-Stryker-Mistral-Air | WARMERPATIENT | Mistral-Air |  |  |  | Stryker | Warmer, Patient |  | WARMERPATIENT-Stryker-Mistral-Air |  |  |  |  | Covered PM Repair - Biomedical | MHHS-TMC
NO | NO | [5 empty] | Stryker Corp Medical Div | MISTRAL AIR PLUS |  |  | TMC - MHTMC - CENTRAL SUPPLY | MHHS-TMC |  | Warmer, Patient |  |  |  | TMC |  | TMC - MHTMC - CENTRAL SUPPLY | [5 empty] | WARMING/COOLING UNITS, PATIENT |  | WARMERPATIENT-Stryker-Mistral-Air | WARMERPATIENT | Mistral-Air |  |  |  | Stryker | Warmer, Patient |  | WARMERPATIENT-Stryker-Mistral-Air |  |  |  |  | Covered PM Repair - Biomedical | MHHS-TMC
NO | NO | [5 empty] | Stryker Corp Medical Div | MISTRAL AIR PLUS |  |  | TMC - MHTMC - CENTRAL SUPPLY | MHHS-TMC |  | Warmer, Patient |  |  |  | TMC |  | TMC - MHTMC - CENTRAL SUPPLY | [5 empty] | WARMING/COOLING UNITS, PATIENT |  | WARMERPATIENT-Stryker-Mistral-Air | WARMERPATIENT | Mistral-Air |  |  |  | Stryker | Warmer, Patient |  | WARMERPATIENT-Stryker-Mistral-Air |  |  |  |  | Covered PM Repair - Biomedical | MHHS-TMC
NO | NO | [5 empty] | Stryker Corp Medical Div | MISTRAL AIR PLUS |  |  | TMC - MHTMC - CENTRAL SUPPLY | MHHS-TMC |  | Warmer, Patient |  |  |  | TMC |  | TMC - MHTMC - CENTRAL SUPPLY | [5 empty] | WARMING/COOLING UNITS, PATIENT |  | WARMERPATIENT-Stryker-Mistral-Air | WARMERPATIENT | Mistral-Air |  |  |  | Stryker | Warmer, Patient |  | WARMERPATIENT-Stryker-Mistral-Air |  |  |  |  | Covered PM Repair - Biomedical | MHHS-TMC
NO | NO | [5 empty] | Stryker Corp Medical Div | MISTRAL AIR PLUS |  |  | TMC - MHTMC - CENTRAL SUPPLY | MHHS-TMC |  | Warmer, Patient |  |  |  | TMC |  | TMC - MHTMC - CENTRAL SUPPLY | [5 empty] | WARMING/COOLING UNITS, PATIENT |  | WARMERPATIENT-Stryker-Mistral-Air | WARMERPATIENT | Mistral-Air |  |  |  | Stryker | Warmer, Patient |  | WARMERPATIENT-Stryker-Mistral-Air |  |  |  |  | Covered PM Repair - Biomedical | MHHS-TMC
NO | NO | [5 empty] | Stryker Corp Medical Div | MISTRAL AIR PLUS |  |  | TMC - MHTMC - CENTRAL SUPPLY | MHHS-TMC |  | Warmer, Patient |  |  |  | TMC |  | TMC - MHTMC - CENTRAL SUPPLY | [5 empty] | WARMING/COOLING UNITS, PATIENT |  | WARMERPATIENT-Stryker-Mistral-Air | WARMERPATIENT | Mistral-Air |  |  |  | Stryker | Warmer, Patient |  | WARMERPATIENT-Stryker-Mistral-Air |  |  |  |  | Covered PM Repair - Biomedical | MHHS-TMC
NO | NO | [5 empty] | Stryker Corp Medical Div | MISTRAL AIR PLUS |  |  | TMC - MHTMC - CENTRAL SUPPLY | MHHS-TMC |  | Warmer, Patient |  |  |  | TMC |  | TMC - MHTMC - CENTRAL SUPPLY | [5 empty] | WARMING/COOLING UNITS, PATIENT |  | WARMERPATIENT-Stryker-Mistral-Air | WARMERPATIENT | Mistral-Air |  |  |  | Stryker | Warmer, Patient |  | WARMERPATIENT-Stryker-Mistral-Air |  |  |  |  | Covered PM Repair - Biomedical | MHHS-TMC
NO | NO | [5 empty] | Stryker Corp Medical Div | MISTRAL AIR PLUS |  |  | TMC - MHTMC - CENTRAL SUPPLY | MHHS-TMC |  | Warmer, Patient |  |  |  | TMC |  | TMC - MHTMC - CENTRAL SUPPLY | [5 empty] | WARMING/COOLING UNITS, PATIENT |  | WARMERPATIENT-Stryker-Mistral-Air | WARMERPATIENT | Mistral-Air |  |  |  | Stryker | Warmer, Patient |  | WARMERPATIENT-Stryker-Mistral-Air |  |  |  |  | Covered PM Repair - Biomedical | MHHS-TMC
NO | NO | [5 empty] | Stryker Corp Medical Div | MISTRAL AIR PLUS |  |  | TMC - MHTMC - CENTRAL SUPPLY | MHHS-TMC |  | Warmer, Patient |  |  |  | TMC |  | TMC - MHTMC - CENTRAL SUPPLY | [5 empty] | WARMING/COOLING UNITS, PATIENT |  | WARMERPATIENT-Stryker-Mistral-Air | WARMERPATIENT | Mistral-Air |  |  |  | Stryker | Warmer, Patient |  | WARMERPATIENT-Stryker-Mistral-Air |  |  |  |  | Covered PM Repair - Biomedical | MHHS-TMC
NO | NO | [5 empty] | Stryker Corp Medical Div | MISTRAL AIR PLUS |  |  | TMC - MHTMC - CENTRAL SUPPLY | MHHS-TMC |  | Warmer, Patient |  |  |  | TMC |  | TMC - MHTMC - CENTRAL SUPPLY | [5 empty] | WARMING/COOLING UNITS, PATIENT |  | WARMERPATIENT-Stryker-Mistral-Air | WARMERPATIENT | Mistral-Air |  |  |  | Stryker | Warmer, Patient |  | WARMERPATIENT-Stryker-Mistral-Air |  |  |  |  | Covered PM Repair - Biomedical | MHHS-TMC
NO | NO | [5 empty] | Stryker Corp Medical Div | MISTRAL AIR PLUS |  |  | TMC - MHTMC - CENTRAL SUPPLY | MHHS-TMC |  | Warmer, Patient |  |  |  | TMC |  | TMC - MHTMC - CENTRAL SUPPLY | [5 empty] | WARMING/COOLING UNITS, PATIENT |  | WARMERPATIENT-Stryker-Mistral-Air | WARMERPATIENT | Mistral-Air |  |  |  | Stryker | Warmer, Patient |  | WARMERPATIENT-Stryker-Mistral-Air |  |  |  |  | Covered PM Repair - Biomedical | MHHS-TMC
NO | NO | [5 empty] | Stryker Corp Medical Div | MISTRAL AIR PLUS |  |  | TMC - MHTMC - CENTRAL SUPPLY | MHHS-TMC |  | Warmer, Patient |  |  |  | TMC |  | TMC - MHTMC - CENTRAL SUPPLY | [5 empty] | WARMING/COOLING UNITS, PATIENT |  | WARMERPATIENT-Stryker-Mistral-Air | WARMERPATIENT | Mistral-Air |  |  |  | Stryker | Warmer, Patient |  | WARMERPATIENT-Stryker-Mistral-Air |  |  |  |  | Covered PM Repair - Biomedical | MHHS-TMC
NO | NO | [5 empty] | Stryker Corp Medical Div | MISTRAL AIR PLUS |  |  | TMC - MHTMC - CENTRAL SUPPLY | MHHS-TMC |  | Warmer, Patient |  |  |  | TMC |  | TMC - MHTMC - CENTRAL SUPPLY | [5 empty] | WARMING/COOLING UNITS, PATIENT |  | WARMERPATIENT-Stryker-Mistral-Air | WARMERPATIENT | Mistral-Air |  |  |  | Stryker | Warmer, Patient |  | WARMERPATIENT-Stryker-Mistral-Air |  |  |  |  | Covered PM Repair - Biomedical | MHHS-TMC
NO | NO | [5 empty] | Stryker Corp Medical Div | MISTRAL AIR PLUS |  |  | TMC - MHTMC - CENTRAL SUPPLY | MHHS-TMC |  | Warmer, Patient |  |  |  | TMC |  | TMC - MHTMC - CENTRAL SUPPLY | [5 empty] | WARMING/COOLING UNITS, PATIENT |  | WARMERPATIENT-Stryker-Mistral-Air | WARMERPATIENT | Mistral-Air |  |  |  | Stryker | Warmer, Patient |  | WARMERPATIENT-Stryker-Mistral-Air |  |  |  |  | Not Covered Vendor Only - Biomedical | MHHS-TMC
NO | NO | [5 empty] | Stryker Corp Medical Div | MISTRAL AIR PLUS |  |  | TMC - MHTMC - CENTRAL SUPPLY | MHHS-TMC |  | Warmer, Patient |  |  |  | TMC |  | TMC - MHTMC - CENTRAL SUPPLY | [5 empty] | WARMING/COOLING UNITS, PATIENT |  | WARMERPATIENT-Stryker-Mistral-Air | WARMERPATIENT | Mistral-Air |  |  |  | Stryker | Warmer, Patient |  | WARMERPATIENT-Stryker-Mistral-Air |  |  |  |  | Not Covered Vendor Only - Biomedical | MHHS-TMC
NO | NO | [5 empty] | Stryker Corp Medical Div | MISTRAL AIR PLUS |  |  | TMC - MHTMC - CENTRAL SUPPLY | MHHS-TMC |  | Warmer, Patient |  |  |  | TMC |  | TMC - MHTMC - CENTRAL SUPPLY | [5 empty] | WARMING/COOLING UNITS, PATIENT |  | WARMERPATIENT-Stryker-Mistral-Air | WARMERPATIENT | Mistral-Air |  |  |  | Stryker | Warmer, Patient |  | WARMERPATIENT-Stryker-Mistral-Air |  |  |  |  | Not Covered Vendor Only - Biomedical | MHHS-TMC
NO | NO | [5 empty] | Stryker Corp Medical Div | MISTRAL AIR PLUS |  |  | TMC - MHTMC - CENTRAL SUPPLY | MHHS-TMC |  | Warmer, Patient |  |  |  | TMC |  | TMC - MHTMC - CENTRAL SUPPLY | [5 empty] | WARMING/COOLING UNITS, PATIENT |  | WARMERPATIENT-Stryker-Mistral-Air | WARMERPATIENT | Mistral-Air |  |  |  | Stryker | Warmer, Patient |  | WARMERPATIENT-Stryker-Mistral-Air |  |  |  |  | Covered PM Repair - Biomedical | MHHS-TMC
NO | NO | [5 empty] | Stryker Corp Medical Div | MISTRAL AIR PLUS |  |  | TMC - MHTMC - CENTRAL SUPPLY | MHHS-TMC |  | Warmer, Patient |  |  |  | TMC |  | TMC - MHTMC - CENTRAL SUPPLY | [5 empty] | WARMING/COOLING UNITS, PATIENT |  | WARMERPATIENT-Stryker-Mistral-Air | WARMERPATIENT | Mistral-Air |  |  |  | Stryker | Warmer, Patient |  | WARMERPATIENT-Stryker-Mistral-Air |  |  |  |  | Covered PM Repair - Biomedical | MHHS-TMC
NO | NO | [5 empty] | Stryker Corp Medical Div | MISTRAL AIR PLUS |  |  | TMC - MHTMC - CENTRAL SUPPLY | MHHS-TMC |  | Warmer, Patient |  |  |  | TMC |  | TMC - MHTMC - CENTRAL SUPPLY | [5 empty] | WARMING/COOLING UNITS, PATIENT |  | WARMERPATIENT-Stryker-Mistral-Air | WARMERPATIENT | Mistral-Air |  |  |  | Stryker | Warmer, Patient |  | WARMERPATIENT-Stryker-Mistral-Air |  |  |  |  | Covered PM Repair - Biomedical | MHHS-TMC
NO | NO | [5 empty] | Stryker Corp Medical Div | MISTRAL AIR PLUS |  |  | TMC - MHTMC - CENTRAL SUPPLY | MHHS-TMC |  | Warmer, Patient |  |  |  | TMC |  | TMC - MHTMC - CENTRAL SUPPLY | [5 empty] | WARMING/COOLING UNITS, PATIENT |  | WARMERPATIENT-Stryker-Mistral-Air | WARMERPATIENT | Mistral-Air |  |  |  | Stryker | Warmer, Patient |  | WARMERPATIENT-Stryker-Mistral-Air |  |  |  |  | Covered PM Repair - Biomedical | MHHS-TMC
NO | NO | [5 empty] | Stryker Corp Medical Div | MISTRAL AIR PLUS |  |  | TMC - MHTMC - CENTRAL SUPPLY | MHHS-TMC |  | Warmer, Patient |  |  |  | TMC |  | TMC - MHTMC - CENTRAL SUPPLY | [5 empty] | WARMING/COOLING UNITS, PATIENT |  | WARMERPATIENT-Stryker-Mistral-Air | WARMERPATIENT | Mistral-Air |  |  |  | Stryker | Warmer, Patient |  | WARMERPATIENT-Stryker-Mistral-Air |  |  |  |  | Covered PM Repair - Radiology, Low End | MHHS-TMC
NO | NO | [5 empty] | Stryker Corp Medical Div | MISTRAL AIR PLUS |  |  | TMC - MHTMC - CENTRAL SUPPLY | MHHS-TMC |  | Warmer, Patient |  |  |  | TMC |  | TMC - MHTMC - CENTRAL SUPPLY | [5 empty] | WARMING/COOLING UNITS, PATIENT |  | WARMERPATIENT-Stryker-Mistral-Air | WARMERPATIENT | Mistral-Air |  |  |  | Stryker | Warmer, Patient |  | WARMERPATIENT-Stryker-Mistral-Air |  |  |  |  | Covered PM Repair - Biomedical | MHHS-TMC
NO | NO | [5 empty] | Stryker Corp Medical Div | MISTRAL AIR PLUS |  |  | TMC - MHTMC - CENTRAL SUPPLY | MHHS-TMC |  | Warmer, Patient |  |  |  | TMC |  | TMC - MHTMC - CENTRAL SUPPLY | [5 empty] | WARMING/COOLING UNITS, PATIENT |  | WARMERPATIENT-Stryker-Mistral-Air | WARMERPATIENT | Mistral-Air |  |  |  | Stryker | Warmer, Patient |  | WARMERPATIENT-Stryker-Mistral-Air |  |  |  |  | Not Covered Vendor Only - Biomedical | MHHS-TMC
NO | NO | [5 empty] | Stryker Corp Medical Div | MISTRAL AIR PLUS |  |  | TMC - MHTMC - CENTRAL SUPPLY | MHHS-TMC |  | Warmer, Patient |  |  |  | TMC |  | TMC - MHTMC - CENTRAL SUPPLY | [5 empty] | WARMING/COOLING UNITS, PATIENT |  | WARMERPATIENT-Stryker-Mistral-Air | WARMERPATIENT | Mistral-Air |  |  |  | Stryker | Warmer, Patient |  | WARMERPATIENT-Stryker-Mistral-Air |  |  |  |  | Covered PM Repair - Biomedical | MHHS-TMC
NO | NO | [5 empty] | Stryker Corp Medical Div | MISTRAL AIR PLUS |  |  | TMC - MHTMC - CENTRAL SUPPLY | MHHS-TMC |  | Warmer, Patient |  |  |  | TMC |  | TMC - MHTMC - CENTRAL SUPPLY | [5 empty] | WARMING/COOLING UNITS, PATIENT |  | WARMERPATIENT-Stryker-Mistral-Air | WARMERPATIENT | Mistral-Air |  |  |  | Stryker | Warmer, Patient |  | WARMERPATIENT-Stryker-Mistral-Air |  |  |  |  | Clinical Miscellaneous | MHHS-TMC
NO | NO | [5 empty] | Stryker Corp Medical Div | MISTRAL AIR PLUS |  |  | TMC - MHTMC - CENTRAL SUPPLY | MHHS-TMC |  | Warmer, Patient |  |  |  | TMC |  | TMC - MHTMC - CENTRAL SUPPLY | [5 empty] | WARMING/COOLING UNITS, PATIENT |  | WARMERPATIENT-Stryker-Mistral-Air | WARMERPATIENT | Mistral-Air |  |  |  | Stryker | Warmer, Patient |  | WARMERPATIENT-Stryker-Mistral-Air |  |  |  |  | Clinical Miscellaneous | MHHS-TMC
NO | NO | [5 empty] | Stryker Corp Medical Div | MISTRAL AIR PLUS |  |  | TMC - MHTMC - CENTRAL SUPPLY | MHHS-TMC |  | Warmer, Patient |  |  |  | TMC |  | TMC - MHTMC - CENTRAL SUPPLY | [5 empty] | WARMING/COOLING UNITS, PATIENT |  | WARMERPATIENT-Stryker-Mistral-Air | WARMERPATIENT | Mistral-Air |  |  |  | Stryker | Warmer, Patient |  | WARMERPATIENT-Stryker-Mistral-Air |  |  |  |  | Clinical Miscellaneous | MHHS-TMC
NO | NO | [5 empty] | Stryker Corp Medical Div | MISTRAL AIR PLUS |  |  | TMC - MHTMC - CENTRAL SUPPLY | MHHS-TMC |  | Warmer, Patient |  |  |  | TMC |  | TMC - MHTMC - CENTRAL SUPPLY | [5 empty] | WARMING/COOLING UNITS, PATIENT |  | WARMERPATIENT-Stryker-Mistral-Air | WARMERPATIENT | Mistral-Air |  |  |  | Stryker | Warmer, Patient |  | WARMERPATIENT-Stryker-Mistral-Air |  |  |  |  | Clinical Miscellaneous | MHHS-TMC
NO | NO | [5 empty] | Stryker Corp Medical Div | MISTRAL AIR PLUS |  |  | TMC - MHTMC - CENTRAL SUPPLY | MHHS-TMC |  | Warmer, Patient |  |  |  | TMC |  | TMC - MHTMC - CENTRAL SUPPLY | [5 empty] | WARMING/COOLING UNITS, PATIENT |  | WARMERPATIENT-Stryker-Mistral-Air | WARMERPATIENT | Mistral-Air |  |  |  | Stryker | Warmer, Patient |  | WARMERPATIENT-Stryker-Mistral-Air |  |  |  |  | Clinical Miscellaneous | MHHS-TMC
NO | NO | [5 empty] | Stryker Corp Medical Div | MISTRAL AIR PLUS |  |  | TMC - MHTMC - CENTRAL SUPPLY | MHHS-TMC |  | Warmer, Patient |  |  |  | TMC |  | TMC - MHTMC - CENTRAL SUPPLY | [5 empty] | WARMING/COOLING UNITS, PATIENT |  | WARMERPATIENT-Stryker-Mistral-Air | WARMERPATIENT | Mistral-Air |  |  |  | Stryker | Warmer, Patient |  | WARMERPATIENT-Stryker-Mistral-Air |  |  |  |  | Clinical Miscellaneous | MHHS-TMC
NO | NO | [5 empty] | Stryker Corp Medical Div | MISTRAL AIR PLUS |  |  | TMC - MHTMC - CENTRAL SUPPLY | MHHS-TMC |  | Warmer, Patient |  |  |  | TMC |  | TMC - MHTMC - CENTRAL SUPPLY | [5 empty] | WARMING/COOLING UNITS, PATIENT |  | WARMERPATIENT-Stryker-Mistral-Air | WARMERPATIENT | Mistral-Air |  |  |  | Stryker | Warmer, Patient |  | WARMERPATIENT-Stryker-Mistral-Air |  |  |  |  | Clinical Miscellaneous | MHHS-TMC
NO | NO | [5 empty] | Stryker Corp Medical Div | MISTRAL AIR PLUS |  |  | TMC - MHTMC - CENTRAL SUPPLY | MHHS-TMC |  | Warmer, Patient |  |  |  | TMC |  | TMC - MHTMC - CENTRAL SUPPLY | [5 empty] | WARMING/COOLING UNITS, PATIENT |  | WARMERPATIENT-Stryker-Mistral-Air | WARMERPATIENT | Mistral-Air |  |  |  | Stryker | Warmer, Patient |  | WARMERPATIENT-Stryker-Mistral-Air |  |  |  |  | Clinical Miscellaneous | MHHS-TMC
NO | NO | [5 empty] | Stryker Corp Medical Div | MISTRAL AIR PLUS |  |  | TMC - MHTMC - CENTRAL SUPPLY | MHHS-TMC |  | Warmer, Patient |  |  |  | TMC |  | TMC - MHTMC - CENTRAL SUPPLY | [5 empty] | WARMING/COOLING UNITS, PATIENT |  | WARMERPATIENT-Stryker-Mistral-Air | WARMERPATIENT | Mistral-Air |  |  |  | Stryker | Warmer, Patient |  | WARMERPATIENT-Stryker-Mistral-Air |  |  |  |  | Clinical Miscellaneous | MHHS-TMC
NO | NO | [5 empty] | Stryker Corp Medical Div | MISTRAL AIR PLUS |  |  | TMC - MHTMC - CENTRAL SUPPLY | MHHS-TMC |  | Warmer, Patient |  |  |  | TMC |  | TMC - MHTMC - CENTRAL SUPPLY | [5 empty] | WARMING/COOLING UNITS, PATIENT |  | WARMERPATIENT-Stryker-Mistral-Air | WARMERPATIENT | Mistral-Air |  |  |  | Stryker | Warmer, Patient |  | WARMERPATIENT-Stryker-Mistral-Air |  |  |  |  | Covered PM Repair - Biomedical | MHHS-TMC
NO | NO | [5 empty] | Stryker Corp Medical Div | MISTRAL AIR PLUS |  |  | TMC - MHTMC - CENTRAL SUPPLY | MHHS-TMC |  | Warmer, Patient |  |  |  | TMC |  | TMC - MHTMC - CENTRAL SUPPLY | [5 empty] | WARMING/COOLING UNITS, PATIENT |  | WARMERPATIENT-Stryker-Mistral-Air | WARMERPATIENT | Mistral-Air |  |  |  | Stryker | Warmer, Patient |  | WARMERPATIENT-Stryker-Mistral-Air |  |  |  |  | Covered PM Repair - Biomedical | MHHS-TMC
NO | NO | [5 empty] | Stryker Corp Medical Div | MISTRAL AIR PLUS |  |  | TMC - MHTMC - CENTRAL SUPPLY | MHHS-TMC |  | Warmer, Patient |  |  |  | TMC |  | TMC - MHTMC - CENTRAL SUPPLY | [5 empty] | WARMING/COOLING UNITS, PATIENT |  | WARMERPATIENT-Stryker-Mistral-Air | WARMERPATIENT | Mistral-Air |  |  |  | Stryker | Warmer, Patient |  | WARMERPATIENT-Stryker-Mistral-Air |  |  |  |  | Covered PM Repair - Biomedical | MHHS-TMC
NO | NO | [5 empty] | Stryker Corp Medical Div | MISTRAL AIR PLUS |  |  | TMC - MHTMC - CENTRAL SUPPLY | MHHS-TMC |  | Warmer, Patient |  |  |  | TMC |  | TMC - MHTMC - CENTRAL SUPPLY | [5 empty] | WARMING/COOLING UNITS, PATIENT |  | WARMERPATIENT-Stryker-Mistral-Air | WARMERPATIENT | Mistral-Air |  |  |  | Stryker | Warmer, Patient |  | WARMERPATIENT-Stryker-Mistral-Air |  |  |  |  | Covered PM Repair - Biomedical | MHHS-TMC
NO | NO | [5 empty] | Stryker Corp Medical Div | MISTRAL AIR PLUS |  |  | TMC - MHTMC - CENTRAL SUPPLY | MHHS-TMC |  | Warmer, Patient |  |  |  | TMC |  | TMC - MHTMC - CENTRAL SUPPLY | [5 empty] | WARMING/COOLING UNITS, PATIENT |  | WARMERPATIENT-Stryker-Mistral-Air | WARMERPATIENT | Mistral-Air |  |  |  | Stryker | Warmer, Patient |  | WARMERPATIENT-Stryker-Mistral-Air |  |  |  |  | Covered PM Repair - Biomedical | MHHS-TMC
NO | NO | [5 empty] | Stryker Corp Medical Div | MISTRAL AIR PLUS |  |  | TMC - MHTMC - CENTRAL SUPPLY | MHHS-TMC |  | Warmer, Patient |  |  |  | TMC |  | TMC - MHTMC - CENTRAL SUPPLY | [5 empty] | WARMING/COOLING UNITS, PATIENT |  | WARMERPATIENT-Stryker-Mistral-Air | WARMERPATIENT | Mistral-Air |  |  |  | Stryker | Warmer, Patient |  | WARMERPATIENT-Stryker-Mistral-Air |  |  |  |  | Covered PM Repair - Biomedical | MHHS-TMC
NO | NO | [5 empty] | Stryker Corp Medical Div | MISTRAL AIR PLUS |  |  | TMC - MHTMC - CENTRAL SUPPLY | MHHS-TMC |  | Warmer, Patient |  |  |  | TMC |  | TMC - MHTMC - CENTRAL SUPPLY | [5 empty] | WARMING/COOLING UNITS, PATIENT |  | WARMERPATIENT-Stryker-Mistral-Air | WARMERPATIENT | Mistral-Air |  |  |  | Stryker | Warmer, Patient |  | WARMERPATIENT-Stryker-Mistral-Air |  |  |  |  | Covered PM Repair - Biomedical | MHHS-TMC
NO | NO | [5 empty] | Stryker Corp Medical Div | MISTRAL AIR PLUS |  |  | TMC - MHTMC - CENTRAL SUPPLY | MHHS-TMC |  | Warmer, Patient |  |  |  | TMC |  | TMC - MHTMC - CENTRAL SUPPLY | [5 empty] | WARMING/COOLING UNITS, PATIENT |  | WARMERPATIENT-Stryker-Mistral-Air | WARMERPATIENT | Mistral-Air |  |  |  | Stryker | Warmer, Patient |  | WARMERPATIENT-Stryker-Mistral-Air |  |  |  |  | Covered PM Repair - Biomedical | MHHS-TMC
NO | NO | [5 empty] | Stryker Corp Medical Div | MISTRAL AIR PLUS |  |  | TMC - MHTMC - CENTRAL SUPPLY | MHHS-TMC |  | Warmer, Patient |  |  |  | TMC |  | TMC - MHTMC - CENTRAL SUPPLY | [5 empty] | WARMING/COOLING UNITS, PATIENT |  | WARMERPATIENT-Stryker-Mistral-Air | WARMERPATIENT | Mistral-Air |  |  |  | Stryker | Warmer, Patient |  | WARMERPATIENT-Stryker-Mistral-Air |  |  |  |  | Covered PM Repair - Biomedical | MHHS-TMC
NO | NO | [5 empty] | Stryker Corp Medical Div | MISTRAL AIR PLUS |  |  | TMC - MHTMC - CENTRAL SUPPLY | MHHS-TMC |  | Warmer, Patient |  |  |  | TMC |  | TMC - MHTMC - CENTRAL SUPPLY | [5 empty] | WARMING/COOLING UNITS, PATIENT |  | WARMERPATIENT-Stryker-Mistral-Air | WARMERPATIENT | Mistral-Air |  |  |  | Stryker | Warmer, Patient |  | WARMERPATIENT-Stryker-Mistral-Air |  |  |  |  | Covered PM Repair - Biomedical | MHHS-TMC
NO | NO | [5 empty] | Stryker Corp Medical Div | MISTRAL AIR PLUS |  |  | TMC - MHTMC - CENTRAL SUPPLY | MHHS-TMC |  | Warmer, Patient |  |  |  | TMC |  | TMC - MHTMC - CENTRAL SUPPLY | [5 empty] | WARMING/COOLING UNITS, PATIENT |  | WARMERPATIENT-Stryker-Mistral-Air | WARMERPATIENT | Mistral-Air |  |  |  | Stryker | Warmer, Patient |  | WARMERPATIENT-Stryker-Mistral-Air |  |  |  |  | Covered PM Repair - Biomedical | MHHS-TMC
NO | NO | [5 empty] | Stryker Corp Medical Div | MISTRAL AIR PLUS |  |  | TMC - MHTMC - CENTRAL SUPPLY | MHHS-TMC |  | Warmer, Patient |  |  |  | TMC |  | TMC - MHTMC - CENTRAL SUPPLY | [5 empty] | WARMING/COOLING UNITS, PATIENT |  | WARMERPATIENT-Stryker-Mistral-Air | WARMERPATIENT | Mistral-Air |  |  |  | Stryker | Warmer, Patient |  | WARMERPATIENT-Stryker-Mistral-Air |  |  |  |  | Covered PM Repair - Radiology, Low End | MHHS-TMC
NO | NO | [5 empty] | Stryker Corp Medical Div | MISTRAL AIR PLUS |  |  | TMC - MHTMC - CENTRAL SUPPLY | MHHS-TMC |  | Warmer, Patient |  |  |  | TMC |  | TMC - MHTMC - CENTRAL SUPPLY | [5 empty] | WARMING/COOLING UNITS, PATIENT |  | WARMERPATIENT-Stryker-Mistral-Air | WARMERPATIENT | Mistral-Air |  |  |  | Stryker | Warmer, Patient |  | WARMERPATIENT-Stryker-Mistral-Air |  |  |  |  | Covered PM Repair - Radiology, Low End | MHHS-TMC
NO | NO | [5 empty] | Stryker Corp Medical Div | MISTRAL AIR PLUS |  |  | TMC - MHTMC - CENTRAL SUPPLY | MHHS-TMC |  | Warmer, Patient |  |  |  | TMC |  | TMC - MHTMC - CENTRAL SUPPLY | [5 empty] | WARMING/COOLING UNITS, PATIENT |  | WARMERPATIENT-Stryker-Mistral-Air | WARMERPATIENT | Mistral-Air |  |  |  | Stryker | Warmer, Patient |  | WARMERPATIENT-Stryker-Mistral-Air |  |  |  |  | Covered PM Repair - Biomedical | MHHS-TMC
NO | NO | [5 empty] | Stryker Corp Medical Div | MISTRAL AIR PLUS |  |  | TMC - MHTMC - CENTRAL SUPPLY | MHHS-TMC |  | Warmer, Patient |  |  |  | TMC |  | TMC - MHTMC - CENTRAL SUPPLY | [5 empty] | WARMING/COOLING UNITS, PATIENT |  | WARMERPATIENT-Stryker-Mistral-Air | WARMERPATIENT | Mistral-Air |  |  |  | Stryker | Warmer, Patient |  | WARMERPATIENT-Stryker-Mistral-Air |  |  |  |  | Covered PM Repair - Biomedical | MHHS-TMC
NO | NO | [5 empty] | Stryker Corp Medical Div | MISTRAL AIR PLUS |  |  | TMC - MHTMC - CENTRAL SUPPLY | MHHS-TMC |  | Warmer, Patient |  |  |  | TMC |  | TMC - MHTMC - CENTRAL SUPPLY | [5 empty] | WARMING/COOLING UNITS, PATIENT |  | WARMERPATIENT-Stryker-Mistral-Air | WARMERPATIENT | Mistral-Air |  |  |  | Stryker | Warmer, Patient |  | WARMERPATIENT-Stryker-Mistral-Air |  |  |  |  | Covered PM Repair - Biomedical | MHHS-TMC
NO | NO | [5 empty] | Stryker Corp Medical Div | MISTRAL AIR PLUS |  |  | TMC - MHTMC - CENTRAL SUPPLY | MHHS-TMC |  | Warmer, Patient |  |  |  | TMC |  | TMC - MHTMC - CENTRAL SUPPLY | [5 empty] | WARMING/COOLING UNITS, PATIENT |  | WARMERPATIENT-Stryker-Mistral-Air | WARMERPATIENT | Mistral-Air |  |  |  | Stryker | Warmer, Patient |  | WARMERPATIENT-Stryker-Mistral-Air |  |  |  |  | Covered PM Repair - Radiology, Low End | MHHS-TMC
NO | NO | [5 empty] | Stryker Corp Medical Div | MISTRAL AIR PLUS |  |  | TMC - MHTMC - CENTRAL SUPPLY | MHHS-TMC |  | Warmer, Patient |  |  |  | TMC |  | TMC - MHTMC - CENTRAL SUPPLY | [5 empty] | WARMING/COOLING UNITS, PATIENT |  | WARMERPATIENT-Stryker-Mistral-Air | WARMERPATIENT | Mistral-Air |  |  |  | Stryker | Warmer, Patient |  | WARMERPATIENT-Stryker-Mistral-Air |  |  |  |  | Covered PM Repair - Biomedical | MHHS-TMC
NO | NO | [5 empty] | Stryker Corp Medical Div | MISTRAL AIR PLUS |  |  | TMC - MHTMC - CENTRAL SUPPLY | MHHS-TMC |  | Warmer, Patient |  |  |  | TMC |  | TMC - MHTMC - CENTRAL SUPPLY | [5 empty] | WARMING/COOLING UNITS, PATIENT |  | WARMERPATIENT-Stryker-Mistral-Air | WARMERPATIENT | Mistral-Air |  |  |  | Stryker | Warmer, Patient |  | WARMERPATIENT-Stryker-Mistral-Air |  |  |  |  | Covered PM Repair - Radiology, Low End | MHHS-TMC
NO | NO | [5 empty] | Stryker Corp Medical Div | MISTRAL AIR PLUS |  |  | TMC - MHTMC - CENTRAL SUPPLY | MHHS-TMC |  | Warmer, Patient |  |  |  | TMC |  | TMC - MHTMC - CENTRAL SUPPLY | [5 empty] | WARMING/COOLING UNITS, PATIENT |  | WARMERPATIENT-Stryker-Mistral-Air | WARMERPATIENT | Mistral-Air |  |  |  | Stryker | Warmer, Patient |  | WARMERPATIENT-Stryker-Mistral-Air |  |  |  |  | Not Covered Vendor Only - Biomedical | MHHS-TMC
NO | NO | [5 empty] | Stryker Corp Medical Div | MISTRAL AIR PLUS |  |  | TMC - MHTMC - CENTRAL SUPPLY | MHHS-TMC |  | Warmer, Patient |  |  |  | TMC |  | TMC - MHTMC - CENTRAL SUPPLY | [5 empty] | WARMING/COOLING UNITS, PATIENT |  | WARMERPATIENT-Stryker-Mistral-Air | WARMERPATIENT | Mistral-Air |  |  |  | Stryker | Warmer, Patient |  | WARMERPATIENT-Stryker-Mistral-Air |  |  |  |  | Not Covered Vendor Only - Rad, Low End | MHHS-TMC
NO | NO | [5 empty] | Stryker Corp Medical Div | MISTRAL AIR PLUS |  |  | TMC - MHTMC - CENTRAL SUPPLY | MHHS-TMC |  | Warmer, Patient |  |  |  | TMC |  | TMC - MHTMC - CENTRAL SUPPLY | [5 empty] | WARMING/COOLING UNITS, PATIENT |  | WARMERPATIENT-Stryker-Mistral-Air | WARMERPATIENT | Mistral-Air |  |  |  | Stryker | Warmer, Patient |  | WARMERPATIENT-Stryker-Mistral-Air |  |  |  |  | Covered PM Repair - Biomedical | MHHS-TMC
NO | NO | [5 empty] | Stryker Corp Medical Div | MISTRAL AIR PLUS |  |  | TMC - MHTMC - CENTRAL SUPPLY | MHHS-TMC |  | Warmer, Patient |  |  |  | TMC |  | TMC - MHTMC - CENTRAL SUPPLY | [5 empty] | WARMING/COOLING UNITS, PATIENT |  | WARMERPATIENT-Stryker-Mistral-Air | WARMERPATIENT | Mistral-Air |  |  |  | Stryker | Warmer, Patient |  | WARMERPATIENT-Stryker-Mistral-Air |  |  |  |  | Covered PM Repair - Biomedical | MHHS-TMC
NO | NO | [5 empty] | Stryker Corp Medical Div | MISTRAL AIR PLUS |  |  | TMC - MHTMC - CENTRAL SUPPLY | MHHS-TMC |  | Warmer, Patient |  |  |  | TMC |  | TMC - MHTMC - CENTRAL SUPPLY | [5 empty] | WARMING/COOLING UNITS, PATIENT |  | WARMERPATIENT-Stryker-Mistral-Air | WARMERPATIENT | Mistral-Air |  |  |  | Stryker | Warmer, Patient |  | WARMERPATIENT-Stryker-Mistral-Air |  |  |  |  | Not Covered Vendor Only - Rad, Low End | MHHS-TMC
NO | NO | [5 empty] | Stryker Corp Medical Div | MISTRAL AIR PLUS |  |  | TMC - MHTMC - CENTRAL SUPPLY | MHHS-TMC |  | Warmer, Patient |  |  |  | TMC |  | TMC - MHTMC - CENTRAL SUPPLY | [5 empty] | WARMING/COOLING UNITS, PATIENT |  | WARMERPATIENT-Stryker-Mistral-Air | WARMERPATIENT | Mistral-Air |  |  |  | Stryker | Warmer, Patient |  | WARMERPATIENT-Stryker-Mistral-Air |  |  |  |  | Covered PM Repair - Biomedical | MHHS-TMC
NO | NO | [5 empty] | Stryker Corp Medical Div | MISTRAL AIR PLUS |  |  | TMC - MHTMC - CENTRAL SUPPLY | MHHS-TMC |  | Warmer, Patient |  |  |  | TMC |  | TMC - MHTMC - CENTRAL SUPPLY | [5 empty] | WARMING/COOLING UNITS, PATIENT |  | WARMERPATIENT-Stryker-Mistral-Air | WARMERPATIENT | Mistral-Air |  |  |  | Stryker | Warmer, Patient |  | WARMERPATIENT-Stryker-Mistral-Air |  |  |  |  | Not Covered Vendor Only - Biomedical | MHHS-TMC
NO | NO | [5 empty] | Stryker Corp Medical Div | MISTRAL AIR PLUS |  |  | TMC - MHTMC - CENTRAL SUPPLY | MHHS-TMC |  | Warmer, Patient |  |  |  | TMC |  | TMC - MHTMC - CENTRAL SUPPLY | [5 empty] | WARMING/COOLING UNITS, PATIENT |  | WARMERPATIENT-Stryker-Mistral-Air | WARMERPATIENT | Mistral-Air |  |  |  | Stryker | Warmer, Patient |  | WARMERPATIENT-Stryker-Mistral-Air |  |  |  |  | Not Covered Vendor Only - Biomedical | MHHS-TMC
NO | NO | [5 empty] | Stryker Corp Medical Div | MISTRAL AIR PLUS |  |  | TMC - MHTMC - CENTRAL SUPPLY | MHHS-TMC |  | Warmer, Patient |  |  |  | TMC |  | TMC - MHTMC - CENTRAL SUPPLY | [5 empty] | WARMING/COOLING UNITS, PATIENT |  | WARMERPATIENT-Stryker-Mistral-Air | WARMERPATIENT | Mistral-Air |  |  |  | Stryker | Warmer, Patient |  | WARMERPATIENT-Stryker-Mistral-Air |  |  |  |  | Not Covered Vendor Only - Biomedical | MHHS-TMC
NO | NO | [5 empty] | Stryker Corp Medical Div | MISTRAL AIR PLUS |  |  | TMC - MHTMC - CENTRAL SUPPLY | MHHS-TMC |  | Warmer, Patient |  |  |  | TMC |  | TMC - MHTMC - CENTRAL SUPPLY | [5 empty] | WARMING/COOLING UNITS, PATIENT |  | WARMERPATIENT-Stryker-Mistral-Air | WARMERPATIENT | Mistral-Air |  |  |  | Stryker | Warmer, Patient |  | WARMERPATIENT-Stryker-Mistral-Air |  |  |  |  | Not Covered Vendor Only - Biomedical | MHHS-TMC
NO | NO | [5 empty] | Stryker Corp Medical Div | MISTRAL AIR PLUS |  |  | TMC - MHTMC - CENTRAL SUPPLY | MHHS-TMC |  | Warmer, Patient |  |  |  | TMC |  | TMC - MHTMC - CENTRAL SUPPLY | [5 empty] | WARMING/COOLING UNITS, PATIENT |  | WARMERPATIENT-Stryker-Mistral-Air | WARMERPATIENT | Mistral-Air |  |  |  | Stryker | Warmer, Patient |  | WARMERPATIENT-Stryker-Mistral-Air |  |  |  |  | Not Covered Vendor Only - Biomedical | MHHS-TMC
NO | NO | [5 empty] | Stryker Corp Medical Div | MISTRAL AIR PLUS |  |  | TMC - MHTMC - CENTRAL SUPPLY | MHHS-TMC |  | Warmer, Patient |  |  |  | TMC |  | TMC - MHTMC - CENTRAL SUPPLY | [5 empty] | WARMING/COOLING UNITS, PATIENT |  | WARMERPATIENT-Stryker-Mistral-Air | WARMERPATIENT | Mistral-Air |  |  |  | Stryker | Warmer, Patient |  | WARMERPATIENT-Stryker-Mistral-Air |  |  |  |  | Covered PM Repair - Biomedical | MHHS-TMC
NO | NO | [5 empty] | Stryker Corp Medical Div | MISTRAL AIR PLUS |  |  | TMC - MHTMC - CENTRAL SUPPLY | MHHS-TMC |  | Warmer, Patient |  |  |  | TMC |  | TMC - MHTMC - CENTRAL SUPPLY | [5 empty] | WARMING/COOLING UNITS, PATIENT |  | WARMERPATIENT-Stryker-Mistral-Air | WARMERPATIENT | Mistral-Air |  |  |  | Stryker | Warmer, Patient |  | WARMERPATIENT-Stryker-Mistral-Air |  |  |  |  | Covered PM Repair - Biomedical | MHHS-TMC
NO | NO | [5 empty] | Stryker Corp Medical Div | MISTRAL AIR PLUS |  |  | TMC - MHTMC - CENTRAL SUPPLY | MHHS-TMC |  | Warmer, Patient |  |  |  | TMC |  | TMC - MHTMC - CENTRAL SUPPLY | [5 empty] | WARMING/COOLING UNITS, PATIENT |  | WARMERPATIENT-Stryker-Mistral-Air | WARMERPATIENT | Mistral-Air |  |  |  | Stryker | Warmer, Patient |  | WARMERPATIENT-Stryker-Mistral-Air |  |  |  |  | Covered PM Repair - Biomedical | MHHS-TMC
NO | NO | [5 empty] | Stryker Corp Medical Div | MISTRAL AIR PLUS |  |  | TMC - MHTMC - CENTRAL SUPPLY | MHHS-TMC |  | Warmer, Patient |  |  |  | TMC |  | TMC - MHTMC - CENTRAL SUPPLY | [5 empty] | WARMING/COOLING UNITS, PATIENT |  | WARMERPATIENT-Stryker-Mistral-Air | WARMERPATIENT | Mistral-Air |  |  |  | Stryker | Warmer, Patient |  | WARMERPATIENT-Stryker-Mistral-Air |  |  |  |  | Covered PM Repair - Biomedical | MHHS-TMC
NO | NO | [5 empty] | Stryker Corp Medical Div | MISTRAL AIR PLUS |  |  | TMC - MHTMC - CENTRAL SUPPLY | MHHS-TMC |  | Warmer, Patient |  |  |  | TMC |  | TMC - MHTMC - CENTRAL SUPPLY | [5 empty] | WARMING/COOLING UNITS, PATIENT |  | WARMERPATIENT-Stryker-Mistral-Air | WARMERPATIENT | Mistral-Air |  |  |  | Stryker | Warmer, Patient |  | WARMERPATIENT-Stryker-Mistral-Air |  |  |  |  | Covered PM Repair - Biomedical | MHHS-TMC
NO | NO | [5 empty] | Stryker Corp Medical Div | MISTRAL AIR PLUS |  |  | TMC - MHTMC - CENTRAL SUPPLY | MHHS-TMC |  | Warmer, Patient |  |  |  | TMC |  | TMC - MHTMC - CENTRAL SUPPLY | [5 empty] | WARMING/COOLING UNITS, PATIENT |  | WARMERPATIENT-Stryker-Mistral-Air | WARMERPATIENT | Mistral-Air |  |  |  | Stryker | Warmer, Patient |  | WARMERPATIENT-Stryker-Mistral-Air |  |  |  |  | Covered PM Repair - Biomedical | MHHS-TMC
NO | NO | [5 empty] | Stryker Corp Medical Div | MISTRAL AIR PLUS |  |  | TMC - MHTMC - CENTRAL SUPPLY | MHHS-TMC |  | Warmer, Patient |  |  |  | TMC |  | TMC - MHTMC - CENTRAL SUPPLY | [5 empty] | WARMING/COOLING UNITS, PATIENT |  | WARMERPATIENT-Stryker-Mistral-Air | WARMERPATIENT | Mistral-Air |  |  |  | Stryker | Warmer, Patient |  | WARMERPATIENT-Stryker-Mistral-Air |  |  |  |  | Covered PM Repair - Biomedical | MHHS-TMC
NO | NO | [5 empty] | Stryker Corp Medical Div | MISTRAL AIR PLUS |  |  | TMC - MHTMC - CENTRAL SUPPLY | MHHS-TMC |  | Warmer, Patient |  |  |  | TMC |  | TMC - MHTMC - CENTRAL SUPPLY | [5 empty] | WARMING/COOLING UNITS, PATIENT |  | WARMERPATIENT-Stryker-Mistral-Air | WARMERPATIENT | Mistral-Air |  |  |  | Stryker | Warmer, Patient |  | WARMERPATIENT-Stryker-Mistral-Air |  |  |  |  | Covered PM Repair - Biomedical | MHHS-TMC
NO | NO | [5 empty] | Stryker Corp Medical Div | MISTRAL AIR PLUS |  |  | TMC - MHTMC - CENTRAL SUPPLY | MHHS-TMC |  | Warmer, Patient |  |  |  | TMC |  | TMC - MHTMC - CENTRAL SUPPLY | [5 empty] | WARMING/COOLING UNITS, PATIENT |  | WARMERPATIENT-Stryker-Mistral-Air | WARMERPATIENT | Mistral-Air |  |  |  | Stryker | Warmer, Patient |  | WARMERPATIENT-Stryker-Mistral-Air |  |  |  |  | Covered PM Repair - Biomedical | MHHS-TMC
NO | NO | [5 empty] | Stryker Corp Medical Div | MISTRAL AIR PLUS |  |  | TMC - MHTMC - CENTRAL SUPPLY | MHHS-TMC |  | Warmer, Patient |  |  |  | TMC |  | TMC - MHTMC - CENTRAL SUPPLY | [5 empty] | WARMING/COOLING UNITS, PATIENT |  | WARMERPATIENT-Stryker-Mistral-Air | WARMERPATIENT | Mistral-Air |  |  |  | Stryker | Warmer, Patient |  | WARMERPATIENT-Stryker-Mistral-Air |  |  |  |  | Covered PM Repair - Biomedical | MHHS-TMC
NO | NO | [5 empty] | Stryker Corp Medical Div | MISTRAL AIR PLUS |  |  | TMC - MHTMC - CENTRAL SUPPLY | MHHS-TMC |  | Warmer, Patient |  |  |  | TMC |  | TMC - MHTMC - CENTRAL SUPPLY | [5 empty] | WARMING/COOLING UNITS, PATIENT |  | WARMERPATIENT-Stryker-Mistral-Air | WARMERPATIENT | Mistral-Air |  |  |  | Stryker | Warmer, Patient |  | WARMERPATIENT-Stryker-Mistral-Air |  |  |  |  | Covered PM Repair - Biomedical | MHHS-TMC
NO | NO | [5 empty] | Stryker Corp Medical Div | MISTRAL AIR PLUS |  |  | TMC - MHTMC - CENTRAL SUPPLY | MHHS-TMC |  | Warmer, Patient |  |  |  | TMC |  | TMC - MHTMC - CENTRAL SUPPLY | [5 empty] | WARMING/COOLING UNITS, PATIENT |  | WARMERPATIENT-Stryker-Mistral-Air | WARMERPATIENT | Mistral-Air |  |  |  | Stryker | Warmer, Patient |  | WARMERPATIENT-Stryker-Mistral-Air |  |  |  |  | Not Covered Vendor Only - Biomedical | MHHS-TMC
NO | NO | [5 empty] | Stryker Corp Medical Div | MISTRAL AIR PLUS |  |  | TMC - MHTMC - CENTRAL SUPPLY | MHHS-TMC |  | Warmer, Patient |  |  |  | TMC |  | TMC - MHTMC - CENTRAL SUPPLY | [5 empty] | WARMING/COOLING UNITS, PATIENT |  | WARMERPATIENT-Stryker-Mistral-Air | WARMERPATIENT | Mistral-Air |  |  |  | Stryker | Warmer, Patient |  | WARMERPATIENT-Stryker-Mistral-Air |  |  |  |  | Covered PM Repair - Biomedical | MHHS-TMC
NO | NO | [5 empty] | Stryker Corp Medical Div | MISTRAL AIR PLUS |  |  | TMC - MHTMC - CENTRAL SUPPLY | MHHS-TMC |  | Warmer, Patient |  |  |  | TMC |  | TMC - MHTMC - CENTRAL SUPPLY | [5 empty] | WARMING/COOLING UNITS, PATIENT |  | WARMERPATIENT-Stryker-Mistral-Air | WARMERPATIENT | Mistral-Air |  |  |  | Stryker | Warmer, Patient |  | WARMERPATIENT-Stryker-Mistral-Air |  |  |  |  | Covered PM Repair - Biomedical | MHHS-TMC
NO | NO | [5 empty] | Stryker Corp Medical Div | MISTRAL AIR PLUS |  |  | TMC - MHTMC - CENTRAL SUPPLY | MHHS-TMC |  | Warmer, Patient |  |  |  | TMC |  | TMC - MHTMC - CENTRAL SUPPLY | [5 empty] | WARMING/COOLING UNITS, PATIENT |  | WARMERPATIENT-Stryker-Mistral-Air | WARMERPATIENT | Mistral-Air |  |  |  | Stryker | Warmer, Patient |  | WARMERPATIENT-Stryker-Mistral-Air |  |  |  |  | Covered PM Repair - Biomedical | MHHS-TMC
NO | NO | [5 empty] | Stryker Corp Medical Div | MISTRAL AIR PLUS |  |  | TMC - MHTMC - CENTRAL SUPPLY | MHHS-TMC |  | Warmer, Patient |  |  |  | TMC |  | TMC - MHTMC - CENTRAL SUPPLY | [5 empty] | WARMING/COOLING UNITS, PATIENT |  | WARMERPATIENT-Stryker-Mistral-Air | WARMERPATIENT | Mistral-Air |  |  |  | Stryker | Warmer, Patient |  | WARMERPATIENT-Stryker-Mistral-Air |  |  |  |  | Not Covered Vendor Only - Resp/Ster | MHHS-TMC
NO | NO | [5 empty] | Stryker Corp Medical Div | MISTRAL AIR PLUS |  |  | TMC - MHTMC - CENTRAL SUPPLY | MHHS-TMC |  | Warmer, Patient |  |  |  | TMC |  | TMC - MHTMC - CENTRAL SUPPLY | [5 empty] | WARMING/COOLING UNITS, PATIENT |  | WARMERPATIENT-Stryker-Mistral-Air | WARMERPATIENT | Mistral-Air |  |  |  | Stryker | Warmer, Patient |  | WARMERPATIENT-Stryker-Mistral-Air |  |  |  |  | Not Covered Vendor Only - Resp/Ster | MHHS-TMC
NO | NO | [5 empty] | Stryker Corp Medical Div | MISTRAL AIR PLUS |  |  | TMC - MHTMC - CENTRAL SUPPLY | MHHS-TMC |  | Warmer, Patient |  |  |  | TMC |  | TMC - MHTMC - CENTRAL SUPPLY | [5 empty] | WARMING/COOLING UNITS, PATIENT |  | WARMERPATIENT-Stryker-Mistral-Air | WARMERPATIENT | Mistral-Air |  |  |  | Stryker | Warmer, Patient |  | WARMERPATIENT-Stryker-Mistral-Air |  |  |  |  | Not Covered Vendor Only - Resp/Ster | MHHS-TMC
NO | NO | [5 empty] | Stryker Corp Medical Div | MISTRAL AIR PLUS |  |  | TMC - MHTMC - CENTRAL SUPPLY | MHHS-TMC |  | Warmer, Patient |  |  |  | TMC |  | TMC - MHTMC - CENTRAL SUPPLY | [5 empty] | WARMING/COOLING UNITS, PATIENT |  | WARMERPATIENT-Stryker-Mistral-Air | WARMERPATIENT | Mistral-Air |  |  |  | Stryker | Warmer, Patient |  | WARMERPATIENT-Stryker-Mistral-Air |  |  |  |  | Not Covered Vendor Only - Resp/Ster | MHHS-TMC
NO | NO | [5 empty] | Stryker Corp Medical Div | MISTRAL AIR PLUS |  |  | TMC - MHTMC - CENTRAL SUPPLY | MHHS-TMC |  | Warmer, Patient |  |  |  | TMC |  | TMC - MHTMC - CENTRAL SUPPLY | [5 empty] | WARMING/COOLING UNITS, PATIENT |  | WARMERPATIENT-Stryker-Mistral-Air | WARMERPATIENT | Mistral-Air |  |  |  | Stryker | Warmer, Patient |  | WARMERPATIENT-Stryker-Mistral-Air |  |  |  |  | Not Covered Vendor Only - Resp/Ster | MHHS-TMC
NO | NO | [5 empty] | Stryker Corp Medical Div | MISTRAL AIR PLUS |  |  | TMC - MHTMC - CENTRAL SUPPLY | MHHS-TMC |  | Warmer, Patient |  |  |  | TMC |  | TMC - MHTMC - CENTRAL SUPPLY | [5 empty] | WARMING/COOLING UNITS, PATIENT |  | WARMERPATIENT-Stryker-Mistral-Air | WARMERPATIENT | Mistral-Air |  |  |  | Stryker | Warmer, Patient |  | WARMERPATIENT-Stryker-Mistral-Air |  |  |  |  | Not Covered Vendor Only - Resp/Ster | MHHS-TMC
NO | NO | [5 empty] | Stryker Corp Medical Div | MISTRAL AIR PLUS |  |  | TMC - MHTMC - CENTRAL SUPPLY | MHHS-TMC |  | Warmer, Patient |  |  |  | TMC |  | TMC - MHTMC - CENTRAL SUPPLY | [5 empty] | WARMING/COOLING UNITS, PATIENT |  | WARMERPATIENT-Stryker-Mistral-Air | WARMERPATIENT | Mistral-Air |  |  |  | Stryker | Warmer, Patient |  | WARMERPATIENT-Stryker-Mistral-Air |  |  |  |  | Not Covered Vendor Only - Biomedical | MHHS-TMC
NO | NO | [5 empty] | Stryker Corp Medical Div | MISTRAL AIR PLUS |  |  | TMC - MHTMC - CENTRAL SUPPLY | MHHS-TMC |  | Warmer, Patient |  |  |  | TMC |  | TMC - MHTMC - CENTRAL SUPPLY | [5 empty] | WARMING/COOLING UNITS, PATIENT |  | WARMERPATIENT-Stryker-Mistral-Air | WARMERPATIENT | Mistral-Air |  |  |  | Stryker | Warmer, Patient |  | WARMERPATIENT-Stryker-Mistral-Air |  |  |  |  | Covered PM Repair - Biomedical | MHHS-TMC
NO | NO | [5 empty] | Stryker Corp Medical Div | MISTRAL AIR PLUS |  |  | TMC - MHTMC - CENTRAL SUPPLY | MHHS-TMC |  | Warmer, Patient |  |  |  | TMC |  | TMC - MHTMC - CENTRAL SUPPLY | [5 empty] | WARMING/COOLING UNITS, PATIENT |  | WARMERPATIENT-Stryker-Mistral-Air | WARMERPATIENT | Mistral-Air |  |  |  | Stryker | Warmer, Patient |  | WARMERPATIENT-Stryker-Mistral-Air |  |  |  |  | Covered PM Repair - Respiratory/Steriliz | MHHS-TMC
NO | NO | [5 empty] | Stryker Corp Medical Div | MISTRAL AIR PLUS |  |  | TMC - MHTMC - CENTRAL SUPPLY | MHHS-TMC |  | Warmer, Patient |  |  |  | TMC |  | TMC - MHTMC - CENTRAL SUPPLY | [5 empty] | WARMING/COOLING UNITS, PATIENT |  | WARMERPATIENT-Stryker-Mistral-Air | WARMERPATIENT | Mistral-Air |  |  |  | Stryker | Warmer, Patient |  | WARMERPATIENT-Stryker-Mistral-Air |  |  |  |  | Covered PM Repair - Respiratory/Steriliz | MHHS-TMC
NO | NO | [5 empty] | Stryker Corp Medical Div | MISTRAL AIR PLUS |  |  | TMC - MHTMC - CENTRAL SUPPLY | MHHS-TMC |  | Warmer, Patient |  |  |  | TMC |  | TMC - MHTMC - CENTRAL SUPPLY | [5 empty] | WARMING/COOLING UNITS, PATIENT |  | WARMERPATIENT-Stryker-Mistral-Air | WARMERPATIENT | Mistral-Air |  |  |  | Stryker | Warmer, Patient |  | WARMERPATIENT-Stryker-Mistral-Air |  |  |  |  | Not Covered Vendor Only - Resp/Ster | MHHS-TMC
NO | NO | [5 empty] | Stryker Corp Medical Div | MISTRAL AIR PLUS |  |  | TMC - MHTMC - CENTRAL SUPPLY | MHHS-TMC |  | Warmer, Patient |  |  |  | TMC |  | TMC - MHTMC - CENTRAL SUPPLY | [5 empty] | WARMING/COOLING UNITS, PATIENT |  | WARMERPATIENT-Stryker-Mistral-Air | WARMERPATIENT | Mistral-Air |  |  |  | Stryker | Warmer, Patient |  | WARMERPATIENT-Stryker-Mistral-Air |  |  |  |  | Not Covered Vendor Only - Resp/Ster | MHHS-TMC
NO | NO | [5 empty] | Stryker Corp Medical Div | MISTRAL AIR PLUS |  |  | TMC - MHTMC - CENTRAL SUPPLY | MHHS-TMC |  | Warmer, Patient |  |  |  | TMC |  | TMC - MHTMC - CENTRAL SUPPLY | [5 empty] | WARMING/COOLING UNITS, PATIENT |  | WARMERPATIENT-Stryker-Mistral-Air | WARMERPATIENT | Mistral-Air |  |  |  | Stryker | Warmer, Patient |  | WARMERPATIENT-Stryker-Mistral-Air |  |  |  |  | Not Covered Vendor Only - Resp/Ster | MHHS-TMC
NO | NO | [5 empty] | Stryker Corp Medical Div | MISTRAL AIR PLUS |  |  | TMC - MHTMC - CENTRAL SUPPLY | MHHS-TMC |  | Warmer, Patient |  |  |  | TMC |  | TMC - MHTMC - CENTRAL SUPPLY | [5 empty] | WARMING/COOLING UNITS, PATIENT |  | WARMERPATIENT-Stryker-Mistral-Air | WARMERPATIENT | Mistral-Air |  |  |  | Stryker | Warmer, Patient |  | WARMERPATIENT-Stryker-Mistral-Air |  |  |  |  | Not Covered Vendor Only - Resp/Ster | MHHS-TMC
NO | NO | [5 empty] | Stryker Corp Medical Div | MISTRAL AIR PLUS |  |  | TMC - MHTMC - CENTRAL SUPPLY | MHHS-TMC |  | Warmer, Patient |  |  |  | TMC |  | TMC - MHTMC - CENTRAL SUPPLY | [5 empty] | WARMING/COOLING UNITS, PATIENT |  | WARMERPATIENT-Stryker-Mistral-Air | WARMERPATIENT | Mistral-Air |  |  |  | Stryker | Warmer, Patient |  | WARMERPATIENT-Stryker-Mistral-Air |  |  |  |  | Covered PM Repair - Biomedical | MHHS-TMC
NO | NO | [5 empty] | Stryker Corp Medical Div | MISTRAL AIR PLUS |  |  | TMC - MHTMC - CENTRAL SUPPLY | MHHS-TMC |  | Warmer, Patient |  |  |  | TMC |  | TMC - MHTMC - CENTRAL SUPPLY | [5 empty] | WARMING/COOLING UNITS, PATIENT |  | WARMERPATIENT-Stryker-Mistral-Air | WARMERPATIENT | Mistral-Air |  |  |  | Stryker | Warmer, Patient |  | WARMERPATIENT-Stryker-Mistral-Air |  |  |  |  | Not Covered Vendor Only - Resp/Ster | MHHS-TMC
NO | NO | [5 empty] | Stryker Corp Medical Div | MISTRAL AIR PLUS |  |  | TMC - MHTMC - CENTRAL SUPPLY | MHHS-TMC |  | Warmer, Patient |  |  |  | TMC |  | TMC - MHTMC - CENTRAL SUPPLY | [5 empty] | WARMING/COOLING UNITS, PATIENT |  | WARMERPATIENT-Stryker-Mistral-Air | WARMERPATIENT | Mistral-Air |  |  |  | Stryker | Warmer, Patient |  | WARMERPATIENT-Stryker-Mistral-Air |  |  |  |  | Not Covered Vendor Only - Resp/Ster | MHHS-TMC
NO | NO | [5 empty] | Stryker Corp Medical Div | MISTRAL AIR PLUS |  |  | TMC - MHTMC - CENTRAL SUPPLY | MHHS-TMC |  | Warmer, Patient |  |  |  | TMC |  | TMC - MHTMC - CENTRAL SUPPLY | [5 empty] | WARMING/COOLING UNITS, PATIENT |  | WARMERPATIENT-Stryker-Mistral-Air | WARMERPATIENT | Mistral-Air |  |  |  | Stryker | Warmer, Patient |  | WARMERPATIENT-Stryker-Mistral-Air |  |  |  |  | Not Covered Vendor Only - Resp/Ster | MHHS-TMC
NO | NO | [5 empty] | Stryker Corp Medical Div | MISTRAL AIR PLUS |  |  | TMC - MHTMC - CENTRAL SUPPLY | MHHS-TMC |  | Warmer, Patient |  |  |  | TMC |  | TMC - MHTMC - CENTRAL SUPPLY | [5 empty] | WARMING/COOLING UNITS, PATIENT |  | WARMERPATIENT-Stryker-Mistral-Air | WARMERPATIENT | Mistral-Air |  |  |  | Stryker | Warmer, Patient |  | WARMERPATIENT-Stryker-Mistral-Air |  |  |  |  | Covered PM Repair - Biomedical | MHHS-TMC
NO | NO | [5 empty] | Stryker Corp Medical Div | MISTRAL AIR PLUS |  |  | TMC - MHTMC - CENTRAL SUPPLY | MHHS-TMC |  | Warmer, Patient |  |  |  | TMC |  | TMC - MHTMC - CENTRAL SUPPLY | [5 empty] | WARMING/COOLING UNITS, PATIENT |  | WARMERPATIENT-Stryker-Mistral-Air | WARMERPATIENT | Mistral-Air |  |  |  | Stryker | Warmer, Patient |  | WARMERPATIENT-Stryker-Mistral-Air |  |  |  |  | Covered PM Repair - Biomedical | MHHS-TMC
NO | NO | [5 empty] | Stryker Corp Medical Div | MISTRAL AIR PLUS |  |  | TMC - MHTMC - CENTRAL SUPPLY | MHHS-TMC |  | Warmer, Patient |  |  |  | TMC |  | TMC - MHTMC - CENTRAL SUPPLY | [5 empty] | WARMING/COOLING UNITS, PATIENT |  | WARMERPATIENT-Stryker-Mistral-Air | WARMERPATIENT | Mistral-Air |  |  |  | Stryker | Warmer, Patient |  | WARMERPATIENT-Stryker-Mistral-Air |  |  |  |  | Covered PM Repair - Biomedical | MHHS-TMC
NO | NO | [5 empty] | Stryker Corp Medical Div | MISTRAL AIR PLUS |  |  | TMC - MHTMC - CENTRAL SUPPLY | MHHS-TMC |  | Warmer, Patient |  |  |  | TMC |  | TMC - MHTMC - CENTRAL SUPPLY | [5 empty] | WARMING/COOLING UNITS, PATIENT |  | WARMERPATIENT-Stryker-Mistral-Air | WARMERPATIENT | Mistral-Air |  |  |  | Stryker | Warmer, Patient |  | WARMERPATIENT-Stryker-Mistral-Air |  |  |  |  | Covered PM Repair - Biomedical | MHHS-TMC
NO | NO | [5 empty] | Stryker Corp Medical Div | MISTRAL AIR PLUS |  |  | TMC - MHTMC - CENTRAL SUPPLY | MHHS-TMC |  | Warmer, Patient |  |  |  | TMC |  | TMC - MHTMC - CENTRAL SUPPLY | [5 empty] | WARMING/COOLING UNITS, PATIENT |  | WARMERPATIENT-Stryker-Mistral-Air | WARMERPATIENT | Mistral-Air |  |  |  | Stryker | Warmer, Patient |  | WARMERPATIENT-Stryker-Mistral-Air |  |  |  |  | Covered PM Repair - Biomedical | MHHS-TMC
NO | NO | [5 empty] | Stryker Corp Medical Div | MISTRAL AIR PLUS |  |  | TMC - MHTMC - CENTRAL SUPPLY | MHHS-TMC |  | Warmer, Patient |  |  |  | TMC |  | TMC - MHTMC - CENTRAL SUPPLY | [5 empty] | WARMING/COOLING UNITS, PATIENT |  | WARMERPATIENT-Stryker-Mistral-Air | WARMERPATIENT | Mistral-Air |  |  |  | Stryker | Warmer, Patient |  | WARMERPATIENT-Stryker-Mistral-Air |  |  |  |  | Covered PM Repair - Biomedical | MHHS-TMC
NO | NO | [5 empty] | Stryker Corp Medical Div | MISTRAL AIR PLUS |  |  | TMC - MHTMC - CENTRAL SUPPLY | MHHS-TMC |  | Warmer, Patient |  |  |  | TMC |  | TMC - MHTMC - CENTRAL SUPPLY | [5 empty] | WARMING/COOLING UNITS, PATIENT |  | WARMERPATIENT-Stryker-Mistral-Air | WARMERPATIENT | Mistral-Air |  |  |  | Stryker | Warmer, Patient |  | WARMERPATIENT-Stryker-Mistral-Air |  |  |  |  | Covered PM Repair - Biomedical | MHHS-TMC
NO | NO | [5 empty] | Stryker Corp Medical Div | MISTRAL AIR PLUS |  |  | TMC - MHTMC - CENTRAL SUPPLY (OLD) | MHHS-TMC |  | Warmer, Patient |  |  |  | TMC |  | TMC - MHTMC - CENTRAL SUPPLY (OLD) | [5 empty] | WARMING/COOLING UNITS, PATIENT |  | WARMERPATIENT-Stryker-Mistral-Air | WARMERPATIENT | Mistral-Air |  |  |  | Stryker | Warmer, Patient |  | WARMERPATIENT-Stryker-Mistral-Air |  |  |  |  | Covered PM Repair - Biomedical | MHHS-TMC
NO | NO | [5 empty] | Stryker Corp Medical Div | MISTRAL AIR PLUS |  |  | TMC - MHTMC - CENTRAL SUPPLY (OLD) | MHHS-TMC |  | Warmer, Patient |  |  |  | TMC |  | TMC - MHTMC - CENTRAL SUPPLY (OLD) | [5 empty] | WARMING/COOLING UNITS, PATIENT |  | WARMERPATIENT-Stryker-Mistral-Air | WARMERPATIENT | Mistral-Air |  |  |  | Stryker | Warmer, Patient |  | WARMERPATIENT-Stryker-Mistral-Air |  |  |  |  | Covered PM Repair - Biomedical | MHHS-TMC
NO | NO | [5 empty] | Stryker Corp Medical Div | MISTRAL AIR PLUS |  |  | TMC - MHTMC - CENTRAL SUPPLY (OLD) | MHHS-TMC |  | Warmer, Patient |  |  |  | TMC |  | TMC - MHTMC - CENTRAL SUPPLY (OLD) | [5 empty] | WARMING/COOLING UNITS, PATIENT |  | WARMERPATIENT-Stryker-Mistral-Air | WARMERPATIENT | Mistral-Air |  |  |  | Stryker | Warmer, Patient |  | WARMERPATIENT-Stryker-Mistral-Air |  |  |  |  | Covered PM Repair - Biomedical | MHHS-TMC
NO | NO | [5 empty] | Stryker Corp Medical Div | MISTRAL AIR PLUS |  |  | TMC - MHTMC - CENTRAL SUPPLY (OLD) | MHHS-TMC |  | Warmer, Patient |  |  |  | TMC |  | TMC - MHTMC - CENTRAL SUPPLY (OLD) | [5 empty] | WARMING/COOLING UNITS, PATIENT |  | WARMERPATIENT-Stryker-Mistral-Air | WARMERPATIENT | Mistral-Air |  |  |  | Stryker | Warmer, Patient |  | WARMERPATIENT-Stryker-Mistral-Air |  |  |  |  | Covered PM Repair - Biomedical | MHHS-TMC
NO | NO | [5 empty] | Stryker Corp Medical Div | MISTRAL AIR PLUS |  |  | TMC - MHTMC - CENTRAL SUPPLY (OLD) | MHHS-TMC |  | Warmer, Patient |  |  |  | TMC |  | TMC - MHTMC - CENTRAL SUPPLY (OLD) | [5 empty] | WARMING/COOLING UNITS, PATIENT |  | WARMERPATIENT-Stryker-Mistral-Air | WARMERPATIENT | Mistral-Air |  |  |  | Stryker | Warmer, Patient |  | WARMERPATIENT-Stryker-Mistral-Air |  |  |  |  | Covered PM Repair - Biomedical | MHHS-TMC
NO | NO | [5 empty] | Stryker Corp Medical Div | MISTRAL AIR PLUS |  |  | TMC - MHTMC - CENTRAL SUPPLY (OLD) | MHHS-TMC |  | Warmer, Patient |  |  |  | TMC |  | TMC - MHTMC - CENTRAL SUPPLY (OLD) | [5 empty] | WARMING/COOLING UNITS, PATIENT |  | WARMERPATIENT-Stryker-Mistral-Air | WARMERPATIENT | Mistral-Air |  |  |  | Stryker | Warmer, Patient |  | WARMERPATIENT-Stryker-Mistral-Air |  |  |  |  | Covered PM Repair - Biomedical | MHHS-TMC
NO | NO | [5 empty] | Stryker Corp Medical Div | MISTRAL AIR PLUS |  |  | TMC - MHTMC - CENTRAL SUPPLY (OLD) | MHHS-TMC |  | Warmer, Patient |  |  |  | TMC |  | TMC - MHTMC - CENTRAL SUPPLY (OLD) | [5 empty] | WARMING/COOLING UNITS, PATIENT |  | WARMERPATIENT-Stryker-Mistral-Air | WARMERPATIENT | Mistral-Air |  |  |  | Stryker | Warmer, Patient |  | WARMERPATIENT-Stryker-Mistral-Air |  |  |  |  | Covered PM Repair - Biomedical | MHHS-TMC
NO | NO | [5 empty] | Stryker Corp Medical Div | MISTRAL AIR PLUS |  |  | TMC - MHTMC - CENTRAL SUPPLY (OLD) | MHHS-TMC |  | Warmer, Patient |  |  |  | TMC |  | TMC - MHTMC - CENTRAL SUPPLY (OLD) | [5 empty] | WARMING/COOLING UNITS, PATIENT |  | WARMERPATIENT-Stryker-Mistral-Air | WARMERPATIENT | Mistral-Air |  |  |  | Stryker | Warmer, Patient |  | WARMERPATIENT-Stryker-Mistral-Air |  |  |  |  | Covered PM Repair - Biomedical | MHHS-TMC
NO | NO | [5 empty] | Stryker Corp Medical Div | MISTRAL AIR PLUS |  |  | TMC - MHTMC - CENTRAL SUPPLY (OLD) | MHHS-TMC |  | Warmer, Patient |  |  |  | TMC |  | TMC - MHTMC - CENTRAL SUPPLY (OLD) | [5 empty] | WARMING/COOLING UNITS, PATIENT |  | WARMERPATIENT-Stryker-Mistral-Air | WARMERPATIENT | Mistral-Air |  |  |  | Stryker | Warmer, Patient |  | WARMERPATIENT-Stryker-Mistral-Air |  |  |  |  | Covered PM Repair - Biomedical | MHHS-TMC
NO | NO | [5 empty] | Stryker Corp Medical Div | MISTRAL AIR PLUS |  |  | TMC - MHTMC - CENTRAL SUPPLY (OLD) | MHHS-TMC |  | Warmer, Patient |  |  |  | TMC |  | TMC - MHTMC - CENTRAL SUPPLY (OLD) | [5 empty] | WARMING/COOLING UNITS, PATIENT |  | WARMERPATIENT-Stryker-Mistral-Air | WARMERPATIENT | Mistral-Air |  |  |  | Stryker | Warmer, Patient |  | WARMERPATIENT-Stryker-Mistral-Air |  |  |  |  | Covered PM Repair - Biomedical | MHHS-TMC
NO | NO | [5 empty] | Stryker Corp Medical Div | MISTRAL AIR PLUS |  |  | TMC - MHTMC - CENTRAL SUPPLY (OLD) | MHHS-TMC |  | Warmer, Patient |  |  |  | TMC |  | TMC - MHTMC - CENTRAL SUPPLY (OLD) | [5 empty] | WARMING/COOLING UNITS, PATIENT |  | WARMERPATIENT-Stryker-Mistral-Air | WARMERPATIENT | Mistral-Air |  |  |  | Stryker | Warmer, Patient |  | WARMERPATIENT-Stryker-Mistral-Air |  |  |  |  | Not Covered Vendor Only - Biomedical | MHHS-TMC
NO | NO | [5 empty] | Stryker Corp Medical Div | MISTRAL AIR PLUS |  |  | TMC - MHTMC - CENTRAL SUPPLY (OLD) | MHHS-TMC |  | Warmer, Patient |  |  |  | TMC |  | TMC - MHTMC - CENTRAL SUPPLY (OLD) | [5 empty] | WARMING/COOLING UNITS, PATIENT |  | WARMERPATIENT-Stryker-Mistral-Air | WARMERPATIENT | Mistral-Air |  |  |  | Stryker | Warmer, Patient |  | WARMERPATIENT-Stryker-Mistral-Air |  |  |  |  | Not Covered Vendor Only - Resp/Ster | MHHS-TMC
NO | NO | [5 empty] | Stryker Corp Medical Div | MISTRAL AIR PLUS |  |  | TMC - MHTMC - CENTRAL SUPPLY (OLD) | MHHS-TMC |  | Warmer, Patient |  |  |  | TMC |  | TMC - MHTMC - CENTRAL SUPPLY (OLD) | [5 empty] | WARMING/COOLING UNITS, PATIENT |  | WARMERPATIENT-Stryker-Mistral-Air | WARMERPATIENT | Mistral-Air |  |  |  | Stryker | Warmer, Patient |  | WARMERPATIENT-Stryker-Mistral-Air |  |  |  |  | Covered PM Repair - Respiratory/Steriliz | MHHS-TMC
NO | NO | [5 empty] | Stryker Corp Medical Div | MISTRAL AIR PLUS |  |  | TMC - MHTMC - CENTRAL SUPPLY (OLD) | MHHS-TMC |  | Warmer, Patient |  |  |  | TMC |  | TMC - MHTMC - CENTRAL SUPPLY (OLD) | [5 empty] | WARMING/COOLING UNITS, PATIENT |  | WARMERPATIENT-Stryker-Mistral-Air | WARMERPATIENT | Mistral-Air |  |  |  | Stryker | Warmer, Patient |  | WARMERPATIENT-Stryker-Mistral-Air |  |  |  |  | Covered PM Repair - Biomedical | MHHS-TMC
NO | NO | [5 empty] | Stryker Corp Medical Div | MISTRAL AIR PLUS |  |  | TMC - MHTMC - CENTRAL SUPPLY (OLD) | MHHS-TMC |  | Warmer, Patient |  |  |  | TMC |  | TMC - MHTMC - CENTRAL SUPPLY (OLD) | [5 empty] | WARMING/COOLING UNITS, PATIENT |  | WARMERPATIENT-Stryker-Mistral-Air | WARMERPATIENT | Mistral-Air |  |  |  | Stryker | Warmer, Patient |  | WARMERPATIENT-Stryker-Mistral-Air |  |  |  |  | Not Covered Vendor Only - Biomedical | MHHS-TMC
NO | NO | [5 empty] | Stryker Corp Medical Div | MISTRAL AIR PLUS |  |  | TMC - MHTMC - CENTRAL SUPPLY (OLD) | MHHS-TMC |  | Warmer, Patient |  |  |  | TMC |  | TMC - MHTMC - CENTRAL SUPPLY (OLD) | [5 empty] | WARMING/COOLING UNITS, PATIENT |  | WARMERPATIENT-Stryker-Mistral-Air | WARMERPATIENT | Mistral-Air |  |  |  | Stryker | Warmer, Patient |  | WARMERPATIENT-Stryker-Mistral-Air |  |  |  |  | Covered PM Repair - Biomedical | MHHS-TMC
NO | NO | [5 empty] | Stryker Corp Medical Div | MISTRAL AIR PLUS |  |  | TMC - MHTMC - CENTRAL SUPPLY (OLD) | MHHS-TMC |  | Warmer, Patient |  |  |  | TMC |  | TMC - MHTMC - CENTRAL SUPPLY (OLD) | [5 empty] | WARMING/COOLING UNITS, PATIENT |  | WARMERPATIENT-Stryker-Mistral-Air | WARMERPATIENT | Mistral-Air |  |  |  | Stryker | Warmer, Patient |  | WARMERPATIENT-Stryker-Mistral-Air |  |  |  |  | Covered PM Repair - Biomedical | MHHS-TMC
NO | NO | [5 empty] | Stryker Corp Medical Div | MISTRAL AIR PLUS |  |  | TMC - MHTMC - CENTRAL SUPPLY (OLD) | MHHS-TMC |  | Warmer, Patient |  |  |  | TMC |  | TMC - MHTMC - CENTRAL SUPPLY (OLD) | [5 empty] | WARMING/COOLING UNITS, PATIENT |  | WARMERPATIENT-Stryker-Mistral-Air | WARMERPATIENT | Mistral-Air |  |  |  | Stryker | Warmer, Patient |  | WARMERPATIENT-Stryker-Mistral-Air |  |  |  |  | Covered PM Repair - Biomedical | MHHS-TMC
NO | NO | [5 empty] | Stryker Corp Medical Div | MISTRAL AIR PLUS |  |  | TMC - MHTMC - CENTRAL SUPPLY (OLD) | MHHS-TMC |  | Warmer, Patient |  |  |  | TMC |  | TMC - MHTMC - CENTRAL SUPPLY (OLD) | [5 empty] | WARMING/COOLING UNITS, PATIENT |  | WARMERPATIENT-Stryker-Mistral-Air | WARMERPATIENT | Mistral-Air |  |  |  | Stryker | Warmer, Patient |  | WARMERPATIENT-Stryker-Mistral-Air |  |  |  |  | Not Covered Vendor Only - Biomedical | MHHS-TMC
NO | NO | [5 empty] | Stryker Corp Medical Div | MISTRAL AIR PLUS |  |  | TMC - MHTMC - CENTRAL SUPPLY (OLD) | MHHS-TMC |  | Warmer, Patient |  |  |  | TMC |  | TMC - MHTMC - CENTRAL SUPPLY (OLD) | [5 empty] | WARMING/COOLING UNITS, PATIENT |  | WARMERPATIENT-Stryker-Mistral-Air | WARMERPATIENT | Mistral-Air |  |  |  | Stryker | Warmer, Patient |  | WARMERPATIENT-Stryker-Mistral-Air |  |  |  |  | Covered PM Repair - Biomedical | MHHS-TMC
NO | NO | [5 empty] | Stryker Corp Medical Div | MISTRAL AIR PLUS |  |  | TMC - MHTMC - CENTRAL SUPPLY (OLD) | MHHS-TMC |  | Warmer, Patient |  |  |  | TMC |  | TMC - MHTMC - CENTRAL SUPPLY (OLD) | [5 empty] | WARMING/COOLING UNITS, PATIENT |  | WARMERPATIENT-Stryker-Mistral-Air | WARMERPATIENT | Mistral-Air |  |  |  | Stryker | Warmer, Patient |  | WARMERPATIENT-Stryker-Mistral-Air |  |  |  |  | Covered PM Repair - Biomedical | MHHS-TMC
NO | NO | [5 empty] | Stryker Corp Medical Div | MISTRAL AIR PLUS |  |  | TMC - MHTMC - CENTRAL SUPPLY (OLD) | MHHS-TMC |  | Warmer, Patient |  |  |  | TMC |  | TMC - MHTMC - CENTRAL SUPPLY (OLD) | [5 empty] | WARMING/COOLING UNITS, PATIENT |  | WARMERPATIENT-Stryker-Mistral-Air | WARMERPATIENT | Mistral-Air |  |  |  | Stryker | Warmer, Patient |  | WARMERPATIENT-Stryker-Mistral-Air |  |  |  |  | Covered PM Repair - Biomedical | MHHS-TMC
NO | NO | [5 empty] | Stryker Corp Medical Div | MISTRAL AIR PLUS |  |  | TMC - MHTMC - CENTRAL SUPPLY (OLD) | MHHS-TMC |  | Warmer, Patient |  |  |  | TMC |  | TMC - MHTMC - CENTRAL SUPPLY (OLD) | [5 empty] | WARMING/COOLING UNITS, PATIENT |  | WARMERPATIENT-Stryker-Mistral-Air | WARMERPATIENT | Mistral-Air |  |  |  | Stryker | Warmer, Patient |  | WARMERPATIENT-Stryker-Mistral-Air |  |  |  |  | Covered PM Repair - Biomedical | MHHS-TMC
NO | NO | [5 empty] | Stryker Corp Medical Div | MISTRAL AIR PLUS |  |  | TMC - MHTMC - CENTRAL SUPPLY (OLD) | MHHS-TMC |  | Warmer, Patient |  |  |  | TMC |  | TMC - MHTMC - CENTRAL SUPPLY (OLD) | [5 empty] | WARMING/COOLING UNITS, PATIENT |  | WARMERPATIENT-Stryker-Mistral-Air | WARMERPATIENT | Mistral-Air |  |  |  | Stryker | Warmer, Patient |  | WARMERPATIENT-Stryker-Mistral-Air |  |  |  |  | Covered PM Repair - Biomedical | MHHS-TMC
NO | NO | [5 empty] | Stryker Corp Medical Div | MISTRAL AIR PLUS |  |  | TMC - MHTMC - CENTRAL SUPPLY (OLD) | MHHS-TMC |  | Warmer, Patient |  |  |  | TMC |  | TMC - MHTMC - CENTRAL SUPPLY (OLD) | [5 empty] | WARMING/COOLING UNITS, PATIENT |  | WARMERPATIENT-Stryker-Mistral-Air | WARMERPATIENT | Mistral-Air |  |  |  | Stryker | Warmer, Patient |  | WARMERPATIENT-Stryker-Mistral-Air |  |  |  |  | Covered PM Repair - Biomedical | MHHS-TMC
NO | NO | [5 empty] | Stryker Corp Medical Div | MISTRAL AIR PLUS |  |  | TMC - MHTMC - CENTRAL SUPPLY (OLD) | MHHS-TMC |  | Warmer, Patient |  |  |  | TMC |  | TMC - MHTMC - CENTRAL SUPPLY (OLD) | [5 empty] | WARMING/COOLING UNITS, PATIENT |  | WARMERPATIENT-Stryker-Mistral-Air | WARMERPATIENT | Mistral-Air |  |  |  | Stryker | Warmer, Patient |  | WARMERPATIENT-Stryker-Mistral-Air |  |  |  |  | Covered PM Repair - Respiratory/Steriliz | MHHS-TMC
NO | NO | [5 empty] | Stryker Corp Medical Div | MISTRAL AIR PLUS |  |  | TMC - MHTMC - CENTRAL SUPPLY (OLD) | MHHS-TMC |  | Warmer, Patient |  |  |  | TMC |  | TMC - MHTMC - CENTRAL SUPPLY (OLD) | [5 empty] | WARMING/COOLING UNITS, PATIENT |  | WARMERPATIENT-Stryker-Mistral-Air | WARMERPATIENT | Mistral-Air |  |  |  | Stryker | Warmer, Patient |  | WARMERPATIENT-Stryker-Mistral-Air |  |  |  |  | Covered PM Repair - Biomedical | MHHS-TMC
NO | NO | [5 empty] | Stryker Corp Medical Div | MISTRAL AIR PLUS |  |  | TMC - MHTMC - CENTRAL SUPPLY (OLD) | MHHS-TMC |  | Warmer, Patient |  |  |  | TMC |  | TMC - MHTMC - CENTRAL SUPPLY (OLD) | [5 empty] | WARMING/COOLING UNITS, PATIENT |  | WARMERPATIENT-Stryker-Mistral-Air | WARMERPATIENT | Mistral-Air |  |  |  | Stryker | Warmer, Patient |  | WARMERPATIENT-Stryker-Mistral-Air |  |  |  |  | Covered PM Repair - Biomedical | MHHS-TMC
NO | NO | [5 empty] | Stryker Corp Medical Div | MISTRAL AIR PLUS |  |  | TMC - MHTMC - CENTRAL SUPPLY (OLD) | MHHS-TMC |  | Warmer, Patient |  |  |  | TMC |  | TMC - MHTMC - CENTRAL SUPPLY (OLD) | [5 empty] | WARMING/COOLING UNITS, PATIENT |  | WARMERPATIENT-Stryker-Mistral-Air | WARMERPATIENT | Mistral-Air |  |  |  | Stryker | Warmer, Patient |  | WARMERPATIENT-Stryker-Mistral-Air |  |  |  |  | Covered PM Repair - Biomedical | MHHS-TMC
NO | NO | [5 empty] | Stryker Corp Medical Div | MISTRAL AIR PLUS |  |  | TMC - MHTMC - CENTRAL SUPPLY (OLD) | MHHS-TMC |  | Warmer, Patient |  |  |  | TMC |  | TMC - MHTMC - CENTRAL SUPPLY (OLD) | [5 empty] | WARMING/COOLING UNITS, PATIENT |  | WARMERPATIENT-Stryker-Mistral-Air | WARMERPATIENT | Mistral-Air |  |  |  | Stryker | Warmer, Patient |  | WARMERPATIENT-Stryker-Mistral-Air |  |  |  |  | Covered PM Repair - Biomedical | MHHS-TMC
NO | NO | [5 empty] | Stryker Corp Medical Div | MISTRAL AIR PLUS |  |  | TMC - MHTMC - CENTRAL SUPPLY (OLD) | MHHS-TMC |  | Warmer, Patient |  |  |  | TMC |  | TMC - MHTMC - CENTRAL SUPPLY (OLD) | [5 empty] | WARMING/COOLING UNITS, PATIENT |  | WARMERPATIENT-Stryker-Mistral-Air | WARMERPATIENT | Mistral-Air |  |  |  | Stryker | Warmer, Patient |  | WARMERPATIENT-Stryker-Mistral-Air |  |  |  |  | Covered PM Repair - Respiratory/Steriliz | MHHS-TMC
NO | NO | [5 empty] | Stryker Corp Medical Div | MISTRAL AIR PLUS |  |  | TMC - MHTMC - CENTRAL SUPPLY (OLD) | MHHS-TMC |  | Warmer, Patient |  |  |  | TMC |  | TMC - MHTMC - CENTRAL SUPPLY (OLD) | [5 empty] | WARMING/COOLING UNITS, PATIENT |  | WARMERPATIENT-Stryker-Mistral-Air | WARMERPATIENT | Mistral-Air |  |  |  | Stryker | Warmer, Patient |  | WARMERPATIENT-Stryker-Mistral-Air |  |  |  |  | Covered PM Repair - Respiratory/Steriliz | MHHS-TMC
NO | NO | [5 empty] | Stryker Corp Medical Div | MISTRAL AIR PLUS |  |  | TMC - MHTMC - CENTRAL SUPPLY (OLD) | MHHS-TMC |  | Warmer, Patient |  |  |  | TMC |  | TMC - MHTMC - CENTRAL SUPPLY (OLD) | [5 empty] | WARMING/COOLING UNITS, PATIENT |  | WARMERPATIENT-Stryker-Mistral-Air | WARMERPATIENT | Mistral-Air |  |  |  | Stryker | Warmer, Patient |  | WARMERPATIENT-Stryker-Mistral-Air |  |  |  |  | Covered PM Repair - Biomedical | MHHS-TMC
NO | NO | [5 empty] | Stryker Corp Medical Div | MISTRAL AIR PLUS |  |  | TMC - MHTMC - CENTRAL SUPPLY (OLD) | MHHS-TMC |  | Warmer, Patient |  |  |  | TMC |  | TMC - MHTMC - CENTRAL SUPPLY (OLD) | [5 empty] | WARMING/COOLING UNITS, PATIENT |  | WARMERPATIENT-Stryker-Mistral-Air | WARMERPATIENT | Mistral-Air |  |  |  | Stryker | Warmer, Patient |  | WARMERPATIENT-Stryker-Mistral-Air |  |  |  |  | Covered PM Repair - Biomedical | MHHS-TMC
NO | NO | [5 empty] | Stryker Corp Medical Div | MISTRAL AIR PLUS |  |  | TMC - MHTMC - CENTRAL SUPPLY (OLD) | MHHS-TMC |  | Warmer, Patient |  |  |  | TMC |  | TMC - MHTMC - CENTRAL SUPPLY (OLD) | [5 empty] | WARMING/COOLING UNITS, PATIENT |  | WARMERPATIENT-Stryker-Mistral-Air | WARMERPATIENT | Mistral-Air |  |  |  | Stryker | Warmer, Patient |  | WARMERPATIENT-Stryker-Mistral-Air |  |  |  |  | Not Covered Vendor Only - Resp/Ster | MHHS-TMC
NO | NO | [5 empty] | Stryker Corp Medical Div | MISTRAL AIR PLUS |  |  | TMC - MHTMC - CENTRAL SUPPLY (OLD) | MHHS-TMC |  | Warmer, Patient |  |  |  | TMC |  | TMC - MHTMC - CENTRAL SUPPLY (OLD) | [5 empty] | WARMING/COOLING UNITS, PATIENT |  | WARMERPATIENT-Stryker-Mistral-Air | WARMERPATIENT | Mistral-Air |  |  |  | Stryker | Warmer, Patient |  | WARMERPATIENT-Stryker-Mistral-Air |  |  |  |  | Not Covered Vendor Only - Resp/Ster | MHHS-TMC
NO | NO | [5 empty] | Stryker Corp Medical Div | MISTRAL AIR PLUS |  |  | TMC - MHTMC - CENTRAL SUPPLY (OLD) | MHHS-TMC |  | Warmer, Patient |  |  |  | TMC |  | TMC - MHTMC - CENTRAL SUPPLY (OLD) | [5 empty] | WARMING/COOLING UNITS, PATIENT |  | WARMERPATIENT-Stryker-Mistral-Air | WARMERPATIENT | Mistral-Air |  |  |  | Stryker | Warmer, Patient |  | WARMERPATIENT-Stryker-Mistral-Air |  |  |  |  | Not Covered Vendor Only - Resp/Ster | MHHS-TMC
NO | NO | [5 empty] | Stryker Corp Medical Div | MISTRAL AIR PLUS |  |  | TMC - MHTMC - CENTRAL SUPPLY (OLD) | MHHS-TMC |  | Warmer, Patient |  |  |  | TMC |  | TMC - MHTMC - CENTRAL SUPPLY (OLD) | [5 empty] | WARMING/COOLING UNITS, PATIENT |  | WARMERPATIENT-Stryker-Mistral-Air | WARMERPATIENT | Mistral-Air |  |  |  | Stryker | Warmer, Patient |  | WARMERPATIENT-Stryker-Mistral-Air |  |  |  |  | No Coverage Specified | MHHS-TMC
NO | NO | [5 empty] | Stryker Corp Medical Div | MISTRAL AIR PLUS |  |  | TMC - MHTMC - CENTRAL SUPPLY (OLD) | MHHS-TMC |  | Warmer, Patient |  |  |  | TMC |  | TMC - MHTMC - CENTRAL SUPPLY (OLD) | [5 empty] | WARMING/COOLING UNITS, PATIENT |  | WARMERPATIENT-Stryker-Mistral-Air | WARMERPATIENT | Mistral-Air |  |  |  | Stryker | Warmer, Patient |  | WARMERPATIENT-Stryker-Mistral-Air |  |  |  |  | Covered PM Repair - Respiratory/Steriliz | MHHS-TMC
NO | NO | [5 empty] | Stryker Corp Medical Div | MISTRAL AIR PLUS |  |  | TMC - MHTMC - CENTRAL SUPPLY (OLD) | MHHS-TMC |  | Warmer, Patient |  |  |  | TMC |  | TMC - MHTMC - CENTRAL SUPPLY (OLD) | [5 empty] | WARMING/COOLING UNITS, PATIENT |  | WARMERPATIENT-Stryker-Mistral-Air | WARMERPATIENT | Mistral-Air |  |  |  | Stryker | Warmer, Patient |  | WARMERPATIENT-Stryker-Mistral-Air |  |  |  |  | Covered PM Repair - Respiratory/Steriliz | MHHS-TMC
NO | NO | [5 empty] | Stryker Corp Medical Div | MISTRAL AIR PLUS |  |  | TMC - MHTMC - CENTRAL SUPPLY (OLD) | MHHS-TMC |  | Warmer, Patient |  |  |  | TMC |  | TMC - MHTMC - CENTRAL SUPPLY (OLD) | [5 empty] | WARMING/COOLING UNITS, PATIENT |  | WARMERPATIENT-Stryker-Mistral-Air | WARMERPATIENT | Mistral-Air |  |  |  | Stryker | Warmer, Patient |  | WARMERPATIENT-Stryker-Mistral-Air |  |  |  |  | Rounds - Fixed | MHHS-TMC
NO | NO | [5 empty] | Stryker Corp Medical Div | MISTRAL AIR PLUS |  |  | TMC - MHTMC - CENTRAL SUPPLY (OLD) | MHHS-TMC |  | Warmer, Patient |  |  |  | TMC |  | TMC - MHTMC - CENTRAL SUPPLY (OLD) | [5 empty] | WARMING/COOLING UNITS, PATIENT |  | WARMERPATIENT-Stryker-Mistral-Air | WARMERPATIENT | Mistral-Air |  |  |  | Stryker | Warmer, Patient |  | WARMERPATIENT-Stryker-Mistral-Air |  |  |  |  | Rounds - Fixed | MHHS-TMC
NO | NO | [5 empty] | Stryker Corp Medical Div | MISTRAL AIR PLUS |  |  | TMC - MHTMC - CENTRAL SUPPLY (OLD) | MHHS-TMC |  | Warmer, Patient |  |  |  | TMC |  | TMC - MHTMC - CENTRAL SUPPLY (OLD) | [5 empty] | WARMING/COOLING UNITS, PATIENT |  | WARMERPATIENT-Stryker-Mistral-Air | WARMERPATIENT | Mistral-Air |  |  |  | Stryker | Warmer, Patient |  | WARMERPATIENT-Stryker-Mistral-Air |  |  |  |  | Covered PM Repair - Biomedical | MHHS-TMC
NO | NO | [5 empty] | Stryker Corp Medical Div | MISTRAL AIR PLUS |  |  | TMC - MHTMC - CENTRAL SUPPLY (OLD) | MHHS-TMC |  | Warmer, Patient |  |  |  | TMC |  | TMC - MHTMC - CENTRAL SUPPLY (OLD) | [5 empty] | WARMING/COOLING UNITS, PATIENT |  | WARMERPATIENT-Stryker-Mistral-Air | WARMERPATIENT | Mistral-Air |  |  |  | Stryker | Warmer, Patient |  | WARMERPATIENT-Stryker-Mistral-Air |  |  |  |  | Rounds - Fixed | MHHS-TMC
NO | NO | [5 empty] | Stryker Corp Medical Div | MISTRAL AIR PLUS |  |  | TMC - MHTMC - CENTRAL SUPPLY (OLD) | MHHS-TMC |  | Warmer, Patient |  |  |  | TMC |  | TMC - MHTMC - CENTRAL SUPPLY (OLD) | [5 empty] | WARMING/COOLING UNITS, PATIENT |  | WARMERPATIENT-Stryker-Mistral-Air | WARMERPATIENT | Mistral-Air |  |  |  | Stryker | Warmer, Patient |  | WARMERPATIENT-Stryker-Mistral-Air |  |  |  |  | Covered PM Repair - Biomedical | MHHS-TMC
NO | NO | [5 empty] | Stryker Corp Medical Div | MISTRAL AIR PLUS |  |  | TMC - MHTMC - CENTRAL SUPPLY (OLD) | MHHS-TMC |  | Warmer, Patient |  |  |  | TMC |  | TMC - MHTMC - CENTRAL SUPPLY (OLD) | [5 empty] | WARMING/COOLING UNITS, PATIENT |  | WARMERPATIENT-Stryker-Mistral-Air | WARMERPATIENT | Mistral-Air |  |  |  | Stryker | Warmer, Patient |  | WARMERPATIENT-Stryker-Mistral-Air |  |  |  |  | Rounds - Fixed | MHHS-TMC
NO | NO | [5 empty] | Stryker Corp Medical Div | MISTRAL AIR PLUS |  |  | TMC - MHTMC - CENTRAL SUPPLY (OLD) | MHHS-TMC |  | Warmer, Patient |  |  |  | TMC |  | TMC - MHTMC - CENTRAL SUPPLY (OLD) | [5 empty] | WARMING/COOLING UNITS, PATIENT |  | WARMERPATIENT-Stryker-Mistral-Air | WARMERPATIENT | Mistral-Air |  |  |  | Stryker | Warmer, Patient |  | WARMERPATIENT-Stryker-Mistral-Air |  |  |  |  | Covered PM Repair - Biomedical | MHHS-TMC
NO | NO | [5 empty] | Stryker Corp Medical Div | MISTRAL AIR PLUS |  |  | TMC - MHTMC - CENTRAL SUPPLY (OLD) | MHHS-TMC |  | Warmer, Patient |  |  |  | TMC |  | TMC - MHTMC - CENTRAL SUPPLY (OLD) | [5 empty] | WARMING/COOLING UNITS, PATIENT |  | WARMERPATIENT-Stryker-Mistral-Air | WARMERPATIENT | Mistral-Air |  |  |  | Stryker | Warmer, Patient |  | WARMERPATIENT-Stryker-Mistral-Air |  |  |  |  | Covered PM Repair - Biomedical | MHHS-TMC
NO | NO | [5 empty] | Stryker Corp Medical Div | MISTRAL AIR PLUS |  |  | TMC - MHTMC - CENTRAL SUPPLY (OLD) | MHHS-TMC |  | Warmer, Patient |  |  |  | TMC |  | TMC - MHTMC - CENTRAL SUPPLY (OLD) | [5 empty] | WARMING/COOLING UNITS, PATIENT |  | WARMERPATIENT-Stryker-Mistral-Air | WARMERPATIENT | Mistral-Air |  |  |  | Stryker | Warmer, Patient |  | WARMERPATIENT-Stryker-Mistral-Air |  |  |  |  | Covered PM Repair - Biomedical | MHHS-TMC
NO | NO | [5 empty] | Stryker Corp Medical Div | MISTRAL AIR PLUS |  |  | TMC - MHTMC - CENTRAL SUPPLY (OLD) | MHHS-TMC |  | Warmer, Patient |  |  |  | TMC |  | TMC - MHTMC - CENTRAL SUPPLY (OLD) | [5 empty] | WARMING/COOLING UNITS, PATIENT |  | WARMERPATIENT-Stryker-Mistral-Air | WARMERPATIENT | Mistral-Air |  |  |  | Stryker | Warmer, Patient |  | WARMERPATIENT-Stryker-Mistral-Air |  |  |  |  | Covered PM Repair - Biomedical | MHHS-TMC
NO | NO | [5 empty] | Stryker Corp Medical Div | MISTRAL AIR PLUS |  |  | TMC - MHTMC - CENTRAL SUPPLY (OLD) | MHHS-TMC |  | Warmer, Patient |  |  |  | TMC |  | TMC - MHTMC - CENTRAL SUPPLY (OLD) | [5 empty] | WARMING/COOLING UNITS, PATIENT |  | WARMERPATIENT-Stryker-Mistral-Air | WARMERPATIENT | Mistral-Air |  |  |  | Stryker | Warmer, Patient |  | WARMERPATIENT-Stryker-Mistral-Air |  |  |  |  | Covered PM Repair - Biomedical | MHHS-TMC
NO | NO | [5 empty] | Stryker Corp Medical Div | MISTRAL AIR PLUS |  |  | TMC - MHTMC - CENTRAL SUPPLY (OLD) | MHHS-TMC |  | Warmer, Patient |  |  |  | TMC |  | TMC - MHTMC - CENTRAL SUPPLY (OLD) | [5 empty] | WARMING/COOLING UNITS, PATIENT |  | WARMERPATIENT-Stryker-Mistral-Air | WARMERPATIENT | Mistral-Air |  |  |  | Stryker | Warmer, Patient |  | WARMERPATIENT-Stryker-Mistral-Air |  |  |  |  | Covered PM Repair - Biomedical | MHHS-TMC
NO | NO | [5 empty] | Stryker Corp Medical Div | MISTRAL AIR PLUS |  |  | TMC - MHTMC - CENTRAL SUPPLY (OLD) | MHHS-TMC |  | Warmer, Patient |  |  |  | TMC |  | TMC - MHTMC - CENTRAL SUPPLY (OLD) | [5 empty] | WARMING/COOLING UNITS, PATIENT |  | WARMERPATIENT-Stryker-Mistral-Air | WARMERPATIENT | Mistral-Air |  |  |  | Stryker | Warmer, Patient |  | WARMERPATIENT-Stryker-Mistral-Air |  |  |  |  | Covered PM Repair - Biomedical | MHHS-TMC
NO | NO | [5 empty] | Stryker Corp Medical Div | MISTRAL AIR PLUS |  |  | TMC - MHTMC - CENTRAL SUPPLY (OLD) | MHHS-TMC |  | Warmer, Patient |  |  |  | TMC |  | TMC - MHTMC - CENTRAL SUPPLY (OLD) | [5 empty] | WARMING/COOLING UNITS, PATIENT |  | WARMERPATIENT-Stryker-Mistral-Air | WARMERPATIENT | Mistral-Air |  |  |  | Stryker | Warmer, Patient |  | WARMERPATIENT-Stryker-Mistral-Air |  |  |  |  | Covered PM Repair - Biomedical | MHHS-TMC
NO | NO | [5 empty] | Stryker Corp Medical Div | MISTRAL AIR PLUS |  |  | TMC - MHTMC - CENTRAL SUPPLY (OLD) | MHHS-TMC |  | Warmer, Patient |  |  |  | TMC |  | TMC - MHTMC - CENTRAL SUPPLY (OLD) | [5 empty] | WARMING/COOLING UNITS, PATIENT |  | WARMERPATIENT-Stryker-Mistral-Air | WARMERPATIENT | Mistral-Air |  |  |  | Stryker | Warmer, Patient |  | WARMERPATIENT-Stryker-Mistral-Air |  |  |  |  | Covered PM Repair - Biomedical | MHHS-TMC
NO | NO | [5 empty] | Stryker Corp Medical Div | MISTRAL AIR PLUS |  |  | TMC - MHTMC - CENTRAL SUPPLY (OLD) | MHHS-TMC |  | Warmer, Patient |  |  |  | TMC |  | TMC - MHTMC - CENTRAL SUPPLY (OLD) | [5 empty] | WARMING/COOLING UNITS, PATIENT |  | WARMERPATIENT-Stryker-Mistral-Air | WARMERPATIENT | Mistral-Air |  |  |  | Stryker | Warmer, Patient |  | WARMERPATIENT-Stryker-Mistral-Air |  |  |  |  | Covered PM Repair - Biomedical | MHHS-TMC
NO | NO | [5 empty] | Stryker Corp Medical Div | MISTRAL AIR PLUS |  |  | TMC - MHTMC - CENTRAL SUPPLY (OLD) | MHHS-TMC |  | Warmer, Patient |  |  |  | TMC |  | TMC - MHTMC - CENTRAL SUPPLY (OLD) | [5 empty] | WARMING/COOLING UNITS, PATIENT |  | WARMERPATIENT-Stryker-Mistral-Air | WARMERPATIENT | Mistral-Air |  |  |  | Stryker | Warmer, Patient |  | WARMERPATIENT-Stryker-Mistral-Air |  |  |  |  | Covered PM Repair - Biomedical | MHHS-TMC
NO | NO | [5 empty] | Stryker Corp Medical Div | MISTRAL AIR PLUS |  |  | TMC - MHTMC - CENTRAL SUPPLY (OLD) | MHHS-TMC |  | Warmer, Patient |  |  |  | TMC |  | TMC - MHTMC - CENTRAL SUPPLY (OLD) | [5 empty] | WARMING/COOLING UNITS, PATIENT |  | WARMERPATIENT-Stryker-Mistral-Air | WARMERPATIENT | Mistral-Air |  |  |  | Stryker | Warmer, Patient |  | WARMERPATIENT-Stryker-Mistral-Air |  |  |  |  | Covered PM Repair - Biomedical | MHHS-TMC
NO | NO | [5 empty] | Stryker Corp Medical Div | MISTRAL AIR PLUS |  |  | TMC - MHTMC - CENTRAL SUPPLY (OLD) | MHHS-TMC |  | Warmer, Patient |  |  |  | TMC |  | TMC - MHTMC - CENTRAL SUPPLY (OLD) | [5 empty] | WARMING/COOLING UNITS, PATIENT |  | WARMERPATIENT-Stryker-Mistral-Air | WARMERPATIENT | Mistral-Air |  |  |  | Stryker | Warmer, Patient |  | WARMERPATIENT-Stryker-Mistral-Air |  |  |  |  | Covered PM Repair - Biomedical | MHHS-TMC
NO | NO | [5 empty] | Stryker Corp Medical Div | MISTRAL AIR PLUS |  |  | TMC - MHTMC - CENTRAL SUPPLY (OLD) | MHHS-TMC |  | Warmer, Patient |  |  |  | TMC |  | TMC - MHTMC - CENTRAL SUPPLY (OLD) | [5 empty] | WARMING/COOLING UNITS, PATIENT |  | WARMERPATIENT-Stryker-Mistral-Air | WARMERPATIENT | Mistral-Air |  |  |  | Stryker | Warmer, Patient |  | WARMERPATIENT-Stryker-Mistral-Air |  |  |  |  | Covered PM Repair - Biomedical | MHHS-TMC
NO | NO | [5 empty] | Stryker Corp Medical Div | MISTRAL AIR PLUS |  |  | TMC - MHTMC - CENTRAL SUPPLY (OLD) | MHHS-TMC |  | Warmer, Patient |  |  |  | TMC |  | TMC - MHTMC - CENTRAL SUPPLY (OLD) | [5 empty] | WARMING/COOLING UNITS, PATIENT |  | WARMERPATIENT-Stryker-Mistral-Air | WARMERPATIENT | Mistral-Air |  |  |  | Stryker | Warmer, Patient |  | WARMERPATIENT-Stryker-Mistral-Air |  |  |  |  | Covered PM Repair - Biomedical | MHHS-TMC
NO | NO | [5 empty] | Stryker Corp Medical Div | MISTRAL AIR PLUS |  |  | TMC - MHTMC - CENTRAL SUPPLY (OLD) | MHHS-TMC |  | Warmer, Patient |  |  |  | TMC |  | TMC - MHTMC - CENTRAL SUPPLY (OLD) | [5 empty] | WARMING/COOLING UNITS, PATIENT |  | WARMERPATIENT-Stryker-Mistral-Air | WARMERPATIENT | Mistral-Air |  |  |  | Stryker | Warmer, Patient |  | WARMERPATIENT-Stryker-Mistral-Air |  |  |  |  | Covered PM Repair - Biomedical | MHHS-TMC
NO | NO | [5 empty] | Stryker Corp Medical Div | MISTRAL AIR PLUS |  |  | TMC - MHTMC - CENTRAL SUPPLY (OLD) | MHHS-TMC |  | Warmer, Patient |  |  |  | TMC |  | TMC - MHTMC - CENTRAL SUPPLY (OLD) | [5 empty] | WARMING/COOLING UNITS, PATIENT |  | WARMERPATIENT-Stryker-Mistral-Air | WARMERPATIENT | Mistral-Air |  |  |  | Stryker | Warmer, Patient |  | WARMERPATIENT-Stryker-Mistral-Air |  |  |  |  | Covered PM Repair - Biomedical | MHHS-TMC
NO | NO | [5 empty] | Stryker Corp Medical Div | MISTRAL AIR PLUS |  |  | TMC - MHTMC - CENTRAL SUPPLY (OLD) | MHHS-TMC |  | Warmer, Patient |  |  |  | TMC |  | TMC - MHTMC - CENTRAL SUPPLY (OLD) | [5 empty] | WARMING/COOLING UNITS, PATIENT |  | WARMERPATIENT-Stryker-Mistral-Air | WARMERPATIENT | Mistral-Air |  |  |  | Stryker | Warmer, Patient |  | WARMERPATIENT-Stryker-Mistral-Air |  |  |  |  | Covered PM Repair - Biomedical | MHHS-TMC
NO | NO | [5 empty] | Stryker Corp Medical Div | MISTRAL AIR PLUS |  |  | TMC - MHTMC - CENTRAL SUPPLY (OLD) | MHHS-TMC |  | Warmer, Patient |  |  |  | TMC |  | TMC - MHTMC - CENTRAL SUPPLY (OLD) | [5 empty] | WARMING/COOLING UNITS, PATIENT |  | WARMERPATIENT-Stryker-Mistral-Air | WARMERPATIENT | Mistral-Air |  |  |  | Stryker | Warmer, Patient |  | WARMERPATIENT-Stryker-Mistral-Air |  |  |  |  | Covered PM Repair - Biomedical | MHHS-TMC
NO | NO | [5 empty] | Stryker Corp Medical Div | MISTRAL AIR PLUS |  |  | TMC - MHTMC - CENTRAL SUPPLY (OLD) | MHHS-TMC |  | Warmer, Patient |  |  |  | TMC |  | TMC - MHTMC - CENTRAL SUPPLY (OLD) | [5 empty] | WARMING/COOLING UNITS, PATIENT |  | WARMERPATIENT-Stryker-Mistral-Air | WARMERPATIENT | Mistral-Air |  |  |  | Stryker | Warmer, Patient |  | WARMERPATIENT-Stryker-Mistral-Air |  |  |  |  | Covered PM Repair - Biomedical | MHHS-TMC
NO | NO | [5 empty] | Stryker Corp Medical Div | MISTRAL AIR PLUS |  |  | TMC - PLAZA - CANCER CENTER (STE 2900) | MHHS-TMC |  | Warmer, Patient |  |  |  | TMC |  | TMC - PLAZA - CANCER CENTER (STE 2900) | [5 empty] | WARMING/COOLING UNITS, PATIENT |  | WARMERPATIENT-Stryker-Mistral-Air | WARMERPATIENT | Mistral-Air |  |  |  | Stryker | Warmer, Patient |  | WARMERPATIENT-Stryker-Mistral-Air |  |  |  |  | Covered PM Repair - Biomedical | MHHS-TMC
NO | NO | [5 empty] | Stryker Corp Medical Div | MISTRAL AIR PLUS |  |  | TMC - PLAZA - CANCER CENTER (STE 2900) | MHHS-TMC |  | Warmer, Patient |  |  |  | TMC |  | TMC - PLAZA - CANCER CENTER (STE 2900) | [5 empty] | WARMING/COOLING UNITS, PATIENT |  | WARMERPATIENT-Stryker-Mistral-Air | WARMERPATIENT | Mistral-Air |  |  |  | Stryker | Warmer, Patient |  | WARMERPATIENT-Stryker-Mistral-Air |  |  |  |  | Covered PM Repair - Biomedical | MHHS-TMC
NO | NO | [5 empty] | Stryker Corp Medical Div | MISTRAL AIR PLUS |  |  | TMC - PLAZA - CANCER CENTER (STE 2900) | MHHS-TMC |  | Warmer, Patient |  |  |  | TMC |  | TMC - PLAZA - CANCER CENTER (STE 2900) | [5 empty] | WARMING/COOLING UNITS, PATIENT |  | WARMERPATIENT-Stryker-Mistral-Air | WARMERPATIENT | Mistral-Air |  |  |  | Stryker | Warmer, Patient |  | WARMERPATIENT-Stryker-Mistral-Air |  |  |  |  | Covered PM Repair - Biomedical | MHHS-TMC
NO | NO | [5 empty] | Stryker Corp Medical Div | MISTRAL AIR PLUS |  |  | TMC - PLAZA - ERTAN DDC (STE 1400) | MHHS-TMC |  | Warmer, Patient |  |  |  | TMC |  | TMC - PLAZA - ERTAN DDC (STE 1400) | [5 empty] | WARMING/COOLING UNITS, PATIENT |  | WARMERPATIENT-Stryker-Mistral-Air | WARMERPATIENT | Mistral-Air |  |  |  | Stryker | Warmer, Patient |  | WARMERPATIENT-Stryker-Mistral-Air |  |  |  |  | Covered PM Repair - Biomedical | MHHS-TMC
NO | NO | [5 empty] | Stryker Corp Medical Div | MISTRAL AIR PLUS |  |  | TMC - PLAZA - ERTAN DDC (STE 1400) | MHHS-TMC |  | Warmer, Patient |  |  |  | TMC |  | TMC - PLAZA - ERTAN DDC (STE 1400) | [5 empty] | WARMING/COOLING UNITS, PATIENT |  | WARMERPATIENT-Stryker-Mistral-Air | WARMERPATIENT | Mistral-Air |  |  |  | Stryker | Warmer, Patient |  | WARMERPATIENT-Stryker-Mistral-Air |  |  |  |  | Covered PM Repair - Biomedical | MHHS-TMC
NO | NO | [5 empty] | Stryker Corp Medical Div | MISTRAL AIR PLUS |  |  | TMC - PLAZA - ERTAN DDC (STE 1400) | MHHS-TMC |  | Warmer, Patient |  |  |  | TMC |  | TMC - PLAZA - ERTAN DDC (STE 1400) | [5 empty] | WARMING/COOLING UNITS, PATIENT |  | WARMERPATIENT-Stryker-Mistral-Air | WARMERPATIENT | Mistral-Air |  |  |  | Stryker | Warmer, Patient |  | WARMERPATIENT-Stryker-Mistral-Air |  |  |  |  | Covered PM Repair - Biomedical | MHHS-TMC
NO | NO | [5 empty] | Stryker Corp Medical Div | MISTRAL AIR PLUS |  |  | TMC - PLAZA - ERTAN DDC (STE 1400) | MHHS-TMC |  | Warmer, Patient |  |  |  | TMC |  | TMC - PLAZA - ERTAN DDC (STE 1400) | [5 empty] | WARMING/COOLING UNITS, PATIENT |  | WARMERPATIENT-Stryker-Mistral-Air | WARMERPATIENT | Mistral-Air |  |  |  | Stryker | Warmer, Patient |  | WARMERPATIENT-Stryker-Mistral-Air |  |  |  |  | Covered PM Repair - Biomedical | MHHS-TMC
NO | NO | [5 empty] | Stryker Corp Medical Div | MISTRAL AIR PLUS |  |  | TMC - PLAZA - ERTAN DDC (STE 1400) | MHHS-TMC |  | Warmer, Patient |  |  |  | TMC |  | TMC - PLAZA - ERTAN DDC (STE 1400) | [5 empty] | WARMING/COOLING UNITS, PATIENT |  | WARMERPATIENT-Stryker-Mistral-Air | WARMERPATIENT | Mistral-Air |  |  |  | Stryker | Warmer, Patient |  | WARMERPATIENT-Stryker-Mistral-Air |  |  |  |  | Covered PM Repair - Biomedical | MHHS-TMC
NO | NO | [5 empty] | Stryker Corp Medical Div | MISTRAL AIR PLUS |  |  | TMC - PLAZA - ERTAN DDC (STE 1400) | MHHS-TMC |  | Warmer, Patient |  |  |  | TMC |  | TMC - PLAZA - ERTAN DDC (STE 1400) | [5 empty] | WARMING/COOLING UNITS, PATIENT |  | WARMERPATIENT-Stryker-Mistral-Air | WARMERPATIENT | Mistral-Air |  |  |  | Stryker | Warmer, Patient |  | WARMERPATIENT-Stryker-Mistral-Air |  |  |  |  | Covered PM Repair - Biomedical | MHHS-TMC
NO | NO | [5 empty] | Stryker Corp Medical Div | MISTRAL AIR PLUS |  |  | TMC - PLAZA - ERTAN DDC (STE 1400) | MHHS-TMC |  | Warmer, Patient |  |  |  | TMC |  | TMC - PLAZA - ERTAN DDC (STE 1400) | [5 empty] | WARMING/COOLING UNITS, PATIENT |  | WARMERPATIENT-Stryker-Mistral-Air | WARMERPATIENT | Mistral-Air |  |  |  | Stryker | Warmer, Patient |  | WARMERPATIENT-Stryker-Mistral-Air |  |  |  |  | Covered PM Repair - Biomedical | MHHS-TMC
NO | NO | [5 empty] | Stryker Corp Medical Div | MISTRAL AIR PLUS |  |  | TMC - PLAZA - ERTAN DDC (STE 1400) | MHHS-TMC |  | Warmer, Patient |  |  |  | TMC |  | TMC - PLAZA - ERTAN DDC (STE 1400) | [5 empty] | WARMING/COOLING UNITS, PATIENT |  | WARMERPATIENT-Stryker-Mistral-Air | WARMERPATIENT | Mistral-Air |  |  |  | Stryker | Warmer, Patient |  | WARMERPATIENT-Stryker-Mistral-Air |  |  |  |  | Covered PM Repair - Biomedical | MHHS-TMC
NO | NO | [5 empty] | Stryker Corp Medical Div | MISTRAL AIR PLUS |  |  | TMC - PLAZA - ERTAN DDC (STE 1400) | MHHS-TMC |  | Warmer, Patient |  |  |  | TMC |  | TMC - PLAZA - ERTAN DDC (STE 1400) | [5 empty] | WARMING/COOLING UNITS, PATIENT |  | WARMERPATIENT-Stryker-Mistral-Air | WARMERPATIENT | Mistral-Air |  |  |  | Stryker | Warmer, Patient |  | WARMERPATIENT-Stryker-Mistral-Air |  |  |  |  | Covered PM Repair - Biomedical | MHHS-TMC
NO | NO | [5 empty] | Stryker Corp Medical Div | MISTRAL AIR PLUS |  |  | TMC - PLAZA - ERTAN DDC (STE 1400) | MHHS-TMC |  | Warmer, Patient |  |  |  | TMC |  | TMC - PLAZA - ERTAN DDC (STE 1400) | [5 empty] | WARMING/COOLING UNITS, PATIENT |  | WARMERPATIENT-Stryker-Mistral-Air | WARMERPATIENT | Mistral-Air |  |  |  | Stryker | Warmer, Patient |  | WARMERPATIENT-Stryker-Mistral-Air |  |  |  |  | Covered PM Repair - Biomedical | MHHS-TMC
NO | NO | [5 empty] | Stryker Corp Medical Div | MISTRAL AIR PLUS |  |  | TMC - PLAZA - ERTAN DDC (STE 1400) | MHHS-TMC |  | Warmer, Patient |  |  |  | TMC |  | TMC - PLAZA - ERTAN DDC (STE 1400) | [5 empty] | WARMING/COOLING UNITS, PATIENT |  | WARMERPATIENT-Stryker-Mistral-Air | WARMERPATIENT | Mistral-Air |  |  |  | Stryker | Warmer, Patient |  | WARMERPATIENT-Stryker-Mistral-Air |  |  |  |  | Covered PM Repair - Biomedical | MHHS-TMC
NO | NO | [5 empty] | Stryker Corp Medical Div | MISTRAL AIR PLUS |  |  | TMC - PLAZA - ERTAN DDC (STE 1400) | MHHS-TMC |  | Warmer, Patient |  |  |  | TMC |  | TMC - PLAZA - ERTAN DDC (STE 1400) | [5 empty] | WARMING/COOLING UNITS, PATIENT |  | WARMERPATIENT-Stryker-Mistral-Air | WARMERPATIENT | Mistral-Air |  |  |  | Stryker | Warmer, Patient |  | WARMERPATIENT-Stryker-Mistral-Air |  |  |  |  | Covered PM Repair - Biomedical | MHHS-TMC
NO | NO | [5 empty] | Stryker Corp Medical Div | MISTRAL AIR PLUS |  |  | TMC - PLAZA - ERTAN DDC (STE 1400) | MHHS-TMC |  | Warmer, Patient |  |  |  | TMC |  | TMC - PLAZA - ERTAN DDC (STE 1400) | [5 empty] | WARMING/COOLING UNITS, PATIENT |  | WARMERPATIENT-Stryker-Mistral-Air | WARMERPATIENT | Mistral-Air |  |  |  | Stryker | Warmer, Patient |  | WARMERPATIENT-Stryker-Mistral-Air |  |  |  |  | Covered PM Repair - Biomedical | MHHS-TMC
NO | NO | [5 empty] | Stryker Corp Medical Div | MISTRAL AIR PLUS |  |  | TMC - PLAZA - ERTAN DDC (STE 1400) | MHHS-TMC |  | Warmer, Patient |  |  |  | TMC |  | TMC - PLAZA - ERTAN DDC (STE 1400) | [5 empty] | WARMING/COOLING UNITS, PATIENT |  | WARMERPATIENT-Stryker-Mistral-Air | WARMERPATIENT | Mistral-Air |  |  |  | Stryker | Warmer, Patient |  | WARMERPATIENT-Stryker-Mistral-Air |  |  |  |  | Covered PM Repair - Biomedical | MHHS-TMC
NO | NO | [5 empty] | Stryker Corp Medical Div | MISTRAL AIR PLUS |  |  | TMC - PLAZA - ERTAN DDC (STE 1400) | MHHS-TMC |  | Warmer, Patient |  |  |  | TMC |  | TMC - PLAZA - ERTAN DDC (STE 1400) | [5 empty] | WARMING/COOLING UNITS, PATIENT |  | WARMERPATIENT-Stryker-Mistral-Air | WARMERPATIENT | Mistral-Air |  |  |  | Stryker | Warmer, Patient |  | WARMERPATIENT-Stryker-Mistral-Air |  |  |  |  | Covered PM Repair - Biomedical | MHHS-TMC
NO | NO | [5 empty] | Stryker Corp Medical Div | MISTRAL AIR PLUS |  |  | TMC - PLAZA - ERTAN DDC (STE 1400) | MHHS-TMC |  | Warmer, Patient |  |  |  | TMC |  | TMC - PLAZA - ERTAN DDC (STE 1400) | [5 empty] | WARMING/COOLING UNITS, PATIENT |  | WARMERPATIENT-Stryker-Mistral-Air | WARMERPATIENT | Mistral-Air |  |  |  | Stryker | Warmer, Patient |  | WARMERPATIENT-Stryker-Mistral-Air |  |  |  |  | Covered PM Repair - Biomedical | MHHS-TMC
NO | NO |  |  |  | 069-47153 |  | Stryker Corp Medical Div | MISTRAL AIR PLUS |  |  | TMC - SAROFIM 2 - ADULT PACU | MHHS-TMC |  | Warmer, Patient |  | 069-47153 |  | TMC |  | TMC - SAROFIM 2 - ADULT PACU | [5 empty] | WARMING/COOLING UNITS, PATIENT |  | WARMERPATIENT-Stryker-Mistral-Air | WARMERPATIENT | Mistral-Air |  |  |  | Stryker | Warmer, Patient |  | WARMERPATIENT-Stryker-Mistral-Air |  |  |  |  | Covered PM Repair - Biomedical | MHHS-TMC
NO | NO |  |  |  | 069-47173 |  | Stryker Corp Medical Div | MISTRAL AIR PLUS |  |  | TMC - SAROFIM 2 - ADULT PACU | MHHS-TMC |  | Warmer, Patient |  | 069-47173 |  | TMC |  | TMC - SAROFIM 2 - ADULT PACU | [5 empty] | WARMING/COOLING UNITS, PATIENT |  | WARMERPATIENT-Stryker-Mistral-Air | WARMERPATIENT | Mistral-Air |  |  |  | Stryker | Warmer, Patient |  | WARMERPATIENT-Stryker-Mistral-Air |  |  |  |  | Covered PM Repair - Biomedical | MHHS-TMC
NO | NO |  |  |  | 069-47139 |  | Stryker Corp Medical Div | MISTRAL AIR PLUS |  |  | TMC - SAROFIM 2 - ADULT PRE OP | MHHS-TMC |  | Warmer, Patient |  | 069-47139 |  | TMC |  | TMC - SAROFIM 2 - ADULT PRE OP | [5 empty] | WARMING/COOLING UNITS, PATIENT |  | WARMERPATIENT-Stryker-Mistral-Air | WARMERPATIENT | Mistral-Air |  |  |  | Stryker | Warmer, Patient |  | WARMERPATIENT-Stryker-Mistral-Air |  |  |  |  | Covered PM Repair - Biomedical | MHHS-TMC
NO | NO |  |  |  | 069-47141 |  | Stryker Corp Medical Div | MISTRAL AIR PLUS |  |  | TMC - SAROFIM 2 - ADULT PRE OP | MHHS-TMC |  | Warmer, Patient |  | 069-47141 |  | TMC |  | TMC - SAROFIM 2 - ADULT PRE OP | [5 empty] | WARMING/COOLING UNITS, PATIENT |  | WARMERPATIENT-Stryker-Mistral-Air | WARMERPATIENT | Mistral-Air |  |  |  | Stryker | Warmer, Patient |  | WARMERPATIENT-Stryker-Mistral-Air |  |  |  |  | Covered PM Repair - Biomedical | MHHS-TMC
NO | NO |  |  |  | 069-47142 |  | Stryker Corp Medical Div | MISTRAL AIR PLUS |  |  | TMC - SAROFIM 2 - ADULT PRE OP | MHHS-TMC |  | Warmer, Patient |  | 069-47142 |  | TMC |  | TMC - SAROFIM 2 - ADULT PRE OP | [5 empty] | WARMING/COOLING UNITS, PATIENT |  | WARMERPATIENT-Stryker-Mistral-Air | WARMERPATIENT | Mistral-Air |  |  |  | Stryker | Warmer, Patient |  | WARMERPATIENT-Stryker-Mistral-Air |  |  |  |  | Covered PM Repair - Biomedical | MHHS-TMC
NO | NO |  |  |  | 069-47196 |  | Stryker Corp Medical Div | MISTRAL AIR PLUS |  |  | TMC - SAROFIM 3 - PACU | MHHS-TMC |  | Warmer, Patient |  | 069-47196 |  | TMC |  | TMC - SAROFIM 3 - PACU | [5 empty] | WARMING/COOLING UNITS, PATIENT |  | WARMERPATIENT-Stryker-Mistral-Air | WARMERPATIENT | Mistral-Air |  |  |  | Stryker | Warmer, Patient |  | WARMERPATIENT-Stryker-Mistral-Air |  |  |  |  | Covered PM Repair - Biomedical | MHHS-TMC
NO | NO |  |  |  | 069-47180 |  | Stryker Corp Medical Div | MISTRAL AIR PLUS |  |  | TMC - SAROFIM 3 - PRE OP | MHHS-TMC |  | Warmer, Patient |  | 069-47180 |  | TMC |  | TMC - SAROFIM 3 - PRE OP | [5 empty] | WARMING/COOLING UNITS, PATIENT |  | WARMERPATIENT-Stryker-Mistral-Air | WARMERPATIENT | Mistral-Air |  |  |  | Stryker | Warmer, Patient |  | WARMERPATIENT-Stryker-Mistral-Air |  |  |  |  | Covered PM Repair - Biomedical | MHHS-TMC
NO | NO |  |  |  | 069-47185 |  | Stryker Corp Medical Div | MISTRAL AIR PLUS |  |  | TMC - SAROFIM 3 - PRE OP | MHHS-TMC |  | Warmer, Patient |  | 069-47185 |  | TMC |  | TMC - SAROFIM 3 - PRE OP | [5 empty] | WARMING/COOLING UNITS, PATIENT |  | WARMERPATIENT-Stryker-Mistral-Air | WARMERPATIENT | Mistral-Air |  |  |  | Stryker | Warmer, Patient |  | WARMERPATIENT-Stryker-Mistral-Air |  |  |  |  | Not Covered Vendor Only - Biomedical | MHHS-TMC
NO | NO |  |  |  | 069-47187 |  | Stryker Corp Medical Div | MISTRAL AIR PLUS |  |  | TMC - SAROFIM 3 - PRE OP | MHHS-TMC |  | Warmer, Patient |  | 069-47187 |  | TMC |  | TMC - SAROFIM 3 - PRE OP | [5 empty] | WARMING/COOLING UNITS, PATIENT |  | WARMERPATIENT-Stryker-Mistral-Air | WARMERPATIENT | Mistral-Air |  |  |  | Stryker | Warmer, Patient |  | WARMERPATIENT-Stryker-Mistral-Air |  |  |  |  | Not Covered Vendor Only - Biomedical | MHHS-TMC
NO | NO |  |  |  | 029-12311 |  | Stryker Corp Medical Div | MISTRAL AIR PLUS |  |  | WOODLANDS - BIOMEDICAL SERVICES | MHHS-Woodlands |  | Warmer, Patient |  | 029-12311 |  | Woodlands |  | WOODLANDS - BIOMEDICAL SERVICES | [5 empty] | WARMING/COOLING UNITS, PATIENT |  | WARMERPATIENT-Stryker-Mistral-Air | WARMERPATIENT | Mistral-Air |  |  |  | Stryker | Warmer, Patient |  | WARMERPATIENT-Stryker-Mistral-Air |  |  |  |  | Covered PM Repair - Biomedical | MHHS-Woodlands
NO | NO | [5 empty] | Stryker Corp Medical Div | MISTRAL AIR PLUS |  |  | WOODLANDS - CATH LAB | MHHS-Woodlands |  | Warmer, Patient |  |  |  | Woodlands |  | WOODLANDS - CATH LAB | [5 empty] | WARMING/COOLING UNITS, PATIENT |  | WARMERPATIENT-Stryker-Mistral-Air | WARMERPATIENT | Mistral-Air |  |  |  | Stryker | Warmer, Patient |  | WARMERPATIENT-Stryker-Mistral-Air |  |  |  |  | Covered PM Repair - Biomedical | MHHS-Woodlands
NO | NO | [5 empty] | Stryker Corp Medical Div | MISTRAL AIR PLUS |  |  | WOODLANDS - CATH LAB | MHHS-Woodlands |  | Warmer, Patient |  |  |  | Woodlands |  | WOODLANDS - CATH LAB | [5 empty] | WARMING/COOLING UNITS, PATIENT |  | WARMERPATIENT-Stryker-Mistral-Air | WARMERPATIENT | Mistral-Air |  |  |  | Stryker | Warmer, Patient |  | WARMERPATIENT-Stryker-Mistral-Air |  |  |  |  | Covered PM Repair - Biomedical | MHHS-Woodlands
NO | NO |  |  |  | 029-10405 |  | Stryker Corp Medical Div | MISTRAL AIR PLUS |  |  | WOODLANDS - CENTRAL SUPPLY | MHHS-Woodlands |  | Warmer, Patient |  | 029-10405 |  | Woodlands |  | WOODLANDS - CENTRAL SUPPLY | [5 empty] | WARMING/COOLING UNITS, PATIENT |  | WARMERPATIENT-Stryker-Mistral-Air | WARMERPATIENT | Mistral-Air |  |  |  | Stryker | Warmer, Patient |  | WARMERPATIENT-Stryker-Mistral-Air |  |  |  |  | Covered PM Repair - Biomedical | MHHS-Woodlands
NO | NO |  |  |  | 029-10538 |  | Stryker Corp Medical Div | MISTRAL AIR PLUS |  |  | WOODLANDS - CENTRAL SUPPLY | MHHS-Woodlands |  | Warmer, Patient |  | 029-10538 |  | Woodlands |  | WOODLANDS - CENTRAL SUPPLY | [5 empty] | WARMING/COOLING UNITS, PATIENT |  | WARMERPATIENT-Stryker-Mistral-Air | WARMERPATIENT | Mistral-Air |  |  |  | Stryker | Warmer, Patient |  | WARMERPATIENT-Stryker-Mistral-Air |  |  |  |  | Covered PM Repair - Biomedical | MHHS-Woodlands
NO | NO |  |  |  | 029-10641 |  | Stryker Corp Medical Div | MISTRAL AIR PLUS |  |  | WOODLANDS - CENTRAL SUPPLY | MHHS-Woodlands |  | Warmer, Patient |  | 029-10641 |  | Woodlands |  | WOODLANDS - CENTRAL SUPPLY | [5 empty] | WARMING/COOLING UNITS, PATIENT |  | WARMERPATIENT-Stryker-Mistral-Air | WARMERPATIENT | Mistral-Air |  |  |  | Stryker | Warmer, Patient |  | WARMERPATIENT-Stryker-Mistral-Air |  |  |  |  | Covered PM Repair - Biomedical | MHHS-Woodlands
NO | NO |  |  |  | 029-10642 |  | Stryker Corp Medical Div | MISTRAL AIR PLUS |  |  | WOODLANDS - CENTRAL SUPPLY | MHHS-Woodlands |  | Warmer, Patient |  | 029-10642 |  | Woodlands |  | WOODLANDS - CENTRAL SUPPLY | [5 empty] | WARMING/COOLING UNITS, PATIENT |  | WARMERPATIENT-Stryker-Mistral-Air | WARMERPATIENT | Mistral-Air |  |  |  | Stryker | Warmer, Patient |  | WARMERPATIENT-Stryker-Mistral-Air |  |  |  |  | Covered PM Repair - Biomedical | MHHS-Woodlands
NO | NO |  |  |  | 029-10643 |  | Stryker Corp Medical Div | MISTRAL AIR PLUS |  |  | WOODLANDS - CENTRAL SUPPLY | MHHS-Woodlands |  | Warmer, Patient |  | 029-10643 |  | Woodlands |  | WOODLANDS - CENTRAL SUPPLY | [5 empty] | WARMING/COOLING UNITS, PATIENT |  | WARMERPATIENT-Stryker-Mistral-Air | WARMERPATIENT | Mistral-Air |  |  |  | Stryker | Warmer, Patient |  | WARMERPATIENT-Stryker-Mistral-Air |  |  |  |  | Covered PM Repair - Biomedical | MHHS-Woodlands
NO | NO |  |  |  | 029-10655 |  | Stryker Corp Medical Div | MISTRAL AIR PLUS |  |  | WOODLANDS - CENTRAL SUPPLY | MHHS-Woodlands |  | Warmer, Patient |  | 029-10655 |  | Woodlands |  | WOODLANDS - CENTRAL SUPPLY | [5 empty] | WARMING/COOLING UNITS, PATIENT |  | WARMERPATIENT-Stryker-Mistral-Air | WARMERPATIENT | Mistral-Air |  |  |  | Stryker | Warmer, Patient |  | WARMERPATIENT-Stryker-Mistral-Air |  |  |  |  | Covered PM Repair - Biomedical | MHHS-Woodlands
NO | NO |  |  |  | 029-10667 |  | Stryker Corp Medical Div | MISTRAL AIR PLUS |  |  | WOODLANDS - CENTRAL SUPPLY | MHHS-Woodlands |  | Warmer, Patient |  | 029-10667 |  | Woodlands |  | WOODLANDS - CENTRAL SUPPLY | [5 empty] | WARMING/COOLING UNITS, PATIENT |  | WARMERPATIENT-Stryker-Mistral-Air | WARMERPATIENT | Mistral-Air |  |  |  | Stryker | Warmer, Patient |  | WARMERPATIENT-Stryker-Mistral-Air |  |  |  |  | Covered PM Repair - Biomedical | MHHS-Woodlands
NO | NO |  |  |  | 029-10694 |  | Stryker Corp Medical Div | MISTRAL AIR PLUS |  |  | WOODLANDS - CENTRAL SUPPLY | MHHS-Woodlands |  | Warmer, Patient |  | 029-10694 |  | Woodlands |  | WOODLANDS - CENTRAL SUPPLY | [5 empty] | WARMING/COOLING UNITS, PATIENT |  | WARMERPATIENT-Stryker-Mistral-Air | WARMERPATIENT | Mistral-Air |  |  |  | Stryker | Warmer, Patient |  | WARMERPATIENT-Stryker-Mistral-Air |  |  |  |  | Not Covered Vendor Only - Biomedical | MHHS-Woodlands
NO | NO |  |  |  | 029-10700 |  | Stryker Corp Medical Div | MISTRAL AIR PLUS |  |  | WOODLANDS - CENTRAL SUPPLY | MHHS-Woodlands |  | Warmer, Patient |  | 029-10700 |  | Woodlands |  | WOODLANDS - CENTRAL SUPPLY | [5 empty] | WARMING/COOLING UNITS, PATIENT |  | WARMERPATIENT-Stryker-Mistral-Air | WARMERPATIENT | Mistral-Air |  |  |  | Stryker | Warmer, Patient |  | WARMERPATIENT-Stryker-Mistral-Air |  |  |  |  | Covered PM Repair - Biomedical | MHHS-Woodlands
NO | NO |  |  |  | 029-10707 |  | Stryker Corp Medical Div | MISTRAL AIR PLUS |  |  | WOODLANDS - CENTRAL SUPPLY | MHHS-Woodlands |  | Warmer, Patient |  | 029-10707 |  | Woodlands |  | WOODLANDS - CENTRAL SUPPLY | [5 empty] | WARMING/COOLING UNITS, PATIENT |  | WARMERPATIENT-Stryker-Mistral-Air | WARMERPATIENT | Mistral-Air |  |  |  | Stryker | Warmer, Patient |  | WARMERPATIENT-Stryker-Mistral-Air |  |  |  |  | Covered PM Repair - Biomedical | MHHS-Woodlands
NO | NO |  |  |  | 029-10808 |  | Stryker Corp Medical Div | MISTRAL AIR PLUS |  |  | WOODLANDS - CENTRAL SUPPLY | MHHS-Woodlands |  | Warmer, Patient |  | 029-10808 |  | Woodlands |  | WOODLANDS - CENTRAL SUPPLY | [5 empty] | WARMING/COOLING UNITS, PATIENT |  | WARMERPATIENT-Stryker-Mistral-Air | WARMERPATIENT | Mistral-Air |  |  |  | Stryker | Warmer, Patient |  | WARMERPATIENT-Stryker-Mistral-Air |  |  |  |  | Covered PM Repair - Biomedical | MHHS-Woodlands
NO | NO |  |  |  | 029-10810 |  | Stryker Corp Medical Div | MISTRAL AIR PLUS |  |  | WOODLANDS - CENTRAL SUPPLY | MHHS-Woodlands |  | Warmer, Patient |  | 029-10810 |  | Woodlands |  | WOODLANDS - CENTRAL SUPPLY | [5 empty] | WARMING/COOLING UNITS, PATIENT |  | WARMERPATIENT-Stryker-Mistral-Air | WARMERPATIENT | Mistral-Air |  |  |  | Stryker | Warmer, Patient |  | WARMERPATIENT-Stryker-Mistral-Air |  |  |  |  | Covered PM Repair - Biomedical | MHHS-Woodlands
NO | NO |  |  |  | 029-10811 |  | Stryker Corp Medical Div | MISTRAL AIR PLUS |  |  | WOODLANDS - CENTRAL SUPPLY | MHHS-Woodlands |  | Warmer, Patient |  | 029-10811 |  | Woodlands |  | WOODLANDS - CENTRAL SUPPLY | [5 empty] | WARMING/COOLING UNITS, PATIENT |  | WARMERPATIENT-Stryker-Mistral-Air | WARMERPATIENT | Mistral-Air |  |  |  | Stryker | Warmer, Patient |  | WARMERPATIENT-Stryker-Mistral-Air |  |  |  |  | Covered PM Repair - Biomedical | MHHS-Woodlands
NO | NO |  |  |  | 029-11831 |  | Stryker Corp Medical Div | MISTRAL AIR PLUS |  |  | WOODLANDS - CENTRAL SUPPLY | MHHS-Woodlands |  | Warmer, Patient |  | 029-11831 |  | Woodlands |  | WOODLANDS - CENTRAL SUPPLY | [5 empty] | WARMING/COOLING UNITS, PATIENT |  | WARMERPATIENT-Stryker-Mistral-Air | WARMERPATIENT | Mistral-Air |  |  |  | Stryker | Warmer, Patient |  | WARMERPATIENT-Stryker-Mistral-Air |  |  |  |  | Not Covered Vendor Only - Biomedical | MHHS-Woodlands
NO | NO |  |  |  | 029-11931 |  | Stryker Corp Medical Div | MISTRAL AIR PLUS |  |  | WOODLANDS - CENTRAL SUPPLY | MHHS-Woodlands |  | Warmer, Patient |  | 029-11931 |  | Woodlands |  | WOODLANDS - CENTRAL SUPPLY | [5 empty] | WARMING/COOLING UNITS, PATIENT |  | WARMERPATIENT-Stryker-Mistral-Air | WARMERPATIENT | Mistral-Air |  |  |  | Stryker | Warmer, Patient |  | WARMERPATIENT-Stryker-Mistral-Air |  |  |  |  | Not Covered Vendor Only - Biomedical | MHHS-Woodlands
NO | NO | [5 empty] | Stryker Corp Medical Div | MISTRAL AIR PLUS |  |  | WOODLANDS - CENTRAL SUPPLY | MHHS-Woodlands |  | Warmer, Patient |  |  |  | Woodlands |  | WOODLANDS - CENTRAL SUPPLY | [5 empty] | WARMING/COOLING UNITS, PATIENT |  | WARMERPATIENT-Stryker-Mistral-Air | WARMERPATIENT | Mistral-Air |  |  |  | Stryker | Warmer, Patient |  | WARMERPATIENT-Stryker-Mistral-Air |  |  |  |  | No Coverage Specified | MHHS-Woodlands
NO | NO | [5 empty] | Stryker Corp Medical Div | MISTRAL AIR PLUS |  |  | WOODLANDS - CENTRAL SUPPLY | MHHS-Woodlands |  | Warmer, Patient |  |  |  | Woodlands |  | WOODLANDS - CENTRAL SUPPLY | [5 empty] | WARMING/COOLING UNITS, PATIENT |  | WARMERPATIENT-Stryker-Mistral-Air | WARMERPATIENT | Mistral-Air |  |  |  | Stryker | Warmer, Patient |  | WARMERPATIENT-Stryker-Mistral-Air |  |  |  |  | Covered PM Repair - Biomedical | MHHS-Woodlands
NO | NO | [5 empty] | Stryker Corp Medical Div | MISTRAL AIR PLUS |  |  | WOODLANDS - CENTRAL SUPPLY | MHHS-Woodlands |  | Warmer, Patient |  |  |  | Woodlands |  | WOODLANDS - CENTRAL SUPPLY | [5 empty] | WARMING/COOLING UNITS, PATIENT |  | WARMERPATIENT-Stryker-Mistral-Air | WARMERPATIENT | Mistral-Air |  |  |  | Stryker | Warmer, Patient |  | WARMERPATIENT-Stryker-Mistral-Air |  |  |  |  | Covered PM Repair - Biomedical | MHHS-Woodlands
NO | NO | [5 empty] | Stryker Corp Medical Div | MISTRAL AIR PLUS |  |  | WOODLANDS - CENTRAL SUPPLY | MHHS-Woodlands |  | Warmer, Patient |  |  |  | Woodlands |  | WOODLANDS - CENTRAL SUPPLY | [5 empty] | WARMING/COOLING UNITS, PATIENT |  | WARMERPATIENT-Stryker-Mistral-Air | WARMERPATIENT | Mistral-Air |  |  |  | Stryker | Warmer, Patient |  | WARMERPATIENT-Stryker-Mistral-Air |  |  |  |  | Covered PM Repair - Radiology, Low End | MHHS-Woodlands
NO | NO | [5 empty] | Stryker Corp Medical Div | MISTRAL AIR PLUS |  |  | WOODLANDS - CENTRAL SUPPLY | MHHS-Woodlands |  | Warmer, Patient |  |  |  | Woodlands |  | WOODLANDS - CENTRAL SUPPLY | [5 empty] | WARMING/COOLING UNITS, PATIENT |  | WARMERPATIENT-Stryker-Mistral-Air | WARMERPATIENT | Mistral-Air |  |  |  | Stryker | Warmer, Patient |  | WARMERPATIENT-Stryker-Mistral-Air |  |  |  |  | Covered PM Repair - Biomedical | MHHS-Woodlands
NO | NO | [5 empty] | Stryker Corp Medical Div | MISTRAL AIR PLUS |  |  | WOODLANDS - CENTRAL SUPPLY | MHHS-Woodlands |  | Warmer, Patient |  |  |  | Woodlands |  | WOODLANDS - CENTRAL SUPPLY | [5 empty] | WARMING/COOLING UNITS, PATIENT |  | WARMERPATIENT-Stryker-Mistral-Air | WARMERPATIENT | Mistral-Air |  |  |  | Stryker | Warmer, Patient |  | WARMERPATIENT-Stryker-Mistral-Air |  |  |  |  | Clinical Miscellaneous | MHHS-Woodlands
NO | NO | [5 empty] | Stryker Corp Medical Div | MISTRAL AIR PLUS |  |  | WOODLANDS - CENTRAL SUPPLY | MHHS-Woodlands |  | Warmer, Patient |  |  |  | Woodlands |  | WOODLANDS - CENTRAL SUPPLY | [5 empty] | WARMING/COOLING UNITS, PATIENT |  | WARMERPATIENT-Stryker-Mistral-Air | WARMERPATIENT | Mistral-Air |  |  |  | Stryker | Warmer, Patient |  | WARMERPATIENT-Stryker-Mistral-Air |  |  |  |  | Covered PM Repair - Biomedical | MHHS-Woodlands
NO | NO | [5 empty] | Stryker Corp Medical Div | MISTRAL AIR PLUS |  |  | WOODLANDS - CENTRAL SUPPLY | MHHS-Woodlands |  | Warmer, Patient |  |  |  | Woodlands |  | WOODLANDS - CENTRAL SUPPLY | [5 empty] | WARMING/COOLING UNITS, PATIENT |  | WARMERPATIENT-Stryker-Mistral-Air | WARMERPATIENT | Mistral-Air |  |  |  | Stryker | Warmer, Patient |  | WARMERPATIENT-Stryker-Mistral-Air |  |  |  |  | Covered PM Repair - Lab Analyzers/Anesth | MHHS-Woodlands
NO | NO | [5 empty] | Stryker Corp Medical Div | MISTRAL AIR PLUS |  |  | WOODLANDS - CENTRAL SUPPLY | MHHS-Woodlands |  | Warmer, Patient |  |  |  | Woodlands |  | WOODLANDS - CENTRAL SUPPLY | [5 empty] | WARMING/COOLING UNITS, PATIENT |  | WARMERPATIENT-Stryker-Mistral-Air | WARMERPATIENT | Mistral-Air |  |  |  | Stryker | Warmer, Patient |  | WARMERPATIENT-Stryker-Mistral-Air |  |  |  |  | Covered PM Repair - Lab Analyzers/Anesth | MHHS-Woodlands
NO | NO | [5 empty] | Stryker Corp Medical Div | MISTRAL AIR PLUS |  |  | WOODLANDS - CENTRAL SUPPLY | MHHS-Woodlands |  | Warmer, Patient |  |  |  | Woodlands |  | WOODLANDS - CENTRAL SUPPLY | [5 empty] | WARMING/COOLING UNITS, PATIENT |  | WARMERPATIENT-Stryker-Mistral-Air | WARMERPATIENT | Mistral-Air |  |  |  | Stryker | Warmer, Patient |  | WARMERPATIENT-Stryker-Mistral-Air |  |  |  |  | Covered PM Repair - Biomedical | MHHS-Woodlands
NO | NO | [5 empty] | Stryker Corp Medical Div | MISTRAL AIR PLUS |  |  | WOODLANDS - CENTRAL SUPPLY | MHHS-Woodlands |  | Warmer, Patient |  |  |  | Woodlands |  | WOODLANDS - CENTRAL SUPPLY | [5 empty] | WARMING/COOLING UNITS, PATIENT |  | WARMERPATIENT-Stryker-Mistral-Air | WARMERPATIENT | Mistral-Air |  |  |  | Stryker | Warmer, Patient |  | WARMERPATIENT-Stryker-Mistral-Air |  |  |  |  | Covered PM Repair - Biomedical | MHHS-Woodlands
NO | NO | [5 empty] | Stryker Corp Medical Div | MISTRAL AIR PLUS |  |  | WOODLANDS - CENTRAL SUPPLY | MHHS-Woodlands |  | Warmer, Patient |  |  |  | Woodlands |  | WOODLANDS - CENTRAL SUPPLY | [5 empty] | WARMING/COOLING UNITS, PATIENT |  | WARMERPATIENT-Stryker-Mistral-Air | WARMERPATIENT | Mistral-Air |  |  |  | Stryker | Warmer, Patient |  | WARMERPATIENT-Stryker-Mistral-Air |  |  |  |  | Covered PM Repair - Biomedical | MHHS-Woodlands
NO | NO | [5 empty] | Stryker Corp Medical Div | MISTRAL AIR PLUS |  |  | WOODLANDS - CENTRAL SUPPLY | MHHS-Woodlands |  | Warmer, Patient |  |  |  | Woodlands |  | WOODLANDS - CENTRAL SUPPLY | [5 empty] | WARMING/COOLING UNITS, PATIENT |  | WARMERPATIENT-Stryker-Mistral-Air | WARMERPATIENT | Mistral-Air |  |  |  | Stryker | Warmer, Patient |  | WARMERPATIENT-Stryker-Mistral-Air |  |  |  |  | Covered PM Repair - Biomedical | MHHS-Woodlands
NO | NO | [5 empty] | Stryker Corp Medical Div | MISTRAL AIR PLUS |  |  | WOODLANDS - CENTRAL SUPPLY | MHHS-Woodlands |  | Warmer, Patient |  |  |  | Woodlands |  | WOODLANDS - CENTRAL SUPPLY | [5 empty] | WARMING/COOLING UNITS, PATIENT |  | WARMERPATIENT-Stryker-Mistral-Air | WARMERPATIENT | Mistral-Air |  |  |  | Stryker | Warmer, Patient |  | WARMERPATIENT-Stryker-Mistral-Air |  |  |  |  | Covered PM Repair - Biomedical | MHHS-Woodlands
NO | NO |  |  |  | 029-10639 |  | Stryker Corp Medical Div | MISTRAL AIR PLUS |  |  | WOODLANDS - MICU | MHHS-Woodlands |  | Warmer, Patient |  | 029-10639 |  | Woodlands |  | WOODLANDS - MICU | [5 empty] | WARMING/COOLING UNITS, PATIENT |  | WARMERPATIENT-Stryker-Mistral-Air | WARMERPATIENT | Mistral-Air |  |  |  | Stryker | Warmer, Patient |  | WARMERPATIENT-Stryker-Mistral-Air |  |  |  |  | Covered PM Repair - Biomedical | MHHS-Woodlands
NO | NO | [5 empty] | Stryker Corp Medical Div | MISTRAL AIR PLUS |  |  | WOODLANDS - NEUROLOGY | MHHS-Woodlands |  | Warmer, Patient |  |  |  | Woodlands |  | WOODLANDS - NEUROLOGY | [5 empty] | WARMING/COOLING UNITS, PATIENT |  | WARMERPATIENT-Stryker-Mistral-Air | WARMERPATIENT | Mistral-Air |  |  |  | Stryker | Warmer, Patient |  | WARMERPATIENT-Stryker-Mistral-Air |  |  |  |  | Covered PM Repair - Biomedical | MHHS-Woodlands
NO | NO | [5 empty] | Stryker Corp Medical Div | MISTRAL AIR PLUS |  |  | WOODLANDS - NEUROLOGY | MHHS-Woodlands |  | Warmer, Patient |  |  |  | Woodlands |  | WOODLANDS - NEUROLOGY | [5 empty] | WARMING/COOLING UNITS, PATIENT |  | WARMERPATIENT-Stryker-Mistral-Air | WARMERPATIENT | Mistral-Air |  |  |  | Stryker | Warmer, Patient |  | WARMERPATIENT-Stryker-Mistral-Air |  |  |  |  | Covered PM Repair - Biomedical | MHHS-Woodlands
NO | NO | [5 empty] | Stryker Corp Medical Div | MISTRAL AIR PLUS |  |  | WOODLANDS - NEUROLOGY | MHHS-Woodlands |  | Warmer, Patient |  |  |  | Woodlands |  | WOODLANDS - NEUROLOGY | [5 empty] | WARMING/COOLING UNITS, PATIENT |  | WARMERPATIENT-Stryker-Mistral-Air | WARMERPATIENT | Mistral-Air |  |  |  | Stryker | Warmer, Patient |  | WARMERPATIENT-Stryker-Mistral-Air |  |  |  |  | Covered PM Repair - Biomedical | MHHS-Woodlands
NO | NO | [5 empty] | Stryker Corp Medical Div | MISTRAL AIR PLUS |  |  | WOODLANDS - NEUROLOGY | MHHS-Woodlands |  | Warmer, Patient |  |  |  | Woodlands |  | WOODLANDS - NEUROLOGY | [5 empty] | WARMING/COOLING UNITS, PATIENT |  | WARMERPATIENT-Stryker-Mistral-Air | WARMERPATIENT | Mistral-Air |  |  |  | Stryker | Warmer, Patient |  | WARMERPATIENT-Stryker-Mistral-Air |  |  |  |  | Covered PM Repair - Biomedical | MHHS-Woodlands
NO | NO |  |  |  | 029-12123 |  | Stryker Corp Medical Div | MISTRAL AIR PLUS |  |  | WOODLANDS - OR | MHHS-Woodlands |  | Warmer, Patient |  | 029-12123 |  | Woodlands |  | WOODLANDS - OR | [5 empty] | WARMING/COOLING UNITS, PATIENT |  | WARMERPATIENT-Stryker-Mistral-Air | WARMERPATIENT | Mistral-Air |  |  |  | Stryker | Warmer, Patient |  | WARMERPATIENT-Stryker-Mistral-Air |  |  |  |  | Not Covered Vendor Only - Lab Ana/Anes | MHHS-Woodlands
NO | NO |  |  |  | 029-32024 |  | Stryker Corp Medical Div | MISTRAL AIR PLUS |  |  | WOODLANDS - OR | MHHS-Woodlands |  | Warmer, Patient |  | 029-32024 |  | Woodlands |  | WOODLANDS - OR | [5 empty] | WARMING/COOLING UNITS, PATIENT |  | WARMERPATIENT-Stryker-Mistral-Air | WARMERPATIENT | Mistral-Air |  |  |  | Stryker | Warmer, Patient |  | WARMERPATIENT-Stryker-Mistral-Air |  |  |  |  | Covered PM Repair - Biomedical | MHHS-Woodlands
NO | NO | [5 empty] | Stryker Corp Medical Div | MISTRAL AIR PLUS |  |  | WOODLANDS - PREOP | MHHS-Woodlands |  | Warmer, Patient |  |  |  | Woodlands |  | WOODLANDS - PREOP | [5 empty] | WARMING/COOLING UNITS, PATIENT |  | WARMERPATIENT-Stryker-Mistral-Air | WARMERPATIENT | Mistral-Air |  |  |  | Stryker | Warmer, Patient |  | WARMERPATIENT-Stryker-Mistral-Air |  |  |  |  | Covered PM Repair - Biomedical | MHHS-Woodlands
NO | NO |  |  |  | 029-10656 |  | Stryker Corp Medical Div | MISTRAL AIR PLUS |  |  | WOODLANDS - SICU | MHHS-Woodlands |  | Warmer, Patient |  | 029-10656 |  | Woodlands |  | WOODLANDS - SICU | [5 empty] | WARMING/COOLING UNITS, PATIENT |  | WARMERPATIENT-Stryker-Mistral-Air | WARMERPATIENT | Mistral-Air |  |  |  | Stryker | Warmer, Patient |  | WARMERPATIENT-Stryker-Mistral-Air |  |  |  |  | Not Covered Vendor Only - Biomedical | MHHS-Woodlands
NO | NO |  |  |  | 029-10658 |  | Stryker Corp Medical Div | MISTRAL AIR PLUS |  |  | WOODLANDS - SICU | MHHS-Woodlands |  | Warmer, Patient |  | 029-10658 |  | Woodlands |  | WOODLANDS - SICU | [5 empty] | WARMING/COOLING UNITS, PATIENT |  | WARMERPATIENT-Stryker-Mistral-Air | WARMERPATIENT | Mistral-Air |  |  |  | Stryker | Warmer, Patient |  | WARMERPATIENT-Stryker-Mistral-Air |  |  |  |  | Not Covered Vendor Only - Lab Ana/Anes | MHHS-Woodlands
NO | NO |  |  |  | 029-10659 |  | Stryker Corp Medical Div | MISTRAL AIR PLUS |  |  | WOODLANDS - SICU | MHHS-Woodlands |  | Warmer, Patient |  | 029-10659 |  | Woodlands |  | WOODLANDS - SICU | [5 empty] | WARMING/COOLING UNITS, PATIENT |  | WARMERPATIENT-Stryker-Mistral-Air | WARMERPATIENT | Mistral-Air |  |  |  | Stryker | Warmer, Patient |  | WARMERPATIENT-Stryker-Mistral-Air |  |  |  |  | Not Covered Vendor Only - Lab Ana/Anes | MHHS-Woodlands
NO | YES | Serial Number LES8479 |  |  |  |  | Stryker Corp Medical Div | MULTIGEN |  | LES8479 | MHOSH-OR | MHHS Orthopedic & Spine |  | Electrosurgical Unit |  |  |  | Central & Greater Heights | MHHS-Orthopedic & Spine | MHOSH-OR |  | 9/6/19 |  |  |  | RADIOFREQUENCY/MICROWAVE THERAPY SYSTEMS, DIATHERM | Electrosurgical Unit | ELECTROSURGICALUNIT-Stryker-MultiGen | ELECTROSURGICALUNIT | MultiGen |  |  |  | Stryker | Electrosurgical Unit |  | ELECTROSURGICALUNIT-Stryker-MultiGen |  | 4/1/15 | MHOSH Inventory Dec 2019 into 2020 - Copy.xls - Newly Verified | ESU-SA | Covered PM Repair - Lab Analyzers/Anesth | MHHS Orthopedic & Spine | [8 empty] | ELECTROSURGICALUNIT | Electrosurgical Unit | Stryker
NO | YES |  |  |  | 005-08169 | 005-08169 | Stryker Corp Medical Div | MULTIGEN |  | les6134 | Memorial Hermann- Southeast | MHHS-Southeast |  | Electrosurgical Unit |  | 005-08169 | 005-08169 | Southeast & Bay Area | Memorial Hermann- Southeast | Memorial Hermann- Southeast | Storage | 8/1/19 |  | 2/1/20 |  | RADIOFREQUENCY/MICROWAVE THERAPY SYSTEMS, DIATHERM |  | ELECTROSURGICALUNIT-Stryker-MultiGen | ELECTROSURGICALUNIT | MultiGen |  |  |  | Stryker | Electrosurgical Unit |  | ELECTROSURGICALUNIT-Stryker-MultiGen |  | 7/31/15 |  |  | Covered PM Repair - Lab Analyzers/Anesth | MHHS-Southeast
NO | YES |  |  |  | 151-02670 | 151-02670 | Stryker Corp Medical Div | MULTIGEN 2 |  |  | CY-OR | MHHS-Cypress |  | Electrosurgical Unit |  | 151-02670 | 151-02670 | Northwest | MHHS-Cypress | CY-OR | Or storage | 10/1/19 | 10/1/20 |  |  | RADIOFREQUENCY GENERATOR | Electrosurgical Unit | ELECTROSURGICALUNIT-STRYKER-MultiGen 2 | ELECTROSURGICALUNIT | MultiGen 2 |  |  |  | STRYKER | Electrosurgical Unit |  | ELECTROSURGICALUNIT-STRYKER-MultiGen 2 |  | 7/31/15 |  | ESU-SA | Covered PM Repair - Lab Analyzers/Anesth | MHHS-Cypress | [8 empty] | ELECTROSURGICALUNIT | Electrosurgical Unit | STRYKER
NO | YES |  |  |  | 013-39343 | 013-39343 | Stryker Corp Medical Div | NEPTUNE 2 DOCKER |  |  | SW-OR | MHHS-Southwest |  |  |  | 013-39343 | 013-39343 | Southwest | MHHS-Southwest | SW-OR | Environmental Closet | 11/1/19 |  |  | No PM Sticker | WASTE-DISPOSAL UNITS |  | .needs class | [5 empty] | Stryker |  |  |  |  | 5/11/17 |  |  | Covered PM Repair - Biomedical | MHHS-Southwest
NO | NO | [5 empty] | Stryker Corp Medical Div | NEPTUNE 2 DOCKER |  |  | MEMORIAL CITY - MOR | MHHS-Mem City | [5 empty] | West & Memorial City |  | MEMORIAL CITY - MOR | [5 empty] | WASTE-DISPOSAL UNITS |  | .needs class | [5 empty] | Stryker | [7 empty] | Covered PM Repair - Biomedical | MHHS-Mem City
NO | NO | [5 empty] | Stryker Corp Medical Div | NEPTUNE 2 DOCKER |  |  | PEARLAND - OR - STERILE PROCESSING | MHHS-Pearland Hospital | [5 empty] | Pearland |  | PEARLAND - OR - STERILE PROCESSING | [5 empty] | WASTE-DISPOSAL UNITS |  | .needs class | [5 empty] | Stryker | [7 empty] | Covered PM Repair - Biomedical | MHHS-Pearland Hospital
NO | NO | [5 empty] | Stryker Corp Medical Div | NEPTUNE 2 DOCKER |  |  | SE - OR | MHHS-Southeast | [5 empty] | Southeast & Bay Area |  | SE - OR | [5 empty] | WASTE-DISPOSAL UNITS |  | .needs class | [5 empty] | Stryker | [7 empty] | Covered PM Repair - Biomedical | MHHS-Southeast
NO | NO | [5 empty] | Stryker Corp Medical Div | NEPTUNE 2 DOCKER |  |  | SE - OR | MHHS-Southeast | [5 empty] | Southeast & Bay Area |  | SE - OR | [5 empty] | WASTE-DISPOSAL UNITS |  | .needs class | [5 empty] | Stryker | [7 empty] | Covered PM Repair - Biomedical | MHHS-Southeast
NO | NO |  |  |  | 013-39344 |  | Stryker Corp Medical Div | NEPTUNE 2 DOCKER |  |  | SW - HVI - OR | MHHS-Southwest |  |  |  | 013-39344 |  | Southwest |  | SW - HVI - OR | [5 empty] | WASTE-DISPOSAL UNITS |  | .needs class | [5 empty] | Stryker | [7 empty] | Covered PM Repair - Biomedical | MHHS-Southwest
NO | YES |  |  |  | 009-34635 | 009-34635 | Stryker Corp Medical Div | OPERON D830 SERIES |  |  | GH-Labor & Delivery-OR | MHHS-Greater Heights |  |  |  | 009-34635 | 009-34635 | Central | MHHS-Greater Heights | GH-Labor & Delivery-OR | OR2 | 12/1/19 |  | 12/1/20 |  | TABLES, OPERATING | Table, Surgical, Electric | TABLESURGICALELECT-Berchtold Corp-Operon D 830 |  |  |  |  | TABLESURGICALELECT-Berchtold Corp-Operon D 830 | Stryker |  |  |  |  | 4/21/17 |  | TSE-A | Covered PM Repair - Biomedical | MHHS-Greater Heights | [8 empty] | TABLESURGICALELECT | Table, Surgical, Electric | Berchtold Corp
NO | YES |  |  |  | 009-05244 | 009-05244 | Stryker Corp Medical Div | OPERON D830 SERIES |  | 371111o-W 10096 | GH-OR | MHHS-Greater Heights |  |  |  | 009-05244 | 009-05244 | Central | MHHS-Greater Heights | GH-OR | RM 3 | 12/1/19 |  | 6/1/20 |  | TABLES, OPERATING | Table, Surgical, Electric | TABLESURGICALELECT-Berchtold Corp-Operon D 830 |  |  |  |  | TABLESURGICALELECT-Berchtold Corp-Operon D 830 | Stryker |  |  |  |  | 4/26/17 |  | TSE-A | Covered PM Repair - Biomedical | MHHS-Greater Heights | [8 empty] | TABLESURGICALELECT | Table, Surgical, Electric | Berchtold Corp
NO | YES |  |  |  | 041-19684 | 041-19684 | Stryker Corp Medical Div | OPERON D830 SERIES |  | 3701110-W 10091 | MEMORIAL CITY - MHT - JHC OR | MHHS-Mem City |  |  |  | 041-19684 | 041-19684 | West | Memorial Hermann - Memorial City | MEMORIAL CITY - MHT - JHC OR | MH11 OR Room 3 |  |  |  |  | TABLES, OPERATING |  | TABLESURGICALELECT-Berchtold Corp-Operon D 830 |  |  |  |  | TABLESURGICALELECT-Berchtold Corp-Operon D 830 | Stryker | [7 empty] | Not Covered Vendor Only - Biomedical | MHHS-Mem City
NO | YES |  |  |  | 041-19685 | 041-19685 | Stryker Corp Medical Div | OPERON D830 SERIES |  | 3701110-W10090 | MEMORIAL CITY - Orthopedic Surgery | MHHS-Mem City |  |  |  | 041-19685 | 041-19685 | West | Memorial Hermann Memorial City Medical Center | MEMORIAL CITY - Orthopedic Surgery | Memorial City - Orthopedic Surgery Hallway |  |  |  |  | TABLES, OPERATING |  | TABLESURGICALELECT-Berchtold Corp-Operon D 830 |  |  |  |  | TABLESURGICALELECT-Berchtold Corp-Operon D 830 | Stryker | [7 empty] | Not Covered Vendor Only - Biomedical | MHHS-Mem City
NO | YES |  |  |  | 041-19686 | 041-19686 | Stryker Corp Medical Div | OPERON D830 SERIES |  | 3701110-w10092 | MEMORIAL CITY - Orthopedic Surgery | MHHS-Mem City |  |  |  | 041-19686 | 041-19686 | West | Memorial Hermann Memorial City Medical Center | MEMORIAL CITY - Orthopedic Surgery | Memorial City - Orthopedic Surgery MH11 500 OR 1 |  |  |  |  | TABLES, OPERATING |  | TABLESURGICALELECT-Berchtold Corp-Operon D 830 |  |  |  |  | TABLESURGICALELECT-Berchtold Corp-Operon D 830 | Stryker | [7 empty] | Not Covered Vendor Only - Biomedical | MHHS-Mem City
NO | YES |  |  |  | 041-19700 | 041-19700 | Stryker Corp Medical Div | OPERON D830 SERIES |  | 3701110-W10069 | MEMORIAL CITY - MHT - JHC OR | MHHS-Mem City |  |  |  | 041-19700 | 041-19700 | West | Memorial Hermann Memorial City Medical Center | MEMORIAL CITY - MHT - JHC OR | MEMORIAL CITY - MHT - JHC OR |  |  |  |  | TABLES, OPERATING |  | TABLESURGICALELECT-Berchtold Corp-Operon D 830 |  |  |  |  | TABLESURGICALELECT-Berchtold Corp-Operon D 830 | Stryker | [7 empty] | Not Covered Vendor Only - Biomedical | MHHS-Mem City
NO | YES |  |  |  | 041-19704 | 041-19704 | Stryker Corp Medical Div | OPERON D830 SERIES |  | 3701110-W10093 | MEMORIAL CITY - ORTHO SURGERY | MHHS-Mem City |  |  |  | 041-19704 | 041-19704 | West | Memorial City - Memorial Hermann Hospital | MEMORIAL CITY - ORTHO SURGERY | MH11 505 OR 5 |  |  |  |  | TABLES, OPERATING |  | TABLESURGICALELECT-Berchtold Corp-Operon D 830 |  |  |  |  | TABLESURGICALELECT-Berchtold Corp-Operon D 830 | Stryker | [7 empty] | Covered PM Repair - Biomedical | MHHS-Mem City
NO | YES |  |  |  | 041-19705 | 041-19705 | Stryker Corp Medical Div | OPERON D830 SERIES |  | 3701110-W10070 | MEMORIAL CITY - Orthopedic Surgery | MHHS-Mem City |  |  |  | 041-19705 | 041-19705 | West | Memorial Hermann Memorial City Medical Center | MEMORIAL CITY - Orthopedic Surgery | Memorial City - Orthopedic Surgery Hallway |  |  |  |  | TABLES, OPERATING |  | TABLESURGICALELECT-Berchtold Corp-Operon D 830 |  |  |  |  | TABLESURGICALELECT-Berchtold Corp-Operon D 830 | Stryker | [7 empty] | Covered PM Repair - Biomedical | MHHS-Mem City
NO | YES |  |  |  | 041-19706 | 041-19706 | Stryker Corp Medical Div | OPERON D830 SERIES |  | 3701110-W10094 | MEMORIAL CITY - Orthopedic Surgery | MHHS-Mem City |  |  |  | 041-19706 | 041-19706 | West | Memorial Hermann Memorial City Medical Center | MEMORIAL CITY - Orthopedic Surgery | Memorial City - Orthopedic Surgery Hallway |  |  |  |  | TABLES, OPERATING |  | TABLESURGICALELECT-Berchtold Corp-Operon D 830 |  |  |  |  | TABLESURGICALELECT-Berchtold Corp-Operon D 830 | Stryker | [7 empty] | Covered PM Repair - Biomedical | MHHS-Mem City
NO | YES |  |  |  | 041-19707 | 041-19707 | Stryker Corp Medical Div | OPERON D830 SERIES |  | 3701110-W10089 | MEMORIAL CITY - MHT - JHC OR | MHHS-Mem City |  |  |  | 041-19707 | 041-19707 | West | West | MEMORIAL CITY - MHT - JHC OR | MH11:504 OR4 |  |  |  |  | TABLES, OPERATING |  | TABLESURGICALELECT-Berchtold Corp-Operon D 830 |  |  |  |  | TABLESURGICALELECT-Berchtold Corp-Operon D 830 | Stryker | [7 empty] | Covered PM Repair - Biomedical | MHHS-Mem City
NO | YES |  |  |  | 069-47734 | 069-47734 | Stryker Corp Medical Div | SDC3 |  | 19B509254 | TMC-Sarofim 2-OR | MHHS-TMC |  | System, Interface |  | 069-47734 | 069-47734 | TMC | MHHS-TMC | TMC-Sarofim 2-OR | S2 OR 1 | 12/1/19 |  | 12/1/20 |  | IMAGE STORAGE DEVICES |  | SYSTEMINTERFACE-Stryker-SDC3 | SYSTEMINTERFACE | SDC3 |  |  |  | Stryker | System, Interface |  | SYSTEMINTERFACE-Stryker-SDC3 |  | 7/8/16 |  |  | Covered PM Repair - Biomedical | MHHS-TMC
NO | YES |  |  |  | 069-47822 | 069-47822 | Stryker Corp Medical Div | SDC3 |  | 19A503534 | TMC-Sarofim 3-OR | MHHS-TMC |  | System, Interface |  | 069-47822 | 069-47822 | TMC | MHHS-TMC | TMC-Sarofim 3-OR | OR3 |  |  |  |  | IMAGE STORAGE DEVICES |  | SYSTEMINTERFACE-Stryker-SDC3 | SYSTEMINTERFACE | SDC3 |  |  |  | Stryker | System, Interface |  | SYSTEMINTERFACE-Stryker-SDC3 |  | 7/8/16 |  |  | Covered PM Repair - Biomedical | MHHS-TMC
NO | YES |  |  |  | 069-47937 | 069-47937 | Stryker Corp Medical Div | SDC3 |  | 19A508984 | TMC-Sarofim 2-OR | MHHS-TMC |  | System, Interface |  | 069-47937 | 069-47937 | TMC | MHHS-TMC | TMC-Sarofim 2-OR | OR15 | 12/1/19 |  | 12/1/20 |  | IMAGE STORAGE DEVICES |  | SYSTEMINTERFACE-Stryker-SDC3 | SYSTEMINTERFACE | SDC3 |  |  |  | Stryker | System, Interface |  | SYSTEMINTERFACE-Stryker-SDC3 |  | 7/8/16 |  |  | Covered PM Repair - Biomedical | MHHS-TMC
NO | YES |  |  |  | 074-06599 | 074-06599 | Stryker Corp Medical Div | SDC3 |  | 19B509094 | TMC-Sarofim 2-OR | MHHS-TMC |  | System, Interface |  | 074-06599 | 074-06599 | TMC | MHHS-TMC | TMC-Sarofim 2-OR | TMC - SAROFIM 2 -OR | 12/1/19 |  | 12/1/20 |  | IMAGE STORAGE DEVICES |  | SYSTEMINTERFACE-Stryker-SDC3 | SYSTEMINTERFACE | SDC3 |  |  |  | Stryker | System, Interface |  | SYSTEMINTERFACE-Stryker-SDC3 |  | 7/27/16 |  |  | Covered PM Repair - Biomedical | MHHS-TMC
NO | YES |  |  |  | 069-44136 | 069-44136 | Stryker Corp Medical Div | SDC3 |  | 19A578504 | TMC-Sarofim 3-OR | MHHS-TMC |  | System, Interface |  | 069-44136 | 069-44136 | TMC | MHHS-TMC | TMC-Sarofim 3-OR | OR 40 | 12/1/19 |  | 12/1/20 |  | IMAGE STORAGE DEVICES |  | SYSTEMINTERFACE-Stryker-SDC3 | SYSTEMINTERFACE | SDC3 |  |  |  | Stryker | System, Interface |  | SYSTEMINTERFACE-Stryker-SDC3 |  | 7/27/16 |  |  | Covered PM Repair - Biomedical | MHHS-TMC
NO | YES |  |  |  | 069-47322 | 069-47322 | Stryker Corp Medical Div | SDC3 |  | 19A508964 | TMC-MHTMC-Central Supply | MHHS-TMC |  | System, Interface |  | 069-47322 | 069-47322 | TMC | MHHS-TMC | TMC-MHTMC-Central Supply | Or 42 | 12/1/19 |  | 12/1/20 |  | IMAGE STORAGE DEVICES |  | SYSTEMINTERFACE-Stryker-SDC3 | SYSTEMINTERFACE | SDC3 |  |  |  | Stryker | System, Interface |  | SYSTEMINTERFACE-Stryker-SDC3 |  | 9/25/19 |  |  | Covered PM Repair - Biomedical | MHHS-TMC
NO | NO |  |  |  | 069-47803 |  | Stryker Corp Medical Div | SDC3 |  | 19A557404 | TMC - SAROFIM 3 - OR | MHHS-TMC |  | System, Interface |  | 069-47803 |  | TMC |  | TMC - SAROFIM 3 - OR | [5 empty] | IMAGE STORAGE DEVICES |  | SYSTEMINTERFACE-Stryker-SDC3 | SYSTEMINTERFACE | SDC3 |  |  |  | Stryker | System, Interface |  | SYSTEMINTERFACE-Stryker-SDC3 |  |  |  |  | Covered PM Repair - Biomedical | MHHS-TMC
NO | YES |  |  |  | 005-09750 | 005-09750 | Stryker Corp Medical Div | SERFAS ENERGY CONSOLE |  | 08L001004 | SE-OR | MHHS-Southeast |  |  |  | 005-09750 | 005-09750 | Southeast | MHHS-Southeast | SE-OR | OR - Clean Supply | 10/1/19 |  |  |  | RADIOFREQUENCY THERAPY SYSTEMS, TISSUE ABLATION |  | .needs class | [5 empty] | Stryker | [7 empty] | Covered PM Repair - Biomedical | MHHS-Southeast
NO | NO | [5 empty] | Stryker Corp Medical Div | SERFAS ENERGY CONSOLE |  | 12K027884 | TMC - OR - PEDI OR (2R) | MHHS-TMC | [5 empty] | TMC |  | TMC - OR - PEDI OR (2R) | [5 empty] | RADIOFREQUENCY THERAPY SYSTEMS, TISSUE ABLATION |  | .needs class | [5 empty] | Stryker | [7 empty] | Covered PM Repair - Biomedical | MHHS-TMC
NO | NO |  |  |  | 069-43149 |  | Stryker Corp Medical Div | SERFAS ENERGY CONSOLE |  | 10A003344 | TMC - OR - ROBERTSON (2R) | MHHS-TMC |  |  |  | 069-43149 |  | TMC |  | TMC - OR - ROBERTSON (2R) | [5 empty] | RADIOFREQUENCY THERAPY SYSTEMS, TISSUE ABLATION |  | .needs class | [5 empty] | Stryker | [7 empty] | Covered PM Repair - Biomedical | MHHS-TMC
NO | NO |  |  |  | 013-36893 |  | Stryker Corp Medical Div | STRETCHER CHAIR 5050 |  | 0408-062194 | SW - INPATIENT REHAB THERAPY | MHHS-Southwest |  |  |  | 013-36893 |  | Southwest |  | SW - INPATIENT REHAB THERAPY | [5 empty] | STRETCHERS, NON-ELECTRIC |  | .needs class | [5 empty] | Stryker | [7 empty] | Covered PM Repair - Biomedical | MHHS-Southwest
NO | NO |  |  |  | 013-36894 |  | Stryker Corp Medical Div | STRETCHER CHAIR 5050 |  | 0403-062104 | SW - INPATIENT REHAB THERAPY | MHHS-Southwest |  |  |  | 013-36894 |  | Southwest |  | SW - INPATIENT REHAB THERAPY | [5 empty] | STRETCHERS, NON-ELECTRIC |  | .needs class | [5 empty] | Stryker | [7 empty] | Covered PM Repair - Biomedical | MHHS-Southwest
NO | YES |  |  |  | 151-02485 | 151-02485 | Stryker Corp Medical Div | SWITCHPOINT ELEMENT CONTROL SYSTEM |  | P161425 | CY-OR | MHHS-Cypress |  |  |  | 151-02485 | 151-02485 | Northwest | MHHS-Cypress | CY-OR | OR Hallway near OR 1 |  | 2/1/20 |  |  | AUTOMATION SYSTEMS, OPERATING ROOM |  | .needs class | [5 empty] | Stryker |  |  |  |  | 5/28/13 |  |  | Covered PM Repair - Biomedical | MHHS-Cypress
NO | YES |  |  |  | 151-02489 | 151-02489 | Stryker Corp Medical Div | SWITCHPOINT ELEMENT CONTROL SYSTEM |  | P1691428 | CY-OR | MHHS-Cypress |  |  |  | 151-02489 | 151-02489 | Northwest | MHHS-Cypress | CY-OR |  | 10/1/18 |  |  |  | AUTOMATION SYSTEMS, OPERATING ROOM |  | .needs class | [5 empty] | Stryker | [7 empty] | Covered PM Repair - Biomedical | MHHS-Cypress
NO | YES |  |  |  | 151-02497 | 151-02497 | Stryker Corp Medical Div | SWITCHPOINT ELEMENT CONTROL SYSTEM |  | P168286 | CY-OR | MHHS-Cypress |  |  |  | 151-02497 | 151-02497 | Northwest | MHHS-Cypress | CY-OR | Hallway by OR6 | 10/1/18 |  |  |  | AUTOMATION SYSTEMS, OPERATING ROOM |  | .needs class | [5 empty] | Stryker | [7 empty] | Not Covered Vendor Only - Biomedical | MHHS-Cypress
NO | YES |  |  |  | 151-02502 | 151-02502 | Stryker Corp Medical Div | SWITCHPOINT ELEMENT CONTROL SYSTEM |  | P1682816 | CY-OR | MHHS-Cypress |  |  |  | 151-02502 | 151-02502 | Northwest | MHHS-Cypress | CY-OR | Hallway by OR 6 | 10/1/18 | 2/1/20 |  |  | AUTOMATION SYSTEMS, OPERATING ROOM |  | .needs class | [5 empty] | Stryker |  |  |  |  | 12/30/14 |  |  | Covered PM Repair - Biomedical | MHHS-Cypress
NO | YES |  |  |  | 151-02505 | 151-02505 | Stryker Corp Medical Div | SWITCHPOINT ELEMENT CONTROL SYSTEM |  | P1682807 | CY-OR | MHHS-Cypress |  |  |  | 151-02505 | 151-02505 | Northwest | MHHS-Cypress | CY-OR | By or 8 |  |  |  | No pm sticker | AUTOMATION SYSTEMS, OPERATING ROOM |  | .needs class | [5 empty] | Stryker | [7 empty] | Covered PM Repair - Biomedical | MHHS-Cypress
NO | YES |  |  |  | 151-02487 | 151-02487 | Stryker Corp Medical Div | SWITCHPOINT ELEMENT VIDEO ROUTER |  | 16K508518 | CY-OR | MHHS-Cypress |  |  |  | 151-02487 | 151-02487 | Northwest | MHHS-Cypress | CY-OR | OR Hallway near OR 1 |  |  |  |  | AUTOMATION SYSTEMS, OPERATING ROOM |  | .needs class | [5 empty] | Stryker | [7 empty] | Covered PM Repair - Biomedical | MHHS-Cypress
NO | YES |  |  |  | 151-02491 | 151-02491 | Stryker Corp Medical Div | SWITCHPOINT ELEMENT VIDEO ROUTER |  | 16K508508 | CY-OR | MHHS-Cypress |  |  |  | 151-02491 | 151-02491 | Northwest | MHHS-Cypress | CY-OR |  | 10/1/18 |  |  |  | AUTOMATION SYSTEMS, OPERATING ROOM |  | .needs class | [5 empty] | Stryker |  |  |  |  | 5/2/20 |  |  | Not Covered Vendor Only - Biomedical | MHHS-Cypress
NO | YES | Serial Number Already Installed |  |  | 151-02495 | 151-02495 | Stryker Corp Medical Div | SWITCHPOINT ELEMENT VIDEO ROUTER |  | Already Installed | CY-OR | MHHS-Cypress |  |  |  | 151-02495 | 151-02495 | Northwest | MHHS-Cypress | CY-OR | By or 5 |  | 2/1/20 |  | No pm sticker, could not get to data plate | AUTOMATION SYSTEMS, OPERATING ROOM |  | .needs class | [5 empty] | Stryker |  |  |  |  | 6/17/19 |  |  | Covered PM Repair - Biomedical | MHHS-Cypress
NO | YES | Serial Number Already Installed |  |  | 151-02499 | 151-02499 | Stryker Corp Medical Div | SWITCHPOINT ELEMENT VIDEO ROUTER |  | Already Installed | CY-OR | MHHS-Cypress |  |  |  | 151-02499 | 151-02499 | Northwest | MHHS-Cypress | CY-OR | Hallway by ORsix | 10/1/18 |  |  |  | AUTOMATION SYSTEMS, OPERATING ROOM |  | .needs class | [5 empty] | Stryker | [7 empty] | Covered PM Repair - Biomedical | MHHS-Cypress
NO | YES |  |  |  | 151-02503 | 151-02503 | Stryker Corp Medical Div | SWITCHPOINT ELEMENT VIDEO ROUTER |  | 16K508548 | CY-OR | MHHS-Cypress |  |  |  | 151-02503 | 151-02503 | Northwest | MHHS-Cypress | CY-OR | Hallway ny OR 6 | 10/1/18 |  |  |  | AUTOMATION SYSTEMS, OPERATING ROOM |  | .needs class | [5 empty] | Stryker | [7 empty] | Covered PM Repair - Biomedical | MHHS-Cypress
NO | YES | Serial Number Already Installed |  |  | 151-02506 | 151-02506 | Stryker Corp Medical Div | SWITCHPOINT ELEMENT VIDEO ROUTER |  | Already Installed | CY-OR | MHHS-Cypress |  |  |  | 151-02506 | 151-02506 | Northwest | MHHS-Cypress | CY-OR | By or 8 |  |  |  | No pm sticker | AUTOMATION SYSTEMS, OPERATING ROOM |  | .needs class | [5 empty] | Stryker | [7 empty] | Covered PM Repair - Biomedical | MHHS-Cypress
NO | YES |  |  |  | 041-19712 | 041-19712 | Stryker Corp Medical Div | SWITCHPOINT ELEMENT VIDEO ROUTER |  | 15g002118 | Memorial City Surgery Dept - Ortho | MHHS-Mem City |  |  |  | 041-19712 | 041-19712 | West | Memorial Hermann - Memorial City | Memorial City Surgery Dept - Ortho | MH11 508.1 Equipment Storage |  |  |  |  | AUTOMATION SYSTEMS, OPERATING ROOM |  | .needs class | [5 empty] | Stryker | [7 empty] | Covered PM Repair - Biomedical | MHHS-Mem City
NO | YES |  |  |  | 041-19715 | 041-19715 | Stryker Corp Medical Div | SWITCHPOINT ELEMENT VIDEO ROUTER |  | 15g002075 | MEMORIAL CITY - MHT - JHC OR | MHHS-Mem City |  |  |  | 041-19715 | 041-19715 | West | Weat | MEMORIAL CITY - MHT - JHC OR | Mh11:507.1 equipment storage |  |  |  |  | AUTOMATION SYSTEMS, OPERATING ROOM |  | .needs class | [5 empty] | Stryker | [7 empty] | Covered PM Repair - Biomedical | MHHS-Mem City
NO | YES |  |  |  | 041-19762 | 041-19762 | Stryker Corp Medical Div | SWITCHPOINT ELEMENT VIDEO ROUTER |  | 15g002098 | MEMORIAL CITY - MHT - JHC OR | MHHS-Mem City |  |  |  | 041-19762 | 041-19762 | West | Memorial Hermann - Memorial City | MEMORIAL CITY - MHT - JHC OR | MH11 Room 503.1 |  |  |  |  | AUTOMATION SYSTEMS, OPERATING ROOM |  | .needs class | [5 empty] | Stryker | [7 empty] | Covered PM Repair - Biomedical | MHHS-Mem City
NO | YES |  |  |  | 041-19765 | 041-19765 | Stryker Corp Medical Div | SWITCHPOINT ELEMENT VIDEO ROUTER |  | 15g002108 | MEMORIAL CITY - MHT - JHC OR | MHHS-Mem City |  |  |  | 041-19765 | 041-19765 | West | Memorial Hermann Memorial City Medical Center | MEMORIAL CITY - MHT - JHC OR | MEMORIAL CITY - MHT - JHC OR |  |  |  |  | AUTOMATION SYSTEMS, OPERATING ROOM |  | .needs class | [5 empty] | Stryker | [7 empty] | Covered PM Repair - Biomedical | MHHS-Mem City
NO | YES |  |  |  | 041-19768 | 041-19768 | Stryker Corp Medical Div | SWITCHPOINT ELEMENT VIDEO ROUTER |  | 15g002088 | MEMORIAL CITY - MHT - JHC OR | MHHS-Mem City |  |  |  | 041-19768 | 041-19768 | West | Memorial Hermann Memorial City Medical Center | MEMORIAL CITY - MHT - JHC OR | MH11 500.1 |  |  |  |  | AUTOMATION SYSTEMS, OPERATING ROOM |  | .needs class | [5 empty] | Stryker | [7 empty] | Covered PM Repair - Biomedical | MHHS-Mem City
NO | NO |  |  |  | 041-19708 |  | Stryker Corp Medical Div | SWITCHPOINT ELEMENT VIDEO ROUTER |  | 15g00878800012 | MEMORIAL CITY - MHT - JHC OR | MHHS-Mem City |  |  |  | 041-19708 |  | West & Memorial City |  | MEMORIAL CITY - MHT - JHC OR | [5 empty] | AUTOMATION SYSTEMS, OPERATING ROOM |  | .needs class | [5 empty] | Stryker | [7 empty] | Not Covered Vendor Only - Biomedical | MHHS-Mem City
NO | YES |  |  |  | 041-19713 | 041-19713 | Stryker Corp Medical Div | SWITCHPOINT INFINITY CONTROL SYSTEM |  | p1542135 | Memorial City - Orthopedics Surgery | MHHS-Mem City |  |  |  | 041-19713 | 041-19713 | West | Memorial City - Memorial Hermann Hospital | Memorial City - Orthopedics Surgery | Anesthesia Workroom |  |  |  |  | AUTOMATION SYSTEMS, OPERATING ROOM |  | .needs class | [5 empty] | Stryker | [7 empty] | Covered PM Repair - Biomedical | MHHS-Mem City
NO | YES |  |  |  | 041-19718 | 041-19718 | Stryker Corp Medical Div | SWITCHPOINT INFINITY CONTROL SYSTEM |  | 15g002038 | MEMORIAL CITY - Orthopedics surgery | MHHS-Mem City |  |  |  | 041-19718 | 041-19718 | West | Memorial City - Memorial Hermann Hospital | MEMORIAL CITY - Orthopedics surgery | MH11 505.1 Equipment Storage |  |  |  |  | AUTOMATION SYSTEMS, OPERATING ROOM |  | .needs class | [5 empty] | Stryker | [7 empty] | Covered PM Repair - Biomedical | MHHS-Mem City
NO | YES |  |  |  | 041-19719 | 041-19719 | Stryker Corp Medical Div | SWITCHPOINT INFINITY CONTROL SYSTEM |  | p1542153 | MEMORIAL CITY - Orthopedics surgery | MHHS-Mem City |  |  |  | 041-19719 | 041-19719 | West | Memorial City - Memorial Hermann Hospital | MEMORIAL CITY - Orthopedics surgery | MH11 505.1 Equipment Storage |  |  |  | PM past due | AUTOMATION SYSTEMS, OPERATING ROOM |  | .needs class | [5 empty] | Stryker | [7 empty] | Covered PM Repair - Biomedical | MHHS-Mem City
NO | YES |  |  |  | 041-19720 | 041-19720 | Stryker Corp Medical Div | SWITCHPOINT INFINITY CONTROL SYSTEM |  | 15g003148 | MEMORIAL CITY - MHT - JHC OR | MHHS-Mem City |  |  |  | 041-19720 | 041-19720 | West | West | MEMORIAL CITY - MHT - JHC OR | MH11:504.1 Equipment Storage |  |  |  |  | AUTOMATION SYSTEMS, OPERATING ROOM |  | .needs class | [5 empty] | Stryker | [7 empty] | Covered PM Repair - Biomedical | MHHS-Mem City
NO | YES |  |  |  | 041-19721 | 041-19721 | Stryker Corp Medical Div | SWITCHPOINT INFINITY CONTROL SYSTEM |  | 15g002128 | MEMORIAL CITY - MHT - JHC OR | MHHS-Mem City |  |  |  | 041-19721 | 041-19721 | West | West | MEMORIAL CITY - MHT - JHC OR | MH11:504.1 Equipment Storage |  |  |  |  | AUTOMATION SYSTEMS, OPERATING ROOM |  | .needs class | [5 empty] | Stryker | [7 empty] | Covered PM Repair - Biomedical | MHHS-Mem City
NO | YES |  |  |  | 041-19766 | 041-29766 | Stryker Corp Medical Div | SWITCHPOINT INFINITY CONTROL SYSTEM |  | p1542190 | MEMORIAL CITY - MHT - JHC OR | MHHS-Mem City |  |  |  | 041-19766 | 041-29766 | West | Memorial Hermann Memorial City Medical Center | MEMORIAL CITY - MHT - JHC OR | MEMORIAL CITY - MHT - JHC OR |  |  |  |  | AUTOMATION SYSTEMS, OPERATING ROOM |  | .needs class | [5 empty] | Stryker | [7 empty] | Covered PM Repair - Biomedical | MHHS-Mem City
NO | YES |  |  |  | 041-19769 | 041-19769 | Stryker Corp Medical Div | SWITCHPOINT INFINITY CONTROL SYSTEM |  | p1542079 | MEMORIAL CITY - Orthopedics Surgery | MHHS-Mem City |  |  |  | 041-19769 | 041-19769 | West | Memorial City - Memorial Hermann Hospital | MEMORIAL CITY - Orthopedics Surgery | 500.1 OR 1 |  |  |  |  | AUTOMATION SYSTEMS, OPERATING ROOM |  | .needs class | [5 empty] | Stryker | [7 empty] | Covered PM Repair - Biomedical | MHHS-Mem City
NO | NO |  |  |  | 041-19760 |  | Stryker Corp Medical Div | SWITCHPOINT INFINITY CONTROL SYSTEM |  | p1542075 | MEMORIAL CITY - MHT - JHC OR | MHHS-Mem City |  |  |  | 041-19760 |  | West & Memorial City |  | MEMORIAL CITY - MHT - JHC OR | [5 empty] | AUTOMATION SYSTEMS, OPERATING ROOM |  | .needs class | [5 empty] | Stryker | [7 empty] | Covered PM Repair - Biomedical | MHHS-Mem City
NO | NO |  |  |  | 041-19761 |  | Stryker Corp Medical Div | SWITCHPOINT INFINITY CONTROL SYSTEM |  | 15g002258 | MEMORIAL CITY - MHT - JHC OR | MHHS-Mem City |  |  |  | 041-19761 |  | West & Memorial City |  | MEMORIAL CITY - MHT - JHC OR | [5 empty] | AUTOMATION SYSTEMS, OPERATING ROOM |  | .needs class | [5 empty] | Stryker | [7 empty] | Covered PM Repair - Biomedical | MHHS-Mem City
NO | NO |  |  |  | 041-19763 |  | Stryker Corp Medical Div | SWITCHPOINT INFINITY CONTROL SYSTEM |  | p1542259 | MEMORIAL CITY - MHT - JHC OR | MHHS-Mem City |  |  |  | 041-19763 |  | West & Memorial City |  | MEMORIAL CITY - MHT - JHC OR | [5 empty] | AUTOMATION SYSTEMS, OPERATING ROOM |  | .needs class | [5 empty] | Stryker | [7 empty] | Covered PM Repair - Biomedical | MHHS-Mem City
NO | YES |  |  |  | 133-08149 | 133-08149 | Stryker Corp Medical Div | TP700 |  | TP700H41308 | Katy-Ob Special Observation-3E | MHHS-Katy |  | Thermia Unit, Hypo-Hyper |  | 133-08149 | 133-08149 | Katy | MHHS-Katy | Katy-Ob Special Observation-3E | Room 311 | 1/1/19 | 1/1/20 |  |  | WARMING/COOLING UNITS, PATIENT |  | THERMIAUNITHYPOHYPER-Gaymar Ind-TP700 | THERMIAUNITHYPOHYPER | TP700 |  |  |  | Gaymar Ind | Thermia Unit, Hypo-Hyper |  |  | THERMIAUNITHYPOHYPER-Gaymar Ind-TP700 | 4/1/18 |  |  | Covered PM Repair - Biomedical | MHHS-Katy
NO | YES |  |  |  | 133-08150 | 133-08150 | Stryker Corp Medical Div | TP700 |  | TP700H41743 | Katy-Postpartum-2W | MHHS-Katy |  | Thermia Unit, Hypo-Hyper |  | 133-08150 | 133-08150 | Katy | MHHS-Katy | Katy-Postpartum-2W | W7:144.5 | 6/1/19 | 6/1/20 |  |  | WARMING/COOLING UNITS, PATIENT |  | THERMIAUNITHYPOHYPER-Gaymar Ind-TP700 | THERMIAUNITHYPOHYPER | TP700 |  |  |  | Gaymar Ind | Thermia Unit, Hypo-Hyper |  |  | THERMIAUNITHYPOHYPER-Gaymar Ind-TP700 | 4/1/18 |  |  | Covered PM Repair - Biomedical | MHHS-Katy
NO | YES |  |  |  | 133-08151 | 133-08151 | Stryker Corp Medical Div | TP700 |  | TP700H41298 | Katy-Postpartum-2W | MHHS-Katy |  | Thermia Unit, Hypo-Hyper |  | 133-08151 | 133-08151 | Katy | MHHS-Katy | Katy-Postpartum-2W | W3:160.2 equipment storage | 4/1/19 | 4/1/20 |  |  | WARMING/COOLING UNITS, PATIENT |  | THERMIAUNITHYPOHYPER-Gaymar Ind-TP700 | THERMIAUNITHYPOHYPER | TP700 |  |  |  | Gaymar Ind | Thermia Unit, Hypo-Hyper |  |  | THERMIAUNITHYPOHYPER-Gaymar Ind-TP700 | 4/1/18 |  |  | Covered PM Repair - Biomedical | MHHS-Katy
NO | YES |  |  |  | 133-08152 | 133-08152 | Stryker Corp Medical Div | TP700 |  | TP700H41290 | Katy-Med/Surg 7th Floor | MHHS-Katy |  | Thermia Unit, Hypo-Hyper |  | 133-08152 | 133-08152 | Katy | MHHS-Katy | Katy-Med/Surg 7th Floor | W7:144.1 equipment | 4/1/19 | 4/1/20 |  |  | WARMING/COOLING UNITS, PATIENT |  | THERMIAUNITHYPOHYPER-Gaymar Ind-TP700 | THERMIAUNITHYPOHYPER | TP700 |  |  |  | Gaymar Ind | Thermia Unit, Hypo-Hyper |  |  | THERMIAUNITHYPOHYPER-Gaymar Ind-TP700 | 4/1/18 |  |  | Covered PM Repair - Biomedical | MHHS-Katy
NO | YES |  |  |  | 133-08153 | 133-08153 | Stryker Corp Medical Div | TP700 |  | TP700H41269 | Peds | MHHS-Katy |  | Thermia Unit, Hypo-Hyper |  | 133-08153 | 133-08153 | Katy | Memorial Hermann Katy Hospital | Peds | Storage Equipment E3 247 | 6/1/19 | 6/1/20 |  |  | WARMING/COOLING UNITS, PATIENT |  | THERMIAUNITHYPOHYPER-Gaymar Ind-TP700 | THERMIAUNITHYPOHYPER | TP700 |  |  |  | Gaymar Ind | Thermia Unit, Hypo-Hyper |  |  | THERMIAUNITHYPOHYPER-Gaymar Ind-TP700 | 4/1/18 |  |  | Covered PM Repair - Biomedical | MHHS-Katy
NO | YES |  |  |  | 133-08165 | 133-08165 | Stryker Corp Medical Div | TP700 |  | TO700F41449 | Katy-Postpartum-2W | MHHS-Katy |  | Thermia Unit, Hypo-Hyper |  | 133-08165 | 133-08165 | Katy | MHHS-Katy | Katy-Postpartum-2W | W3: 231 electrical outside the room | 10/1/19 | 10/1/20 |  |  | WARMING/COOLING UNITS, PATIENT |  | THERMIAUNITHYPOHYPER-Gaymar Ind-TP700 | THERMIAUNITHYPOHYPER | TP700 |  |  |  | Gaymar Ind | Thermia Unit, Hypo-Hyper |  |  | THERMIAUNITHYPOHYPER-Gaymar Ind-TP700 |  |  |  | Not Covered Vendor Only - Biomedical | MHHS-Katy
NO | YES |  |  |  | 133-08167 | 133-08167 | Stryker Corp Medical Div | TP700 |  | TP700F41444 | KATY - ASSET 360 | MHHS-Katy |  | Thermia Unit, Hypo-Hyper |  | 133-08167 | 133-08167 | Katy | Memorial Hermann Katy Hospital | KATY - ASSET 360 | Equipment storage W3:160.2 | 10/1/19 | 10/1/20 |  |  | WARMING/COOLING UNITS, PATIENT |  | THERMIAUNITHYPOHYPER-Gaymar Ind-TP700 | THERMIAUNITHYPOHYPER | TP700 |  |  |  | Gaymar Ind | Thermia Unit, Hypo-Hyper |  |  | THERMIAUNITHYPOHYPER-Gaymar Ind-TP700 |  |  |  | Not Covered Vendor Only - Biomedical | MHHS-Katy
NO | YES |  |  |  | 133-08171 | 133-08171 | Stryker Corp Medical Div | TP700 |  | TP700F41459 | Katy-Med/Surg 5th Floor | MHHS-Katy |  | Thermia Unit, Hypo-Hyper |  | 133-08171 | 133-08171 | Katy | MHHS-Katy | Katy-Med/Surg 5th Floor | Equipment storage | 10/1/19 | 10/1/20 |  |  | WARMING/COOLING UNITS, PATIENT |  | THERMIAUNITHYPOHYPER-Gaymar Ind-TP700 | THERMIAUNITHYPOHYPER | TP700 |  |  |  | Gaymar Ind | Thermia Unit, Hypo-Hyper |  |  | THERMIAUNITHYPOHYPER-Gaymar Ind-TP700 |  |  |  | Not Covered Vendor Only - Biomedical | MHHS-Katy
NO | YES |  |  |  | 133-08172 | 133-08172 | Stryker Corp Medical Div | TP700 |  | TP700F41016 | Katy-Med/Surg 6th Floor | MHHS-Katy |  | Thermia Unit, Hypo-Hyper |  | 133-08172 | 133-08172 | Katy | MHHS-Katy | Katy-Med/Surg 6th Floor | Biomed | 10/1/19 | 10/1/20 |  |  | WARMING/COOLING UNITS, PATIENT |  | THERMIAUNITHYPOHYPER-Gaymar Ind-TP700 | THERMIAUNITHYPOHYPER | TP700 |  |  |  | Gaymar Ind | Thermia Unit, Hypo-Hyper |  |  | THERMIAUNITHYPOHYPER-Gaymar Ind-TP700 |  |  |  | Not Covered Vendor Only - Biomedical | MHHS-Katy
NO | YES |  |  |  | 133-08454 | 133-08454 | Stryker Corp Medical Div | TP700 |  | TP700A41A84 | KATY - ASSET 360 | MHHS-Katy |  | Thermia Unit, Hypo-Hyper |  | 133-08454 | 133-08454 | Katy | Memorial Hermann Katy Hospital | KATY - ASSET 360 | Eupent storage (postpartum) | 7/1/19 | 7/1/20 |  |  | WARMING/COOLING UNITS, PATIENT |  | THERMIAUNITHYPOHYPER-Gaymar Ind-TP700 | THERMIAUNITHYPOHYPER | TP700 |  |  |  | Gaymar Ind | Thermia Unit, Hypo-Hyper |  |  | THERMIAUNITHYPOHYPER-Gaymar Ind-TP700 |  |  |  | Not Covered Vendor Only - Biomedical | MHHS-Katy
NO | YES |  |  |  | 133-08456 | 133-08456 | Stryker Corp Medical Div | TP700 |  | TP700A41C50 | KATY - ASSET 360 | MHHS-Katy |  | Thermia Unit, Hypo-Hyper |  | 133-08456 | 133-08456 | Katy | Memorial Hermann Katy Hospital | KATY - ASSET 360 | 5th floor observation | 9/1/18 | 9/1/19 |  |  | WARMING/COOLING UNITS, PATIENT |  | THERMIAUNITHYPOHYPER-Gaymar Ind-TP700 | THERMIAUNITHYPOHYPER | TP700 |  |  |  | Gaymar Ind | Thermia Unit, Hypo-Hyper |  |  | THERMIAUNITHYPOHYPER-Gaymar Ind-TP700 |  |  |  | Not Covered Vendor Only - Biomedical | MHHS-Katy
NO | YES |  |  |  | 133-08457 | 133-08457 | Stryker Corp Medical Div | TP700 |  | TP700B41138 | Katy-Med/Surg 6th Floor | MHHS-Katy |  | Thermia Unit, Hypo-Hyper |  | 133-08457 | 133-08457 | Katy | MHHS-Katy | Katy-Med/Surg 6th Floor | W6:143.1 clean supply | 7/1/19 | 7/1/20 |  |  | WARMING/COOLING UNITS, PATIENT |  | THERMIAUNITHYPOHYPER-Gaymar Ind-TP700 | THERMIAUNITHYPOHYPER | TP700 |  |  |  | Gaymar Ind | Thermia Unit, Hypo-Hyper |  |  | THERMIAUNITHYPOHYPER-Gaymar Ind-TP700 |  |  |  | Not Covered Vendor Only - Biomedical | MHHS-Katy
NO | YES |  |  |  | 133-08458 | 133-08458 | Stryker Corp Medical Div | TP700 |  | TP700B41155 | KATY - ASSET 360 | MHHS-Katy |  | Thermia Unit, Hypo-Hyper |  | 133-08458 | 133-08458 | Katy | Memorial Hermann Katy Hospital | KATY - ASSET 360 | Equipment storage (postpartum) | 10/1/19 | 10/1/20 |  |  | WARMING/COOLING UNITS, PATIENT |  | THERMIAUNITHYPOHYPER-Gaymar Ind-TP700 | THERMIAUNITHYPOHYPER | TP700 |  |  |  | Gaymar Ind | Thermia Unit, Hypo-Hyper |  |  | THERMIAUNITHYPOHYPER-Gaymar Ind-TP700 |  |  |  | Not Covered Vendor Only - Biomedical | MHHS-Katy
NO | YES |  |  |  | 133-08460 | 133-08460 | Stryker Corp Medical Div | TP700 |  | TP700A41179 | KATY - ASSET 360 | MHHS-Katy |  | Thermia Unit, Hypo-Hyper |  | 133-08460 | 133-08460 | Katy | Memorial Hermann Katy Hospital | KATY - ASSET 360 | Clean equipment room W5:144 | 7/1/19 | 7/1/19 |  |  | WARMING/COOLING UNITS, PATIENT |  | THERMIAUNITHYPOHYPER-Gaymar Ind-TP700 | THERMIAUNITHYPOHYPER | TP700 |  |  |  | Gaymar Ind | Thermia Unit, Hypo-Hyper |  |  | THERMIAUNITHYPOHYPER-Gaymar Ind-TP700 |  |  |  | Not Covered Vendor Only - Biomedical | MHHS-Katy
NO | YES |  |  |  | 133-09946 | 133-09946 | Stryker Corp Medical Div | TP700 |  | TP700F41017 | Katy-Med/Surg 7th Floor | MHHS-Katy |  | Thermia Unit, Hypo-Hyper |  | 133-09946 | 133-09946 | Katy | MHHS-Katy | Katy-Med/Surg 7th Floor | Room 715 | 1/1/19 | 2/1/20 |  |  | WARMING/COOLING UNITS, PATIENT |  | THERMIAUNITHYPOHYPER-Gaymar Ind-TP700 | THERMIAUNITHYPOHYPER | TP700 |  |  |  | Gaymar Ind | Thermia Unit, Hypo-Hyper |  |  | THERMIAUNITHYPOHYPER-Gaymar Ind-TP700 |  |  |  | Not Covered Vendor Only - Biomedical | MHHS-Katy
NO | YES |  |  |  | 133-08464 | 133-08464 | Stryker Corp Medical Div | TP700 |  | TP700C41123 | Katy-Med/Surg 7th Floor | MHHS-Katy |  | Thermia Unit, Hypo-Hyper |  | 133-08464 | 133-08464 | Katy | MHHS-Katy | Katy-Med/Surg 7th Floor |  | 9/1/19 | 9/1/20 |  |  | WARMING/COOLING UNITS, PATIENT |  | THERMIAUNITHYPOHYPER-Gaymar Ind-TP700 | THERMIAUNITHYPOHYPER | TP700 |  |  |  | Gaymar Ind | Thermia Unit, Hypo-Hyper |  |  | THERMIAUNITHYPOHYPER-Gaymar Ind-TP700 |  |  |  | Not Covered Vendor Only - Biomedical | MHHS-Katy
NO | YES |  |  |  | 133-08466 | 133-08466 | Stryker Corp Medical Div | TP700 |  | TP700C41129 | Katy-Central Supply | MHHS-Katy |  | Thermia Unit, Hypo-Hyper |  | 133-08466 | 133-08466 | Katy | MHHS-Katy | Katy-Central Supply | Soiled utility | 10/1/19 | 10/1/20 |  |  | WARMING/COOLING UNITS, PATIENT |  | THERMIAUNITHYPOHYPER-Gaymar Ind-TP700 | THERMIAUNITHYPOHYPER | TP700 |  |  |  | Gaymar Ind | Thermia Unit, Hypo-Hyper |  |  | THERMIAUNITHYPOHYPER-Gaymar Ind-TP700 | 4/1/18 |  |  | Covered PM Repair - Biomedical | MHHS-Katy
NO | YES |  |  |  | 133-08657 | 133-08657 | Stryker Corp Medical Div | TP700 |  | TP700B41359 | Katy-Nursery | MHHS-Katy |  | Thermia Unit, Hypo-Hyper |  | 133-08657 | 133-08657 | Katy | MHHS-Katy | Katy-Nursery | Soiled Holding | 7/1/19 | 7/1/20 |  |  | WARMING/COOLING UNITS, PATIENT |  | THERMIAUNITHYPOHYPER-Gaymar Ind-TP700 | THERMIAUNITHYPOHYPER | TP700 |  |  |  | Gaymar Ind | Thermia Unit, Hypo-Hyper |  |  | THERMIAUNITHYPOHYPER-Gaymar Ind-TP700 | 4/1/18 |  |  | Covered PM Repair - Biomedical | MHHS-Katy
NO | YES |  |  |  | 133-08910 | 133-08910 | Stryker Corp Medical Div | TP700 |  | TP700C41166 | Katy-NICU | MHHS-Katy |  | Thermia Unit, Hypo-Hyper |  | 133-08910 | 133-08910 | Katy | MHHS-Katy | Katy-NICU | L | 10/1/19 | 8/1/20 |  |  | WARMING/COOLING UNITS, PATIENT |  | THERMIAUNITHYPOHYPER-Gaymar Ind-TP700 | THERMIAUNITHYPOHYPER | TP700 |  |  |  | Gaymar Ind | Thermia Unit, Hypo-Hyper |  |  | THERMIAUNITHYPOHYPER-Gaymar Ind-TP700 | 4/1/18 |  |  | Covered PM Repair - Biomedical | MHHS-Katy
NO | YES |  |  |  | 133-08911 | 133-08911 | Stryker Corp Medical Div | TP700 |  | TP700C41181 | Peds | MHHS-Katy |  | Thermia Unit, Hypo-Hyper |  | 133-08911 | 133-08911 | Katy | Memorial Hermann Katy Hospital | Peds | Storage Equipment E3 247 | 1/1/20 | 2/1/21 |  |  | WARMING/COOLING UNITS, PATIENT |  | THERMIAUNITHYPOHYPER-Gaymar Ind-TP700 | THERMIAUNITHYPOHYPER | TP700 |  |  |  | Gaymar Ind | Thermia Unit, Hypo-Hyper |  |  | THERMIAUNITHYPOHYPER-Gaymar Ind-TP700 | 4/1/18 |  |  | Covered PM Repair - Biomedical | MHHS-Katy
NO | YES |  |  |  | 133-08912 | 133-08912 | Stryker Corp Medical Div | TP700 |  | TP700C41182 | Peds | MHHS-Katy |  | Thermia Unit, Hypo-Hyper |  | 133-08912 | 133-08912 | Katy | Memorial Hermann Katy Hospital | Peds | Storage Equipment E3 247 | 8/1/19 | 8/1/20 |  |  | WARMING/COOLING UNITS, PATIENT |  | THERMIAUNITHYPOHYPER-Gaymar Ind-TP700 | THERMIAUNITHYPOHYPER | TP700 |  |  |  | Gaymar Ind | Thermia Unit, Hypo-Hyper |  |  | THERMIAUNITHYPOHYPER-Gaymar Ind-TP700 | 4/1/18 |  |  | Covered PM Repair - Biomedical | MHHS-Katy
NO | YES |  |  |  | 041-18497 | 041-18497 | Stryker Corp Medical Div | TP700 |  | tp700f41078 | MEMORIAL CITY - CENTRAL SUPPLY | MHHS-Mem City |  | Thermia Unit, Hypo-Hyper |  | 041-18497 | 041-18497 | West | Memorial city - Memorial herman hospital | MEMORIAL CITY - CENTRAL SUPPLY | Biomed |  |  |  |  | WARMING/COOLING UNITS, PATIENT |  | THERMIAUNITHYPOHYPER-Gaymar Ind-TP700 | THERMIAUNITHYPOHYPER | TP700 |  |  |  | Gaymar Ind | Thermia Unit, Hypo-Hyper |  |  | THERMIAUNITHYPOHYPER-Gaymar Ind-TP700 |  |  |  | Covered PM Repair - Biomedical | MHHS-Mem City
NO | YES |  |  |  | 041-34152 | 041-34152 | Stryker Corp Medical Div | TP700 |  |  | Central Supply | MHHS-Mem City |  | Thermia Unit, Hypo-Hyper |  | 041-34152 | 041-34152 | West | Memorial City - Memorial Hermann Hospital | Central Supply | Central Supply |  |  |  |  | WARMING/COOLING UNITS, PATIENT |  | THERMIAUNITHYPOHYPER-Gaymar Ind-TP700 | THERMIAUNITHYPOHYPER | TP700 |  |  |  | Gaymar Ind | Thermia Unit, Hypo-Hyper |  |  | THERMIAUNITHYPOHYPER-Gaymar Ind-TP700 |  |  |  | Covered PM Repair - Biomedical | MHHS-Mem City
NO | YES |  |  |  | 041-34153 | 041-34153 | Stryker Corp Medical Div | TP700 |  |  | Central Supply | MHHS-Mem City |  | Thermia Unit, Hypo-Hyper |  | 041-34153 | 041-34153 | West | Memorial City - Memorial Hermann Hospital | Central Supply | Central Supply |  |  |  |  | WARMING/COOLING UNITS, PATIENT |  | THERMIAUNITHYPOHYPER-Gaymar Ind-TP700 | THERMIAUNITHYPOHYPER | TP700 |  |  |  | Gaymar Ind | Thermia Unit, Hypo-Hyper |  |  | THERMIAUNITHYPOHYPER-Gaymar Ind-TP700 |  |  |  | Covered PM Repair - Biomedical | MHHS-Mem City
YES | YES |  |  |  | 041-32513 | 041-32513 | Stryker Corp Medical Div | TP700 |  |  | Central Supply |  |  |  |  | 041-32513 | 041-32513 | West | Memorial City - Memorial Hermann Hospital | Central Supply | Central Supply |  |  |  |  | WARMING/COOLING UNITS, PATIENT
NO | NO |  |  |  | 133-08169 |  | Stryker Corp Medical Div | TP700 |  | TP700F41560 | KATY - ASSET 360 | MHHS-Katy |  | Thermia Unit, Hypo-Hyper |  | 133-08169 |  | Katy |  | KATY - ASSET 360 | [5 empty] | WARMING/COOLING UNITS, PATIENT |  | THERMIAUNITHYPOHYPER-Gaymar Ind-TP700 | THERMIAUNITHYPOHYPER | TP700 |  |  |  | Gaymar Ind | Thermia Unit, Hypo-Hyper |  |  | THERMIAUNITHYPOHYPER-Gaymar Ind-TP700 |  |  |  | Not Covered Vendor Only - Biomedical | MHHS-Katy
NO | NO |  |  |  | 133-08176 |  | Stryker Corp Medical Div | TP700 |  | TP700F41589 | KATY - ASSET 360 | MHHS-Katy |  | Thermia Unit, Hypo-Hyper |  | 133-08176 |  | Katy |  | KATY - ASSET 360 | [5 empty] | WARMING/COOLING UNITS, PATIENT |  | THERMIAUNITHYPOHYPER-Gaymar Ind-TP700 | THERMIAUNITHYPOHYPER | TP700 |  |  |  | Gaymar Ind | Thermia Unit, Hypo-Hyper |  |  | THERMIAUNITHYPOHYPER-Gaymar Ind-TP700 |  |  |  | Not Covered Vendor Only - Biomedical | MHHS-Katy
NO | NO |  |  |  | 133-08459 |  | Stryker Corp Medical Div | TP700 |  | TP700B41163 | KATY - ASSET 360 | MHHS-Katy |  | Thermia Unit, Hypo-Hyper |  | 133-08459 |  | Katy |  | KATY - ASSET 360 | [5 empty] | WARMING/COOLING UNITS, PATIENT |  | THERMIAUNITHYPOHYPER-Gaymar Ind-TP700 | THERMIAUNITHYPOHYPER | TP700 |  |  |  | Gaymar Ind | Thermia Unit, Hypo-Hyper |  |  | THERMIAUNITHYPOHYPER-Gaymar Ind-TP700 |  |  |  | Not Covered Vendor Only - Biomedical | MHHS-Katy
NO | NO |  |  |  | 041-18496 |  | Stryker Corp Medical Div | TP700 |  | tp700f41393 | MEMORIAL CITY - CENTRAL SUPPLY | MHHS-Mem City |  | Thermia Unit, Hypo-Hyper |  | 041-18496 |  | West & Memorial City |  | MEMORIAL CITY - CENTRAL SUPPLY | [5 empty] | WARMING/COOLING UNITS, PATIENT |  | THERMIAUNITHYPOHYPER-Gaymar Ind-TP700 | THERMIAUNITHYPOHYPER | TP700 |  |  |  | Gaymar Ind | Thermia Unit, Hypo-Hyper |  |  | THERMIAUNITHYPOHYPER-Gaymar Ind-TP700 |  |  |  | Covered PM Repair - Biomedical | MHHS-Mem City
NO | NO |  |  |  | 041-18499 |  | Stryker Corp Medical Div | TP700 |  | tp700f41080 | MEMORIAL CITY - CENTRAL SUPPLY | MHHS-Mem City |  | Thermia Unit, Hypo-Hyper |  | 041-18499 |  | West & Memorial City |  | MEMORIAL CITY - CENTRAL SUPPLY | [5 empty] | WARMING/COOLING UNITS, PATIENT |  | THERMIAUNITHYPOHYPER-Gaymar Ind-TP700 | THERMIAUNITHYPOHYPER | TP700 |  |  |  | Gaymar Ind | Thermia Unit, Hypo-Hyper |  |  | THERMIAUNITHYPOHYPER-Gaymar Ind-TP700 |  |  |  | Covered PM Repair - Biomedical | MHHS-Mem City
NO | NO |  |  |  | 041-18501 |  | Stryker Corp Medical Div | TP700 |  | tp700f41043 | MEMORIAL CITY - CENTRAL SUPPLY | MHHS-Mem City |  | Thermia Unit, Hypo-Hyper |  | 041-18501 |  | West & Memorial City |  | MEMORIAL CITY - CENTRAL SUPPLY | [5 empty] | WARMING/COOLING UNITS, PATIENT |  | THERMIAUNITHYPOHYPER-Gaymar Ind-TP700 | THERMIAUNITHYPOHYPER | TP700 |  |  |  | Gaymar Ind | Thermia Unit, Hypo-Hyper |  |  | THERMIAUNITHYPOHYPER-Gaymar Ind-TP700 |  |  |  | Covered PM Repair - Biomedical | MHHS-Mem City
NO | NO |  |  |  | 041-18502 |  | Stryker Corp Medical Div | TP700 |  | tp700f41081 | MEMORIAL CITY - CENTRAL SUPPLY | MHHS-Mem City |  | Thermia Unit, Hypo-Hyper |  | 041-18502 |  | West & Memorial City |  | MEMORIAL CITY - CENTRAL SUPPLY | [5 empty] | WARMING/COOLING UNITS, PATIENT |  | THERMIAUNITHYPOHYPER-Gaymar Ind-TP700 | THERMIAUNITHYPOHYPER | TP700 |  |  |  | Gaymar Ind | Thermia Unit, Hypo-Hyper |  |  | THERMIAUNITHYPOHYPER-Gaymar Ind-TP700 |  |  |  | Covered PM Repair - Biomedical | MHHS-Mem City
NO | NO |  |  |  | 041-18503 |  | Stryker Corp Medical Div | TP700 |  | tp700f41084 | MEMORIAL CITY - CENTRAL SUPPLY | MHHS-Mem City |  | Thermia Unit, Hypo-Hyper |  | 041-18503 |  | West & Memorial City |  | MEMORIAL CITY - CENTRAL SUPPLY | [5 empty] | WARMING/COOLING UNITS, PATIENT |  | THERMIAUNITHYPOHYPER-Gaymar Ind-TP700 | THERMIAUNITHYPOHYPER | TP700 |  |  |  | Gaymar Ind | Thermia Unit, Hypo-Hyper |  |  | THERMIAUNITHYPOHYPER-Gaymar Ind-TP700 |  |  |  | Covered PM Repair - Biomedical | MHHS-Mem City
NO | NO |  |  |  | 041-18504 |  | Stryker Corp Medical Div | TP700 |  | tp700f41069 | MEMORIAL CITY - CENTRAL SUPPLY | MHHS-Mem City |  | Thermia Unit, Hypo-Hyper |  | 041-18504 |  | West & Memorial City |  | MEMORIAL CITY - CENTRAL SUPPLY | [5 empty] | WARMING/COOLING UNITS, PATIENT |  | THERMIAUNITHYPOHYPER-Gaymar Ind-TP700 | THERMIAUNITHYPOHYPER | TP700 |  |  |  | Gaymar Ind | Thermia Unit, Hypo-Hyper |  |  | THERMIAUNITHYPOHYPER-Gaymar Ind-TP700 |  |  |  | Covered PM Repair - Biomedical | MHHS-Mem City
NO | NO |  |  |  | 041-18505 |  | Stryker Corp Medical Div | TP700 |  | tp700f41088 | MEMORIAL CITY - CENTRAL SUPPLY | MHHS-Mem City |  | Thermia Unit, Hypo-Hyper |  | 041-18505 |  | West & Memorial City |  | MEMORIAL CITY - CENTRAL SUPPLY | [5 empty] | WARMING/COOLING UNITS, PATIENT |  | THERMIAUNITHYPOHYPER-Gaymar Ind-TP700 | THERMIAUNITHYPOHYPER | TP700 |  |  |  | Gaymar Ind | Thermia Unit, Hypo-Hyper |  |  | THERMIAUNITHYPOHYPER-Gaymar Ind-TP700 |  |  |  | Covered PM Repair - Biomedical | MHHS-Mem City
NO | NO |  |  |  | 041-34154 |  | Stryker Corp Medical Div | TP700 |  |  | MEMORIAL CITY - CENTRAL SUPPLY | MHHS-Mem City |  | Thermia Unit, Hypo-Hyper |  | 041-34154 |  | West & Memorial City |  | MEMORIAL CITY - CENTRAL SUPPLY | [5 empty] | WARMING/COOLING UNITS, PATIENT |  | THERMIAUNITHYPOHYPER-Gaymar Ind-TP700 | THERMIAUNITHYPOHYPER | TP700 |  |  |  | Gaymar Ind | Thermia Unit, Hypo-Hyper |  |  | THERMIAUNITHYPOHYPER-Gaymar Ind-TP700 |  |  |  | Covered PM Repair - Biomedical | MHHS-Mem City
NO | NO |  |  |  | 041-34155 |  | Stryker Corp Medical Div | TP700 |  |  | MEMORIAL CITY - CENTRAL SUPPLY | MHHS-Mem City |  | Thermia Unit, Hypo-Hyper |  | 041-34155 |  | West & Memorial City |  | MEMORIAL CITY - CENTRAL SUPPLY | [5 empty] | WARMING/COOLING UNITS, PATIENT |  | THERMIAUNITHYPOHYPER-Gaymar Ind-TP700 | THERMIAUNITHYPOHYPER | TP700 |  |  |  | Gaymar Ind | Thermia Unit, Hypo-Hyper |  |  | THERMIAUNITHYPOHYPER-Gaymar Ind-TP700 |  |  |  | Covered PM Repair - Biomedical | MHHS-Mem City
NO | NO |  |  |  | 041-34156 |  | Stryker Corp Medical Div | TP700 |  |  | MEMORIAL CITY - CENTRAL SUPPLY | MHHS-Mem City |  | Thermia Unit, Hypo-Hyper |  | 041-34156 |  | West & Memorial City |  | MEMORIAL CITY - CENTRAL SUPPLY | [5 empty] | WARMING/COOLING UNITS, PATIENT |  | THERMIAUNITHYPOHYPER-Gaymar Ind-TP700 | THERMIAUNITHYPOHYPER | TP700 |  |  |  | Gaymar Ind | Thermia Unit, Hypo-Hyper |  |  | THERMIAUNITHYPOHYPER-Gaymar Ind-TP700 |  |  |  | Covered PM Repair - Biomedical | MHHS-Mem City
NO | NO |  |  |  | 041-34157 |  | Stryker Corp Medical Div | TP700 |  |  | MEMORIAL CITY - CENTRAL SUPPLY | MHHS-Mem City |  | Thermia Unit, Hypo-Hyper |  | 041-34157 |  | West & Memorial City |  | MEMORIAL CITY - CENTRAL SUPPLY | [5 empty] | WARMING/COOLING UNITS, PATIENT |  | THERMIAUNITHYPOHYPER-Gaymar Ind-TP700 | THERMIAUNITHYPOHYPER | TP700 |  |  |  | Gaymar Ind | Thermia Unit, Hypo-Hyper |  |  | THERMIAUNITHYPOHYPER-Gaymar Ind-TP700 |  |  |  | Covered PM Repair - Biomedical | MHHS-Mem City
NO | NO |  |  |  | 041-34158 |  | Stryker Corp Medical Div | TP700 |  |  | MEMORIAL CITY - CENTRAL SUPPLY | MHHS-Mem City |  | Thermia Unit, Hypo-Hyper |  | 041-34158 |  | West & Memorial City |  | MEMORIAL CITY - CENTRAL SUPPLY | [5 empty] | WARMING/COOLING UNITS, PATIENT |  | THERMIAUNITHYPOHYPER-Gaymar Ind-TP700 | THERMIAUNITHYPOHYPER | TP700 |  |  |  | Gaymar Ind | Thermia Unit, Hypo-Hyper |  |  | THERMIAUNITHYPOHYPER-Gaymar Ind-TP700 |  |  |  | Covered PM Repair - Biomedical | MHHS-Mem City
NO | NO |  |  |  | 041-34159 |  | Stryker Corp Medical Div | TP700 |  |  | MEMORIAL CITY - CENTRAL SUPPLY | MHHS-Mem City |  | Thermia Unit, Hypo-Hyper |  | 041-34159 |  | West & Memorial City |  | MEMORIAL CITY - CENTRAL SUPPLY | [5 empty] | WARMING/COOLING UNITS, PATIENT |  | THERMIAUNITHYPOHYPER-Gaymar Ind-TP700 | THERMIAUNITHYPOHYPER | TP700 |  |  |  | Gaymar Ind | Thermia Unit, Hypo-Hyper |  |  | THERMIAUNITHYPOHYPER-Gaymar Ind-TP700 |  |  |  | Covered PM Repair - Biomedical | MHHS-Mem City
NO | NO |  |  |  | 041-34160 |  | Stryker Corp Medical Div | TP700 |  |  | MEMORIAL CITY - CENTRAL SUPPLY | MHHS-Mem City |  | Thermia Unit, Hypo-Hyper |  | 041-34160 |  | West & Memorial City |  | MEMORIAL CITY - CENTRAL SUPPLY | [5 empty] | WARMING/COOLING UNITS, PATIENT |  | THERMIAUNITHYPOHYPER-Gaymar Ind-TP700 | THERMIAUNITHYPOHYPER | TP700 |  |  |  | Gaymar Ind | Thermia Unit, Hypo-Hyper |  |  | THERMIAUNITHYPOHYPER-Gaymar Ind-TP700 |  |  |  | Covered PM Repair - Biomedical | MHHS-Mem City
NO | NO |  |  |  | 041-34161 |  | Stryker Corp Medical Div | TP700 |  |  | MEMORIAL CITY - CENTRAL SUPPLY | MHHS-Mem City |  | Thermia Unit, Hypo-Hyper |  | 041-34161 |  | West & Memorial City |  | MEMORIAL CITY - CENTRAL SUPPLY | [5 empty] | WARMING/COOLING UNITS, PATIENT |  | THERMIAUNITHYPOHYPER-Gaymar Ind-TP700 | THERMIAUNITHYPOHYPER | TP700 |  |  |  | Gaymar Ind | Thermia Unit, Hypo-Hyper |  |  | THERMIAUNITHYPOHYPER-Gaymar Ind-TP700 |  |  |  | Covered PM Repair - Biomedical | MHHS-Mem City
NO | NO |  |  |  | 013-36498 |  | Stryker Corp Medical Div | TP700 |  | TP700D41302 | SW - CENTRAL SUPPLY | MHHS-Southwest |  | Thermia Unit, Hypo-Hyper |  | 013-36498 |  | Southwest |  | SW - CENTRAL SUPPLY | [5 empty] | WARMING/COOLING UNITS, PATIENT |  | THERMIAUNITHYPOHYPER-Gaymar Ind-TP700 | THERMIAUNITHYPOHYPER | TP700 |  |  |  | Gaymar Ind | Thermia Unit, Hypo-Hyper |  |  | THERMIAUNITHYPOHYPER-Gaymar Ind-TP700 |  |  |  | Covered PM Repair - Biomedical | MHHS-Southwest
NO | NO |  |  |  | 013-37887 |  | Stryker Corp Medical Div | TP700 |  | TP700D41319 | SW - CENTRAL SUPPLY | MHHS-Southwest |  | Thermia Unit, Hypo-Hyper |  | 013-37887 |  | Southwest |  | SW - CENTRAL SUPPLY | [5 empty] | WARMING/COOLING UNITS, PATIENT |  | THERMIAUNITHYPOHYPER-Gaymar Ind-TP700 | THERMIAUNITHYPOHYPER | TP700 |  |  |  | Gaymar Ind | Thermia Unit, Hypo-Hyper |  |  | THERMIAUNITHYPOHYPER-Gaymar Ind-TP700 |  |  |  | Covered PM Repair - Biomedical | MHHS-Southwest
NO | NO |  |  |  | 013-37951 |  | Stryker Corp Medical Div | TP700 |  | TP700d41259 | SW - CENTRAL SUPPLY | MHHS-Southwest |  | Thermia Unit, Hypo-Hyper |  | 013-37951 |  | Southwest |  | SW - CENTRAL SUPPLY | [5 empty] | WARMING/COOLING UNITS, PATIENT |  | THERMIAUNITHYPOHYPER-Gaymar Ind-TP700 | THERMIAUNITHYPOHYPER | TP700 |  |  |  | Gaymar Ind | Thermia Unit, Hypo-Hyper |  |  | THERMIAUNITHYPOHYPER-Gaymar Ind-TP700 |  |  |  | Covered PM Repair - Biomedical | MHHS-Southwest
NO | NO |  |  |  | 013-39084 |  | Stryker Corp Medical Div | TP700 |  |  | SW - CENTRAL SUPPLY | MHHS-Southwest |  | Thermia Unit, Hypo-Hyper |  | 013-39084 |  | Southwest |  | SW - CENTRAL SUPPLY | [5 empty] | WARMING/COOLING UNITS, PATIENT |  | THERMIAUNITHYPOHYPER-Gaymar Ind-TP700 | THERMIAUNITHYPOHYPER | TP700 |  |  |  | Gaymar Ind | Thermia Unit, Hypo-Hyper |  |  | THERMIAUNITHYPOHYPER-Gaymar Ind-TP700 |  |  |  | Covered PM Repair - Biomedical | MHHS-Southwest
NO | YES |  |  |  | 074-04943 | 074-04943 | Stryker Corp Medical Div | VISION ELECT |  | VEH262A0150 | Tmc | MHHS-TMC |  | Monitor, Video |  | 074-04943 | 074-04943 | TMC | Memorial Hermann-Texas Medical Center | Tmc | Biomed Shop | 10/1/18 |  |  | PM Not Required | MONITORS, VIDEO | Monitor, Video | MONITORVIDEO-Stryker-Vision Elect | MONITORVIDEO | Vision Elect |  |  |  | Stryker | Monitor, Video |  | MONITORVIDEO-Stryker-Vision Elect |  |  |  |  | Covered PM Repair - Biomedical | MHHS-TMC | [8 empty] | MONITORVIDEO | Monitor, Video | Stryker
NO | YES |  |  |  | 074-04947 | 074-04947 | Stryker Corp Medical Div | VISION ELECT |  | VEH26230228 | Tmc | MHHS-TMC |  | Monitor, Video |  | 074-04947 | 074-04947 | TMC | Memorial Hermann-Texas Medical Center | Tmc | Biomed Shop |  |  |  | No PM Sticker | MONITORS, VIDEO | Monitor, Video | MONITORVIDEO-Stryker-Vision Elect | MONITORVIDEO | Vision Elect |  |  |  | Stryker | Monitor, Video |  | MONITORVIDEO-Stryker-Vision Elect |  |  |  |  | Covered PM Repair - Biomedical | MHHS-TMC | [8 empty] | MONITORVIDEO | Monitor, Video | Stryker
YES | YES |  |  |  | 074-04956 | 074-04956 | Stryker Corp Medical Div | VISION ELECT |  | VEH263C0405 | Tmc |  |  |  |  | 074-04956 | 074-04956 | TMC | Memorial Hermann-Texas Medical Center | Tmc | Biomed Shop |  |  |  | No PM Sticker
YES | YES |  |  |  | 074-04663 | 074-04663 | Stryker Corp Medical Div | VISION ELECT |  | VEH262A0165 | Tmc |  |  |  |  | 074-04663 | 074-04663 | TMC | Memorial Hermann-Texas Medical Center | Tmc | Biomed Shop |  |  |  | No PM Sticker
NO | NO | [5 empty] | Stryker Corp Medical Div | VISION ELECT |  | veh260k0167 | NE - OR | MHHS-Northeast |  | Monitor, Video |  |  |  | Katy |  | NE - OR | [5 empty] | MONITORS, VIDEO |  | MONITORVIDEO-Stryker-Vision Elect | MONITORVIDEO | Vision Elect |  |  |  | Stryker | Monitor, Video |  | MONITORVIDEO-Stryker-Vision Elect |  |  |  |  | Covered PM Repair - Biomedical | MHHS-Northeast
NO | NO |  |  |  | 074-04950 |  | Stryker Corp Medical Div | VISION ELECT |  | VEH262B0094 | TMC - OR - CVOR (7HVI) | MHHS-TMC |  | Monitor, Video |  | 074-04950 |  | TMC |  | TMC - OR - CVOR (7HVI) | [5 empty] | MONITORS, VIDEO |  | MONITORVIDEO-Stryker-Vision Elect | MONITORVIDEO | Vision Elect |  |  |  | Stryker | Monitor, Video |  | MONITORVIDEO-Stryker-Vision Elect |  |  |  |  | Covered PM Repair - Biomedical | MHHS-TMC
NO | NO |  |  |  | 074-04951 |  | Stryker Corp Medical Div | VISION ELECT |  | VEH262C0179 | TMC - OR - CVOR (7HVI) | MHHS-TMC |  | Monitor, Video |  | 074-04951 |  | TMC |  | TMC - OR - CVOR (7HVI) | [5 empty] | MONITORS, VIDEO |  | MONITORVIDEO-Stryker-Vision Elect | MONITORVIDEO | Vision Elect |  |  |  | Stryker | Monitor, Video |  | MONITORVIDEO-Stryker-Vision Elect |  |  |  |  | Covered PM Repair - Biomedical | MHHS-TMC
NO | NO | [5 empty] | Stryker Corp Medical Div | VISION ELECT |  | VEH262G0046 | TMC - OR - PEDI OR (2R) | MHHS-TMC |  | Monitor, Video |  |  |  | TMC |  | TMC - OR - PEDI OR (2R) | [5 empty] | MONITORS, VIDEO |  | MONITORVIDEO-Stryker-Vision Elect | MONITORVIDEO | Vision Elect |  |  |  | Stryker | Monitor, Video |  | MONITORVIDEO-Stryker-Vision Elect |  |  |  |  | Covered PM Repair - Biomedical | MHHS-TMC
NO | NO |  |  |  | 029-10080 |  | Stryker Corp Medical Div | VISION ELECT |  | VEH269G0413 | WOODLANDS - OR | MHHS-Woodlands |  | Monitor, Video |  | 029-10080 |  | Woodlands |  | WOODLANDS - OR | [5 empty] | MONITORS, VIDEO |  | MONITORVIDEO-Stryker-Vision Elect | MONITORVIDEO | Vision Elect |  |  |  | Stryker | Monitor, Video |  | MONITORVIDEO-Stryker-Vision Elect |  |  |  |  | Covered PM Repair - Biomedical | MHHS-Woodlands
NO | NO | [5 empty] | Stryker Corp Medical Div | VISION ELECT |  | veh261a0501 | WOODLANDS - OR | MHHS-Woodlands |  | Monitor, Video |  |  |  | Woodlands |  | WOODLANDS - OR | [5 empty] | MONITORS, VIDEO |  | MONITORVIDEO-Stryker-Vision Elect | MONITORVIDEO | Vision Elect |  |  |  | Stryker | Monitor, Video |  | MONITORVIDEO-Stryker-Vision Elect |  |  |  |  | Not Covered Vendor Only - Biomedical | MHHS-Woodlands
NO | YES |  |  |  | 151-02862 | 151-02862 | Stryker Corp Medical Div | VISIONPRO |  |  | CY-Endoscopy | MHHS-Cypress |  |  |  | 151-02862 | 151-02862 | Northwest | MHHS-Cypress | CY-Endoscopy | Rm 2 endo | 2/1/19 | 2/1/20 |  |  | MONITORS, VIDEO | Monitor, Video | MONITORVIDEO-STRYKER-VisionPro 0240031000 | [5 empty] | Stryker | [7 empty] | Covered PM Repair - Biomedical | MHHS-Cypress | [8 empty] | MONITORVIDEO | Monitor, Video | STRYKER
NO | YES |  |  |  | 151-02863 | 151-02863 | Stryker Corp Medical Div | VISIONPRO |  |  | CY-Endoscopy | MHHS-Cypress |  |  |  | 151-02863 | 151-02863 | Northwest | MHHS-Cypress | CY-Endoscopy | Endo two | 2/1/19 | 2/1/20 |  |  | MONITORS, VIDEO | Monitor, Video | MONITORVIDEO-STRYKER-VisionPro 0240031000 | [5 empty] | Stryker | [7 empty] | Covered PM Repair - Biomedical | MHHS-Cypress | [8 empty] | MONITORVIDEO | Monitor, Video | STRYKER
NO | YES |  |  |  | 133-10112 | 133-10112 | Stryker Corp Medical Div | VISIONPRO |  | VPD265E0567 | Katy-OR | MHHS-Katy |  |  |  | 133-10112 | 133-10112 | Katy | MHHS-Katy | Katy-OR | OR 9 | 11/1/18 |  |  |  | MONITORS, VIDEO | Monitor, Video | MONITORVIDEO-STRYKER-VisionPro 0240031000 | [5 empty] | Stryker | [7 empty] | Covered PM Repair - Biomedical | MHHS-Katy | [8 empty] | MONITORVIDEO | Monitor, Video | STRYKER
NO | YES |  |  |  | 041-32899 | 041-32899 | Stryker Corp Medical Div | VISIONPRO |  |  | Memorial City - Surgery Dept. - Ortho | MHHS-Mem City |  |  |  | 041-32899 | 041-32899 | West | Memorial Hermann - Memorial City | Memorial City - Surgery Dept. - Ortho | 11th Floor OR Room 5 |  |  |  |  | MONITORS, VIDEO |  | .needs class | [5 empty] | Stryker | [7 empty] | Covered PM Repair - Biomedical | MHHS-Mem City
NO | YES |  |  |  | 041-32900 | 041-32900 | Stryker Corp Medical Div | VISIONPRO |  |  | Memorial City - Orthopetic Surgery OR 5 | MHHS-Mem City |  |  |  | 041-32900 | 041-32900 | West | Memorial Hermann Memorial City Medical Center | Memorial City - Orthopetic Surgery OR 5 | Memorial City - Orthopetic Surgery OR 5 |  |  |  |  | MONITORS, VIDEO |  | .needs class | [5 empty] | Stryker | [7 empty] | Covered PM Repair - Biomedical | MHHS-Mem City
NO | YES |  |  |  | 005-34269 | 005-34269 | Stryker Corp Medical Div | VISIONPRO |  | SVP268C0305 | SE-OR | MHHS-Southeast |  |  |  | 005-34269 | 005-34269 | Southeast | MHHS-Southeast | SE-OR | OR | 4/1/19 |  | 4/1/20 |  | MONITORS, VIDEO |  | .needs class | [5 empty] | Stryker | [7 empty] | Covered PM Repair - Biomedical | MHHS-Southeast
NO | YES |  |  |  | 013-38691 | 013-38691 | Stryker Corp Medical Div | VISIONPRO |  | VPD265C0411 | SW-OR | MHHS-Southwest |  |  |  | 013-38691 | 013-38691 | Southwest | MHHS-Southwest | SW-OR | OR19 | 1/1/19 |  | 1/1/20 |  | MONITORS, VIDEO |  | .needs class | [5 empty] | Stryker | [7 empty] | Covered PM Repair - Biomedical | MHHS-Southwest
NO | YES |  |  |  | 074-05246 | 074-05246 | Stryker Corp Medical Div | VISIONPRO |  | VPD268E0415 | TMC-OR-CVOR (7Hvi) | MHHS-TMC |  |  |  | 074-05246 | 074-05246 | TMC | MHHS-TMC | TMC-OR-CVOR (7Hvi) | OR 3 | 11/1/18 |  |  |  | MONITORS, VIDEO |  | .needs class | [5 empty] | Stryker |  |  |  |  | 1/1/18 |  |  | Covered PM Repair - Biomedical | MHHS-TMC
NO | YES |  |  |  | 074-05248 | 074-05248 | Stryker Corp Medical Div | VISIONPRO |  | VPD268E0417 | TMC-OR-CVOR (7Hvi) | MHHS-TMC |  |  |  | 074-05248 | 074-05248 | TMC | MHHS-TMC | TMC-OR-CVOR (7Hvi) | OR 3 | 11/1/18 |  |  |  | MONITORS, VIDEO |  | .needs class | [5 empty] | Stryker | [7 empty] | Covered PM Repair - Biomedical | MHHS-TMC
NO | YES |  |  |  | 074-05249 | 074-05249 | Stryker Corp Medical Div | VISIONPRO |  | VPD268E0418 | TMC-OR-CVOR (7Hvi) | MHHS-TMC |  |  |  | 074-05249 | 074-05249 | TMC | MHHS-TMC | TMC-OR-CVOR (7Hvi) | CVOR (7HVI) | 11/1/18 |  |  |  | MONITORS, VIDEO |  | .needs class | [5 empty] | Stryker | [7 empty] | Covered PM Repair - Biomedical | MHHS-TMC
NO | YES |  |  |  | 074-05250 | 074-05250 | Stryker Corp Medical Div | VISIONPRO |  | VPD268E0419 | TMC-OR-CVOR (7Hvi) | MHHS-TMC |  |  |  | 074-05250 | 074-05250 | TMC | MHHS-TMC | TMC-OR-CVOR (7Hvi) | Cv OR 1 | 11/1/18 |  |  | PM Not Required | MONITORS, VIDEO |  | .needs class | [5 empty] | Stryker | [7 empty] | Covered PM Repair - Biomedical | MHHS-TMC
NO | YES |  |  |  | 074-05251 | 074-05251 | Stryker Corp Medical Div | VISIONPRO |  | VPD268E0421 | TMC-OR-CVOR (7Hvi) | MHHS-TMC |  |  |  | 074-05251 | 074-05251 | TMC | MHHS-TMC | TMC-OR-CVOR (7Hvi) | CVOR (7HVI) |  |  |  |  | MONITORS, VIDEO |  | .needs class | [5 empty] | Stryker | [7 empty] | Covered PM Repair - Biomedical | MHHS-TMC
NO | YES |  |  |  | 074-05252 | 074-05252 | Stryker Corp Medical Div | VISIONPRO |  | VPD268E0422 | TMC-OR-CVOR (7Hvi) | MHHS-TMC |  |  |  | 074-05252 | 074-05252 | TMC | MHHS-TMC | TMC-OR-CVOR (7Hvi) | OR 4 | 11/1/18 |  |  |  | MONITORS, VIDEO |  | .needs class | [5 empty] | Stryker | [7 empty] | Covered PM Repair - Biomedical | MHHS-TMC
NO | YES |  |  |  | 074-05253 | 074-05253 | Stryker Corp Medical Div | VISIONPRO |  | VPD268E0424 | TMC-OR-Pedi OR (2R) | MHHS-TMC |  |  |  | 074-05253 | 074-05253 | TMC | MHHS-TMC | TMC-OR-Pedi OR (2R) | S2 401 | 11/1/18 |  |  |  | MONITORS, VIDEO |  | .needs class | [5 empty] | Stryker | [7 empty] | Covered PM Repair - Biomedical | MHHS-TMC
NO | YES |  |  |  | 074-05254 | 074-05254 | Stryker Corp Medical Div | VISIONPRO |  | VPD268E0427 | Tmc-or-cvor | MHHS-TMC |  |  |  | 074-05254 | 074-05254 | TMC | Memorial Hermann-Texas Medical Center | Tmc-or-cvor | Or 5 | 11/1/18 |  |  |  | MONITORS, VIDEO |  | .needs class | [5 empty] | Stryker | [7 empty] | Covered PM Repair - Biomedical | MHHS-TMC
NO | YES |  |  |  | 074-05255 | 074-05255 | Stryker Corp Medical Div | VISIONPRO |  | VPD268E0428 | TMC-OR-Hermann (2Hp) | MHHS-TMC |  |  |  | 074-05255 | 074-05255 | TMC | MHHS-TMC | TMC-OR-Hermann (2Hp) | Equipment room | 11/1/18 |  |  | PM Not Required | MONITORS, VIDEO |  | .needs class | [5 empty] | Stryker | [7 empty] | Covered PM Repair - Biomedical | MHHS-TMC
NO | YES |  |  |  | 074-05256 | 074-05256 | Stryker Corp Medical Div | VISIONPRO |  | VPD268E0441 | TMC-OR-CVOR (7Hvi) | MHHS-TMC |  |  |  | 074-05256 | 074-05256 | TMC | MHHS-TMC | TMC-OR-CVOR (7Hvi) | OR 3 |  |  |  |  | MONITORS, VIDEO |  | .needs class | [5 empty] | Stryker | [7 empty] | Covered PM Repair - Biomedical | MHHS-TMC
NO | YES |  |  |  | 074-05257 | 074-05257 | Stryker Corp Medical Div | VISIONPRO |  | VPD268E0442 | Tmc-or-cvor | MHHS-TMC |  |  |  | 074-05257 | 074-05257 | TMC | Memorial Hermann-Texas Medical Center | Tmc-or-cvor | Or 1 | 11/1/18 |  |  |  | MONITORS, VIDEO |  | .needs class | [5 empty] | Stryker | [7 empty] | Covered PM Repair - Biomedical | MHHS-TMC
NO | YES |  |  |  | 074-05258 | 074-05258 | Stryker Corp Medical Div | VISIONPRO |  | VPD268E0446 | Tmc-or-cvor | MHHS-TMC |  |  |  | 074-05258 | 074-05258 | TMC | Memorial Hermann-Texas Medical Center | Tmc-or-cvor | Or 1 | 11/1/18 |  |  |  | MONITORS, VIDEO |  | .needs class | [5 empty] | Stryker | [7 empty] | Covered PM Repair - Biomedical | MHHS-TMC
NO | YES |  |  |  | 074-05259 | 074-05259 | Stryker Corp Medical Div | VISIONPRO |  | VPD268E0449 | Tmc-or-cvor | MHHS-TMC |  |  |  | 074-05259 | 074-05259 | TMC | Memorial Hermann-Texas Medical Center | Tmc-or-cvor | Or 5 | 11/1/18 |  |  |  | MONITORS, VIDEO |  | .needs class | [5 empty] | Stryker | [7 empty] | Covered PM Repair - Biomedical | MHHS-TMC
NO | YES |  |  |  | 074-05260 | 074-05260 | Stryker Corp Medical Div | VISIONPRO |  | VPD268E0450 | Tmc-or-cvor | MHHS-TMC |  |  |  | 074-05260 | 074-05260 | TMC | Memorial Hermann-Texas Medical Center | Tmc-or-cvor | Or 5 | 11/1/18 |  |  |  | MONITORS, VIDEO |  | .needs class | [5 empty] | Stryker | [7 empty] | Covered PM Repair - Biomedical | MHHS-TMC
YES | YES |  |  |  | 099-06371 | 099-06371 | Stryker Corp Medical Div | VISIONPRO |  | Svp263h0212 | SE - OR |  |  |  |  | 099-06371 | 099-06371 | Southeast | Memorial Hermann Southeast Hospital | SE - OR | OR
YES | YES |  |  |  | 000-04416 | 000-04416 | Stryker Corp Medical Div | VISIONPRO |  | Svp264C0405 | SE - OR |  |  |  |  | 000-04416 | 000-04416 | Southeast | Memorial Hermann Southeast Hospital | SE - OR | OR
NO | NO |  |  |  | 005-33911 |  | Stryker Corp Medical Div | VISIONPRO |  | VPD26810026 | SE - OR | MHHS-Southeast |  |  |  | 005-33911 |  | Southeast & Bay Area |  | SE - OR | [5 empty] | MONITORS, VIDEO |  | .needs class | [5 empty] | Stryker | [7 empty] | Covered PM Repair - Biomedical | MHHS-Southeast
NO | NO |  |  |  | 074-03196 |  | Stryker Corp Medical Div | VISIONPRO |  | VPD268E0423 | TMC - OR - CVOR (7HVI) | MHHS-TMC |  |  |  | 074-03196 |  | TMC |  | TMC - OR - CVOR (7HVI) | [5 empty] | MONITORS, VIDEO |  | .needs class | [5 empty] | Stryker | [7 empty] | Not Covered Vendor Only - Biomedical | MHHS-TMC
NO | NO |  |  |  | 074-05247 |  | Stryker Corp Medical Div | VISIONPRO |  | VPD268E0416 | TMC - OR - CVOR (7HVI) | MHHS-TMC |  |  |  | 074-05247 |  | TMC |  | TMC - OR - CVOR (7HVI) | [5 empty] | MONITORS, VIDEO |  | .needs class | [5 empty] | Stryker | [7 empty] | Covered PM Repair - Biomedical | MHHS-TMC
NO | NO |  |  |  | 069-45683 |  | Stryker Corp Medical Div | VISIONPRO |  | VPD267P0446 | TMC - OR - HERMANN (2HP) | MHHS-TMC |  |  |  | 069-45683 |  | TMC |  | TMC - OR - HERMANN (2HP) | [5 empty] | MONITORS, VIDEO |  | .needs class | [5 empty] | Stryker | [7 empty] | Covered PM Repair - Biomedical | MHHS-TMC
NO | NO |  |  |  | 069-40942 |  | Stryker Corp Medical Div | VISIONPRO |  | VPD267H0501 | TMC - OR - ROBERTSON (2R) | MHHS-TMC |  |  |  | 069-40942 |  | TMC |  | TMC - OR - ROBERTSON (2R) | [5 empty] | MONITORS, VIDEO |  | .needs class | [5 empty] | Stryker | [7 empty] | Covered PM Repair - Biomedical | MHHS-TMC
NO | NO |  |  |  | 029-32113 |  | Stryker Corp Medical Div | VISIONPRO |  | SVP263K0087 | WOODLANDS - OR | MHHS-Woodlands |  |  |  | 029-32113 |  | Woodlands |  | WOODLANDS - OR | [5 empty] | MONITORS, VIDEO |  | .needs class | [5 empty] | Stryker | [7 empty] | Covered PM Repair - Biomedical | MHHS-Woodlands
NO | NO |  |  |  | 074-00886 |  | Stryker Corp Medical Div | VISUM 300 |  | 203489-0350 | TMC - CATH LAB - PEDI (GHP) | MHHS-TMC |  | Lamp, Surgical, Ceiling |  | 074-00886 |  | TMC |  | TMC - CATH LAB - PEDI (GHP) | [5 empty] | LIGHTS, EXAMINATION |  | LAMPSURGCEILING-Stryker-Visum 300 | LAMPSURGCEILING | Visum 300 |  |  |  | Stryker | Lamp, Surgical, Ceiling |  | LAMPSURGCEILING-Stryker-Visum 300 |  |  |  |  | Covered PM Repair - Biomedical | MHHS-TMC
NO | NO | [5 empty] | Stryker Corp Medical Div | VISUM 300 |  |  | TMC - HERMANN - ADULT ER (1HP) | MHHS-TMC |  | Lamp, Surgical, Ceiling |  |  |  | TMC |  | TMC - HERMANN - ADULT ER (1HP) | [5 empty] | LIGHTS, EXAMINATION |  | LAMPSURGCEILING-Stryker-Visum 300 | LAMPSURGCEILING | Visum 300 |  |  |  | Stryker | Lamp, Surgical, Ceiling |  | LAMPSURGCEILING-Stryker-Visum 300 |  |  |  |  | Covered PM Repair - Biomedical | MHHS-TMC
NO | NO | [5 empty] | Stryker Corp Medical Div | VISUM 300 |  |  | TMC - HERMANN - ADULT ER (1HP) | MHHS-TMC |  | Lamp, Surgical, Ceiling |  |  |  | TMC |  | TMC - HERMANN - ADULT ER (1HP) | [5 empty] | LIGHTS, EXAMINATION |  | LAMPSURGCEILING-Stryker-Visum 300 | LAMPSURGCEILING | Visum 300 |  |  |  | Stryker | Lamp, Surgical, Ceiling |  | LAMPSURGCEILING-Stryker-Visum 300 |  |  |  |  | Covered PM Repair - Biomedical | MHHS-TMC
NO | NO | [5 empty] | Stryker Corp Medical Div | VISUM 300 |  |  | TMC - HERMANN - ADULT ER (1HP) | MHHS-TMC |  | Lamp, Surgical, Ceiling |  |  |  | TMC |  | TMC - HERMANN - ADULT ER (1HP) | [5 empty] | LIGHTS, EXAMINATION |  | LAMPSURGCEILING-Stryker-Visum 300 | LAMPSURGCEILING | Visum 300 |  |  |  | Stryker | Lamp, Surgical, Ceiling |  | LAMPSURGCEILING-Stryker-Visum 300 |  |  |  |  | Covered PM Repair - Biomedical | MHHS-TMC
NO | YES |  |  |  | 041-21042 | 041-21042 | Stryker Corp Medical Div | WISE SURGICAL DISPLAY |  | SV327C0165 | OR | MHHS-Mem City |  |  |  | 041-21042 | 041-21042 | West | Memorial Hermann - Memorial City | OR | Back Hallway |  |  |  |  | MONITORS, VIDEO |  | .needs class | [5 empty] | Stryker | [7 empty] | Covered PM Repair - Biomedical | MHHS-Mem City
NO | YES |  |  |  | 041-21043 | 041-21043 | Stryker Corp Medical Div | WISE SURGICAL DISPLAY |  | SV327C0169 | MEMORIAL CITY - MOR | MHHS-Mem City |  |  |  | 041-21043 | 041-21043 | West | Memorial City - Memorial Hermann Hospital | MEMORIAL CITY - MOR | Hallway |  |  |  | ?AuNO PM REQUIRED?Au sticker on unit | MONITORS, VIDEO |  | .needs class | [5 empty] | Stryker | [7 empty] | Covered PM Repair - Biomedical | MHHS-Mem City
NO | YES |  |  |  | 041-21046 | 041-21046 | Stryker Corp Medical Div | WISE SURGICAL DISPLAY |  | SV7327B0022 | MEMORIAL CITY - Surgery room 10 | MHHS-Mem City |  |  |  | 041-21046 | 041-21046 | West | Memorial Hermann Memorial City Medical Center | MEMORIAL CITY - Surgery room 10 | Surgery room 10 |  |  |  | States no pm required | MONITORS, VIDEO |  | .needs class | [5 empty] | Stryker | [7 empty] | Covered PM Repair - Biomedical | MHHS-Mem City
NO | NO |  |  |  | 041-21015 |  | Stryker Corp Medical Div | WISE SURGICAL DISPLAY |  | sv7327b0015 | MEMORIAL CITY - MOR | MHHS-Mem City |  |  |  | 041-21015 |  | West & Memorial City |  | MEMORIAL CITY - MOR | [5 empty] | MONITORS, VIDEO |  | .needs class | [5 empty] | Stryker | [7 empty] | Not Covered Vendor Only - Biomedical | MHHS-Mem City
NO | NO |  |  |  | 041-21016 |  | Stryker Corp Medical Div | WISE SURGICAL DISPLAY |  | SV7327C0148 | MEMORIAL CITY - MOR | MHHS-Mem City |  |  |  | 041-21016 |  | West & Memorial City |  | MEMORIAL CITY - MOR | [5 empty] | MONITORS, VIDEO |  | .needs class | [5 empty] | Stryker | [7 empty] | Not Covered Vendor Only - Biomedical | MHHS-Mem City
NO | NO |  |  |  | 041-21044 |  | Stryker Corp Medical Div | WISE SURGICAL DISPLAY |  | SV7327B0014 | MEMORIAL CITY - MOR | MHHS-Mem City |  |  |  | 041-21044 |  | West & Memorial City |  | MEMORIAL CITY - MOR | [5 empty] | MONITORS, VIDEO |  | .needs class | [5 empty] | Stryker | [7 empty] | Not Covered Vendor Only - Biomedical | MHHS-Mem City
NO | NO |  |  |  | 041-21045 |  | Stryker Corp Medical Div | WISE SURGICAL DISPLAY |  | SV7327C0156 | MEMORIAL CITY - MOR | MHHS-Mem City |  |  |  | 041-21045 |  | West & Memorial City |  | MEMORIAL CITY - MOR | [5 empty] | MONITORS, VIDEO |  | .needs class | [5 empty] | Stryker | [7 empty] | Covered PM Repair - Biomedical | MHHS-Mem City
NO | NO |  |  |  | 145-00185 |  | Stryker CORP SURGICAL DIV |  |  | 1504CE0115 | PEARLAND - OR | MHHS-Pearland Hospital |  | Therapy Unit, Ultrasound |  | 145-00185 |  | Pearland |  | PEARLAND - OR | [5 empty] | ARTHROSCOPIC SHAVER SYSTEMS |  | THERAPYUNITULTRASOUND-Dynatronics-150 | THERAPYUNITULTRASOUND |  |  |  |  | Dynatronics | Therapy Unit, Ultrasound |  |  | THERAPYUNITULTRASOUND-Dynatronics-150 |  |  |  | Covered PM Repair - Biomedical | MHHS-Pearland Hospital
NO | NO |  |  |  | 145-00186 |  | Stryker CORP SURGICAL DIV |  |  | 1504CE0117 | PEARLAND - OR | MHHS-Pearland Hospital |  | Therapy Unit, Ultrasound |  | 145-00186 |  | Pearland |  | PEARLAND - OR | [5 empty] | ARTHROSCOPIC SHAVER SYSTEMS |  | THERAPYUNITULTRASOUND-Dynatronics-150 | THERAPYUNITULTRASOUND |  |  |  |  | Dynatronics | Therapy Unit, Ultrasound |  |  | THERAPYUNITULTRASOUND-Dynatronics-150 |  |  |  | Covered PM Repair - Biomedical | MHHS-Pearland Hospital
NO | YES |  |  |  | 041-34190 | 041-34190 | Stryker CORP SURGICAL DIV | 240-099-155 |  | 2019AN00136 | MEMORIAL CITY - OUTPATIENT SURGERY | MHHS-Mem City |  | Cart, Equipment |  | 041-34190 | 041-34190 | West | Memorial City - Memorial Hermann Hospital West Tower | MEMORIAL CITY - OUTPATIENT SURGERY | W1 300.94 OR 7 |  |  |  |  | ENDOSCOPIC EQUIPMENT, VIDEO CART |  | CARTEQUIPMENT-Stryker-240-099-155 | CARTEQUIPMENT | 240-099-155 |  |  |  | Stryker | Cart, Equipment |  | CARTEQUIPMENT-Stryker-240-099-155 |  |  |  |  | Covered PM Repair - Biomedical | MHHS-Mem City
NO | YES |  |  |  | 041-34191 | 041-34191 | Stryker CORP SURGICAL DIV | 240-099-155 |  | 2019AN00117 | MEMORIAL CITY - OUTPATIENT SURGERY | MHHS-Mem City |  | Cart, Equipment |  | 041-34191 | 041-34191 | West | Memorial City - Memorial Hermann Hospital West Tower | MEMORIAL CITY - OUTPATIENT SURGERY | W1 300.94 OR 7 |  |  |  |  | ENDOSCOPIC EQUIPMENT, VIDEO CART |  | CARTEQUIPMENT-Stryker-240-099-155 | CARTEQUIPMENT | 240-099-155 |  |  |  | Stryker | Cart, Equipment |  | CARTEQUIPMENT-Stryker-240-099-155 |  |  |  |  | Covered PM Repair - Biomedical | MHHS-Mem City
NO | YES |  |  |  | 041-34192 | 041-34192 | Stryker CORP SURGICAL DIV | 240-099-155 |  | 2019AN00132 | MEMORIAL CITY - Outpatient | MHHS-Mem City |  | Cart, Equipment |  | 041-34192 | 041-34192 | West | Memorial Hermann Memorial City Medical Center | MEMORIAL CITY - Outpatient | MEMORIAL CITY - OUTPATIENT |  |  |  |  | ENDOSCOPIC EQUIPMENT, VIDEO CART |  | CARTEQUIPMENT-Stryker-240-099-155 | CARTEQUIPMENT | 240-099-155 |  |  |  | Stryker | Cart, Equipment |  | CARTEQUIPMENT-Stryker-240-099-155 |  |  |  |  | Covered PM Repair - Biomedical | MHHS-Mem City
NO | YES |  |  |  | 041-34193 | 041-34193 | Stryker CORP SURGICAL DIV | 240-099-155 |  | 2019AN00297 | MEMORIAL CITY - Day Surgery | MHHS-Mem City |  | Cart, Equipment |  | 041-34193 | 041-34193 | West | Memorial City - Memorial Hermann Hospital | MEMORIAL CITY - Day Surgery | W1 300.94 OR 7 |  |  |  |  | ENDOSCOPIC EQUIPMENT, VIDEO CART |  | CARTEQUIPMENT-Stryker-240-099-155 | CARTEQUIPMENT | 240-099-155 |  |  |  | Stryker | Cart, Equipment |  | CARTEQUIPMENT-Stryker-240-099-155 |  |  |  |  | Covered PM Repair - Biomedical | MHHS-Mem City
NO | YES |  |  |  | 041-34194 | 041-34194 | Stryker CORP SURGICAL DIV | 240-099-155 |  | 2019AN00063 | MEMORIAL CITY - Day Surgery | MHHS-Mem City |  | Cart, Equipment |  | 041-34194 | 041-34194 | West | Memorial City - Memorial Hermann Hospital | MEMORIAL CITY - Day Surgery | W1 300.94 OR 7 |  |  |  |  | ENDOSCOPIC EQUIPMENT, VIDEO CART |  | CARTEQUIPMENT-Stryker-240-099-155 | CARTEQUIPMENT | 240-099-155 |  |  |  | Stryker | Cart, Equipment |  | CARTEQUIPMENT-Stryker-240-099-155 |  |  |  |  | Covered PM Repair - Biomedical | MHHS-Mem City
NO | YES |  |  |  | 041-34255 | 041-34255 | Stryker CORP SURGICAL DIV | 240-099-155 |  | 2019an00075 | OR | MHHS-Mem City |  | Cart, Equipment |  | 041-34255 | 041-34255 | West | Memorial Hermann - Memorial City | OR | Back Hallway |  |  |  |  | ENDOSCOPIC EQUIPMENT, VIDEO CART |  | CARTEQUIPMENT-Stryker-240-099-155 | CARTEQUIPMENT | 240-099-155 |  |  |  | Stryker | Cart, Equipment |  | CARTEQUIPMENT-Stryker-240-099-155 |  |  |  |  | Covered PM Repair - Biomedical | MHHS-Mem City
NO | YES |  |  |  | 925-01165 | 925-01165 | Stryker CORP SURGICAL DIV | 295-1 |  |  | MHOSH-Pre/Post Op | MHHS Orthopedic & Spine |  | Monitor, Vital Signs |  | 925-01165 | 925-01165 | Central & Greater Heights | MHHS-Orthopedic & Spine | MHOSH-Pre/Post Op |  | 6/24/19 |  |  |  | TEST EQUIPMENT | Monitor, Vital Signs | MONITORVITALSIGNS-Stryker-295-1 | MONITORVITALSIGNS | 295-1 |  |  |  | Stryker | Monitor, Vital Signs |  | MONITORVITALSIGNS-Stryker-295-1 |  | 1/1/17 | MHOSH Inventory Dec 2019 into 2020 - Copy.xls - Newly Verified | MVS-A | Covered PM Repair - Respiratory/Steriliz | MHHS Orthopedic & Spine | [8 empty] | MONITORVITALSIGNS | Monitor, Vital Signs | Stryker
NO | NO | [5 empty] | Stryker CORP SURGICAL DIV | 295-1 |  |  | GH - ER | MHHS-Greater Heights |  | Monitor, Vital Signs |  |  |  | Central & Greater Heights |  | GH - ER | [5 empty] | TEST EQUIPMENT |  | MONITORVITALSIGNS-Stryker-295-1 | MONITORVITALSIGNS | 295-1 |  |  |  | Stryker | Monitor, Vital Signs |  | MONITORVITALSIGNS-Stryker-295-1 |  |  |  |  | Covered PM Repair - Biomedical | MHHS-Greater Heights
NO | NO |  |  |  | 133-08124 |  | Stryker CORP SURGICAL DIV | 295-1 |  |  | KATY - ER | MHHS-Katy |  | Monitor, Vital Signs |  | 133-08124 |  | Katy |  | KATY - ER | [5 empty] | TEST EQUIPMENT |  | MONITORVITALSIGNS-Stryker-295-1 | MONITORVITALSIGNS | 295-1 |  |  |  | Stryker | Monitor, Vital Signs |  | MONITORVITALSIGNS-Stryker-295-1 |  |  |  |  | Covered PM Repair - Biomedical | MHHS-Katy
NO | NO |  |  |  | 013-37606 |  | Stryker CORP SURGICAL DIV | 295-1 |  |  | SW - OR | MHHS-Southwest |  | Monitor, Vital Signs |  | 013-37606 |  | Southwest |  | SW - OR | [5 empty] | TEST EQUIPMENT |  | MONITORVITALSIGNS-Stryker-295-1 | MONITORVITALSIGNS | 295-1 |  |  |  | Stryker | Monitor, Vital Signs |  | MONITORVITALSIGNS-Stryker-295-1 |  |  |  |  | Covered PM Repair - Biomedical | MHHS-Southwest
NO | YES |  |  |  | 133-08227 | 133-08227 | Stryker CORP SURGICAL DIV | 5400-050-000 |  |  | Katy-OR | MHHS-Katy |  |  |  | 133-08227 | 133-08227 | Katy | MHHS-Katy | Katy-OR | OR | 2/1/19 |  |  | No pm required | ARTHROSCOPIC SHAVER SYSTEMS | Shaver System Control Unit | SHAVERSYSCONTROLUNIT-Stryker-Core 5400-050-000 |  |  |  |  | SHAVERSYSCONTROLUNIT-Stryker-Core 5400-050-000 | Stryker |  |  |  |  | 7/1/13 |  |  | Covered PM Repair - Biomedical | MHHS-Katy | [8 empty] | SHAVERSYSCONTROLUNIT | Shaver System Control Unit | Stryker
NO | YES |  |  |  | 133-08228 | 133-08228 | Stryker CORP SURGICAL DIV | 5400-050-000 |  |  | Katy-OR | MHHS-Katy |  |  |  | 133-08228 | 133-08228 | Katy | MHHS-Katy | Katy-OR | OR 8 | 2/1/19 |  |  |  | ARTHROSCOPIC SHAVER SYSTEMS | Shaver System Control Unit | SHAVERSYSCONTROLUNIT-Stryker-Core 5400-050-000 |  |  |  |  | SHAVERSYSCONTROLUNIT-Stryker-Core 5400-050-000 | Stryker |  |  |  |  | 6/1/15 |  |  | Covered PM Repair - Biomedical | MHHS-Katy | [8 empty] | SHAVERSYSCONTROLUNIT | Shaver System Control Unit | Stryker
NO | YES |  |  |  | 133-08229 | 133-08229 | Stryker CORP SURGICAL DIV | 5400-050-000 |  |  | Katy-OR | MHHS-Katy |  |  |  | 133-08229 | 133-08229 | Katy | MHHS-Katy | Katy-OR | OR | 2/1/19 |  |  | No pm required. | ARTHROSCOPIC SHAVER SYSTEMS | Shaver System Control Unit | SHAVERSYSCONTROLUNIT-Stryker-Core 5400-050-000 |  |  |  |  | SHAVERSYSCONTROLUNIT-Stryker-Core 5400-050-000 | Stryker |  |  |  |  | 7/14/15 |  |  | Covered PM Repair - Biomedical | MHHS-Katy | [8 empty] | SHAVERSYSCONTROLUNIT | Shaver System Control Unit | Stryker
NO | YES |  |  |  | 133-08230 | 133-08230 | Stryker CORP SURGICAL DIV | 5400-050-000 |  |  | Katy-OR | MHHS-Katy |  |  |  | 133-08230 | 133-08230 | Katy | MHHS-Katy | Katy-OR | OR 11 | 2/1/19 |  |  |  | ARTHROSCOPIC SHAVER SYSTEMS | Shaver System Control Unit | SHAVERSYSCONTROLUNIT-Stryker-Core 5400-050-000 |  |  |  |  | SHAVERSYSCONTROLUNIT-Stryker-Core 5400-050-000 | Stryker |  |  |  |  | 1/11/16 |  |  | Covered PM Repair - Biomedical | MHHS-Katy | [8 empty] | SHAVERSYSCONTROLUNIT | Shaver System Control Unit | Stryker
NO | YES |  |  |  | 041-18087 | 041-18087 | Stryker CORP SURGICAL DIV | 5400-050-000 |  |  | MEMORIAL CITY - MHT - JHC OR | MHHS-Mem City |  |  |  | 041-18087 | 041-18087 | West | Weat | MEMORIAL CITY - MHT - JHC OR | MH11:507 OR7 |  |  |  |  | ARTHROSCOPIC SHAVER SYSTEMS |  | SHAVERSYSCONTROLUNIT-Stryker-Core 5400-050-000 |  |  |  |  | SHAVERSYSCONTROLUNIT-Stryker-Core 5400-050-000 | Stryker | [7 empty] | Covered PM Repair - Biomedical | MHHS-Mem City
NO | YES |  |  |  | 041-18710 | 041-18710 | Stryker CORP SURGICAL DIV | 5400-050-000 |  |  | MEMORIAL CITY - MHT - JHC OR | MHHS-Mem City |  |  |  | 041-18710 | 041-18710 | West | Memorial Hermann - Memorial City | MEMORIAL CITY - MHT - JHC OR | MH11 OR Room 3 |  |  |  |  | ARTHROSCOPIC SHAVER SYSTEMS |  | SHAVERSYSCONTROLUNIT-Stryker-Core 5400-050-000 |  |  |  |  | SHAVERSYSCONTROLUNIT-Stryker-Core 5400-050-000 | Stryker | [7 empty] | Not Covered Vendor Only - Lab Ana/Anes | MHHS-Mem City
NO | YES |  |  |  | 041-32059 | 041-32059 | Stryker CORP SURGICAL DIV | 5400-050-000 |  |  | MEMORIAL CITY - Orthopedics Surgery | MHHS-Mem City |  |  |  | 041-32059 | 041-32059 | West | Memorial City - Memorial Hermann Hospital | MEMORIAL CITY - Orthopedics Surgery | MH11 506 OR 6 |  |  |  |  | ARTHROSCOPIC SHAVER SYSTEMS |  | SHAVERSYSCONTROLUNIT-Stryker-Core 5400-050-000 |  |  |  |  | SHAVERSYSCONTROLUNIT-Stryker-Core 5400-050-000 | Stryker | [7 empty] | Covered PM Repair - Biomedical | MHHS-Mem City
NO | YES |  |  |  | 041-32061 | 041-32061 | Stryker CORP SURGICAL DIV | 5400-050-000 |  |  | MEMORIAL CITY - MHT - JHC OR | MHHS-Mem City |  |  |  | 041-32061 | 041-32061 | West | West | MEMORIAL CITY - MHT - JHC OR | MH11: 504 OR11 |  |  |  |  | ARTHROSCOPIC SHAVER SYSTEMS |  | SHAVERSYSCONTROLUNIT-Stryker-Core 5400-050-000 |  |  |  |  | SHAVERSYSCONTROLUNIT-Stryker-Core 5400-050-000 | Stryker | [7 empty] | Covered PM Repair - Biomedical | MHHS-Mem City
NO | YES |  |  |  | 041-32062 | 041-32062 | Stryker CORP SURGICAL DIV | 5400-050-000 |  |  | Memorial City Surgery Dept - Ortho | MHHS-Mem City |  |  |  | 041-32062 | 041-32062 | West | Memorial Hermann - Memorial City | Memorial City Surgery Dept - Ortho | MH11 508.1 Equipment Storage |  |  |  |  | ARTHROSCOPIC SHAVER SYSTEMS |  | SHAVERSYSCONTROLUNIT-Stryker-Core 5400-050-000 |  |  |  |  | SHAVERSYSCONTROLUNIT-Stryker-Core 5400-050-000 | Stryker | [7 empty] | Covered PM Repair - Biomedical | MHHS-Mem City
NO | YES | [5 empty] | Stryker CORP SURGICAL DIV | 5400-050-000 |  |  | OR East Building | MHHS-Mem City | [5 empty] | West | Memorial Hermann - Memorial City | OR East Building | E2 Room 300 Storage Equipment Room |  |  |  |  | ARTHROSCOPIC SHAVER SYSTEMS |  | SHAVERSYSCONTROLUNIT-Stryker-Core 5400-050-000 |  |  |  |  | SHAVERSYSCONTROLUNIT-Stryker-Core 5400-050-000 | Stryker | [7 empty] | Covered PM Repair - Biomedical | MHHS-Mem City
NO | YES |  |  |  | 041-16122 | 041-16122 | Stryker CORP SURGICAL DIV | 5400-050-000 |  |  | MEMORIAL CITY - MHT - JHC OR | MHHS-Mem City |  |  |  | 041-16122 | 041-16122 | West | Memorial Hermann Memorial City Medical Center | MEMORIAL CITY - MHT - JHC OR | MH11 500.1 |  |  |  |  | ARTHROSCOPIC SHAVER SYSTEMS |  | SHAVERSYSCONTROLUNIT-Stryker-Core 5400-050-000 |  |  |  |  | SHAVERSYSCONTROLUNIT-Stryker-Core 5400-050-000 | Stryker | [7 empty] | Covered PM Repair - Biomedical | MHHS-Mem City
NO | YES |  |  |  | 041-18088 | 041-18088 | Stryker CORP SURGICAL DIV | 5400-050-000 |  |  | MEMORIAL CITY - OUTPATIENT SURGERY | MHHS-Mem City |  |  |  | 041-18088 | 041-18088 | West | Memorial Hermann Memorial City Medical Center | MEMORIAL CITY - OUTPATIENT SURGERY | Memorial City - Day Surgery Room W1 300.82 OR14 |  |  |  |  | ARTHROSCOPIC SHAVER SYSTEMS |  | SHAVERSYSCONTROLUNIT-Stryker-Core 5400-050-000 |  |  |  |  | SHAVERSYSCONTROLUNIT-Stryker-Core 5400-050-000 | Stryker | [7 empty] | Not Covered Vendor Only - Biomedical | MHHS-Mem City
NO | YES |  |  |  | 041-18708 | 041-18708 | Stryker CORP SURGICAL DIV | 5400-050-000 |  |  | MEMORIAL CITY - MHT - JHC OR | MHHS-Mem City |  |  |  | 041-18708 | 041-18708 | West | Memorial Hermann Memorial City Medical Center | MEMORIAL CITY - MHT - JHC OR | MEMORIAL CITY - MHT - JHC OR |  |  |  |  | ARTHROSCOPIC SHAVER SYSTEMS |  | SHAVERSYSCONTROLUNIT-Stryker-Core 5400-050-000 |  |  |  |  | SHAVERSYSCONTROLUNIT-Stryker-Core 5400-050-000 | Stryker | [7 empty] | Covered PM Repair - Biomedical | MHHS-Mem City
NO | YES |  |  |  | 041-20802 | 041-20802 | Stryker CORP SURGICAL DIV | 5400-050-000 |  | 0590-090-900 | MEMORIAL CITY - OUTPATIENT SURGERY | MHHS-Mem City |  |  |  | 041-20802 | 041-20802 | West | Memorial Hermann - Memorial City | MEMORIAL CITY - OUTPATIENT SURGERY | OR Room 10 |  |  |  |  | ARTHROSCOPIC SHAVER SYSTEMS |  | SHAVERSYSCONTROLUNIT-Stryker-Core 5400-050-000 |  |  |  |  | SHAVERSYSCONTROLUNIT-Stryker-Core 5400-050-000 | Stryker | [7 empty] | Covered PM Repair - Biomedical | MHHS-Mem City
NO | YES |  |  |  | 041-18711 | 041-18711 | Stryker CORP SURGICAL DIV | 5400-050-000 |  |  | Memorial City Surgery Dept - Ortho | MHHS-Mem City |  |  |  | 041-18711 | 041-18711 | West | Memorial Hermann - Memorial City | Memorial City Surgery Dept - Ortho | MH11 508.1 Equipment Storage |  |  |  |  | ARTHROSCOPIC SHAVER SYSTEMS |  | SHAVERSYSCONTROLUNIT-Stryker-Core 5400-050-000 |  |  |  |  | SHAVERSYSCONTROLUNIT-Stryker-Core 5400-050-000 | Stryker | [7 empty] | Covered PM Repair - Biomedical | MHHS-Mem City
NO | YES |  |  |  | 929-00982 | 929-00982 | Stryker CORP SURGICAL DIV | 5400-050-000 |  |  | GH-OR | MHHS Orthopedic & Spine |  |  |  | 929-00982 | 929-00982 | Central | MHHS-Greater Heights | GH-OR | MHOSH | 8/1/19 |  | 8/1/20 |  | ARTHROSCOPIC SHAVER SYSTEMS | Shaver System Control Unit | SHAVERSYSCONTROLUNIT-Stryker-Core 5400-050-000 |  |  |  |  | SHAVERSYSCONTROLUNIT-Stryker-Core 5400-050-000 | Stryker |  |  |  |  | 9/30/16 | MHOSH Inventory Dec 2019 into 2020 - Copy.xls - Already Verified |  | Covered PM Repair - Biomedical | MHHS Orthopedic & Spine | [8 empty] | SHAVERSYSCONTROLUNIT | Shaver System Control Unit | Stryker
NO | YES |  |  |  | 129-04707 | 129-04707 | Stryker CORP SURGICAL DIV | 5400-050-000 |  |  | Sugar Land-OR | MHHS-Sugarland |  |  |  | 129-04707 | 129-04707 | Sugar Land | MHHS-Sugarland | Sugar Land-OR |  | 7/1/19 | 7/1/20 |  |  | ARTHROSCOPIC SHAVER SYSTEMS | Shaver System Control Unit | SHAVERSYSCONTROLUNIT-Stryker-Core 5400-050-000 |  |  |  |  | SHAVERSYSCONTROLUNIT-Stryker-Core 5400-050-000 | Stryker |  |  |  |  | 1/11/16 |  |  | Covered PM Repair - Biomedical | MHHS-Sugarland | [8 empty] | SHAVERSYSCONTROLUNIT | Shaver System Control Unit | Stryker
NO | YES |  |  |  | 069-37547 | 069-37547 | Stryker CORP SURGICAL DIV | 5400-050-000 |  |  | TMC-OR-Robertson (2R) | MHHS-TMC |  |  |  | 069-37547 | 069-37547 | TMC | MHHS-TMC | TMC-OR-Robertson (2R) | Room 39 | 1/1/20 |  | 1/1/21 |  | ARTHROSCOPIC SHAVER SYSTEMS |  | SHAVERSYSCONTROLUNIT-Stryker-Core 5400-050-000 |  |  |  |  | SHAVERSYSCONTROLUNIT-Stryker-Core 5400-050-000 | Stryker | [7 empty] | Covered PM Repair - Biomedical | MHHS-TMC
NO | YES |  |  |  | 069-42200 | 069-42200 | Stryker CORP SURGICAL DIV | 5400-050-000 |  |  | TMC-OR-Hermann (2Hp) | MHHS-TMC |  |  |  | 069-42200 | 069-42200 | TMC | MHHS-TMC | TMC-OR-Hermann (2Hp) | Or 35 | 10/1/19 |  | 10/1/20 |  | ARTHROSCOPIC SHAVER SYSTEMS |  | SHAVERSYSCONTROLUNIT-Stryker-Core 5400-050-000 |  |  |  |  | SHAVERSYSCONTROLUNIT-Stryker-Core 5400-050-000 | Stryker | [7 empty] | Covered PM Repair - Biomedical | MHHS-TMC
NO | YES |  |  |  | 029-08491 | 029-08491 | Stryker CORP SURGICAL DIV | 5400-050-000 |  |  | Woodlands-OR | MHHS-Woodlands |  |  |  | 029-08491 | 029-08491 | Woodlands | MHHS-Woodlands | Woodlands-OR | OR | 12/1/18 |  | 3/1/21 |  | ARTHROSCOPIC SHAVER SYSTEMS | Shaver System Control Unit | SHAVERSYSCONTROLUNIT-Stryker-Core 5400-050-000 |  |  |  |  | SHAVERSYSCONTROLUNIT-Stryker-Core 5400-050-000 | Stryker |  |  |  |  | 1/11/16 |  |  | Covered PM Repair - Biomedical | MHHS-Woodlands | [8 empty] | SHAVERSYSCONTROLUNIT | Shaver System Control Unit | Stryker
NO | YES |  |  |  | 029-12453 | 029-12453 | Stryker CORP SURGICAL DIV | 5400-050-000 |  |  | Woodlands-OR | MHHS-Woodlands |  |  |  | 029-12453 | 029-12453 | Woodlands | MHHS-Woodlands | Woodlands-OR | OR | 12/1/19 |  | 12/1/20 |  | ARTHROSCOPIC SHAVER SYSTEMS | Shaver System Control Unit | SHAVERSYSCONTROLUNIT-Stryker-Core 5400-050-000 |  |  |  |  | SHAVERSYSCONTROLUNIT-Stryker-Core 5400-050-000 | Stryker |  |  |  |  | 1/18/20 |  |  | Not Covered Vendor Only - Biomedical | MHHS-Woodlands | [8 empty] | SHAVERSYSCONTROLUNIT | Shaver System Control Unit | Stryker
NO | NO |  |  |  | 041-18086 |  | Stryker CORP SURGICAL DIV | 5400-050-000 |  |  | MEMORIAL CITY - OUTPATIENT SURGERY | MHHS-Mem City |  |  |  | 041-18086 |  | West & Memorial City |  | MEMORIAL CITY - OUTPATIENT SURGERY | [5 empty] | ARTHROSCOPIC SHAVER SYSTEMS |  | SHAVERSYSCONTROLUNIT-Stryker-Core 5400-050-000 |  |  |  |  | SHAVERSYSCONTROLUNIT-Stryker-Core 5400-050-000 | Stryker | [7 empty] | Covered PM Repair - Biomedical | MHHS-Mem City
NO | NO |  |  |  | 041-18709 |  | Stryker CORP SURGICAL DIV | 5400-050-000 |  |  | MEMORIAL CITY - OUTPATIENT SURGERY | MHHS-Mem City |  |  |  | 041-18709 |  | West & Memorial City |  | MEMORIAL CITY - OUTPATIENT SURGERY | [5 empty] | ARTHROSCOPIC SHAVER SYSTEMS |  | SHAVERSYSCONTROLUNIT-Stryker-Core 5400-050-000 |  |  |  |  | SHAVERSYSCONTROLUNIT-Stryker-Core 5400-050-000 | Stryker | [7 empty] | Covered PM Repair - Radiology, Low End | MHHS-Mem City
NO | NO | [5 empty] | Stryker CORP SURGICAL DIV | 5400-050-000 |  |  | TMC - MHTMC - NON HOSPITAL-OWNED | MHHS-TMC | [5 empty] | TMC |  | TMC - MHTMC - NON HOSPITAL-OWNED | [5 empty] | ARTHROSCOPIC SHAVER SYSTEMS |  | SHAVERSYSCONTROLUNIT-Stryker-Core 5400-050-000 |  |  |  |  | SHAVERSYSCONTROLUNIT-Stryker-Core 5400-050-000 | Stryker | [7 empty] | Covered PM Repair - Biomedical | MHHS-TMC
NO | NO |  |  |  | 069-41629 |  | Stryker CORP SURGICAL DIV | 5400-050-000 |  |  | TMC - OR - PEDI OR (2R) | MHHS-TMC |  |  |  | 069-41629 |  | TMC |  | TMC - OR - PEDI OR (2R) | [5 empty] | ARTHROSCOPIC SHAVER SYSTEMS |  | SHAVERSYSCONTROLUNIT-Stryker-Core 5400-050-000 |  |  |  |  | SHAVERSYSCONTROLUNIT-Stryker-Core 5400-050-000 | Stryker | [7 empty] | Covered PM Repair - Biomedical | MHHS-TMC
NO | NO | [5 empty] | Stryker CORP SURGICAL DIV | 5400-050-000 |  |  | TMC - OR - PEDI OR (2R) | MHHS-TMC | [5 empty] | TMC |  | TMC - OR - PEDI OR (2R) | [5 empty] | ARTHROSCOPIC SHAVER SYSTEMS |  | SHAVERSYSCONTROLUNIT-Stryker-Core 5400-050-000 |  |  |  |  | SHAVERSYSCONTROLUNIT-Stryker-Core 5400-050-000 | Stryker | [7 empty] | Covered PM Repair - Biomedical | MHHS-TMC
NO | NO |  |  |  | 069-44270 |  | Stryker CORP SURGICAL DIV | 5400-050-000 |  |  | TMC - OR - ROBERTSON (2R) | MHHS-TMC |  |  |  | 069-44270 |  | TMC |  | TMC - OR - ROBERTSON (2R) | [5 empty] | ARTHROSCOPIC SHAVER SYSTEMS |  | SHAVERSYSCONTROLUNIT-Stryker-Core 5400-050-000 |  |  |  |  | SHAVERSYSCONTROLUNIT-Stryker-Core 5400-050-000 | Stryker | [7 empty] | Covered PM Repair - Biomedical | MHHS-TMC
NO | NO |  |  |  | 069-44271 |  | Stryker CORP SURGICAL DIV | 5400-050-000 |  |  | TMC - OR - ROBERTSON (2R) | MHHS-TMC |  |  |  | 069-44271 |  | TMC |  | TMC - OR - ROBERTSON (2R) | [5 empty] | ARTHROSCOPIC SHAVER SYSTEMS |  | SHAVERSYSCONTROLUNIT-Stryker-Core 5400-050-000 |  |  |  |  | SHAVERSYSCONTROLUNIT-Stryker-Core 5400-050-000 | Stryker | [7 empty] | Covered PM Repair - Biomedical | MHHS-TMC
NO | NO |  |  |  | 029-09600 |  | Stryker CORP SURGICAL DIV | 5400-050-000 |  |  | WOODLANDS - OR | MHHS-Woodlands |  |  |  | 029-09600 |  | Woodlands |  | WOODLANDS - OR | [5 empty] | ARTHROSCOPIC SHAVER SYSTEMS |  | SHAVERSYSCONTROLUNIT-Stryker-Core 5400-050-000 |  |  |  |  | SHAVERSYSCONTROLUNIT-Stryker-Core 5400-050-000 | Stryker | [7 empty] | Covered PM Repair - Biomedical | MHHS-Woodlands
NO | NO |  |  |  | 129-05809 |  | Stryker CORP SURGICAL DIV | 6110-120-000 |  |  | SUGAR LAND - CENTRAL SUPPLY | MHHS-Sugarland |  | Charger, Battery |  | 129-05809 |  | Sugar Land |  | SUGAR LAND - CENTRAL SUPPLY | [5 empty] | BATTERIES |  | CHARGERBATTERY-Stryker-6110-120-000 | CHARGERBATTERY | 6110-120-000 |  |  |  | Stryker | Charger, Battery |  | CHARGERBATTERY-Stryker-6110-120-000 |  |  |  |  | Not Covered Vendor Only - Lab Ana/Anes | MHHS-Sugarland
NO | NO |  |  |  | 129-05810 |  | Stryker CORP SURGICAL DIV | 6110-120-000 |  |  | SUGAR LAND - CENTRAL SUPPLY | MHHS-Sugarland |  | Charger, Battery |  | 129-05810 |  | Sugar Land |  | SUGAR LAND - CENTRAL SUPPLY | [5 empty] | BATTERIES |  | CHARGERBATTERY-Stryker-6110-120-000 | CHARGERBATTERY | 6110-120-000 |  |  |  | Stryker | Charger, Battery |  | CHARGERBATTERY-Stryker-6110-120-000 |  |  |  |  | Covered PM Repair - Biomedical | MHHS-Sugarland
NO | NO |  |  |  | 129-05811 |  | Stryker CORP SURGICAL DIV | 6110-120-000 |  |  | SUGAR LAND - CENTRAL SUPPLY | MHHS-Sugarland |  | Charger, Battery |  | 129-05811 |  | Sugar Land |  | SUGAR LAND - CENTRAL SUPPLY | [5 empty] | BATTERIES |  | CHARGERBATTERY-Stryker-6110-120-000 | CHARGERBATTERY | 6110-120-000 |  |  |  | Stryker | Charger, Battery |  | CHARGERBATTERY-Stryker-6110-120-000 |  |  |  |  | Covered PM Repair - Biomedical | MHHS-Sugarland
NO | NO | [5 empty] | Stryker CORP SURGICAL DIV | 6110-120-000 |  |  | TMC - OR - PEDI OR (2R) | MHHS-TMC |  | Charger, Battery |  |  |  | TMC |  | TMC - OR - PEDI OR (2R) | [5 empty] | BATTERIES |  | CHARGERBATTERY-Stryker-6110-120-000 | CHARGERBATTERY | 6110-120-000 |  |  |  | Stryker | Charger, Battery |  | CHARGERBATTERY-Stryker-6110-120-000 |  |  |  |  | Not Covered Vendor Only - Lab Ana/Anes | MHHS-TMC
NO | YES |  |  |  | 142-08204 | 142-08204 | Stryker CORP SURGICAL DIV | BPM150S24F11 MONITOR MEDICAL POWER SUPPLY |  | SV732810099 | NE-OR | MHHS-Northeast |  |  |  | 142-08204 | 142-08204 | Katy | MHHS-Northeast | NE-OR | OR | 3/1/19 | 3/1/20 |  |  | MONITORS, VIDEO |  | .needs class | [5 empty] | Stryker |  |  |  |  | 12/1/20 |  |  | Not Covered Vendor Only - Biomedical | MHHS-Northeast
NO | YES |  |  |  | 005-33885 | 005-33885 | Stryker CORP SURGICAL DIV | BPM150S24F11 MONITOR MEDICAL POWER SUPPLY |  | SVP264C0025 | SE-OR | MHHS-Southeast |  |  |  | 005-33885 | 005-33885 | Southeast | MHHS-Southeast | SE-OR | Or 11 | 4/1/20 |  | 4/1/21 |  | MONITORS, VIDEO |  | .needs class | [5 empty] | Stryker |  |  |  |  | 12/1/20 |  |  | Not Covered Vendor Only - Biomedical | MHHS-Southeast
NO | NO |  |  |  | 041-32680 |  | Stryker CORP SURGICAL DIV | BPM150S24F11 MONITOR MEDICAL POWER SUPPLY |  | SV7326K0261 | MEMORIAL CITY - MOR | MHHS-Mem City |  |  |  | 041-32680 |  | West & Memorial City |  | MEMORIAL CITY - MOR | [5 empty] | MONITORS, VIDEO |  | .needs class | [5 empty] | Stryker | [7 empty] | Not Covered Vendor Only - Biomedical | MHHS-Mem City
NO | NO |  |  |  | 041-32681 |  | Stryker CORP SURGICAL DIV | BPM150S24F11 MONITOR MEDICAL POWER SUPPLY |  | SV7326K0304 | MEMORIAL CITY - MOR | MHHS-Mem City |  |  |  | 041-32681 |  | West & Memorial City |  | MEMORIAL CITY - MOR | [5 empty] | MONITORS, VIDEO |  | .needs class | [5 empty] | Stryker | [7 empty] | Not Covered Vendor Only - Biomedical | MHHS-Mem City
NO | NO |  |  |  | 041-32682 |  | Stryker CORP SURGICAL DIV | BPM150S24F11 MONITOR MEDICAL POWER SUPPLY |  | SV7326K0264 | MEMORIAL CITY - MOR | MHHS-Mem City |  |  |  | 041-32682 |  | West & Memorial City |  | MEMORIAL CITY - MOR | [5 empty] | MONITORS, VIDEO |  | .needs class | [5 empty] | Stryker | [7 empty] | Not Covered Vendor Only - Biomedical | MHHS-Mem City
NO | NO |  |  |  | 041-32683 |  | Stryker CORP SURGICAL DIV | BPM150S24F11 MONITOR MEDICAL POWER SUPPLY |  | SV732610071 | MEMORIAL CITY - MOR | MHHS-Mem City |  |  |  | 041-32683 |  | West & Memorial City |  | MEMORIAL CITY - MOR | [5 empty] | MONITORS, VIDEO |  | .needs class | [5 empty] | Stryker | [7 empty] | Not Covered Vendor Only - Biomedical | MHHS-Mem City
NO | NO |  |  |  | 041-32684 |  | Stryker CORP SURGICAL DIV | BPM150S24F11 MONITOR MEDICAL POWER SUPPLY |  | SV7326H0019 | MEMORIAL CITY - MOR | MHHS-Mem City |  |  |  | 041-32684 |  | West & Memorial City |  | MEMORIAL CITY - MOR | [5 empty] | MONITORS, VIDEO |  | .needs class | [5 empty] | Stryker | [7 empty] | Not Covered Vendor Only - Biomedical | MHHS-Mem City
NO | YES |  |  |  | 133-06086 | 133-06086 | Stryker CORP SURGICAL DIV | F114 |  | 0803CE390 | Katy-OR | MHHS-Katy |  |  |  | 133-06086 | 133-06086 | Katy | MHHS-Katy | Katy-OR | OR 7 | 4/1/19 | 4/1/20 |  |  | INSUFFLATORS |  | .needs class | [5 empty] | Stryker | [7 empty] | Covered PM Repair - Biomedical | MHHS-Katy
NO | YES |  |  |  | 145-00187 | 145-00187 | Stryker CORP SURGICAL DIV | FLOSTEADY |  | 1504CE0106 | Pearland-OR | MHHS-Pearland Hospital |  | Irrigation/Aspiration Unit |  | 145-00187 | 145-00187 | Pearland | MHHS-Pearland Hospital | Pearland-OR | O.R. Pack storage | 9/1/19 | 9/1/20 |  |  | IRRIGATION/DISTENTION SYSTEMS | Irrigation/Aspiration Unit | IRRIGATIONASPNUNIT-Stryker-Flosteady | IRRIGATIONASPNUNIT | Flosteady |  |  |  | Stryker | Irrigation/Aspiration Unit |  | IRRIGATIONASPNUNIT-Stryker-Flosteady |  |  |  | IAU-SA | Covered PM Repair - Biomedical | MHHS-Pearland Hospital | [8 empty] | IRRIGATIONASPNUNIT | Irrigation/Aspiration Unit | Stryker
NO | YES |  |  |  | 145-01236 | 145-01236 | Stryker CORP SURGICAL DIV | FLOSTEADY |  | 0801CE467 | Pearland-OR | MHHS-Pearland Hospital |  | Irrigation/Aspiration Unit |  | 145-01236 | 145-01236 | Pearland | MHHS-Pearland Hospital | Pearland-OR | O.R. Pack syorage 207 | 11/1/19 | 11/1/20 |  |  | IRRIGATION/DISTENTION SYSTEMS | Irrigation/Aspiration Unit | IRRIGATIONASPNUNIT-Stryker-Flosteady | IRRIGATIONASPNUNIT | Flosteady |  |  |  | Stryker | Irrigation/Aspiration Unit |  | IRRIGATIONASPNUNIT-Stryker-Flosteady |  | 6/1/13 |  | IAU-SA | Covered PM Repair - Biomedical | MHHS-Pearland Hospital | [8 empty] | IRRIGATIONASPNUNIT | Irrigation/Aspiration Unit | Stryker
NO | YES |  |  |  | 005-34273 | 005-34273 | Stryker CORP SURGICAL DIV | FLOSTEADY |  | 1010CE038 | SE-OR | MHHS-Southeast |  | Irrigation/Aspiration Unit |  | 005-34273 | 005-34273 | Southeast | MHHS-Southeast | SE-OR | OR - Clean Supply | 5/1/19 |  | 4/1/20 |  | IRRIGATION/DISTENTION SYSTEMS |  | IRRIGATIONASPNUNIT-Stryker-Flosteady | IRRIGATIONASPNUNIT | Flosteady |  |  |  | Stryker | Irrigation/Aspiration Unit |  | IRRIGATIONASPNUNIT-Stryker-Flosteady |  |  |  |  | Covered PM Repair - Biomedical | MHHS-Southeast
NO | YES |  |  |  | 005-34274 | 005-34274 | Stryker CORP SURGICAL DIV | FLOSTEADY |  | 1009CE190 | SE-OR | MHHS-Southeast |  | Irrigation/Aspiration Unit |  | 005-34274 | 005-34274 | Southeast | MHHS-Southeast | SE-OR | OR - Clean Supply | 4/1/19 |  | 4/1/20 |  | IRRIGATION/DISTENTION SYSTEMS |  | IRRIGATIONASPNUNIT-Stryker-Flosteady | IRRIGATIONASPNUNIT | Flosteady |  |  |  | Stryker | Irrigation/Aspiration Unit |  | IRRIGATIONASPNUNIT-Stryker-Flosteady |  | 1/1/16 |  |  | Covered PM Repair - Biomedical | MHHS-Southeast
NO | YES |  |  |  | 029-11771 | 029-11771 | Stryker CORP SURGICAL DIV | FLOSTEADY |  | 1003CE281 | Woodlands-OR | MHHS-Woodlands |  | Irrigation/Aspiration Unit |  | 029-11771 | 029-11771 | Woodlands | MHHS-Woodlands | Woodlands-OR | Equipment Storage | 7/1/19 |  | 7/1/20 |  | IRRIGATION/DISTENTION SYSTEMS | Irrigation/Aspiration Unit | IRRIGATIONASPNUNIT-Stryker-Flosteady | IRRIGATIONASPNUNIT | Flosteady |  |  |  | Stryker | Irrigation/Aspiration Unit |  | IRRIGATIONASPNUNIT-Stryker-Flosteady |  |  |  | IAU-SA | Not Covered Vendor Only - Biomedical | MHHS-Woodlands | [8 empty] | IRRIGATIONASPNUNIT | Irrigation/Aspiration Unit | Stryker
NO | YES |  |  |  | 029-11772 | 029-11772 | Stryker CORP SURGICAL DIV | FLOSTEADY |  | 1701CE1097 | Woodlands-OR | MHHS-Woodlands |  | Irrigation/Aspiration Unit |  | 029-11772 | 029-11772 | Woodlands | MHHS-Woodlands | Woodlands-OR | Equipment Storage | 7/1/19 |  | 7/1/20 |  | IRRIGATION/DISTENTION SYSTEMS | Irrigation/Aspiration Unit | IRRIGATIONASPNUNIT-Stryker-Flosteady | IRRIGATIONASPNUNIT | Flosteady |  |  |  | Stryker | Irrigation/Aspiration Unit |  | IRRIGATIONASPNUNIT-Stryker-Flosteady |  |  |  | IAU-SA | Not Covered Vendor Only - Biomedical | MHHS-Woodlands | [8 empty] | IRRIGATIONASPNUNIT | Irrigation/Aspiration Unit | Stryker
NO | NO |  |  |  | 145-00184 |  | Stryker CORP SURGICAL DIV | FLOSTEADY |  | 1504CE0107 | PEARLAND - OR | MHHS-Pearland Hospital |  | Irrigation/Aspiration Unit |  | 145-00184 |  | Pearland |  | PEARLAND - OR | [5 empty] | IRRIGATION/DISTENTION SYSTEMS |  | IRRIGATIONASPNUNIT-Stryker-Flosteady | IRRIGATIONASPNUNIT | Flosteady |  |  |  | Stryker | Irrigation/Aspiration Unit |  | IRRIGATIONASPNUNIT-Stryker-Flosteady |  |  |  |  | Covered PM Repair - Biomedical | MHHS-Pearland Hospital
NO | NO |  |  |  | 029-08098 |  | Stryker CORP SURGICAL DIV | FLOSTEADY |  | 0708CE191 | WOODLANDS - OR | MHHS-Woodlands |  | Irrigation/Aspiration Unit |  | 029-08098 |  | Woodlands |  | WOODLANDS - OR | [5 empty] | IRRIGATION/DISTENTION SYSTEMS |  | IRRIGATIONASPNUNIT-Stryker-Flosteady | IRRIGATIONASPNUNIT | Flosteady |  |  |  | Stryker | Irrigation/Aspiration Unit |  | IRRIGATIONASPNUNIT-Stryker-Flosteady |  |  |  |  | Not Covered Vendor Only - Rad, High End | MHHS-Woodlands
NO | NO |  |  |  | 029-08580 |  | Stryker CORP SURGICAL DIV | FLOSTEADY |  | 1103CE038 | WOODLANDS - OR | MHHS-Woodlands |  | Irrigation/Aspiration Unit |  | 029-08580 |  | Woodlands |  | WOODLANDS - OR | [5 empty] | IRRIGATION/DISTENTION SYSTEMS |  | IRRIGATIONASPNUNIT-Stryker-Flosteady | IRRIGATIONASPNUNIT | Flosteady |  |  |  | Stryker | Irrigation/Aspiration Unit |  | IRRIGATIONASPNUNIT-Stryker-Flosteady |  |  |  |  | Covered PM Repair - Biomedical | MHHS-Woodlands
NO | YES |  |  |  | 013-37975 | 013-37975 | Stryker CORP SURGICAL DIV | FLYTE CHARGER |  |  | SW-OR | MHHS-Southwest |  |  |  | 013-37975 | 013-37975 | Southwest | MHHS-Southwest | SW-OR | Or 11.5 | 3/1/20 |  | 3/1/21 |  | BATTERIES |  | .needs class | [5 empty] | Stryker | [7 empty] | Covered PM Repair - Biomedical | MHHS-Southwest
NO | NO | [5 empty] | Stryker CORP SURGICAL DIV | FLYTE CHARGER |  |  | TMC - OR - HERMANN (2HP) | MHHS-TMC | [5 empty] | TMC |  | TMC - OR - HERMANN (2HP) | [5 empty] | BATTERIES |  | .needs class | [5 empty] | Stryker | [7 empty] | Covered PM Repair - Biomedical | MHHS-TMC
NO | YES |  |  |  | 029-32205 | 029-32205 | Stryker CORP SURGICAL DIV | MAKO 209999 |  | ROB731 | Woodlands-OR | MHHS-Woodlands |  |  |  | 029-32205 | 029-32205 | Woodlands | MHHS-Woodlands | Woodlands-OR | Equipment Storagw | 8/1/18 |  | 8/1/19 |  | ROBOTIC ARMS |  | .needs class | [5 empty] | Stryker | [7 empty] | Covered PM Repair - Biomedical | MHHS-Woodlands
YES | YES |  |  |  | 029-13171 | 029-13171 | Stryker CORP SURGICAL DIV | MAKO 209999 |  |  | WOODLANDS - OR |  |  |  |  | 029-13171 | 029-13171 | Woodlands | Memorial Hermann The Woodlands Medical Center | WOODLANDS - OR | Equipment Storagw |  |  |  | No PM and no visible Serial Number
NO | YES |  |  |  | 151-02559 | 151-02559 | Stryker CORP SURGICAL DIV | MALIS BIPOLAR GENERATOR |  |  | CY-OR | MHHS-Cypress |  |  |  | 151-02559 | 151-02559 | Northwest | MHHS-Cypress | CY-OR | OR Storage | 12/1/19 | 6/1/20 |  |  | ELECTROSURGICAL UNITS |  | .needs class | [5 empty] | Stryker | [7 empty] | Covered PM Repair - Biomedical | MHHS-Cypress
NO | YES |  |  |  | 029-12294 | 029-12294 | Stryker CORP SURGICAL DIV | MALIS BIPOLAR GENERATOR |  |  | Woodlands-OR | MHHS-Woodlands |  |  |  | 029-12294 | 029-12294 | Woodlands | MHHS-Woodlands | Woodlands-OR | OR | 7/1/19 |  | 1/1/20 |  | ELECTROSURGICAL UNITS |  | .needs class | [5 empty] | Stryker | [7 empty] | Covered PM Repair - Biomedical | MHHS-Woodlands
NO | NO | [5 empty] | Stryker CORP SURGICAL DIV | MALIS BIPOLAR GENERATOR |  |  | TMC - MHTMC - NON HOSPITAL-OWNED | MHHS-TMC | [5 empty] | TMC |  | TMC - MHTMC - NON HOSPITAL-OWNED | [5 empty] | ELECTROSURGICAL UNITS |  | .needs class | [5 empty] | Stryker | [7 empty] | Covered PM Repair - Biomedical | MHHS-TMC
NO | NO |  |  |  | 029-32042 |  | Stryker CORP SURGICAL DIV | MALIS BIPOLAR GENERATOR |  |  | WOODLANDS - OR | MHHS-Woodlands |  |  |  | 029-32042 |  | Woodlands |  | WOODLANDS - OR | [5 empty] | ELECTROSURGICAL UNITS |  | .needs class | [5 empty] | Stryker | [7 empty] | Covered PM Repair - Biomedical | MHHS-Woodlands
NO | YES | Serial Number 16140 |  |  | 069-43222 | 069-43222 | Stryker CORP SURGICAL DIV | NAV3I 7700-800-000 |  |  | Memorial Hermann- Texas Medcal Center- OR | MHHS-TMC |  |  |  | 069-43222 | 069-43222 | TMC | TMC | Memorial Hermann- Texas Medcal Center- OR | OR34 | 6/1/18 |  | 6/1/20 |  | STEREOTACTIC SYSTEM |  | .needs class | [5 empty] | Stryker | [7 empty] | Covered PM Repair - Lab Analyzers/Anesth | MHHS-TMC
NO | NO |  |  |  | 069-44269 |  | Stryker CORP SURGICAL DIV | NAV3I 7700-800-000 |  |  | TMC - OR - HERMANN (2HP) | MHHS-TMC |  |  |  | 069-44269 |  | TMC |  | TMC - OR - HERMANN (2HP) | [5 empty] | STEREOTACTIC SYSTEM |  | .needs class | [5 empty] | Stryker | [7 empty] | Covered PM Repair - Biomedical | MHHS-TMC
NO | YES |  |  |  | 151-02574 | 151-02574 | Stryker CORP SURGICAL DIV | NEPTUNE 3 ROVER |  |  | CY-OR | MHHS-Cypress |  | Waste Management, Surgical |  | 151-02574 | 151-02574 | Northwest | MHHS-Cypress | CY-OR | OR 3 | 6/1/19 | 12/1/19 |  |  | WASTE-DISPOSAL UNITS | Waste Management, Surgical | WASTEMANAGESURG-Stryker-Neptune III | WASTEMANAGESURG | Neptune III |  |  |  | STRYKER | Waste Management, Surgical |  | WASTEMANAGESURG-Stryker-Neptune III |  |  |  |  | Covered PM Repair - Biomedical | MHHS-Cypress | [8 empty] | WASTEMANAGESURG | Waste Management, Surgical | STRYKER
NO | YES |  |  |  | 151-02575 | 151-02575 | Stryker CORP SURGICAL DIV | NEPTUNE 3 ROVER |  |  | CY-OR | MHHS-Cypress |  | Waste Management, Surgical |  | 151-02575 | 151-02575 | Northwest | MHHS-Cypress | CY-OR | OR 6 | 6/1/19 |  |  |  | WASTE-DISPOSAL UNITS | Waste Management, Surgical | WASTEMANAGESURG-Stryker-Neptune III | WASTEMANAGESURG | Neptune III |  |  |  | STRYKER | Waste Management, Surgical |  | WASTEMANAGESURG-Stryker-Neptune III |  | 11/14/12 |  |  | Covered PM Repair - Biomedical | MHHS-Cypress | [8 empty] | WASTEMANAGESURG | Waste Management, Surgical | STRYKER
NO | YES |  |  |  | 151-02576 | 151-02576 | Stryker CORP SURGICAL DIV | NEPTUNE 3 ROVER |  |  | CY-OR | MHHS-Cypress |  | Waste Management, Surgical |  | 151-02576 | 151-02576 | Northwest | MHHS-Cypress | CY-OR | [5 empty] | WASTE-DISPOSAL UNITS | Waste Management, Surgical | WASTEMANAGESURG-Stryker-Neptune III | WASTEMANAGESURG | Neptune III |  |  |  | STRYKER | Waste Management, Surgical |  | WASTEMANAGESURG-Stryker-Neptune III |  |  |  |  | Covered PM Repair - Biomedical | MHHS-Cypress | [8 empty] | WASTEMANAGESURG | Waste Management, Surgical | STRYKER
NO | YES |  |  |  | 151-02577 | 151-02577 | Stryker CORP SURGICAL DIV | NEPTUNE 3 ROVER |  |  | CY-OR | MHHS-Cypress |  | Waste Management, Surgical |  | 151-02577 | 151-02577 | Northwest | MHHS-Cypress | CY-OR | Surgical Housekeeping | 6/1/19 | 12/1/19 |  |  | WASTE-DISPOSAL UNITS | Waste Management, Surgical | WASTEMANAGESURG-Stryker-Neptune III | WASTEMANAGESURG | Neptune III |  |  |  | STRYKER | Waste Management, Surgical |  | WASTEMANAGESURG-Stryker-Neptune III |  |  |  |  | Covered PM Repair - Biomedical | MHHS-Cypress | [8 empty] | WASTEMANAGESURG | Waste Management, Surgical | STRYKER
NO | YES |  |  |  | 151-02578 | 151-02578 | Stryker CORP SURGICAL DIV | NEPTUNE 3 ROVER |  |  | CY-OR | MHHS-Cypress |  | Waste Management, Surgical |  | 151-02578 | 151-02578 | Northwest | MHHS-Cypress | CY-OR | OR 8 | 6/1/19 | 12/1/19 |  |  | WASTE-DISPOSAL UNITS | Waste Management, Surgical | WASTEMANAGESURG-Stryker-Neptune III | WASTEMANAGESURG | Neptune III |  |  |  | STRYKER | Waste Management, Surgical |  | WASTEMANAGESURG-Stryker-Neptune III |  | 11/14/19 |  |  | Covered PM Repair - Biomedical | MHHS-Cypress | [8 empty] | WASTEMANAGESURG | Waste Management, Surgical | STRYKER
NO | YES |  |  |  | 151-02695 | 151-02695 | Stryker CORP SURGICAL DIV | NEPTUNE 3 ROVER |  |  | CY-OR | MHHS-Cypress |  | Waste Management, Surgical |  | 151-02695 | 151-02695 | Northwest | MHHS-Cypress | CY-OR | OR7 | 6/1/19 | 12/1/19 |  |  | WASTE-DISPOSAL UNITS | Waste Management, Surgical | WASTEMANAGESURG-Stryker-Neptune III | WASTEMANAGESURG | Neptune III |  |  |  | STRYKER | Waste Management, Surgical |  | WASTEMANAGESURG-Stryker-Neptune III |  | 12/11/18 |  |  | Covered PM Repair - Biomedical | MHHS-Cypress | [8 empty] | WASTEMANAGESURG | Waste Management, Surgical | STRYKER
NO | YES |  |  |  | 151-02696 | 151-02696 | Stryker CORP SURGICAL DIV | NEPTUNE 3 ROVER |  |  | CY-OR | MHHS-Cypress |  | Waste Management, Surgical |  | 151-02696 | 151-02696 | Northwest | MHHS-Cypress | CY-OR | OR 4 | 6/1/19 |  |  | Cnf pm | WASTE-DISPOSAL UNITS | Waste Management, Surgical | WASTEMANAGESURG-Stryker-Neptune III | WASTEMANAGESURG | Neptune III |  |  |  | STRYKER | Waste Management, Surgical |  | WASTEMANAGESURG-Stryker-Neptune III |  |  |  |  | Covered PM Repair - Radiology, Low End | MHHS-Cypress | [8 empty] | WASTEMANAGESURG | Waste Management, Surgical | STRYKER
NO | YES |  |  |  | 009-33341 | 009-33341 | Stryker CORP SURGICAL DIV | NEPTUNE 3 ROVER |  |  | GH-OR | MHHS-Greater Heights |  | Waste Management, Surgical |  | 009-33341 | 009-33341 | Central | MHHS-Greater Heights | GH-OR | [5 empty] | WASTE-DISPOSAL UNITS | Waste Management, Surgical | WASTEMANAGESURG-Stryker-Neptune III | WASTEMANAGESURG | Neptune III |  |  |  | STRYKER | Waste Management, Surgical |  | WASTEMANAGESURG-Stryker-Neptune III |  |  |  |  | Not Covered Vendor Only - Rad, Low End | MHHS-Greater Heights | [8 empty] | WASTEMANAGESURG | Waste Management, Surgical | STRYKER
NO | YES |  |  |  | 009-33342 | 009-33342 | Stryker CORP SURGICAL DIV | NEPTUNE 3 ROVER |  |  | GH-OR | MHHS-Greater Heights |  | Waste Management, Surgical |  | 009-33342 | 009-33342 | Central Greater Heights | MHHS-Greater Heights | GH-OR | Room 6 | 5/1/18 |  | 5/1/19 |  | WASTE-DISPOSAL UNITS | Waste Management, Surgical | WASTEMANAGESURG-Stryker-Neptune III | WASTEMANAGESURG | Neptune III |  |  |  | STRYKER | Waste Management, Surgical |  | WASTEMANAGESURG-Stryker-Neptune III |  | 1/21/17 |  |  | Not Covered Vendor Only - Rad, Low End | MHHS-Greater Heights | [8 empty] | WASTEMANAGESURG | Waste Management, Surgical | STRYKER
NO | YES |  |  |  | 009-33343 | 009-33343 | Stryker CORP SURGICAL DIV | NEPTUNE 3 ROVER |  |  | GH-OR | MHHS-Greater Heights |  | Waste Management, Surgical |  | 009-33343 | 009-33343 | Central & Greater Heights | MHHS-Greater Heights | GH-OR | Room 3 | 6/1/18 |  | 3/1/20 |  | WASTE-DISPOSAL UNITS | Waste Management, Surgical | WASTEMANAGESURG-Stryker-Neptune III | WASTEMANAGESURG | Neptune III |  |  |  | STRYKER | Waste Management, Surgical |  | WASTEMANAGESURG-Stryker-Neptune III |  | 10/17/13 |  |  | Covered PM Repair - Respiratory/Steriliz | MHHS-Greater Heights | [8 empty] | WASTEMANAGESURG | Waste Management, Surgical | STRYKER
NO | YES |  |  |  | 009-33346 | 009-33346 | Stryker CORP SURGICAL DIV | NEPTUNE 3 ROVER |  |  | GH-OR | MHHS-Greater Heights |  | Waste Management, Surgical |  | 009-33346 | 009-33346 | Central | MHHS-Greater Heights | GH-OR | OR | 6/1/18 |  | 5/1/19 |  | WASTE-DISPOSAL UNITS | Waste Management, Surgical | WASTEMANAGESURG-Stryker-Neptune III | WASTEMANAGESURG | Neptune III |  |  |  | STRYKER | Waste Management, Surgical |  | WASTEMANAGESURG-Stryker-Neptune III |  | 9/23/20 |  |  | Not Covered Vendor Only - Biomedical | MHHS-Greater Heights | [8 empty] | WASTEMANAGESURG | Waste Management, Surgical | STRYKER
NO | YES |  |  |  | 009-33347 | 009-33347 | Stryker CORP SURGICAL DIV | NEPTUNE 3 ROVER |  |  | GH-OR Anesthesia | MHHS-Greater Heights |  | Waste Management, Surgical |  | 009-33347 | 009-33347 | Central | MHHS-Greater Heights | GH-OR Anesthesia | OR | 6/1/18 |  | 5/1/20 |  | WASTE-DISPOSAL UNITS | Waste Management, Surgical | WASTEMANAGESURG-Stryker-Neptune III | WASTEMANAGESURG | Neptune III |  |  |  | STRYKER | Waste Management, Surgical |  | WASTEMANAGESURG-Stryker-Neptune III |  | 1/22/19 |  |  | Covered PM Repair - Biomedical | MHHS-Greater Heights | [8 empty] | WASTEMANAGESURG | Waste Management, Surgical | STRYKER
NO | YES |  |  |  | 009-33348 | 009-33348 | Stryker CORP SURGICAL DIV | NEPTUNE 3 ROVER |  |  | GH-OR Anesthesia | MHHS-Greater Heights |  | Waste Management, Surgical |  | 009-33348 | 009-33348 | Central | MHHS-Greater Heights | GH-OR Anesthesia | OR | 6/1/18 |  | 3/1/20 |  | WASTE-DISPOSAL UNITS | Waste Management, Surgical | WASTEMANAGESURG-Stryker-Neptune III | WASTEMANAGESURG | Neptune III |  |  |  | STRYKER | Waste Management, Surgical |  | WASTEMANAGESURG-Stryker-Neptune III |  | 1/22/19 |  |  | Covered PM Repair - Biomedical | MHHS-Greater Heights | [8 empty] | WASTEMANAGESURG | Waste Management, Surgical | STRYKER
NO | YES |  |  |  | 009-33349 | 009-33349 | Stryker CORP SURGICAL DIV | NEPTUNE 3 ROVER |  |  | GH-OR | MHHS-Greater Heights |  | Waste Management, Surgical |  | 009-33349 | 009-33349 | Central | MHHS-Greater Heights | GH-OR | RM 3 | 9/1/19 |  | 3/1/20 |  | WASTE-DISPOSAL UNITS | Waste Management, Surgical | WASTEMANAGESURG-Stryker-Neptune III | WASTEMANAGESURG | Neptune III |  |  |  | STRYKER | Waste Management, Surgical |  | WASTEMANAGESURG-Stryker-Neptune III |  | 7/1/16 |  |  | Covered PM Repair - Biomedical | MHHS-Greater Heights | [8 empty] | WASTEMANAGESURG | Waste Management, Surgical | STRYKER
NO | YES | Asset Tag 009-33351 |  |  | 009-33351 | 009-33351 | Stryker CORP SURGICAL DIV | NEPTUNE 3 ROVER |  |  | GH-OR | MHHS-Greater Heights |  | Waste Management, Surgical |  | 009-33351 | 009-33351 | Central & Greater Heights | MHHS-Greater Heights | GH-OR |  | 6/20/18 |  |  |  | WASTE-DISPOSAL UNITS | Waste Management, Surgical | WASTEMANAGESURG-Stryker-Neptune III | WASTEMANAGESURG | Neptune III |  |  |  | STRYKER | Waste Management, Surgical |  | WASTEMANAGESURG-Stryker-Neptune III |  | 1/20/17 | Finished from Script 3/27/2020 12:11:52pm (Central) |  | Covered PM Repair - Radiology, Low End | MHHS-Greater Heights | [8 empty] | WASTEMANAGESURG | Waste Management, Surgical | STRYKER
NO | YES |  |  |  | 133-09890 | 133-09890 | Stryker CORP SURGICAL DIV | NEPTUNE 3 ROVER |  |  | Katy-OR | MHHS-Katy |  | Waste Management, Surgical |  | 133-09890 | 133-09890 | Katy | MHHS-Katy | Katy-OR | OR 8 | 9/1/19 | 3/1/20 |  |  | WASTE-DISPOSAL UNITS | Waste Management, Surgical | WASTEMANAGESURG-Stryker-Neptune III | WASTEMANAGESURG | Neptune III |  |  |  | STRYKER | Waste Management, Surgical |  | WASTEMANAGESURG-Stryker-Neptune III |  |  |  |  | Covered PM Repair - Biomedical | MHHS-Katy | [8 empty] | WASTEMANAGESURG | Waste Management, Surgical | STRYKER
NO | YES |  |  |  | 133-09891 | 133-09891 | Stryker CORP SURGICAL DIV | NEPTUNE 3 ROVER |  |  | Katy-OR | MHHS-Katy |  | Waste Management, Surgical |  | 133-09891 | 133-09891 | Katy | MHHS-Katy | Katy-OR | OR 4 | 9/1/19 | 3/1/20 |  |  | WASTE-DISPOSAL UNITS | Waste Management, Surgical | WASTEMANAGESURG-Stryker-Neptune III | WASTEMANAGESURG | Neptune III |  |  |  | STRYKER | Waste Management, Surgical |  | WASTEMANAGESURG-Stryker-Neptune III |  |  |  |  | Covered PM Repair - Biomedical | MHHS-Katy | [8 empty] | WASTEMANAGESURG | Waste Management, Surgical | STRYKER
NO | YES |  |  |  | 133-09892 | 133-09892 | Stryker CORP SURGICAL DIV | NEPTUNE 3 ROVER |  |  | Katy-OR | MHHS-Katy |  | Waste Management, Surgical |  | 133-09892 | 133-09892 | Katy | MHHS-Katy | Katy-OR | W2 208 Housekeeping Room | 9/1/19 | 3/1/20 |  |  | WASTE-DISPOSAL UNITS | Waste Management, Surgical | WASTEMANAGESURG-Stryker-Neptune III | WASTEMANAGESURG | Neptune III |  |  |  | STRYKER | Waste Management, Surgical |  | WASTEMANAGESURG-Stryker-Neptune III |  |  |  |  | Covered PM Repair - Biomedical | MHHS-Katy | [8 empty] | WASTEMANAGESURG | Waste Management, Surgical | STRYKER
NO | YES |  |  |  | 133-09894 | 133-09894 | Stryker CORP SURGICAL DIV | NEPTUNE 3 ROVER |  |  | Katy-OR | MHHS-Katy |  | Waste Management, Surgical |  | 133-09894 | 133-09894 | Katy | MHHS-Katy | Katy-OR | OR 7 | 9/1/19 | 3/1/20 |  |  | WASTE-DISPOSAL UNITS | Waste Management, Surgical | WASTEMANAGESURG-Stryker-Neptune III | WASTEMANAGESURG | Neptune III |  |  |  | STRYKER | Waste Management, Surgical |  | WASTEMANAGESURG-Stryker-Neptune III |  | 7/1/16 |  |  | Covered PM Repair - Biomedical | MHHS-Katy | [8 empty] | WASTEMANAGESURG | Waste Management, Surgical | STRYKER
NO | YES |  |  |  | 133-09895 | 133-09895 | Stryker CORP SURGICAL DIV | NEPTUNE 3 ROVER |  |  | Katy-OR | MHHS-Katy |  | Waste Management, Surgical |  | 133-09895 | 133-09895 | Katy | MHHS-Katy | Katy-OR | OR | 9/1/19 | 3/1/20 |  |  | WASTE-DISPOSAL UNITS | Waste Management, Surgical | WASTEMANAGESURG-Stryker-Neptune III | WASTEMANAGESURG | Neptune III |  |  |  | STRYKER | Waste Management, Surgical |  | WASTEMANAGESURG-Stryker-Neptune III |  |  |  |  | Covered PM Repair - Biomedical | MHHS-Katy | [8 empty] | WASTEMANAGESURG | Waste Management, Surgical | STRYKER
NO | YES |  |  |  | 133-09896 | 133-09896 | Stryker CORP SURGICAL DIV | NEPTUNE 3 ROVER |  |  | Katy-OR | MHHS-Katy |  | Waste Management, Surgical |  | 133-09896 | 133-09896 | Katy | MHHS-Katy | Katy-OR | OR1 | 9/1/19 | 3/1/20 |  |  | WASTE-DISPOSAL UNITS | Waste Management, Surgical | WASTEMANAGESURG-Stryker-Neptune III | WASTEMANAGESURG | Neptune III |  |  |  | STRYKER | Waste Management, Surgical |  | WASTEMANAGESURG-Stryker-Neptune III |  | 1/7/16 |  |  | Covered PM Repair - Biomedical | MHHS-Katy | [8 empty] | WASTEMANAGESURG | Waste Management, Surgical | STRYKER
NO | YES |  |  |  | 133-09897 | 133-09897 | Stryker CORP SURGICAL DIV | NEPTUNE 3 ROVER |  |  | Katy-OR | MHHS-Katy |  | Waste Management, Surgical |  | 133-09897 | 133-09897 | Katy | MHHS-Katy | Katy-OR | OR | 9/1/19 | 3/1/20 |  |  | WASTE-DISPOSAL UNITS | Waste Management, Surgical | WASTEMANAGESURG-Stryker-Neptune III | WASTEMANAGESURG | Neptune III |  |  |  | STRYKER | Waste Management, Surgical |  | WASTEMANAGESURG-Stryker-Neptune III |  |  |  |  | Covered PM Repair - Biomedical | MHHS-Katy | [8 empty] | WASTEMANAGESURG | Waste Management, Surgical | STRYKER
NO | YES |  |  |  | 041-20616 | 041-20616 | Stryker CORP SURGICAL DIV | NEPTUNE 3 ROVER |  |  | Memorial City-Labor & Delivery | MHHS-Mem City |  | Waste Management, Surgical |  | 041-20616 | 041-20616 | West | MHHS-Mem City | Memorial City-Labor & Delivery | L | 3/1/19 |  |  |  | WASTE-DISPOSAL UNITS |  | WASTEMANAGESURG-Stryker-Neptune III | WASTEMANAGESURG | Neptune III |  |  |  | STRYKER | Waste Management, Surgical |  | WASTEMANAGESURG-Stryker-Neptune III |  | 1/1/17 |  |  | Covered PM Repair - Biomedical | MHHS-Mem City
NO | YES |  |  |  | 041-21025 | 041-21025 | Stryker CORP SURGICAL DIV | NEPTUNE 3 ROVER |  |  | Memorial City-Labor & Delivery | MHHS-Mem City |  | Waste Management, Surgical |  | 041-21025 | 041-21025 | West | MHHS-Mem City | Memorial City-Labor & Delivery | Memorial City - Labor | 3/1/19 |  |  |  | WASTE-DISPOSAL UNITS |  | WASTEMANAGESURG-Stryker-Neptune III | WASTEMANAGESURG | Neptune III |  |  |  | STRYKER | Waste Management, Surgical |  | WASTEMANAGESURG-Stryker-Neptune III |  | 2/13/19 |  |  | Covered PM Repair - Biomedical | MHHS-Mem City
NO | YES |  |  |  | 041-21027 | 041-21027 | Stryker CORP SURGICAL DIV | NEPTUNE 3 ROVER |  |  | Memorial City-Labor & Delivery | MHHS-Mem City |  | Waste Management, Surgical |  | 041-21027 | 041-21027 | West | MHHS-Mem City | Memorial City-Labor & Delivery | L | 3/1/19 |  |  |  | WASTE-DISPOSAL UNITS |  | WASTEMANAGESURG-Stryker-Neptune III | WASTEMANAGESURG | Neptune III |  |  |  | STRYKER | Waste Management, Surgical |  | WASTEMANAGESURG-Stryker-Neptune III |  | 10/1/20 |  |  | Not Covered Vendor Only - Biomedical | MHHS-Mem City
NO | YES |  |  |  | 041-32063 | 041-32063 | Stryker CORP SURGICAL DIV | NEPTUNE 3 ROVER |  |  | MEMORIAL CITY - MHT - JHC OR | MHHS-Mem City |  | Waste Management, Surgical |  | 041-32063 | 041-32063 | West | West | MEMORIAL CITY - MHT - JHC OR | MH11:504 OR4 |  |  |  |  | WASTE-DISPOSAL UNITS |  | WASTEMANAGESURG-Stryker-Neptune III | WASTEMANAGESURG | Neptune III |  |  |  | STRYKER | Waste Management, Surgical |  | WASTEMANAGESURG-Stryker-Neptune III |  |  |  |  | Not Covered Vendor Only - Biomedical | MHHS-Mem City
NO | YES | [5 empty] | Stryker CORP SURGICAL DIV | NEPTUNE 3 ROVER |  |  | Memorial City Surgery Dept - Ortho | MHHS-Mem City |  | Waste Management, Surgical |  |  |  | West | Memorial Hermann - Memorial City | Memorial City Surgery Dept - Ortho | 11th Floor OR Room 8 |  |  |  |  | WASTE-DISPOSAL UNITS |  | WASTEMANAGESURG-Stryker-Neptune III | WASTEMANAGESURG | Neptune III |  |  |  | STRYKER | Waste Management, Surgical |  | WASTEMANAGESURG-Stryker-Neptune III |  |  |  |  | Not Covered Vendor Only - Biomedical | MHHS-Mem City
NO | YES | [5 empty] | Stryker CORP SURGICAL DIV | NEPTUNE 3 ROVER |  |  | MEMORIAL CITY - MHT - JHC OR | MHHS-Mem City |  | Waste Management, Surgical |  |  |  | West | Memorial Hermann Memorial City Medical Center | MEMORIAL CITY - MHT - JHC OR | MH11 500.1 |  |  |  |  | WASTE-DISPOSAL UNITS |  | WASTEMANAGESURG-Stryker-Neptune III | WASTEMANAGESURG | Neptune III |  |  |  | STRYKER | Waste Management, Surgical |  | WASTEMANAGESURG-Stryker-Neptune III |  |  |  |  | Covered PM Repair - Biomedical | MHHS-Mem City
NO | YES | [5 empty] | Stryker CORP SURGICAL DIV | NEPTUNE 3 ROVER |  |  | MEMORIAL CITY - MHT - JHC OR | MHHS-Mem City |  | Waste Management, Surgical |  |  |  | West | Weat | MEMORIAL CITY - MHT - JHC OR | MH11:507 OR7 |  |  |  |  | WASTE-DISPOSAL UNITS |  | WASTEMANAGESURG-Stryker-Neptune III | WASTEMANAGESURG | Neptune III |  |  |  | STRYKER | Waste Management, Surgical |  | WASTEMANAGESURG-Stryker-Neptune III |  |  |  |  | Covered PM Repair - Biomedical | MHHS-Mem City
NO | YES | [5 empty] | Stryker CORP SURGICAL DIV | NEPTUNE 3 ROVER |  |  | MEMORIAL CITY - Orthopedics Surgery | MHHS-Mem City |  | Waste Management, Surgical |  |  |  | West | Memorial City - Memorial Hermann Hospital | MEMORIAL CITY - Orthopedics Surgery | MH11 506 OR 6 |  |  |  | PM is past due | WASTE-DISPOSAL UNITS |  | WASTEMANAGESURG-Stryker-Neptune III | WASTEMANAGESURG | Neptune III |  |  |  | STRYKER | Waste Management, Surgical |  | WASTEMANAGESURG-Stryker-Neptune III |  |  |  |  | Covered PM Repair - Radiology, High End | MHHS-Mem City
NO | YES | [5 empty] | Stryker CORP SURGICAL DIV | NEPTUNE 3 ROVER |  |  | MEMORIAL CITY - Orthopedic Surgery | MHHS-Mem City |  | Waste Management, Surgical |  |  |  | West | Memorial Hermann Memorial City Medical Center | MEMORIAL CITY - Orthopedic Surgery | Memorial City - Orthopedic Surgery MH11 417 Housekeeping |  |  |  |  | WASTE-DISPOSAL UNITS |  | WASTEMANAGESURG-Stryker-Neptune III | WASTEMANAGESURG | Neptune III |  |  |  | STRYKER | Waste Management, Surgical |  | WASTEMANAGESURG-Stryker-Neptune III |  |  |  |  | Covered PM Repair - Biomedical | MHHS-Mem City
NO | YES |  |  |  | 041-21029 | 041-21029 | Stryker CORP SURGICAL DIV | NEPTUNE 3 ROVER |  |  | MEMORIAL CITY - MOR | MHHS-Mem City |  | Waste Management, Surgical |  | 041-21029 | 041-21029 | West | Memorial City - Memorial Hermann Hospital | MEMORIAL CITY - MOR | MOR 11 |  |  |  | PM past due | WASTE-DISPOSAL UNITS |  | WASTEMANAGESURG-Stryker-Neptune III | WASTEMANAGESURG | Neptune III |  |  |  | STRYKER | Waste Management, Surgical |  | WASTEMANAGESURG-Stryker-Neptune III |  |  |  |  | Covered PM Repair - Biomedical | MHHS-Mem City
NO | YES |  |  |  | 041-32066 | 041-32066 | Stryker CORP SURGICAL DIV | NEPTUNE 3 ROVER |  |  | OR | MHHS-Mem City |  | Waste Management, Surgical |  | 041-32066 | 041-32066 | West | Memorial Hermann - Memorial City | OR | Back Hallway |  |  |  |  | WASTE-DISPOSAL UNITS |  | WASTEMANAGESURG-Stryker-Neptune III | WASTEMANAGESURG | Neptune III |  |  |  | STRYKER | Waste Management, Surgical |  | WASTEMANAGESURG-Stryker-Neptune III |  |  |  |  | Covered PM Repair - Biomedical | MHHS-Mem City
NO | YES | [5 empty] | Stryker CORP SURGICAL DIV | NEPTUNE 3 ROVER |  |  | OR | MHHS-Mem City |  | Waste Management, Surgical |  |  |  | West | Memorial Hermann - Memorial City | OR | Back Hallway |  |  |  |  | WASTE-DISPOSAL UNITS |  | WASTEMANAGESURG-Stryker-Neptune III | WASTEMANAGESURG | Neptune III |  |  |  | STRYKER | Waste Management, Surgical |  | WASTEMANAGESURG-Stryker-Neptune III |  |  |  |  | Covered PM Repair - Biomedical | MHHS-Mem City
NO | YES | [5 empty] | Stryker CORP SURGICAL DIV | NEPTUNE 3 ROVER |  |  | MEMORIAL CITY - MOR | MHHS-Mem City |  | Waste Management, Surgical |  |  |  | West | Memorial City - Memorial Hermann Hospital | MEMORIAL CITY - MOR | Hallway |  |  |  | Past Recommended PM date | WASTE-DISPOSAL UNITS |  | WASTEMANAGESURG-Stryker-Neptune III | WASTEMANAGESURG | Neptune III |  |  |  | STRYKER | Waste Management, Surgical |  | WASTEMANAGESURG-Stryker-Neptune III |  |  |  |  | Covered PM Repair - Biomedical | MHHS-Mem City
NO | YES | [5 empty] | Stryker CORP SURGICAL DIV | NEPTUNE 3 ROVER |  |  | MEMORIAL CITY - MHT - JHC OR | MHHS-Mem City |  | Waste Management, Surgical |  |  |  | West | Memorial Hermann - Memorial City | MEMORIAL CITY - MHT - JHC OR | MH11 OR Room 3 |  |  |  |  | WASTE-DISPOSAL UNITS |  | WASTEMANAGESURG-Stryker-Neptune III | WASTEMANAGESURG | Neptune III |  |  |  | STRYKER | Waste Management, Surgical |  | WASTEMANAGESURG-Stryker-Neptune III |  |  |  |  | Covered PM Repair - Biomedical | MHHS-Mem City
NO | YES | [5 empty] | Stryker CORP SURGICAL DIV | NEPTUNE 3 ROVER |  |  | OR | MHHS-Mem City |  | Waste Management, Surgical |  |  |  | West | Memorial Hermann - Memorial City | OR | Back Hallway |  |  |  |  | WASTE-DISPOSAL UNITS |  | WASTEMANAGESURG-Stryker-Neptune III | WASTEMANAGESURG | Neptune III |  |  |  | STRYKER | Waste Management, Surgical |  | WASTEMANAGESURG-Stryker-Neptune III |  |  |  |  | Covered PM Repair - Biomedical | MHHS-Mem City
NO | YES | [5 empty] | Stryker CORP SURGICAL DIV | NEPTUNE 3 ROVER |  |  | MEMORIAL CITY - MOR | MHHS-Mem City |  | Waste Management, Surgical |  |  |  | West | Memorial City - Memorial Hermann Hospital | MEMORIAL CITY - MOR | Hallway |  |  |  | PM past due | WASTE-DISPOSAL UNITS |  | WASTEMANAGESURG-Stryker-Neptune III | WASTEMANAGESURG | Neptune III |  |  |  | STRYKER | Waste Management, Surgical |  | WASTEMANAGESURG-Stryker-Neptune III |  |  |  |  | Covered PM Repair - Biomedical | MHHS-Mem City
NO | YES | [5 empty] | Stryker CORP SURGICAL DIV | NEPTUNE 3 ROVER |  |  | OR | MHHS-Mem City |  | Waste Management, Surgical |  |  |  | West | Memorial Hermann - Memorial City | OR | Back Hallway |  |  |  |  | WASTE-DISPOSAL UNITS |  | WASTEMANAGESURG-Stryker-Neptune III | WASTEMANAGESURG | Neptune III |  |  |  | STRYKER | Waste Management, Surgical |  | WASTEMANAGESURG-Stryker-Neptune III |  |  |  |  | Covered PM Repair - Biomedical | MHHS-Mem City
NO | YES |  |  |  | 041-34148 | 041-34148 | Stryker CORP SURGICAL DIV | NEPTUNE 3 ROVER |  |  | MEMORIAL CITY - OUTPATIENT SURGERY | MHHS-Mem City |  | Waste Management, Surgical |  | 041-34148 | 041-34148 | West | Memorial Hermann Memorial City Medical Center | MEMORIAL CITY - OUTPATIENT SURGERY | memorial City- Day Surgery W1 300.84 OR 12 |  |  |  |  | WASTE-DISPOSAL UNITS |  | WASTEMANAGESURG-Stryker-Neptune III | WASTEMANAGESURG | Neptune III |  |  |  | STRYKER | Waste Management, Surgical |  | WASTEMANAGESURG-Stryker-Neptune III |  |  |  |  | Covered PM Repair - Biomedical | MHHS-Mem City
NO | YES |  |  |  | 041-34149 | 041-34149 | Stryker CORP SURGICAL DIV | NEPTUNE 3 ROVER |  |  | MEMORIAL CITY - OUTPATIENT SURGERY | MHHS-Mem City |  | Waste Management, Surgical |  | 041-34149 | 041-34149 | West | Memorial Hermann Memorial City Medical Center | MEMORIAL CITY - OUTPATIENT SURGERY | memorial City- Day Surgery W1 300.84 OR 12 |  |  |  |  | WASTE-DISPOSAL UNITS |  | WASTEMANAGESURG-Stryker-Neptune III | WASTEMANAGESURG | Neptune III |  |  |  | STRYKER | Waste Management, Surgical |  | WASTEMANAGESURG-Stryker-Neptune III |  |  |  |  | Covered PM Repair - Radiology, Low End | MHHS-Mem City
NO | YES |  |  |  | 041-34150 | 041-34150 | Stryker CORP SURGICAL DIV | NEPTUNE 3 ROVER |  |  | MEMORIAL CITY - OUTPATIENT SURGERY | MHHS-Mem City |  | Waste Management, Surgical |  | 041-34150 | 041-34150 | West | Memorial Hermann Memorial City Medical Center | MEMORIAL CITY - OUTPATIENT SURGERY | memorial City- Day Surgery W1 300.84 OR 12 |  |  |  |  | WASTE-DISPOSAL UNITS |  | WASTEMANAGESURG-Stryker-Neptune III | WASTEMANAGESURG | Neptune III |  |  |  | STRYKER | Waste Management, Surgical |  | WASTEMANAGESURG-Stryker-Neptune III |  |  |  |  | Not Covered Vendor Only - Biomedical | MHHS-Mem City
NO | YES |  |  |  | 041-34441 | 041-34441 | Stryker CORP SURGICAL DIV | NEPTUNE 3 ROVER |  |  | MEMORIAL CITY - OUTPATIENT SURGERY | MHHS-Mem City |  | Waste Management, Surgical |  | 041-34441 | 041-34441 | West | Memorial Hermann Memorial City Medical Center | MEMORIAL CITY - OUTPATIENT SURGERY | memorial City- Day Surgery W1 300.84 OR 12 |  |  |  |  | WASTE-DISPOSAL UNITS |  | WASTEMANAGESURG-Stryker-Neptune III | WASTEMANAGESURG | Neptune III |  |  |  | STRYKER | Waste Management, Surgical |  | WASTEMANAGESURG-Stryker-Neptune III |  |  |  |  | Not Covered Vendor Only - Biomedical | MHHS-Mem City
NO | YES |  |  |  |  | 041-33781 | Stryker CORP SURGICAL DIV | NEPTUNE 3 ROVER |  |  | MEMORIAL CITY - OUTPATIENT SURGERY | MHHS-Mem City |  | Waste Management, Surgical |  |  | 041-33781 | West | Memorial Hermann Memorial City Medical Center | MEMORIAL CITY - OUTPATIENT SURGERY | memorial City- Day Surgery W1 300.84 OR 12 |  |  |  | Service tag from Stryker pm completed 3/19 next pm 9/19 | WASTE-DISPOSAL UNITS |  | WASTEMANAGESURG-Stryker-Neptune III | WASTEMANAGESURG | Neptune III |  |  |  | STRYKER | Waste Management, Surgical |  | WASTEMANAGESURG-Stryker-Neptune III |  |  |  |  | Not Covered Vendor Only - Biomedical | MHHS-Mem City
NO | YES |  |  |  |  | 041-33780 | Stryker CORP SURGICAL DIV | NEPTUNE 3 ROVER |  |  | MEMORIAL CITY - OUTPATIENT SURGERY | MHHS-Mem City |  | Waste Management, Surgical |  |  | 041-33780 | West | Memorial Hermann Memorial City Medical Center | MEMORIAL CITY - OUTPATIENT SURGERY | memorial City- Day Surgery W1 300.84 OR 12 |  |  |  | Stryker service tag states | WASTE-DISPOSAL UNITS |  | WASTEMANAGESURG-Stryker-Neptune III | WASTEMANAGESURG | Neptune III |  |  |  | STRYKER | Waste Management, Surgical |  | WASTEMANAGESURG-Stryker-Neptune III |  |  |  |  | Not Covered Vendor Only - Biomedical | MHHS-Mem City
NO | YES | [5 empty] | Stryker CORP SURGICAL DIV | NEPTUNE 3 ROVER |  |  | MEMORIAL CITY - MOR | MHHS-Mem City |  | Waste Management, Surgical |  |  |  | West | Memorial City - Memorial Hermann Hospital | MEMORIAL CITY - MOR | Hallway |  |  |  | PM past due | WASTE-DISPOSAL UNITS |  | WASTEMANAGESURG-Stryker-Neptune III | WASTEMANAGESURG | Neptune III |  |  |  | STRYKER | Waste Management, Surgical |  | WASTEMANAGESURG-Stryker-Neptune III |  |  |  |  | Covered PM Repair - Biomedical | MHHS-Mem City
NO | YES |  |  |  | 925-01143 | 925-01143 | Stryker CORP SURGICAL DIV | NEPTUNE 3 ROVER |  |  | GH-OR | MHHS Orthopedic & Spine |  | Waste Management, Surgical |  | 925-01143 | 925-01143 | Central | MHHS-Greater Heights | GH-OR | OR 6 | 4/1/19 |  | 10/1/19 |  | WASTE-DISPOSAL UNITS | Waste Management, Surgical | WASTEMANAGESURG-Stryker-Neptune III | WASTEMANAGESURG | Neptune III |  |  |  | STRYKER | Waste Management, Surgical |  | WASTEMANAGESURG-Stryker-Neptune III |  | 8/28/20 | MHOSH Inventory Dec 2019 into 2020 - Copy.xls - Already Verified |  | Not Covered Vendor Only - Biomedical | MHHS Orthopedic & Spine | [8 empty] | WASTEMANAGESURG | Waste Management, Surgical | STRYKER
NO | YES |  |  |  | 925-01144 | 925-01144 | Stryker CORP SURGICAL DIV | NEPTUNE 3 ROVER |  |  | GH-OR | MHHS Orthopedic & Spine |  | Waste Management, Surgical |  | 925-01144 | 925-01144 | Central | MHHS-Greater Heights | GH-OR | OR 4 | 2/1/17 |  | 10/1/19 |  | WASTE-DISPOSAL UNITS | Waste Management, Surgical | WASTEMANAGESURG-Stryker-Neptune III | WASTEMANAGESURG | Neptune III |  |  |  | STRYKER | Waste Management, Surgical |  | WASTEMANAGESURG-Stryker-Neptune III |  |  | MHOSH Inventory Dec 2019 into 2020 - Copy.xls - Already Verified |  | Covered PM Repair - Radiology, Low End | MHHS Orthopedic & Spine | [8 empty] | WASTEMANAGESURG | Waste Management, Surgical | STRYKER
NO | YES |  |  |  | 925-01145 | 925-01145 | Stryker CORP SURGICAL DIV | NEPTUNE 3 ROVER |  |  | GH-OR | MHHS Orthopedic & Spine |  | Waste Management, Surgical |  | 925-01145 | 925-01145 | Central | MHHS-Greater Heights | GH-OR | OR 8 | 4/1/19 |  | 10/1/19 |  | WASTE-DISPOSAL UNITS | Waste Management, Surgical | WASTEMANAGESURG-Stryker-Neptune III | WASTEMANAGESURG | Neptune III |  |  |  | STRYKER | Waste Management, Surgical |  | WASTEMANAGESURG-Stryker-Neptune III |  | 9/28/14 | MHOSH Inventory Dec 2019 into 2020 - Copy.xls - Already Verified |  | Covered PM Repair - Biomedical | MHHS Orthopedic & Spine | [8 empty] | WASTEMANAGESURG | Waste Management, Surgical | STRYKER
NO | YES |  |  |  | 925-01146 | 925-01146 | Stryker CORP SURGICAL DIV | NEPTUNE 3 ROVER |  |  | GH-OR | MHHS Orthopedic & Spine |  | Waste Management, Surgical |  | 925-01146 | 925-01146 | Central | MHHS-Greater Heights | GH-OR | OR 10 | 4/1/19 |  | 10/1/19 |  | WASTE-DISPOSAL UNITS | Waste Management, Surgical | WASTEMANAGESURG-Stryker-Neptune III | WASTEMANAGESURG | Neptune III |  |  |  | STRYKER | Waste Management, Surgical |  | WASTEMANAGESURG-Stryker-Neptune III |  |  | MHOSH Inventory Dec 2019 into 2020 - Copy.xls - Already Verified |  | Covered PM Repair - Biomedical | MHHS Orthopedic & Spine | [8 empty] | WASTEMANAGESURG | Waste Management, Surgical | STRYKER
NO | YES |  |  |  | 925-01147 | 925-01147 | Stryker CORP SURGICAL DIV | NEPTUNE 3 ROVER |  |  | GH-OR | MHHS Orthopedic & Spine |  | Waste Management, Surgical |  | 925-01147 | 925-01147 | Central | MHHS-Greater Heights | GH-OR | OR 9 | 4/1/19 |  | 10/1/19 |  | WASTE-DISPOSAL UNITS | Waste Management, Surgical | WASTEMANAGESURG-Stryker-Neptune III | WASTEMANAGESURG | Neptune III |  |  |  | STRYKER | Waste Management, Surgical |  | WASTEMANAGESURG-Stryker-Neptune III |  |  | MHOSH Inventory Dec 2019 into 2020 - Copy.xls - Already Verified |  | Covered PM Repair - Biomedical | MHHS Orthopedic & Spine | [8 empty] | WASTEMANAGESURG | Waste Management, Surgical | STRYKER
NO | YES |  |  |  | 925-01148 | 925-01148 | Stryker CORP SURGICAL DIV | NEPTUNE 3 ROVER |  |  | MHOSH-OR | MHHS Orthopedic & Spine |  | Waste Management, Surgical |  | 925-01148 | 925-01148 | Central | MHHS-Orthopedic & Spine | MHOSH-OR | MHOSH - OR | 1/1/17 |  | 10/1/19 |  | WASTE-DISPOSAL UNITS | Waste Management, Surgical | WASTEMANAGESURG-Stryker-Neptune III | WASTEMANAGESURG | Neptune III |  |  |  | STRYKER | Waste Management, Surgical |  | WASTEMANAGESURG-Stryker-Neptune III |  | 1/26/17 | MHOSH Inventory Dec 2019 into 2020 - Copy.xls - Already Verified |  | Covered PM Repair - Biomedical | MHHS Orthopedic & Spine | [8 empty] | WASTEMANAGESURG | Waste Management, Surgical | STRYKER
NO | YES |  |  |  | 925-01149 | 925-01149 | Stryker CORP SURGICAL DIV | NEPTUNE 3 ROVER |  |  | GH-OR | MHHS Orthopedic & Spine |  | Waste Management, Surgical |  | 925-01149 | 925-01149 | Central | MHHS-Greater Heights | GH-OR | OR 2 | 2/1/17 |  | 10/1/19 |  | WASTE-DISPOSAL UNITS | Waste Management, Surgical | WASTEMANAGESURG-Stryker-Neptune III | WASTEMANAGESURG | Neptune III |  |  |  | STRYKER | Waste Management, Surgical |  | WASTEMANAGESURG-Stryker-Neptune III |  | 1/26/17 | MHOSH Inventory Dec 2019 into 2020 - Copy.xls - Already Verified |  | Covered PM Repair - Biomedical | MHHS Orthopedic & Spine | [8 empty] | WASTEMANAGESURG | Waste Management, Surgical | STRYKER
NO | YES |  |  |  | 925-01150 | 925-01150 | Stryker CORP SURGICAL DIV | NEPTUNE 3 ROVER |  |  | MHOSH-OR | MHHS Orthopedic & Spine |  | Waste Management, Surgical |  | 925-01150 | 925-01150 | Central | MHHS-Orthopedic & Spine | MHOSH-OR | MHOSH - OR | 1/1/17 |  | 10/1/19 |  | WASTE-DISPOSAL UNITS | Waste Management, Surgical | WASTEMANAGESURG-Stryker-Neptune III | WASTEMANAGESURG | Neptune III |  |  |  | STRYKER | Waste Management, Surgical |  | WASTEMANAGESURG-Stryker-Neptune III |  | 1/26/17 | MHOSH Inventory Dec 2019 into 2020 - Copy.xls - Already Verified |  | Covered PM Repair - Biomedical | MHHS Orthopedic & Spine | [8 empty] | WASTEMANAGESURG | Waste Management, Surgical | STRYKER
NO | YES |  |  |  | 925-01151 | 925-01151 | Stryker CORP SURGICAL DIV | NEPTUNE 3 ROVER |  |  | MHOSH-OR | MHHS Orthopedic & Spine |  | Waste Management, Surgical |  | 925-01151 | 925-01151 | Central & Greater Heights | MHHS-Orthopedic & Spine | MHOSH-OR |  | 2/1/17 |  |  |  | WASTE-DISPOSAL UNITS | Waste Management, Surgical | WASTEMANAGESURG-Stryker-Neptune III | WASTEMANAGESURG | Neptune III |  |  |  | STRYKER | Waste Management, Surgical |  | WASTEMANAGESURG-Stryker-Neptune III |  | 7/31/19 | MHOSH Inventory Dec 2019 into 2020 - Copy.xls - Newly Verified |  | Covered PM Repair - Biomedical | MHHS Orthopedic & Spine | [8 empty] | WASTEMANAGESURG | Waste Management, Surgical | STRYKER
NO | YES |  |  |  | 925-01152 | 925-01152 | Stryker CORP SURGICAL DIV | NEPTUNE 3 ROVER |  |  | GH-OR | MHHS Orthopedic & Spine |  | Waste Management, Surgical |  | 925-01152 | 925-01152 | Central | MHHS-Greater Heights | GH-OR | OR 7 | 4/1/19 |  | 10/1/19 |  | WASTE-DISPOSAL UNITS | Waste Management, Surgical | WASTEMANAGESURG-Stryker-Neptune III | WASTEMANAGESURG | Neptune III |  |  |  | STRYKER | Waste Management, Surgical |  | WASTEMANAGESURG-Stryker-Neptune III |  | 7/10/19 | MHOSH Inventory Dec 2019 into 2020 - Copy.xls - Already Verified |  | Covered PM Repair - Biomedical | MHHS Orthopedic & Spine | [8 empty] | WASTEMANAGESURG | Waste Management, Surgical | STRYKER
NO | YES |  |  |  | 142-06734 | 142-06734 | Stryker CORP SURGICAL DIV | NEPTUNE 3 ROVER |  |  | NE - OR | MHHS-Northeast |  | Waste Management, Surgical |  | 142-06734 | 142-06734 | Katy |  | NE - OR | [5 empty] | WASTE-DISPOSAL UNITS |  | WASTEMANAGESURG-Stryker-Neptune III | WASTEMANAGESURG | Neptune III |  |  |  | STRYKER | Waste Management, Surgical |  | WASTEMANAGESURG-Stryker-Neptune III |  |  |  |  | Covered PM Repair - Biomedical | MHHS-Northeast
NO | YES |  |  |  | 142-06735 | 142-06735 | Stryker CORP SURGICAL DIV | NEPTUNE 3 ROVER |  |  | NE-OR | MHHS-Northeast |  | Waste Management, Surgical |  | 142-06735 | 142-06735 | Katy | MHHS-Northeast | NE-OR | OR 2 | 1/1/20 | 7/1/20 |  |  | WASTE-DISPOSAL UNITS | Waste Management, Surgical | WASTEMANAGESURG-Stryker-Neptune III | WASTEMANAGESURG | Neptune III |  |  |  | STRYKER | Waste Management, Surgical |  | WASTEMANAGESURG-Stryker-Neptune III |  |  |  |  | Covered PM Repair - Biomedical | MHHS-Northeast | [8 empty] | WASTEMANAGESURG | Waste Management, Surgical | STRYKER
NO | YES |  |  |  | 142-06736 | 142-06736 | Stryker CORP SURGICAL DIV | NEPTUNE 3 ROVER |  |  | NE-OR | MHHS-Northeast |  | Waste Management, Surgical |  | 142-06736 | 142-06736 | Katy | MHHS-Northeast | NE-OR | OR1 | 1/1/20 | 2/1/20 |  |  | WASTE-DISPOSAL UNITS | Waste Management, Surgical | WASTEMANAGESURG-Stryker-Neptune III | WASTEMANAGESURG | Neptune III |  |  |  | STRYKER | Waste Management, Surgical |  | WASTEMANAGESURG-Stryker-Neptune III |  |  |  |  | Covered PM Repair - Biomedical | MHHS-Northeast | [8 empty] | WASTEMANAGESURG | Waste Management, Surgical | STRYKER
NO | YES |  |  |  | 142-06737 | 142-06737 | Stryker CORP SURGICAL DIV | NEPTUNE 3 ROVER |  |  | NE-OR | MHHS-Northeast |  | Waste Management, Surgical |  | 142-06737 | 142-06737 | Katy | MHHS-Northeast | NE-OR | D Con | 8/1/19 | 7/1/20 |  |  | WASTE-DISPOSAL UNITS | Waste Management, Surgical | WASTEMANAGESURG-Stryker-Neptune III | WASTEMANAGESURG | Neptune III |  |  |  | STRYKER | Waste Management, Surgical |  | WASTEMANAGESURG-Stryker-Neptune III |  |  |  |  | Covered PM Repair - Biomedical | MHHS-Northeast | [8 empty] | WASTEMANAGESURG | Waste Management, Surgical | STRYKER
NO | YES |  |  |  | 145-00672 | 145-00672 | Stryker CORP SURGICAL DIV | NEPTUNE 3 ROVER |  |  | Pearland-OR | MHHS-Pearland Hospital |  | Waste Management, Surgical |  | 145-00672 | 145-00672 | Pearland | MHHS-Pearland Hospital | Pearland-OR | Pearland OR4 | 1/1/20 | 7/1/20 |  |  | WASTE-DISPOSAL UNITS | Waste Management, Surgical | WASTEMANAGESURG-Stryker-Neptune III | WASTEMANAGESURG | Neptune III |  |  |  | STRYKER | Waste Management, Surgical |  | WASTEMANAGESURG-Stryker-Neptune III |  | 11/11/20 |  |  | Not Covered Vendor Only - Rad, High End | MHHS-Pearland Hospital | [8 empty] | WASTEMANAGESURG | Waste Management, Surgical | STRYKER
NO | YES |  |  |  | 145-00807 | 145-00807 | Stryker CORP SURGICAL DIV | NEPTUNE 3 ROVER |  |  | PEARLAND - OR - STERILE PROCESSING | MHHS-Pearland Hospital |  | Waste Management, Surgical |  | 145-00807 | 145-00807 | Pearland | Memorial Hermann Pearland Hospital | PEARLAND - OR - STERILE PROCESSING | OR1 | 1/1/20 | 7/1/20 |  |  | WASTE-DISPOSAL UNITS | Waste Management, Surgical | WASTEMANAGESURG-Stryker-Neptune III | WASTEMANAGESURG | Neptune III |  |  |  | STRYKER | Waste Management, Surgical |  | WASTEMANAGESURG-Stryker-Neptune III |  | 6/22/17 |  |  | Covered PM Repair - Biomedical | MHHS-Pearland Hospital | [8 empty] | WASTEMANAGESURG | Waste Management, Surgical | STRYKER
NO | YES |  |  |  | 013-38015 | 013-38015 | Stryker CORP SURGICAL DIV | NEPTUNE 3 ROVER |  |  | SW-OR | MHHS-Southwest |  | Waste Management, Surgical |  | 013-38015 | 013-38015 | Southwest | MHHS-Southwest | SW-OR | OR11 |  |  |  |  | WASTE-DISPOSAL UNITS | Waste Management, Surgical | WASTEMANAGESURG-Stryker-Neptune III | WASTEMANAGESURG | Neptune III |  |  |  | STRYKER | Waste Management, Surgical |  | WASTEMANAGESURG-Stryker-Neptune III |  | 2/5/15 |  |  | Covered PM Repair - Biomedical | MHHS-Southwest | [8 empty] | WASTEMANAGESURG | Waste Management, Surgical | STRYKER
NO | YES |  |  |  | 013-38016 | 013-38016 | Stryker CORP SURGICAL DIV | NEPTUNE 3 ROVER |  |  | SW-OR | MHHS-Southwest |  | Waste Management, Surgical |  | 013-38016 | 013-38016 | Southwest | MHHS-Southwest | SW-OR | HVI OR |  |  | 9/1/19 |  | WASTE-DISPOSAL UNITS | Waste Management, Surgical | WASTEMANAGESURG-Stryker-Neptune III | WASTEMANAGESURG | Neptune III |  |  |  | STRYKER | Waste Management, Surgical |  | WASTEMANAGESURG-Stryker-Neptune III |  | 2/6/15 |  |  | Covered PM Repair - Biomedical | MHHS-Southwest | [8 empty] | WASTEMANAGESURG | Waste Management, Surgical | STRYKER
NO | YES |  |  |  | 013-38018 | 013-38018 | Stryker CORP SURGICAL DIV | NEPTUNE 3 ROVER |  |  | SW-OR | MHHS-Southwest |  | Waste Management, Surgical |  | 013-38018 | 013-38018 | Southwest | MHHS-Southwest | SW-OR | OR12 |  |  |  |  | WASTE-DISPOSAL UNITS | Waste Management, Surgical | WASTEMANAGESURG-Stryker-Neptune III | WASTEMANAGESURG | Neptune III |  |  |  | STRYKER | Waste Management, Surgical |  | WASTEMANAGESURG-Stryker-Neptune III |  |  |  |  | Covered PM Repair - Biomedical | MHHS-Southwest | [8 empty] | WASTEMANAGESURG | Waste Management, Surgical | STRYKER
NO | YES |  |  |  | 013-38021 | 013-38021 | Stryker CORP SURGICAL DIV | NEPTUNE 3 ROVER |  |  | SW-OR | MHHS-Southwest |  | Waste Management, Surgical |  | 013-38021 | 013-38021 | Southwest | MHHS-Southwest | SW-OR | Room 21 |  |  |  | New Add - One Time Inspection Sticker | WASTE-DISPOSAL UNITS | Waste Management, Surgical | WASTEMANAGESURG-Stryker-Neptune III | WASTEMANAGESURG | Neptune III |  |  |  | STRYKER | Waste Management, Surgical |  | WASTEMANAGESURG-Stryker-Neptune III |  | 7/1/16 |  |  | Covered PM Repair - Lab Analyzers/Anesth | MHHS-Southwest | [8 empty] | WASTEMANAGESURG | Waste Management, Surgical | STRYKER
NO | YES |  |  |  | 013-38023 | 013-38023 | Stryker CORP SURGICAL DIV | NEPTUNE 3 ROVER |  |  | SW-OR | MHHS-Southwest |  | Waste Management, Surgical |  | 013-38023 | 013-38023 | Southwest | MHHS-Southwest | SW-OR | OR15 |  |  |  |  | WASTE-DISPOSAL UNITS | Waste Management, Surgical | WASTEMANAGESURG-Stryker-Neptune III | WASTEMANAGESURG | Neptune III |  |  |  | STRYKER | Waste Management, Surgical |  | WASTEMANAGESURG-Stryker-Neptune III |  |  |  |  | Covered PM Repair - Biomedical | MHHS-Southwest | [8 empty] | WASTEMANAGESURG | Waste Management, Surgical | STRYKER
NO | YES |  |  |  | 013-38024 | 013-38024 | Stryker CORP SURGICAL DIV | NEPTUNE 3 ROVER |  |  | SW-OR | MHHS-Southwest |  | Waste Management, Surgical |  | 013-38024 | 013-38024 | Southwest | MHHS-Southwest | SW-OR | Room 26 - Cysto |  |  |  | One Time Inspection Sticker | WASTE-DISPOSAL UNITS | Waste Management, Surgical | WASTEMANAGESURG-Stryker-Neptune III | WASTEMANAGESURG | Neptune III |  |  |  | STRYKER | Waste Management, Surgical |  | WASTEMANAGESURG-Stryker-Neptune III |  |  |  |  | Covered PM Repair - Biomedical | MHHS-Southwest | [8 empty] | WASTEMANAGESURG | Waste Management, Surgical | STRYKER
NO | YES |  |  |  | 013-38025 | 013-38025 | Stryker CORP SURGICAL DIV | NEPTUNE 3 ROVER |  |  | SW-OR | MHHS-Southwest |  | Waste Management, Surgical |  | 013-38025 | 013-38025 | Southwest | MHHS-Southwest | SW-OR | OR Hallway |  |  |  |  | WASTE-DISPOSAL UNITS | Waste Management, Surgical | WASTEMANAGESURG-Stryker-Neptune III | WASTEMANAGESURG | Neptune III |  |  |  | STRYKER | Waste Management, Surgical |  | WASTEMANAGESURG-Stryker-Neptune III |  | 7/1/16 |  |  | Covered PM Repair - Biomedical | MHHS-Southwest | [8 empty] | WASTEMANAGESURG | Waste Management, Surgical | STRYKER
NO | YES |  |  |  | 013-38026 | 013-38026 | Stryker CORP SURGICAL DIV | NEPTUNE 3 ROVER |  |  | SW-OR | MHHS-Southwest |  | Waste Management, Surgical |  | 013-38026 | 013-38026 | Southwest | MHHS-Southwest | SW-OR | OR23 |  |  |  |  | WASTE-DISPOSAL UNITS | Waste Management, Surgical | WASTEMANAGESURG-Stryker-Neptune III | WASTEMANAGESURG | Neptune III |  |  |  | STRYKER | Waste Management, Surgical |  | WASTEMANAGESURG-Stryker-Neptune III |  |  |  |  | Covered PM Repair - Biomedical | MHHS-Southwest | [8 empty] | WASTEMANAGESURG | Waste Management, Surgical | STRYKER
NO | YES |  |  |  | 013-38027 | 013-38027 | Stryker CORP SURGICAL DIV | NEPTUNE 3 ROVER |  |  | SW-OR | MHHS-Southwest |  | Waste Management, Surgical |  | 013-38027 | 013-38027 | Southwest | MHHS-Southwest | SW-OR | OR25 |  |  |  |  | WASTE-DISPOSAL UNITS | Waste Management, Surgical | WASTEMANAGESURG-Stryker-Neptune III | WASTEMANAGESURG | Neptune III |  |  |  | STRYKER | Waste Management, Surgical |  | WASTEMANAGESURG-Stryker-Neptune III |  |  |  |  | Covered PM Repair - Biomedical | MHHS-Southwest | [8 empty] | WASTEMANAGESURG | Waste Management, Surgical | STRYKER
NO | YES |  |  |  | 013-38029 | 013-38029 | Stryker CORP SURGICAL DIV | NEPTUNE 3 ROVER |  |  | SW-OR | MHHS-Southwest |  | Waste Management, Surgical |  | 013-38029 | 013-38029 | Southwest | MHHS-Southwest | SW-OR | Room 14 |  |  |  | One Time Inspection Sticker | WASTE-DISPOSAL UNITS | Waste Management, Surgical | WASTEMANAGESURG-Stryker-Neptune III | WASTEMANAGESURG | Neptune III |  |  |  | STRYKER | Waste Management, Surgical |  | WASTEMANAGESURG-Stryker-Neptune III |  |  |  |  | Covered PM Repair - Biomedical | MHHS-Southwest | [8 empty] | WASTEMANAGESURG | Waste Management, Surgical | STRYKER
NO | YES | Serial Number 1627203683 |  |  | 013-39251 | 013-39251 | Stryker CORP SURGICAL DIV | NEPTUNE 3 ROVER |  |  | L | MHHS-Southwest |  | Waste Management, Surgical |  | 013-39251 | 013-39251 | Southwest | Memorial Hermann Southwest Hospital | L | Hallway |  |  |  |  | WASTE-DISPOSAL UNITS |  | WASTEMANAGESURG-Stryker-Neptune III | WASTEMANAGESURG | Neptune III |  |  |  | STRYKER | Waste Management, Surgical |  | WASTEMANAGESURG-Stryker-Neptune III |  |  |  |  | Covered PM Repair - Biomedical | MHHS-Southwest
NO | YES |  |  |  | 129-07358 | 129-07358 | Stryker CORP SURGICAL DIV | NEPTUNE 3 ROVER |  |  | Sugar Land-OR | MHHS-Sugarland |  | Waste Management, Surgical |  | 129-07358 | 129-07358 | Sugar Land | MHHS-Sugarland | Sugar Land-OR | Housekeeping | 2/1/19 |  |  |  | WASTE-DISPOSAL UNITS | Waste Management, Surgical | WASTEMANAGESURG-Stryker-Neptune III | WASTEMANAGESURG | Neptune III |  |  |  | STRYKER | Waste Management, Surgical |  | WASTEMANAGESURG-Stryker-Neptune III |  |  |  |  | Covered PM Repair - Biomedical | MHHS-Sugarland | [8 empty] | WASTEMANAGESURG | Waste Management, Surgical | STRYKER
NO | YES |  |  |  | 129-07359 | 129-07359 | Stryker CORP SURGICAL DIV | NEPTUNE 3 ROVER |  |  | Sugar Land-OR | MHHS-Sugarland |  | Waste Management, Surgical |  | 129-07359 | 129-07359 | Sugar Land | MHHS-Sugarland | Sugar Land-OR |  | 2/1/19 | 2/1/20 |  |  | WASTE-DISPOSAL UNITS | Waste Management, Surgical | WASTEMANAGESURG-Stryker-Neptune III | WASTEMANAGESURG | Neptune III |  |  |  | STRYKER | Waste Management, Surgical |  | WASTEMANAGESURG-Stryker-Neptune III |  | 1/8/17 |  |  | Covered PM Repair - Biomedical | MHHS-Sugarland | [8 empty] | WASTEMANAGESURG | Waste Management, Surgical | STRYKER
NO | YES |  |  |  | 129-07360 | 129-07360 | Stryker CORP SURGICAL DIV | NEPTUNE 3 ROVER |  |  | Sugar Land-OR | MHHS-Sugarland |  | Waste Management, Surgical |  | 129-07360 | 129-07360 | Sugar Land | MHHS-Sugarland | Sugar Land-OR |  | 2/1/19 | 2/1/20 |  |  | WASTE-DISPOSAL UNITS | Waste Management, Surgical | WASTEMANAGESURG-Stryker-Neptune III | WASTEMANAGESURG | Neptune III |  |  |  | STRYKER | Waste Management, Surgical |  | WASTEMANAGESURG-Stryker-Neptune III |  |  |  |  | Covered PM Repair - Biomedical | MHHS-Sugarland | [8 empty] | WASTEMANAGESURG | Waste Management, Surgical | STRYKER
NO | YES |  |  |  | 129-07361 | 129-07361 | Stryker CORP SURGICAL DIV | NEPTUNE 3 ROVER |  |  | Sugar Land-OR | MHHS-Sugarland |  | Waste Management, Surgical |  | 129-07361 | 129-07361 | Sugar Land | MHHS-Sugarland | Sugar Land-OR | OR 6 | 11/1/19 |  | 5/1/20 |  | WASTE-DISPOSAL UNITS | Waste Management, Surgical | WASTEMANAGESURG-Stryker-Neptune III | WASTEMANAGESURG | Neptune III |  |  |  | STRYKER | Waste Management, Surgical |  | WASTEMANAGESURG-Stryker-Neptune III |  |  |  |  | Covered PM Repair - Biomedical | MHHS-Sugarland | [8 empty] | WASTEMANAGESURG | Waste Management, Surgical | STRYKER
NO | YES |  |  |  | 129-07362 | 129-07362 | Stryker CORP SURGICAL DIV | NEPTUNE 3 ROVER |  |  | Sugar Land-OR | MHHS-Sugarland |  | Waste Management, Surgical |  | 129-07362 | 129-07362 | Sugar Land | MHHS-Sugarland | Sugar Land-OR |  | 2/1/19 | 2/1/20 |  |  | WASTE-DISPOSAL UNITS | Waste Management, Surgical | WASTEMANAGESURG-Stryker-Neptune III | WASTEMANAGESURG | Neptune III |  |  |  | STRYKER | Waste Management, Surgical |  | WASTEMANAGESURG-Stryker-Neptune III |  | 2/3/17 |  |  | Covered PM Repair - Biomedical | MHHS-Sugarland | [8 empty] | WASTEMANAGESURG | Waste Management, Surgical | STRYKER
NO | YES |  |  |  | 129-07363 | 129-07363 | Stryker CORP SURGICAL DIV | NEPTUNE 3 ROVER |  |  | Sugar Land-OR | MHHS-Sugarland |  | Waste Management, Surgical |  | 129-07363 | 129-07363 | Sugar Land | MHHS-Sugarland | Sugar Land-OR |  | 11/1/19 | 11/1/20 |  |  | WASTE-DISPOSAL UNITS | Waste Management, Surgical | WASTEMANAGESURG-Stryker-Neptune III | WASTEMANAGESURG | Neptune III |  |  |  | STRYKER | Waste Management, Surgical |  | WASTEMANAGESURG-Stryker-Neptune III |  |  |  |  | Covered PM Repair - Biomedical | MHHS-Sugarland | [8 empty] | WASTEMANAGESURG | Waste Management, Surgical | STRYKER
NO | YES |  |  |  | 069-41104 | 069-41104 | Stryker CORP SURGICAL DIV | NEPTUNE 3 ROVER |  |  | TMC-Sarofim 3-OR | MHHS-TMC |  | Waste Management, Surgical |  | 069-41104 | 069-41104 | TMC | MHHS-TMC | TMC-Sarofim 3-OR | Sarofim OR 3 | 2/1/19 |  | 8/1/19 |  | WASTE-DISPOSAL UNITS |  | WASTEMANAGESURG-Stryker-Neptune III | WASTEMANAGESURG | Neptune III |  |  |  | STRYKER | Waste Management, Surgical |  | WASTEMANAGESURG-Stryker-Neptune III |  | 11/21/19 |  |  | Covered PM Repair - Biomedical | MHHS-TMC
NO | YES |  |  |  | 069-42962 | 069-42962 | Stryker CORP SURGICAL DIV | NEPTUNE 3 ROVER |  |  | TMC-Sarofim 3-OR | MHHS-TMC |  | Waste Management, Surgical |  | 069-42962 | 069-42962 | TMC | MHHS-TMC | TMC-Sarofim 3-OR | OR3 | 1/1/18 |  |  |  | WASTE-DISPOSAL UNITS |  | WASTEMANAGESURG-Stryker-Neptune III | WASTEMANAGESURG | Neptune III |  |  |  | STRYKER | Waste Management, Surgical |  | WASTEMANAGESURG-Stryker-Neptune III |  |  |  |  | Covered PM Repair - Biomedical | MHHS-TMC
NO | YES |  |  |  | 069-43006 | 069-43006 | Stryker CORP SURGICAL DIV | NEPTUNE 3 ROVER |  |  | TMC-OR-Hermann (2Hp) | MHHS-TMC |  | Waste Management, Surgical |  | 069-43006 | 069-43006 | TMC | MHHS-TMC | TMC-OR-Hermann (2Hp) | OR 60 | 2/1/18 |  | 2/1/19 |  | WASTE-DISPOSAL UNITS |  | WASTEMANAGESURG-Stryker-Neptune III | WASTEMANAGESURG | Neptune III |  |  |  | STRYKER | Waste Management, Surgical |  | WASTEMANAGESURG-Stryker-Neptune III |  | 4/29/12 |  |  | Covered PM Repair - Biomedical | MHHS-TMC
NO | YES |  |  |  | 069-43007 | 069-43007 | Stryker CORP SURGICAL DIV | NEPTUNE 3 ROVER |  |  | Memorial Hermann- Texas Medcal Center- OR | MHHS-TMC |  | Waste Management, Surgical |  | 069-43007 | 069-43007 | TMC | TMC | Memorial Hermann- Texas Medcal Center- OR | OR34 | 2/1/18 |  | 8/1/19 |  | WASTE-DISPOSAL UNITS |  | WASTEMANAGESURG-Stryker-Neptune III | WASTEMANAGESURG | Neptune III |  |  |  | STRYKER | Waste Management, Surgical |  | WASTEMANAGESURG-Stryker-Neptune III |  | 2/21/19 |  |  | Covered PM Repair - Biomedical | MHHS-TMC
NO | YES |  |  |  | 069-43010 | 069-43010 | Stryker CORP SURGICAL DIV | NEPTUNE 3 ROVER |  |  | TMC-OR-Sterile Processing (2Hp) | MHHS-TMC |  | Waste Management, Surgical |  | 069-43010 | 069-43010 | TMC | MHHS-TMC | TMC-OR-Sterile Processing (2Hp) | Soiled Utility | 1/1/18 |  |  |  | WASTE-DISPOSAL UNITS |  | WASTEMANAGESURG-Stryker-Neptune III | WASTEMANAGESURG | Neptune III |  |  |  | STRYKER | Waste Management, Surgical |  | WASTEMANAGESURG-Stryker-Neptune III |  |  |  |  | Covered PM Repair - Biomedical | MHHS-TMC
NO | YES |  |  |  | 069-43012 | 069-43012 | Stryker CORP SURGICAL DIV | NEPTUNE 3 ROVER |  |  | TMC-OR-Hermann (2Hp) | MHHS-TMC |  | Waste Management, Surgical |  | 069-43012 | 069-43012 | TMC | MHHS-TMC | TMC-OR-Hermann (2Hp) | OR2 05 | 2/1/19 |  | 8/1/19 |  | WASTE-DISPOSAL UNITS |  | WASTEMANAGESURG-Stryker-Neptune III | WASTEMANAGESURG | Neptune III |  |  |  | STRYKER | Waste Management, Surgical |  | WASTEMANAGESURG-Stryker-Neptune III |  |  |  |  | Not Covered Vendor Only - Lab Ana/Anes | MHHS-TMC
NO | YES |  |  |  | 069-43013 | 069-43013 | Stryker CORP SURGICAL DIV | NEPTUNE 3 ROVER |  |  | TMC-OR-Hermann (2Hp) | MHHS-TMC |  | Waste Management, Surgical |  | 069-43013 | 069-43013 | TMC | MHHS-TMC | TMC-OR-Hermann (2Hp) | Hallway | 2/1/20 |  | 8/1/20 |  | WASTE-DISPOSAL UNITS |  | WASTEMANAGESURG-Stryker-Neptune III | WASTEMANAGESURG | Neptune III |  |  |  | STRYKER | Waste Management, Surgical |  | WASTEMANAGESURG-Stryker-Neptune III |  |  |  |  | Covered PM Repair - Biomedical | MHHS-TMC
NO | YES |  |  |  | 069-43014 | 069-43014 | Stryker CORP SURGICAL DIV | NEPTUNE 3 ROVER |  |  | TMC-OR-Robertson (2R) | MHHS-TMC |  | Waste Management, Surgical |  | 069-43014 | 069-43014 | TMC | MHHS-TMC | TMC-OR-Robertson (2R) | Peds OR | 2/1/19 |  |  |  | WASTE-DISPOSAL UNITS |  | WASTEMANAGESURG-Stryker-Neptune III | WASTEMANAGESURG | Neptune III |  |  |  | STRYKER | Waste Management, Surgical |  | WASTEMANAGESURG-Stryker-Neptune III |  |  |  |  | Covered PM Repair - Biomedical | MHHS-TMC
NO | YES |  |  |  | 069-43015 | 069-43015 | Stryker CORP SURGICAL DIV | NEPTUNE 3 ROVER |  |  | TMC-OR-Sterile Processing (2Hp) | MHHS-TMC |  | Waste Management, Surgical |  | 069-43015 | 069-43015 | TMC | MHHS-TMC | TMC-OR-Sterile Processing (2Hp) | Soiled Utility | 1/1/18 |  |  |  | WASTE-DISPOSAL UNITS |  | WASTEMANAGESURG-Stryker-Neptune III | WASTEMANAGESURG | Neptune III |  |  |  | STRYKER | Waste Management, Surgical |  | WASTEMANAGESURG-Stryker-Neptune III |  | 1/7/17 |  |  | Covered PM Repair - Biomedical | MHHS-TMC
NO | YES |  |  |  | 069-43016 | 069-43016 | Stryker CORP SURGICAL DIV | NEPTUNE 3 ROVER |  |  | TMC-OR-Sterile Processing (2Hp) | MHHS-TMC |  | Waste Management, Surgical |  | 069-43016 | 069-43016 | TMC | MHHS-TMC | TMC-OR-Sterile Processing (2Hp) | Soiled Utility | 1/1/18 |  |  |  | WASTE-DISPOSAL UNITS |  | WASTEMANAGESURG-Stryker-Neptune III | WASTEMANAGESURG | Neptune III |  |  |  | STRYKER | Waste Management, Surgical |  | WASTEMANAGESURG-Stryker-Neptune III |  | 10/27/20 |  |  | Not Covered Vendor Only - Biomedical | MHHS-TMC
NO | YES |  |  |  | 069-43018 | 069-43018 | Stryker CORP SURGICAL DIV | NEPTUNE 3 ROVER |  |  | TMC-MHTMC-Central Supply | MHHS-TMC |  | Waste Management, Surgical |  | 069-43018 | 069-43018 | TMC | MHHS-TMC | TMC-MHTMC-Central Supply | Or | 2/1/19 |  | 8/1/19 |  | WASTE-DISPOSAL UNITS |  | WASTEMANAGESURG-Stryker-Neptune III | WASTEMANAGESURG | Neptune III |  |  |  | STRYKER | Waste Management, Surgical |  | WASTEMANAGESURG-Stryker-Neptune III |  | 9/18/16 |  |  | Covered PM Repair - Biomedical | MHHS-TMC
NO | YES |  |  |  | 069-43019 | 069-43019 | Stryker CORP SURGICAL DIV | NEPTUNE 3 ROVER |  |  | TMC-OR-Sterile Processing (2Hp) | MHHS-TMC |  | Waste Management, Surgical |  | 069-43019 | 069-43019 | TMC | MHHS-TMC | TMC-OR-Sterile Processing (2Hp) | OR 40 | 8/1/17 |  | 8/1/18 |  | WASTE-DISPOSAL UNITS |  | WASTEMANAGESURG-Stryker-Neptune III | WASTEMANAGESURG | Neptune III |  |  |  | STRYKER | Waste Management, Surgical |  | WASTEMANAGESURG-Stryker-Neptune III |  |  |  |  | Covered PM Repair - Biomedical | MHHS-TMC
NO | YES |  |  |  | 029-11534 | 029-11534 | Stryker CORP SURGICAL DIV | NEPTUNE 3 ROVER |  |  | Woodlands-OR | MHHS-Woodlands |  | Waste Management, Surgical |  | 029-11534 | 029-11534 | Woodlands | MHHS-Woodlands | Woodlands-OR |  | 4/1/19 |  | 6/1/20 |  | WASTE-DISPOSAL UNITS | Waste Management, Surgical | WASTEMANAGESURG-Stryker-Neptune III | WASTEMANAGESURG | Neptune III |  |  |  | STRYKER | Waste Management, Surgical |  | WASTEMANAGESURG-Stryker-Neptune III |  | 4/1/14 |  |  | Covered PM Repair - Biomedical | MHHS-Woodlands | [8 empty] | WASTEMANAGESURG | Waste Management, Surgical | STRYKER
NO | YES |  |  |  | 029-11535 | 029-11535 | Stryker CORP SURGICAL DIV | NEPTUNE 3 ROVER |  |  | Woodlands-OR | MHHS-Woodlands |  | Waste Management, Surgical |  | 029-11535 | 029-11535 | Woodlands | MHHS-Woodlands | Woodlands-OR | OR Hallway | 12/1/19 |  | 6/1/20 |  | WASTE-DISPOSAL UNITS | Waste Management, Surgical | WASTEMANAGESURG-Stryker-Neptune III | WASTEMANAGESURG | Neptune III |  |  |  | STRYKER | Waste Management, Surgical |  | WASTEMANAGESURG-Stryker-Neptune III |  | 4/1/14 |  |  | Covered PM Repair - Biomedical | MHHS-Woodlands | [8 empty] | WASTEMANAGESURG | Waste Management, Surgical | STRYKER
NO | YES | Asset Tag 029-11536 |  |  | 029-11536 | 029-11536 | Stryker CORP SURGICAL DIV | NEPTUNE 3 ROVER |  |  | Woodlands-OR | MHHS-Woodlands |  | Waste Management, Surgical |  | 029-11536 | 029-11536 | Woodlands | MHHS-Woodlands | Woodlands-OR |  | 4/24/19 |  |  |  | WASTE-DISPOSAL UNITS | Waste Management, Surgical | WASTEMANAGESURG-Stryker-Neptune III | WASTEMANAGESURG | Neptune III |  |  |  | STRYKER | Waste Management, Surgical |  | WASTEMANAGESURG-Stryker-Neptune III |  | 4/1/14 | Finished from Script 3/27/2020 12:11:52pm (Central) |  | Covered PM Repair - Biomedical | MHHS-Woodlands | [8 empty] | WASTEMANAGESURG | Waste Management, Surgical | STRYKER
NO | YES |  |  |  | 029-11537 | 029-11537 | Stryker CORP SURGICAL DIV | NEPTUNE 3 ROVER |  |  | Woodlands-OR | MHHS-Woodlands |  | Waste Management, Surgical |  | 029-11537 | 029-11537 | Woodlands | MHHS-Woodlands | Woodlands-OR | Or 16 | 4/1/19 |  |  |  | WASTE-DISPOSAL UNITS | Waste Management, Surgical | WASTEMANAGESURG-Stryker-Neptune III | WASTEMANAGESURG | Neptune III |  |  |  | STRYKER | Waste Management, Surgical |  | WASTEMANAGESURG-Stryker-Neptune III |  | 4/1/14 |  |  | Covered PM Repair - Biomedical | MHHS-Woodlands | [8 empty] | WASTEMANAGESURG | Waste Management, Surgical | STRYKER
NO | YES |  |  |  | 029-11540 | 029-11540 | Stryker CORP SURGICAL DIV | NEPTUNE 3 ROVER |  |  | Woodlands-OR | MHHS-Woodlands |  | Waste Management, Surgical |  | 029-11540 | 029-11540 | Woodlands | MHHS-Woodlands | Woodlands-OR | OR 11 | 8/1/18 |  | 12/1/19 |  | WASTE-DISPOSAL UNITS | Waste Management, Surgical | WASTEMANAGESURG-Stryker-Neptune III | WASTEMANAGESURG | Neptune III |  |  |  | STRYKER | Waste Management, Surgical |  | WASTEMANAGESURG-Stryker-Neptune III |  |  |  |  | Covered PM Repair - Biomedical | MHHS-Woodlands | [8 empty] | WASTEMANAGESURG | Waste Management, Surgical | STRYKER
NO | YES |  |  |  | 029-11542 | 029-11542 | Stryker CORP SURGICAL DIV | NEPTUNE 3 ROVER |  |  | Woodlands-OR | MHHS-Woodlands |  | Waste Management, Surgical |  | 029-11542 | 029-11542 | Woodlands | MHHS-Woodlands | Woodlands-OR |  | 12/1/19 |  | 6/1/20 |  | WASTE-DISPOSAL UNITS | Waste Management, Surgical | WASTEMANAGESURG-Stryker-Neptune III | WASTEMANAGESURG | Neptune III |  |  |  | STRYKER | Waste Management, Surgical |  | WASTEMANAGESURG-Stryker-Neptune III |  |  |  |  | Covered PM Repair - Biomedical | MHHS-Woodlands | [8 empty] | WASTEMANAGESURG | Waste Management, Surgical | STRYKER
NO | YES |  |  |  | 029-11544 | 029-11544 | Stryker CORP SURGICAL DIV | NEPTUNE 3 ROVER |  |  | Woodlands-OR | MHHS-Woodlands |  | Waste Management, Surgical |  | 029-11544 | 029-11544 | Woodlands | MHHS-Woodlands | Woodlands-OR | OR 9 | 4/1/19 |  | 6/1/20 |  | WASTE-DISPOSAL UNITS | Waste Management, Surgical | WASTEMANAGESURG-Stryker-Neptune III | WASTEMANAGESURG | Neptune III |  |  |  | STRYKER | Waste Management, Surgical |  | WASTEMANAGESURG-Stryker-Neptune III |  |  |  |  | Covered PM Repair - Biomedical | MHHS-Woodlands | [8 empty] | WASTEMANAGESURG | Waste Management, Surgical | STRYKER
NO | YES |  |  |  | 029-11546 | 029-11546 | Stryker CORP SURGICAL DIV | NEPTUNE 3 ROVER |  |  | Woodlands-OR | MHHS-Woodlands |  | Waste Management, Surgical |  | 029-11546 | 029-11546 | Woodlands | MHHS-Woodlands | Woodlands-OR | OR Hallway | 12/1/19 |  | 6/1/20 |  | WASTE-DISPOSAL UNITS | Waste Management, Surgical | WASTEMANAGESURG-Stryker-Neptune III | WASTEMANAGESURG | Neptune III |  |  |  | STRYKER | Waste Management, Surgical |  | WASTEMANAGESURG-Stryker-Neptune III |  | 11/11/20 |  |  | Not Covered Vendor Only - Rad, High End | MHHS-Woodlands | [8 empty] | WASTEMANAGESURG | Waste Management, Surgical | STRYKER
NO | NO |  |  |  | 009-33344 |  | Stryker CORP SURGICAL DIV | NEPTUNE 3 ROVER |  |  | GH - OR | MHHS-Greater Heights |  | Waste Management, Surgical |  | 009-33344 |  | Central & Greater Heights |  | GH - OR | [5 empty] | WASTE-DISPOSAL UNITS |  | WASTEMANAGESURG-Stryker-Neptune III | WASTEMANAGESURG | Neptune III |  |  |  | STRYKER | Waste Management, Surgical |  | WASTEMANAGESURG-Stryker-Neptune III |  |  |  |  | Not Covered Vendor Only - Biomedical | MHHS-Greater Heights
NO | NO |  |  |  | 009-33350 |  | Stryker CORP SURGICAL DIV | NEPTUNE 3 ROVER |  |  | GH - OR | MHHS-Greater Heights |  | Waste Management, Surgical |  | 009-33350 |  | Central & Greater Heights |  | GH - OR | [5 empty] | WASTE-DISPOSAL UNITS |  | WASTEMANAGESURG-Stryker-Neptune III | WASTEMANAGESURG | Neptune III |  |  |  | STRYKER | Waste Management, Surgical |  | WASTEMANAGESURG-Stryker-Neptune III |  |  |  |  | Covered PM Repair - Biomedical | MHHS-Greater Heights
NO | NO | [5 empty] | Stryker CORP SURGICAL DIV | NEPTUNE 3 ROVER |  |  | MEMORIAL CITY - MHT - JHC OR | MHHS-Mem City |  | Waste Management, Surgical |  |  |  | West & Memorial City |  | MEMORIAL CITY - MHT - JHC OR | [5 empty] | WASTE-DISPOSAL UNITS |  | WASTEMANAGESURG-Stryker-Neptune III | WASTEMANAGESURG | Neptune III |  |  |  | STRYKER | Waste Management, Surgical |  | WASTEMANAGESURG-Stryker-Neptune III |  |  |  |  | Covered PM Repair - Biomedical | MHHS-Mem City
NO | NO | [5 empty] | Stryker CORP SURGICAL DIV | NEPTUNE 3 ROVER |  |  | MEMORIAL CITY - MOR | MHHS-Mem City |  | Waste Management, Surgical |  |  |  | West & Memorial City |  | MEMORIAL CITY - MOR | [5 empty] | WASTE-DISPOSAL UNITS |  | WASTEMANAGESURG-Stryker-Neptune III | WASTEMANAGESURG | Neptune III |  |  |  | STRYKER | Waste Management, Surgical |  | WASTEMANAGESURG-Stryker-Neptune III |  |  |  |  | Not Covered Vendor Only - Biomedical | MHHS-Mem City
NO | NO | [5 empty] | Stryker CORP SURGICAL DIV | NEPTUNE 3 ROVER |  |  | MEMORIAL CITY - MOR | MHHS-Mem City |  | Waste Management, Surgical |  |  |  | West & Memorial City |  | MEMORIAL CITY - MOR | [5 empty] | WASTE-DISPOSAL UNITS |  | WASTEMANAGESURG-Stryker-Neptune III | WASTEMANAGESURG | Neptune III |  |  |  | STRYKER | Waste Management, Surgical |  | WASTEMANAGESURG-Stryker-Neptune III |  |  |  |  | Covered PM Repair - Biomedical | MHHS-Mem City
NO | NO | [5 empty] | Stryker CORP SURGICAL DIV | NEPTUNE 3 ROVER |  |  | MEMORIAL CITY - MOR | MHHS-Mem City |  | Waste Management, Surgical |  |  |  | West & Memorial City |  | MEMORIAL CITY - MOR | [5 empty] | WASTE-DISPOSAL UNITS |  | WASTEMANAGESURG-Stryker-Neptune III | WASTEMANAGESURG | Neptune III |  |  |  | STRYKER | Waste Management, Surgical |  | WASTEMANAGESURG-Stryker-Neptune III |  |  |  |  | Not Covered Vendor Only - Biomedical | MHHS-Mem City
NO | NO |  |  |  | 142-06738 |  | Stryker CORP SURGICAL DIV | NEPTUNE 3 ROVER |  |  | NE - OR | MHHS-Northeast |  | Waste Management, Surgical |  | 142-06738 |  | Katy |  | NE - OR | [5 empty] | WASTE-DISPOSAL UNITS |  | WASTEMANAGESURG-Stryker-Neptune III | WASTEMANAGESURG | Neptune III |  |  |  | STRYKER | Waste Management, Surgical |  | WASTEMANAGESURG-Stryker-Neptune III |  |  |  |  | Covered PM Repair - Biomedical | MHHS-Northeast
NO | NO |  |  |  | 145-00673 |  | Stryker CORP SURGICAL DIV | NEPTUNE 3 ROVER |  |  | PEARLAND - OR - STERILE PROCESSING | MHHS-Pearland Hospital |  | Waste Management, Surgical |  | 145-00673 |  | Pearland |  | PEARLAND - OR - STERILE PROCESSING | [5 empty] | WASTE-DISPOSAL UNITS |  | WASTEMANAGESURG-Stryker-Neptune III | WASTEMANAGESURG | Neptune III |  |  |  | STRYKER | Waste Management, Surgical |  | WASTEMANAGESURG-Stryker-Neptune III |  |  |  |  | Covered PM Repair - Biomedical | MHHS-Pearland Hospital
NO | NO | [5 empty] | Stryker CORP SURGICAL DIV | NEPTUNE 3 ROVER |  |  | SE - OR | MHHS-Southeast |  | Waste Management, Surgical |  |  |  | Southeast & Bay Area |  | SE - OR | [5 empty] | WASTE-DISPOSAL UNITS |  | WASTEMANAGESURG-Stryker-Neptune III | WASTEMANAGESURG | Neptune III |  |  |  | STRYKER | Waste Management, Surgical |  | WASTEMANAGESURG-Stryker-Neptune III |  |  |  |  | Covered PM Repair - Biomedical | MHHS-Southeast
NO | NO | [5 empty] | Stryker CORP SURGICAL DIV | NEPTUNE 3 ROVER |  |  | SE - OR | MHHS-Southeast |  | Waste Management, Surgical |  |  |  | Southeast & Bay Area |  | SE - OR | [5 empty] | WASTE-DISPOSAL UNITS |  | WASTEMANAGESURG-Stryker-Neptune III | WASTEMANAGESURG | Neptune III |  |  |  | STRYKER | Waste Management, Surgical |  | WASTEMANAGESURG-Stryker-Neptune III |  |  |  |  | Covered PM Repair - Radiology, Low End | MHHS-Southeast
NO | NO | [5 empty] | Stryker CORP SURGICAL DIV | NEPTUNE 3 ROVER |  |  | SE - OR | MHHS-Southeast |  | Waste Management, Surgical |  |  |  | Southeast & Bay Area |  | SE - OR | [5 empty] | WASTE-DISPOSAL UNITS |  | WASTEMANAGESURG-Stryker-Neptune III | WASTEMANAGESURG | Neptune III |  |  |  | STRYKER | Waste Management, Surgical |  | WASTEMANAGESURG-Stryker-Neptune III |  |  |  |  | Not Covered Vendor Only - Biomedical | MHHS-Southeast
NO | NO | [5 empty] | Stryker CORP SURGICAL DIV | NEPTUNE 3 ROVER |  |  | SE - OR | MHHS-Southeast |  | Waste Management, Surgical |  |  |  | Southeast & Bay Area |  | SE - OR | [5 empty] | WASTE-DISPOSAL UNITS |  | WASTEMANAGESURG-Stryker-Neptune III | WASTEMANAGESURG | Neptune III |  |  |  | STRYKER | Waste Management, Surgical |  | WASTEMANAGESURG-Stryker-Neptune III |  |  |  |  | Covered PM Repair - Biomedical | MHHS-Southeast
NO | NO | [5 empty] | Stryker CORP SURGICAL DIV | NEPTUNE 3 ROVER |  |  | SE - OR | MHHS-Southeast |  | Waste Management, Surgical |  |  |  | Southeast & Bay Area |  | SE - OR | [5 empty] | WASTE-DISPOSAL UNITS |  | WASTEMANAGESURG-Stryker-Neptune III | WASTEMANAGESURG | Neptune III |  |  |  | STRYKER | Waste Management, Surgical |  | WASTEMANAGESURG-Stryker-Neptune III |  |  |  |  | Covered PM Repair - Biomedical | MHHS-Southeast
NO | NO |  |  |  | 013-38014 |  | Stryker CORP SURGICAL DIV | NEPTUNE 3 ROVER |  |  | SW - OR | MHHS-Southwest |  | Waste Management, Surgical |  | 013-38014 |  | Southwest |  | SW - OR | [5 empty] | WASTE-DISPOSAL UNITS |  | WASTEMANAGESURG-Stryker-Neptune III | WASTEMANAGESURG | Neptune III |  |  |  | STRYKER | Waste Management, Surgical |  | WASTEMANAGESURG-Stryker-Neptune III |  |  |  |  | Covered PM Repair - Radiology, High End | MHHS-Southwest
NO | NO |  |  |  | 013-38017 |  | Stryker CORP SURGICAL DIV | NEPTUNE 3 ROVER |  |  | SW - OR | MHHS-Southwest |  | Waste Management, Surgical |  | 013-38017 |  | Southwest |  | SW - OR | [5 empty] | WASTE-DISPOSAL UNITS |  | WASTEMANAGESURG-Stryker-Neptune III | WASTEMANAGESURG | Neptune III |  |  |  | STRYKER | Waste Management, Surgical |  | WASTEMANAGESURG-Stryker-Neptune III |  |  |  |  | Covered PM Repair - Biomedical | MHHS-Southwest
NO | NO |  |  |  | 013-38019 |  | Stryker CORP SURGICAL DIV | NEPTUNE 3 ROVER |  |  | SW - OR | MHHS-Southwest |  | Waste Management, Surgical |  | 013-38019 |  | Southwest |  | SW - OR | [5 empty] | WASTE-DISPOSAL UNITS |  | WASTEMANAGESURG-Stryker-Neptune III | WASTEMANAGESURG | Neptune III |  |  |  | STRYKER | Waste Management, Surgical |  | WASTEMANAGESURG-Stryker-Neptune III |  |  |  |  | Covered PM Repair - Biomedical | MHHS-Southwest
NO | NO |  |  |  | 013-38020 |  | Stryker CORP SURGICAL DIV | NEPTUNE 3 ROVER |  |  | SW - OR | MHHS-Southwest |  | Waste Management, Surgical |  | 013-38020 |  | Southwest |  | SW - OR | [5 empty] | WASTE-DISPOSAL UNITS |  | WASTEMANAGESURG-Stryker-Neptune III | WASTEMANAGESURG | Neptune III |  |  |  | STRYKER | Waste Management, Surgical |  | WASTEMANAGESURG-Stryker-Neptune III |  |  |  |  | Covered PM Repair - Biomedical | MHHS-Southwest
NO | NO |  |  |  | 013-38022 |  | Stryker CORP SURGICAL DIV | NEPTUNE 3 ROVER |  |  | SW - OR | MHHS-Southwest |  | Waste Management, Surgical |  | 013-38022 |  | Southwest |  | SW - OR | [5 empty] | WASTE-DISPOSAL UNITS |  | WASTEMANAGESURG-Stryker-Neptune III | WASTEMANAGESURG | Neptune III |  |  |  | STRYKER | Waste Management, Surgical |  | WASTEMANAGESURG-Stryker-Neptune III |  |  |  |  | Covered PM Repair - Biomedical | MHHS-Southwest
NO | NO |  |  |  | 013-38028 |  | Stryker CORP SURGICAL DIV | NEPTUNE 3 ROVER |  |  | SW - OR | MHHS-Southwest |  | Waste Management, Surgical |  | 013-38028 |  | Southwest |  | SW - OR | [5 empty] | WASTE-DISPOSAL UNITS |  | WASTEMANAGESURG-Stryker-Neptune III | WASTEMANAGESURG | Neptune III |  |  |  | STRYKER | Waste Management, Surgical |  | WASTEMANAGESURG-Stryker-Neptune III |  |  |  |  | Covered PM Repair - Biomedical | MHHS-Southwest
NO | NO |  |  |  | 013-38031 |  | Stryker CORP SURGICAL DIV | NEPTUNE 3 ROVER |  |  | SW - OR | MHHS-Southwest |  | Waste Management, Surgical |  | 013-38031 |  | Southwest |  | SW - OR | [5 empty] | WASTE-DISPOSAL UNITS |  | WASTEMANAGESURG-Stryker-Neptune III | WASTEMANAGESURG | Neptune III |  |  |  | STRYKER | Waste Management, Surgical |  | WASTEMANAGESURG-Stryker-Neptune III |  |  |  |  | Covered PM Repair - Biomedical | MHHS-Southwest
NO | NO |  |  |  | 069-43005 |  | Stryker CORP SURGICAL DIV | NEPTUNE 3 ROVER |  |  | TMC - OR - STERILE PROCESSING (2HP) | MHHS-TMC |  | Waste Management, Surgical |  | 069-43005 |  | TMC |  | TMC - OR - STERILE PROCESSING (2HP) | [5 empty] | WASTE-DISPOSAL UNITS |  | WASTEMANAGESURG-Stryker-Neptune III | WASTEMANAGESURG | Neptune III |  |  |  | STRYKER | Waste Management, Surgical |  | WASTEMANAGESURG-Stryker-Neptune III |  |  |  |  | Covered PM Repair - Biomedical | MHHS-TMC
NO | NO |  |  |  | 069-43008 |  | Stryker CORP SURGICAL DIV | NEPTUNE 3 ROVER |  |  | TMC - OR - STERILE PROCESSING (2HP) | MHHS-TMC |  | Waste Management, Surgical |  | 069-43008 |  | TMC |  | TMC - OR - STERILE PROCESSING (2HP) | [5 empty] | WASTE-DISPOSAL UNITS |  | WASTEMANAGESURG-Stryker-Neptune III | WASTEMANAGESURG | Neptune III |  |  |  | STRYKER | Waste Management, Surgical |  | WASTEMANAGESURG-Stryker-Neptune III |  |  |  |  | Not Covered Vendor Only - Biomedical | MHHS-TMC
NO | NO |  |  |  | 069-43009 |  | Stryker CORP SURGICAL DIV | NEPTUNE 3 ROVER |  |  | TMC - OR - STERILE PROCESSING (2HP) | MHHS-TMC |  | Waste Management, Surgical |  | 069-43009 |  | TMC |  | TMC - OR - STERILE PROCESSING (2HP) | [5 empty] | WASTE-DISPOSAL UNITS |  | WASTEMANAGESURG-Stryker-Neptune III | WASTEMANAGESURG | Neptune III |  |  |  | STRYKER | Waste Management, Surgical |  | WASTEMANAGESURG-Stryker-Neptune III |  |  |  |  | Covered PM Repair - Biomedical | MHHS-TMC
NO | NO |  |  |  | 069-43011 |  | Stryker CORP SURGICAL DIV | NEPTUNE 3 ROVER |  |  | TMC - OR - STERILE PROCESSING (2HP) | MHHS-TMC |  | Waste Management, Surgical |  | 069-43011 |  | TMC |  | TMC - OR - STERILE PROCESSING (2HP) | [5 empty] | WASTE-DISPOSAL UNITS |  | WASTEMANAGESURG-Stryker-Neptune III | WASTEMANAGESURG | Neptune III |  |  |  | STRYKER | Waste Management, Surgical |  | WASTEMANAGESURG-Stryker-Neptune III |  |  |  |  | Covered PM Repair - Biomedical | MHHS-TMC
NO | NO |  |  |  | 029-11532 |  | Stryker CORP SURGICAL DIV | NEPTUNE 3 ROVER |  |  | WOODLANDS - OR | MHHS-Woodlands |  | Waste Management, Surgical |  | 029-11532 |  | Woodlands |  | WOODLANDS - OR | [5 empty] | WASTE-DISPOSAL UNITS |  | WASTEMANAGESURG-Stryker-Neptune III | WASTEMANAGESURG | Neptune III |  |  |  | STRYKER | Waste Management, Surgical |  | WASTEMANAGESURG-Stryker-Neptune III |  |  |  |  | Covered PM Repair - Biomedical | MHHS-Woodlands
NO | NO |  |  |  | 029-11533 |  | Stryker CORP SURGICAL DIV | NEPTUNE 3 ROVER |  |  | WOODLANDS - OR | MHHS-Woodlands |  | Waste Management, Surgical |  | 029-11533 |  | Woodlands |  | WOODLANDS - OR | [5 empty] | WASTE-DISPOSAL UNITS |  | WASTEMANAGESURG-Stryker-Neptune III | WASTEMANAGESURG | Neptune III |  |  |  | STRYKER | Waste Management, Surgical |  | WASTEMANAGESURG-Stryker-Neptune III |  |  |  |  | Covered PM Repair - Biomedical | MHHS-Woodlands
NO | NO |  |  |  | 029-11538 |  | Stryker CORP SURGICAL DIV | NEPTUNE 3 ROVER |  |  | WOODLANDS - OR | MHHS-Woodlands |  | Waste Management, Surgical |  | 029-11538 |  | Woodlands |  | WOODLANDS - OR | [5 empty] | WASTE-DISPOSAL UNITS |  | WASTEMANAGESURG-Stryker-Neptune III | WASTEMANAGESURG | Neptune III |  |  |  | STRYKER | Waste Management, Surgical |  | WASTEMANAGESURG-Stryker-Neptune III |  |  |  |  | Covered PM Repair - Biomedical | MHHS-Woodlands
NO | NO |  |  |  | 029-11539 |  | Stryker CORP SURGICAL DIV | NEPTUNE 3 ROVER |  |  | WOODLANDS - OR | MHHS-Woodlands |  | Waste Management, Surgical |  | 029-11539 |  | Woodlands |  | WOODLANDS - OR | [5 empty] | WASTE-DISPOSAL UNITS |  | WASTEMANAGESURG-Stryker-Neptune III | WASTEMANAGESURG | Neptune III |  |  |  | STRYKER | Waste Management, Surgical |  | WASTEMANAGESURG-Stryker-Neptune III |  |  |  |  | Not Covered Vendor Only - Biomedical | MHHS-Woodlands
NO | NO |  |  |  | 029-11541 |  | Stryker CORP SURGICAL DIV | NEPTUNE 3 ROVER |  |  | WOODLANDS - OR | MHHS-Woodlands |  | Waste Management, Surgical |  | 029-11541 |  | Woodlands |  | WOODLANDS - OR | [5 empty] | WASTE-DISPOSAL UNITS |  | WASTEMANAGESURG-Stryker-Neptune III | WASTEMANAGESURG | Neptune III |  |  |  | STRYKER | Waste Management, Surgical |  | WASTEMANAGESURG-Stryker-Neptune III |  |  |  |  | Covered PM Repair - Biomedical | MHHS-Woodlands
NO | NO |  |  |  | 029-11545 |  | Stryker CORP SURGICAL DIV | NEPTUNE 3 ROVER |  |  | WOODLANDS - OR | MHHS-Woodlands |  | Waste Management, Surgical |  | 029-11545 |  | Woodlands |  | WOODLANDS - OR | [5 empty] | WASTE-DISPOSAL UNITS |  | WASTEMANAGESURG-Stryker-Neptune III | WASTEMANAGESURG | Neptune III |  |  |  | STRYKER | Waste Management, Surgical |  | WASTEMANAGESURG-Stryker-Neptune III |  |  |  |  | Covered PM Repair - Radiology, Low End | MHHS-Woodlands
NO | YES |  |  |  | 133-08220 | 133-08220 | Stryker CORP SURGICAL DIV | SDP1000 |  |  | Katy-OR | MHHS-Katy |  | Printer |  | 133-08220 | 133-08220 | Katy | MHHS-Katy | Katy-OR | OR 3 | 11/1/14 |  |  | One time safety | PRINTERS | Printer | PRINTER-Stryker-SDP1000 | PRINTER | SDP1000 |  |  |  | Stryker | Printer |  | PRINTER-Stryker-SDP1000 |  |  |  |  | Covered PM Repair - Biomedical | MHHS-Katy | [8 empty] | PRINTER | Printer | Stryker
NO | YES |  |  |  | 133-08221 | 133-08221 | Stryker CORP SURGICAL DIV | SDP1000 |  |  | Katy-OR | MHHS-Katy |  | Printer |  | 133-08221 | 133-08221 | Katy | MHHS-Katy | Katy-OR | OR1 | 11/1/14 |  |  |  | PRINTERS | Printer | PRINTER-Stryker-SDP1000 | PRINTER | SDP1000 |  |  |  | Stryker | Printer |  | PRINTER-Stryker-SDP1000 |  |  |  |  | Covered PM Repair - Biomedical | MHHS-Katy | [8 empty] | PRINTER | Printer | Stryker
NO | YES |  |  |  | 133-09261 | 133-09261 | Stryker CORP SURGICAL DIV | SDP1000 |  |  | Katy-OR | MHHS-Katy |  | Printer |  | 133-09261 | 133-09261 | Katy | MHHS-Katy | Katy-OR | OR | 11/1/15 |  |  |  | PRINTERS | Printer | PRINTER-Stryker-SDP1000 | PRINTER | SDP1000 |  |  |  | Stryker | Printer |  | PRINTER-Stryker-SDP1000 |  |  |  |  | Covered PM Repair - Biomedical | MHHS-Katy | [8 empty] | PRINTER | Printer | Stryker
NO | YES |  |  |  | 133-09276 | 133-09276 | Stryker CORP SURGICAL DIV | SDP1000 |  |  | Katy-OR | MHHS-Katy |  | Printer |  | 133-09276 | 133-09276 | Katy | MHHS-Katy | Katy-OR | OR 8 | 11/1/15 |  |  |  | PRINTERS | Printer | PRINTER-Stryker-SDP1000 | PRINTER | SDP1000 |  |  |  | Stryker | Printer |  | PRINTER-Stryker-SDP1000 |  |  |  |  | Covered PM Repair - Biomedical | MHHS-Katy | [8 empty] | PRINTER | Printer | Stryker
NO | YES |  |  |  | 133-09680 | 133-09680 | Stryker CORP SURGICAL DIV | SDP1000 |  |  | Katy-OR | MHHS-Katy |  | Printer |  | 133-09680 | 133-09680 | Katy | MHHS-Katy | Katy-OR | OR 4 | 8/1/16 |  |  | One time safety | PRINTERS | Printer | PRINTER-Stryker-SDP1000 | PRINTER | SDP1000 |  |  |  | Stryker | Printer |  | PRINTER-Stryker-SDP1000 |  |  |  |  | Covered PM Repair - Biomedical | MHHS-Katy | [8 empty] | PRINTER | Printer | Stryker
NO | YES |  |  |  | 133-09750 | 133-09750 | Stryker CORP SURGICAL DIV | SDP1000 |  |  | Katy-OR | MHHS-Katy |  | Printer |  | 133-09750 | 133-09750 | Katy | MHHS-Katy | Katy-OR | O.R. 10 | 8/1/16 |  |  |  | PRINTERS | Printer | PRINTER-Stryker-SDP1000 | PRINTER | SDP1000 |  |  |  | Stryker | Printer |  | PRINTER-Stryker-SDP1000 |  |  |  |  | Covered PM Repair - Biomedical | MHHS-Katy | [8 empty] | PRINTER | Printer | Stryker
NO | YES |  |  |  | 133-10066 | 133-10066 | Stryker CORP SURGICAL DIV | SDP1000 |  |  | Katy-OR | MHHS-Katy |  | Printer |  | 133-10066 | 133-10066 | Katy | MHHS-Katy | Katy-OR | OR 11 | 7/1/17 |  |  |  | PRINTERS | Printer | PRINTER-Stryker-SDP1000 | PRINTER | SDP1000 |  |  |  | Stryker | Printer |  | PRINTER-Stryker-SDP1000 |  |  |  |  | Covered PM Repair - Biomedical | MHHS-Katy | [8 empty] | PRINTER | Printer | Stryker
NO | YES |  |  |  | 041-19773 | 041-19773 | Stryker CORP SURGICAL DIV | SDP1000 |  |  | MEMORIAL CITY - MHT - JHC OR | MHHS-Mem City |  | Printer |  | 041-19773 | 041-19773 | West | West | MEMORIAL CITY - MHT - JHC OR | MH11:504.1 Equipment Storage |  |  |  |  | PRINTERS |  | PRINTER-Stryker-SDP1000 | PRINTER | SDP1000 |  |  |  | Stryker | Printer |  | PRINTER-Stryker-SDP1000 |  |  |  |  | Covered PM Repair - Biomedical | MHHS-Mem City
NO | YES |  |  |  | 041-19774 | 041-19774 | Stryker CORP SURGICAL DIV | SDP1000 |  |  | Memorial City Surgery Dept - Ortho | MHHS-Mem City |  | Printer |  | 041-19774 | 041-19774 | West | Memorial Hermann - Memorial City | Memorial City Surgery Dept - Ortho | MH11 508.1 Equipment Storage |  |  |  |  | PRINTERS |  | PRINTER-Stryker-SDP1000 | PRINTER | SDP1000 |  |  |  | Stryker | Printer |  | PRINTER-Stryker-SDP1000 |  |  |  |  | Covered PM Repair - Biomedical | MHHS-Mem City
NO | YES |  |  |  | 041-21009 | 041-21009 | Stryker CORP SURGICAL DIV | SDP1000 |  |  | MEMORIAL CITY - MOR | MHHS-Mem City |  | Printer |  | 041-21009 | 041-21009 | West | Memorial City - Memorial Hermann Hospital | MEMORIAL CITY - MOR | E2 321 Surgery Rm 6 |  |  |  | One time inspection sticker found | PRINTERS |  | PRINTER-Stryker-SDP1000 | PRINTER | SDP1000 |  |  |  | Stryker | Printer |  | PRINTER-Stryker-SDP1000 |  |  |  |  | Covered PM Repair - Biomedical | MHHS-Mem City
NO | YES |  |  |  | 041-21010 | 041-21010 | Stryker CORP SURGICAL DIV | SDP1000 |  |  | MEMORIAL CITY - MOR | MHHS-Mem City |  | Printer |  | 041-21010 | 041-21010 | West | Memorial City - Memorial Hermann Hospital | MEMORIAL CITY - MOR | Hallway |  |  |  | One time inspection | PRINTERS |  | PRINTER-Stryker-SDP1000 | PRINTER | SDP1000 |  |  |  | Stryker | Printer |  | PRINTER-Stryker-SDP1000 |  |  |  |  | Covered PM Repair - Biomedical | MHHS-Mem City
NO | YES | Serial Number 13022 |  |  | 041-21011 | 041-21011 | Stryker CORP SURGICAL DIV | SDP1000 |  |  | OR | MHHS-Mem City |  | Printer |  | 041-21011 | 041-21011 | West | Memorial Hermann - Memorial City | OR | Back Hallway |  |  |  |  | PRINTERS |  | PRINTER-Stryker-SDP1000 | PRINTER | SDP1000 |  |  |  | Stryker | Printer |  | PRINTER-Stryker-SDP1000 |  |  |  |  | Covered PM Repair - Biomedical | MHHS-Mem City
NO | YES |  |  |  | 041-32756 | 041-32756 | Stryker CORP SURGICAL DIV | SDP1000 |  |  | OR | MHHS-Mem City |  | Printer |  | 041-32756 | 041-32756 | West | Memorial Hermann - Memorial City | OR | Back Hallway |  |  |  |  | PRINTERS |  | PRINTER-Stryker-SDP1000 | PRINTER | SDP1000 |  |  |  | Stryker | Printer |  | PRINTER-Stryker-SDP1000 |  |  |  |  | Covered PM Repair - Biomedical | MHHS-Mem City
NO | YES |  |  |  | 041-34261 | 041-34261 | Stryker CORP SURGICAL DIV | SDP1000 |  |  | OR | MHHS-Mem City |  | Printer |  | 041-34261 | 041-34261 | West | Memorial Hermann - Memorial City | OR | Back Hallway |  |  |  |  | PRINTERS |  | PRINTER-Stryker-SDP1000 | PRINTER | SDP1000 |  |  |  | Stryker | Printer |  | PRINTER-Stryker-SDP1000 |  |  |  |  | Covered PM Repair - Biomedical | MHHS-Mem City
NO | YES |  |  |  |  | 142-06243 | Stryker CORP SURGICAL DIV | SDP1000 |  |  | NE-OR | MHHS-Northeast |  | Printer |  |  | 142-06243 | Katy | MHHS-Northeast | NE-OR | Or storage | 9/1/19 | 9/1/20 |  |  | PRINTERS | Printer | PRINTER-Stryker-SDP1000 | PRINTER | SDP1000 |  |  |  | Stryker | Printer |  | PRINTER-Stryker-SDP1000 |  |  |  |  | Covered PM Repair - Biomedical | MHHS-Northeast | [8 empty] | PRINTER | Printer | Stryker
NO | YES |  |  |  | 142-07225 | 142-07225 | Stryker CORP SURGICAL DIV | SDP1000 |  |  | NE-OR | MHHS-Northeast |  | Printer |  | 142-07225 | 142-07225 | Katy | MHHS-Northeast | NE-OR | OR 2 | 8/1/19 | 8/1/20 |  |  | PRINTERS | Printer | PRINTER-Stryker-SDP1000 | PRINTER | SDP1000 |  |  |  | Stryker | Printer |  | PRINTER-Stryker-SDP1000 |  |  |  |  | Covered PM Repair - Biomedical | MHHS-Northeast | [8 empty] | PRINTER | Printer | Stryker
NO | YES |  |  |  | 142-07231 | 142-07231 | Stryker CORP SURGICAL DIV | SDP1000 |  |  | NE-OR | MHHS-Northeast |  | Printer |  | 142-07231 | 142-07231 | Katy | MHHS-Northeast | NE-OR | OR 3 | 9/1/19 | 9/1/20 |  |  | PRINTERS | Printer | PRINTER-Stryker-SDP1000 | PRINTER | SDP1000 |  |  |  | Stryker | Printer |  | PRINTER-Stryker-SDP1000 |  |  |  |  | Covered PM Repair - Biomedical | MHHS-Northeast | [8 empty] | PRINTER | Printer | Stryker
NO | YES |  |  |  | 142-07243 | 142-07243 | Stryker CORP SURGICAL DIV | SDP1000 |  |  | NE-OR | MHHS-Northeast |  | Printer |  | 142-07243 | 142-07243 | Katy | MHHS-Northeast | NE-OR | OR4 | 9/1/19 | 9/1/20 |  |  | PRINTERS | Printer | PRINTER-Stryker-SDP1000 | PRINTER | SDP1000 |  |  |  | Stryker | Printer |  | PRINTER-Stryker-SDP1000 |  | 7/11/20 |  |  | Not Covered Vendor Only - Biomedical | MHHS-Northeast | [8 empty] | PRINTER | Printer | Stryker
NO | YES |  |  |  | 005-11534 | 005-11534 | Stryker CORP SURGICAL DIV | SDP1000 |  |  | SE-OR | MHHS-Southeast |  | Printer |  | 005-11534 | 005-11534 | Southeast | MHHS-Southeast | SE-OR | SE - OR |  |  |  |  | PRINTERS |  | PRINTER-Stryker-SDP1000 | PRINTER | SDP1000 |  |  |  | Stryker | Printer |  | PRINTER-Stryker-SDP1000 |  |  |  |  | Covered PM Repair - Biomedical | MHHS-Southeast
NO | YES |  |  |  | 005-11555 | 005-11555 | Stryker CORP SURGICAL DIV | SDP1000 |  |  | SE-OR | MHHS-Southeast |  | Printer |  | 005-11555 | 005-11555 | Southeast | MHHS-Southeast | SE-OR | [5 empty] | PRINTERS |  | PRINTER-Stryker-SDP1000 | PRINTER | SDP1000 |  |  |  | Stryker | Printer |  | PRINTER-Stryker-SDP1000 |  |  |  |  | Covered PM Repair - Biomedical | MHHS-Southeast
NO | YES |  |  |  | 005-13131 | 005-13131 | Stryker CORP SURGICAL DIV | SDP1000 |  |  | SE-OR | MHHS-Southeast |  | Printer |  | 005-13131 | 005-13131 | Southeast | MHHS-Southeast | SE-OR | OR |  |  |  |  | PRINTERS |  | PRINTER-Stryker-SDP1000 | PRINTER | SDP1000 |  |  |  | Stryker | Printer |  | PRINTER-Stryker-SDP1000 |  |  |  |  | Covered PM Repair - Biomedical | MHHS-Southeast
NO | YES |  |  |  | 013-38404 | 013-38404 | Stryker CORP SURGICAL DIV | SDP1000 |  |  | SW-OR | MHHS-Southwest |  | Printer |  | 013-38404 | 013-38404 | Southwest | MHHS-Southwest | SW-OR | Room 18 - Storage |  |  | 3/1/20 | One Time Inspection Sticker | PRINTERS | Printer | PRINTER-Stryker-SDP1000 | PRINTER | SDP1000 |  |  |  | Stryker | Printer |  | PRINTER-Stryker-SDP1000 |  |  |  |  | Covered PM Repair - Biomedical | MHHS-Southwest | [8 empty] | PRINTER | Printer | Stryker
NO | YES |  |  |  | 013-38411 | 013-38411 | Stryker CORP SURGICAL DIV | SDP1000 |  |  | SW-OR | MHHS-Southwest |  | Printer |  | 013-38411 | 013-38411 | Southwest | MHHS-Southwest | SW-OR | OR Hallway | 9/1/19 |  |  |  | PRINTERS | Printer | PRINTER-Stryker-SDP1000 | PRINTER | SDP1000 |  |  |  | Stryker | Printer |  | PRINTER-Stryker-SDP1000 |  |  |  |  | Covered PM Repair - Biomedical | MHHS-Southwest | [8 empty] | PRINTER | Printer | Stryker
NO | YES | Serial Number 95343 |  |  | 129-06312 | 129-06312 | Stryker CORP SURGICAL DIV | SDP1000 |  |  | Sugar Land-OR | MHHS-Sugarland |  | Printer |  | 129-06312 | 129-06312 | Sugar Land | MHHS-Sugarland | Sugar Land-OR |  | 8/1/15 | 8/1/16 |  |  | PRINTERS | Printer | PRINTER-Stryker-SDP1000 | PRINTER | SDP1000 |  |  |  | Stryker | Printer |  | PRINTER-Stryker-SDP1000 |  |  |  |  | Covered PM Repair - Biomedical | MHHS-Sugarland | [8 empty] | PRINTER | Printer | Stryker
NO | YES |  |  |  | 129-31024 | 129-31024 | Stryker CORP SURGICAL DIV | SDP1000 |  |  | Sugar Land-OR | MHHS-Sugarland |  | Printer |  | 129-31024 | 129-31024 | Sugar Land | MHHS-Sugarland | Sugar Land-OR | OR | 2/1/19 |  |  |  | PRINTERS | Printer | PRINTER-Stryker-SDP1000 | PRINTER | SDP1000 |  |  |  | Stryker | Printer |  | PRINTER-Stryker-SDP1000 |  | 9/12/19 |  |  | Covered PM Repair - Biomedical | MHHS-Sugarland | [8 empty] | PRINTER | Printer | Stryker
NO | YES |  |  |  | 129-31060 | 129-31060 | Stryker CORP SURGICAL DIV | SDP1000 |  |  | Sugar Land-OR | MHHS-Sugarland |  | Printer |  | 129-31060 | 129-31060 | Sugar Land | MHHS-Sugarland | Sugar Land-OR | OR 6 | 2/1/19 |  |  |  | PRINTERS | Printer | PRINTER-Stryker-SDP1000 | PRINTER | SDP1000 |  |  |  | Stryker | Printer |  | PRINTER-Stryker-SDP1000 |  | 9/12/19 |  |  | Covered PM Repair - Biomedical | MHHS-Sugarland | [8 empty] | PRINTER | Printer | Stryker
NO | YES |  |  |  | 129-31116 | 129-31116 | Stryker CORP SURGICAL DIV | SDP1000 |  |  | Sugar Land-OR | MHHS-Sugarland |  | Printer |  | 129-31116 | 129-31116 | Sugar Land | MHHS-Sugarland | Sugar Land-OR | OR 2 | 3/1/19 |  |  |  | PRINTERS | Printer | PRINTER-Stryker-SDP1000 | PRINTER | SDP1000 |  |  |  | Stryker | Printer |  | PRINTER-Stryker-SDP1000 |  | 9/12/19 |  |  | Covered PM Repair - Biomedical | MHHS-Sugarland | [8 empty] | PRINTER | Printer | Stryker
NO | YES |  |  |  | 129-31123 | 129-31123 | Stryker CORP SURGICAL DIV | SDP1000 |  |  | Sugar Land-OR | MHHS-Sugarland |  | Printer |  | 129-31123 | 129-31123 | Sugar Land | MHHS-Sugarland | Sugar Land-OR | OR 8 |  |  |  | No pm sticker | PRINTERS | Printer | PRINTER-Stryker-SDP1000 | PRINTER | SDP1000 |  |  |  | Stryker | Printer |  | PRINTER-Stryker-SDP1000 |  | 9/12/19 |  |  | Covered PM Repair - Biomedical | MHHS-Sugarland | [8 empty] | PRINTER | Printer | Stryker
NO | YES |  |  |  | 069-42862 | 069-42862 | Stryker CORP SURGICAL DIV | SDP1000 |  |  | TMC-OR-CVOR (7Hvi) | MHHS-TMC |  | Printer |  | 069-42862 | 069-42862 | TMC | MHHS-TMC | TMC-OR-CVOR (7Hvi) | OR 04 | 2/1/17 |  |  | No PM Sticker | PRINTERS | Printer | PRINTER-Stryker-SDP1000 | PRINTER | SDP1000 |  |  |  | Stryker | Printer |  | PRINTER-Stryker-SDP1000 |  | 7/27/16 |  |  | Covered PM Repair - Biomedical | MHHS-TMC | [8 empty] | PRINTER | Printer | Stryker
NO | YES |  |  |  | 069-46305 | 069-46305 | Stryker CORP SURGICAL DIV | SDP1000 |  |  | TMC-OR-Mobile Equip | MHHS-TMC |  | Printer |  | 069-46305 | 069-46305 | TMC | MHHS-TMC | TMC-OR-Mobile Equip | OR-66 |  |  |  |  | PRINTERS |  | PRINTER-Stryker-SDP1000 | PRINTER | SDP1000 |  |  |  | Stryker | Printer |  | PRINTER-Stryker-SDP1000 |  | 7/2/10 |  |  | Covered PM Repair - Biomedical | MHHS-TMC
NO | YES |  |  |  | 069-42785 | 069-42785 | Stryker CORP SURGICAL DIV | SDP1000 |  |  | TMC-OR-Pedi OR (2R) | MHHS-TMC |  | Printer |  | 069-42785 | 069-42785 | TMC | MHHS-TMC | TMC-OR-Pedi OR (2R) | S2 401 | 1/1/17 |  |  |  | PRINTERS |  | PRINTER-Stryker-SDP1000 | PRINTER | SDP1000 |  |  |  | Stryker | Printer |  | PRINTER-Stryker-SDP1000 |  | 7/27/16 |  |  | Covered PM Repair - Biomedical | MHHS-TMC
NO | YES |  |  |  | 069-47738 | 069-47738 | Stryker CORP SURGICAL DIV | SDP1000 |  |  | TMC-Sarofim 2-OR | MHHS-TMC |  | Printer |  | 069-47738 | 069-47738 | TMC | MHHS-TMC | TMC-Sarofim 2-OR | S2 OR 1 |  |  |  |  | PRINTERS |  | PRINTER-Stryker-SDP1000 | PRINTER | SDP1000 |  |  |  | Stryker | Printer |  | PRINTER-Stryker-SDP1000 |  |  |  |  | Covered PM Repair - Biomedical | MHHS-TMC
NO | YES |  |  |  | 069-47793 | 069-47793 | Stryker CORP SURGICAL DIV | SDP1000 |  |  | TMC-Sarofim 2-OR | MHHS-TMC |  | Printer |  | 069-47793 | 069-47793 | TMC | MHHS-TMC | TMC-Sarofim 2-OR | TMC - SAROFIM 2 -OR | 12/1/19 |  | 12/1/20 |  | PRINTERS |  | PRINTER-Stryker-SDP1000 | PRINTER | SDP1000 |  |  |  | Stryker | Printer |  | PRINTER-Stryker-SDP1000 |  |  |  |  | Covered PM Repair - Biomedical | MHHS-TMC
NO | YES |  |  |  | 069-47821 | 069-47821 | Stryker CORP SURGICAL DIV | SDP1000 |  |  | TMC-Sarofim 3-OR | MHHS-TMC |  | Printer |  | 069-47821 | 069-47821 | TMC | MHHS-TMC | TMC-Sarofim 3-OR | OR3 |  |  |  |  | PRINTERS |  | PRINTER-Stryker-SDP1000 | PRINTER | SDP1000 |  |  |  | Stryker | Printer |  | PRINTER-Stryker-SDP1000 |  |  |  |  | Covered PM Repair - Biomedical | MHHS-TMC
NO | YES |  |  |  | 069-47935 | 069-47935 | Stryker CORP SURGICAL DIV | SDP1000 |  |  | TMC-Sarofim 2-OR | MHHS-TMC |  | Printer |  | 069-47935 | 069-47935 | TMC | MHHS-TMC | TMC-Sarofim 2-OR | OR15 |  |  |  | PM Not Required No PM Sticker | PRINTERS |  | PRINTER-Stryker-SDP1000 | PRINTER | SDP1000 |  |  |  | Stryker | Printer |  | PRINTER-Stryker-SDP1000 |  |  |  |  | Covered PM Repair - Biomedical | MHHS-TMC
NO | YES |  |  |  | 069-44135 | 069-44135 | Stryker CORP SURGICAL DIV | SDP1000 |  |  | TMC-Sarofim 3-OR | MHHS-TMC |  | Printer |  | 069-44135 | 069-44135 | TMC | MHHS-TMC | TMC-Sarofim 3-OR | OR 40 | 12/1/19 |  | 12/1/20 |  | PRINTERS |  | PRINTER-Stryker-SDP1000 | PRINTER | SDP1000 |  |  |  | Stryker | Printer |  | PRINTER-Stryker-SDP1000 |  |  |  |  | Covered PM Repair - Biomedical | MHHS-TMC
NO | YES |  |  |  | 069-47320 | 069-47320 | Stryker CORP SURGICAL DIV | SDP1000 |  |  | TMC-MHTMC-Central Supply | MHHS-TMC |  | Printer |  | 069-47320 | 069-47320 | TMC | MHHS-TMC | TMC-MHTMC-Central Supply | Or 42 |  |  |  |  | PRINTERS |  | PRINTER-Stryker-SDP1000 | PRINTER | SDP1000 |  |  |  | Stryker | Printer |  | PRINTER-Stryker-SDP1000 |  |  |  |  | Covered PM Repair - Biomedical | MHHS-TMC
NO | YES |  |  |  | 069-47807 | 069-47807 | Stryker CORP SURGICAL DIV | SDP1000 |  |  | Biomed | MHHS-TMC |  | Printer |  | 069-47807 | 069-47807 | TMC | Memorial Hermann-Texas Medical Center | Biomed | S3622 | 12/1/19 |  | 12/1/20 |  | PRINTERS |  | PRINTER-Stryker-SDP1000 | PRINTER | SDP1000 |  |  |  | Stryker | Printer |  | PRINTER-Stryker-SDP1000 |  |  |  |  | Covered PM Repair - Biomedical | MHHS-TMC
NO | YES |  |  |  | 069-47808 | 069-47808 | Stryker CORP SURGICAL DIV | SDP1000 |  |  | 5 Floor | MHHS-TMC |  | Printer |  | 069-47808 | 069-47808 | TMC | Memorial Hermann- Texas Medical Center- S3 | 5 Floor | Storage S3622 | 12/1/19 |  | 12/1/20 |  | PRINTERS |  | PRINTER-Stryker-SDP1000 | PRINTER | SDP1000 |  |  |  | Stryker | Printer |  | PRINTER-Stryker-SDP1000 |  | 12/21/15 |  |  | Covered PM Repair - Radiology, Low End | MHHS-TMC
YES | YES |  |  |  | 099-02248 | 099-02248 | Stryker CORP SURGICAL DIV | SDP1000 |  |  | NE - OR |  |  |  |  | 099-02248 | 099-02248 | Katy | Memorial Hermann Northeast Hospital | NE - OR | OR1
NO | NO |  |  |  | 133-08217 |  | Stryker CORP SURGICAL DIV | SDP1000 |  |  | KATY - OR | MHHS-Katy |  | Printer |  | 133-08217 |  | Katy |  | KATY - OR | [5 empty] | PRINTERS |  | PRINTER-Stryker-SDP1000 | PRINTER | SDP1000 |  |  |  | Stryker | Printer |  | PRINTER-Stryker-SDP1000 |  |  |  |  | Covered PM Repair - Biomedical | MHHS-Katy
NO | NO |  |  |  | 133-08219 |  | Stryker CORP SURGICAL DIV | SDP1000 |  |  | KATY - OR | MHHS-Katy |  | Printer |  | 133-08219 |  | Katy |  | KATY - OR | [5 empty] | PRINTERS |  | PRINTER-Stryker-SDP1000 | PRINTER | SDP1000 |  |  |  | Stryker | Printer |  | PRINTER-Stryker-SDP1000 |  |  |  |  | Covered PM Repair - Biomedical | MHHS-Katy
NO | NO |  |  |  | 133-09274 |  | Stryker CORP SURGICAL DIV | SDP1000 |  |  | KATY - OR | MHHS-Katy |  | Printer |  | 133-09274 |  | Katy |  | KATY - OR | [5 empty] | PRINTERS |  | PRINTER-Stryker-SDP1000 | PRINTER | SDP1000 |  |  |  | Stryker | Printer |  | PRINTER-Stryker-SDP1000 |  |  |  |  | Covered PM Repair - Biomedical | MHHS-Katy
NO | NO |  |  |  | 041-20504 |  | Stryker CORP SURGICAL DIV | SDP1000 |  |  | MEMORIAL CITY - MOR | MHHS-Mem City |  | Printer |  | 041-20504 |  | West & Memorial City |  | MEMORIAL CITY - MOR | [5 empty] | PRINTERS |  | PRINTER-Stryker-SDP1000 | PRINTER | SDP1000 |  |  |  | Stryker | Printer |  | PRINTER-Stryker-SDP1000 |  |  |  |  | Covered PM Repair - Biomedical | MHHS-Mem City
NO | NO |  |  |  | 142-07237 |  | Stryker CORP SURGICAL DIV | SDP1000 |  |  | NE - OR | MHHS-Northeast |  | Printer |  | 142-07237 |  | Katy |  | NE - OR | [5 empty] | PRINTERS |  | PRINTER-Stryker-SDP1000 | PRINTER | SDP1000 |  |  |  | Stryker | Printer |  | PRINTER-Stryker-SDP1000 |  |  |  |  | Covered PM Repair - Biomedical | MHHS-Northeast
NO | NO |  |  |  | 142-08209 |  | Stryker CORP SURGICAL DIV | SDP1000 |  |  | NE - OR | MHHS-Northeast |  | Printer |  | 142-08209 |  | Katy |  | NE - OR | [5 empty] | PRINTERS |  | PRINTER-Stryker-SDP1000 | PRINTER | SDP1000 |  |  |  | Stryker | Printer |  | PRINTER-Stryker-SDP1000 |  |  |  |  | Covered PM Repair - Biomedical | MHHS-Northeast
NO | NO |  |  |  | 005-11102 |  | Stryker CORP SURGICAL DIV | SDP1000 |  |  | SE - OR | MHHS-Southeast |  | Printer |  | 005-11102 |  | Southeast & Bay Area |  | SE - OR | [5 empty] | PRINTERS |  | PRINTER-Stryker-SDP1000 | PRINTER | SDP1000 |  |  |  | Stryker | Printer |  | PRINTER-Stryker-SDP1000 |  |  |  |  | Covered PM Repair - Biomedical | MHHS-Southeast
NO | NO |  |  |  | 005-11129 |  | Stryker CORP SURGICAL DIV | SDP1000 |  |  | SE - OR | MHHS-Southeast |  | Printer |  | 005-11129 |  | Southeast & Bay Area |  | SE - OR | [5 empty] | PRINTERS |  | PRINTER-Stryker-SDP1000 | PRINTER | SDP1000 |  |  |  | Stryker | Printer |  | PRINTER-Stryker-SDP1000 |  |  |  |  | Covered PM Repair - Biomedical | MHHS-Southeast
NO | NO |  |  |  | 005-11245 |  | Stryker CORP SURGICAL DIV | SDP1000 |  |  | SE - OR | MHHS-Southeast |  | Printer |  | 005-11245 |  | Southeast & Bay Area |  | SE - OR | [5 empty] | PRINTERS |  | PRINTER-Stryker-SDP1000 | PRINTER | SDP1000 |  |  |  | Stryker | Printer |  | PRINTER-Stryker-SDP1000 |  |  |  |  | Covered PM Repair - Biomedical | MHHS-Southeast
NO | NO |  |  |  | 005-11535 |  | Stryker CORP SURGICAL DIV | SDP1000 |  |  | SE - OR | MHHS-Southeast |  | Printer |  | 005-11535 |  | Southeast & Bay Area |  | SE - OR | [5 empty] | PRINTERS |  | PRINTER-Stryker-SDP1000 | PRINTER | SDP1000 |  |  |  | Stryker | Printer |  | PRINTER-Stryker-SDP1000 |  |  |  |  | Covered PM Repair - Biomedical | MHHS-Southeast
NO | NO |  |  |  | 005-11543 |  | Stryker CORP SURGICAL DIV | SDP1000 |  |  | SE - OR | MHHS-Southeast |  | Printer |  | 005-11543 |  | Southeast & Bay Area |  | SE - OR | [5 empty] | PRINTERS |  | PRINTER-Stryker-SDP1000 | PRINTER | SDP1000 |  |  |  | Stryker | Printer |  | PRINTER-Stryker-SDP1000 |  |  |  |  | Covered PM Repair - Biomedical | MHHS-Southeast
NO | NO |  |  |  | 005-11549 |  | Stryker CORP SURGICAL DIV | SDP1000 |  |  | SE - OR | MHHS-Southeast |  | Printer |  | 005-11549 |  | Southeast & Bay Area |  | SE - OR | [5 empty] | PRINTERS |  | PRINTER-Stryker-SDP1000 | PRINTER | SDP1000 |  |  |  | Stryker | Printer |  | PRINTER-Stryker-SDP1000 |  |  |  |  | Covered PM Repair - Biomedical | MHHS-Southeast
NO | NO |  |  |  | 005-11563 |  | Stryker CORP SURGICAL DIV | SDP1000 |  |  | SE - OR | MHHS-Southeast |  | Printer |  | 005-11563 |  | Southeast & Bay Area |  | SE - OR | [5 empty] | PRINTERS |  | PRINTER-Stryker-SDP1000 | PRINTER | SDP1000 |  |  |  | Stryker | Printer |  | PRINTER-Stryker-SDP1000 |  |  |  |  | Covered PM Repair - Biomedical | MHHS-Southeast
NO | NO |  |  |  | 069-29058 |  | Stryker CORP SURGICAL DIV | SDP1000 |  |  | TMC - OR - HERMANN (2HP) | MHHS-TMC |  | Printer |  | 069-29058 |  | TMC |  | TMC - OR - HERMANN (2HP) | [5 empty] | PRINTERS |  | PRINTER-Stryker-SDP1000 | PRINTER | SDP1000 |  |  |  | Stryker | Printer |  | PRINTER-Stryker-SDP1000 |  |  |  |  | Covered PM Repair - Biomedical | MHHS-TMC
NO | NO |  |  |  | 069-42786 |  | Stryker CORP SURGICAL DIV | SDP1000 |  |  | TMC - OR - HERMANN (2HP) | MHHS-TMC |  | Printer |  | 069-42786 |  | TMC |  | TMC - OR - HERMANN (2HP) | [5 empty] | PRINTERS |  | PRINTER-Stryker-SDP1000 | PRINTER | SDP1000 |  |  |  | Stryker | Printer |  | PRINTER-Stryker-SDP1000 |  |  |  |  | Not Covered Vendor Only - Biomedical | MHHS-TMC
NO | NO |  |  |  | 069-42863 |  | Stryker CORP SURGICAL DIV | SDP1000 |  |  | TMC - OR - HERMANN (2HP) | MHHS-TMC |  | Printer |  | 069-42863 |  | TMC |  | TMC - OR - HERMANN (2HP) | [5 empty] | PRINTERS |  | PRINTER-Stryker-SDP1000 | PRINTER | SDP1000 |  |  |  | Stryker | Printer |  | PRINTER-Stryker-SDP1000 |  |  |  |  | Covered PM Repair - Biomedical | MHHS-TMC
NO | NO |  |  |  | 069-42864 |  | Stryker CORP SURGICAL DIV | SDP1000 |  |  | TMC - OR - HERMANN (2HP) | MHHS-TMC |  | Printer |  | 069-42864 |  | TMC |  | TMC - OR - HERMANN (2HP) | [5 empty] | PRINTERS |  | PRINTER-Stryker-SDP1000 | PRINTER | SDP1000 |  |  |  | Stryker | Printer |  | PRINTER-Stryker-SDP1000 |  |  |  |  | Covered PM Repair - Biomedical | MHHS-TMC
NO | NO |  |  |  | 069-45390 |  | Stryker CORP SURGICAL DIV | SDP1000 |  |  | TMC - OR - HERMANN (2HP) | MHHS-TMC |  | Printer |  | 069-45390 |  | TMC |  | TMC - OR - HERMANN (2HP) | [5 empty] | PRINTERS |  | PRINTER-Stryker-SDP1000 | PRINTER | SDP1000 |  |  |  | Stryker | Printer |  | PRINTER-Stryker-SDP1000 |  |  |  |  | Covered PM Repair - Biomedical | MHHS-TMC
NO | NO |  |  |  | 069-46304 |  | Stryker CORP SURGICAL DIV | SDP1000 |  |  | TMC - OR - HERMANN (2HP) | MHHS-TMC |  | Printer |  | 069-46304 |  | TMC |  | TMC - OR - HERMANN (2HP) | [5 empty] | PRINTERS |  | PRINTER-Stryker-SDP1000 | PRINTER | SDP1000 |  |  |  | Stryker | Printer |  | PRINTER-Stryker-SDP1000 |  |  |  |  | Covered PM Repair - Biomedical | MHHS-TMC
NO | NO |  |  |  | 069-46306 |  | Stryker CORP SURGICAL DIV | SDP1000 |  |  | TMC - OR - HERMANN (2HP) | MHHS-TMC |  | Printer |  | 069-46306 |  | TMC |  | TMC - OR - HERMANN (2HP) | [5 empty] | PRINTERS |  | PRINTER-Stryker-SDP1000 | PRINTER | SDP1000 |  |  |  | Stryker | Printer |  | PRINTER-Stryker-SDP1000 |  |  |  |  | Covered PM Repair - Biomedical | MHHS-TMC
NO | NO |  |  |  | 069-42789 |  | Stryker CORP SURGICAL DIV | SDP1000 |  |  | TMC - OR - MOBILE EQUIP | MHHS-TMC |  | Printer |  | 069-42789 |  | TMC |  | TMC - OR - MOBILE EQUIP | [5 empty] | PRINTERS |  | PRINTER-Stryker-SDP1000 | PRINTER | SDP1000 |  |  |  | Stryker | Printer |  | PRINTER-Stryker-SDP1000 |  |  |  |  | Covered PM Repair - Biomedical | MHHS-TMC
NO | NO |  |  |  | 069-42865 |  | Stryker CORP SURGICAL DIV | SDP1000 |  |  | TMC - OR - MOBILE EQUIP | MHHS-TMC |  | Printer |  | 069-42865 |  | TMC |  | TMC - OR - MOBILE EQUIP | [5 empty] | PRINTERS |  | PRINTER-Stryker-SDP1000 | PRINTER | SDP1000 |  |  |  | Stryker | Printer |  | PRINTER-Stryker-SDP1000 |  |  |  |  | Covered PM Repair - Biomedical | MHHS-TMC
NO | NO |  |  |  | 069-42866 |  | Stryker CORP SURGICAL DIV | SDP1000 |  |  | TMC - OR - MOBILE EQUIP | MHHS-TMC |  | Printer |  | 069-42866 |  | TMC |  | TMC - OR - MOBILE EQUIP | [5 empty] | PRINTERS |  | PRINTER-Stryker-SDP1000 | PRINTER | SDP1000 |  |  |  | Stryker | Printer |  | PRINTER-Stryker-SDP1000 |  |  |  |  | Covered PM Repair - Biomedical | MHHS-TMC
NO | NO |  |  |  | 029-10423 |  | Stryker CORP SURGICAL DIV | SDP1000 |  |  | WOODLANDS - OR | MHHS-Woodlands |  | Printer |  | 029-10423 |  | Woodlands |  | WOODLANDS - OR | [5 empty] | PRINTERS |  | PRINTER-Stryker-SDP1000 | PRINTER | SDP1000 |  |  |  | Stryker | Printer |  | PRINTER-Stryker-SDP1000 |  |  |  |  | Covered PM Repair - Biomedical | MHHS-Woodlands
NO | NO |  |  |  | 029-10510 |  | Stryker CORP SURGICAL DIV | SDP1000 |  |  | WOODLANDS - OR | MHHS-Woodlands |  | Printer |  | 029-10510 |  | Woodlands |  | WOODLANDS - OR | [5 empty] | PRINTERS |  | PRINTER-Stryker-SDP1000 | PRINTER | SDP1000 |  |  |  | Stryker | Printer |  | PRINTER-Stryker-SDP1000 |  |  |  |  | Covered PM Repair - Biomedical | MHHS-Woodlands
NO | NO |  |  |  | 029-10590 |  | Stryker CORP SURGICAL DIV | SDP1000 |  |  | WOODLANDS - OR | MHHS-Woodlands |  | Printer |  | 029-10590 |  | Woodlands |  | WOODLANDS - OR | [5 empty] | PRINTERS |  | PRINTER-Stryker-SDP1000 | PRINTER | SDP1000 |  |  |  | Stryker | Printer |  | PRINTER-Stryker-SDP1000 |  |  |  |  | Covered PM Repair - Biomedical | MHHS-Woodlands
NO | YES |  |  |  | 133-09752 | 133-09752 | Stryker CORP SURGICAL DIV | SONOPET |  |  | Katy-OR | MHHS-Katy |  | Irrigation/Aspiration Unit |  | 133-09752 | 133-09752 | Katy | MHHS-Katy | Katy-OR | OR - Equipment |  |  |  |  | ULTRASOUND SURGICAL UNITS | Irrigation/Aspiration Unit | IRRIGATIONASPNUNIT-Stryker-SonoPet | IRRIGATIONASPNUNIT | SonoPet |  |  |  | Stryker | Irrigation/Aspiration Unit |  | IRRIGATIONASPNUNIT-Stryker-SonoPet |  |  |  |  | Covered PM Repair - Radiology, Low End | MHHS-Katy | [8 empty] | IRRIGATIONASPNUNIT | Irrigation/Aspiration Unit | Stryker
NO | YES |  |  |  | 069-42198 | 069-42198 | Stryker CORP SURGICAL DIV | SONOPET |  |  | TMC-OR-Hermann (2Hp) | MHHS-TMC |  | Irrigation/Aspiration Unit |  | 069-42198 | 069-42198 | TMC | MHHS-TMC | TMC-OR-Hermann (2Hp) | H2/412 Storage | 4/1/18 |  |  |  | ULTRASOUND SURGICAL UNITS |  | IRRIGATIONASPNUNIT-Stryker-SonoPet | IRRIGATIONASPNUNIT | SonoPet |  |  |  | Stryker | Irrigation/Aspiration Unit |  | IRRIGATIONASPNUNIT-Stryker-SonoPet |  |  |  |  | Covered PM Repair - Biomedical | MHHS-TMC
NO | YES |  |  |  | 069-42199 | 069-42199 | Stryker CORP SURGICAL DIV | SONOPET |  |  | OR | MHHS-TMC |  | Irrigation/Aspiration Unit |  | 069-42199 | 069-42199 | TMC | Memorial Hermann-Texas Medical Center | OR | Pedi Storage Room | 6/1/19 |  |  |  | ULTRASOUND SURGICAL UNITS |  | IRRIGATIONASPNUNIT-Stryker-SonoPet | IRRIGATIONASPNUNIT | SonoPet |  |  |  | Stryker | Irrigation/Aspiration Unit |  | IRRIGATIONASPNUNIT-Stryker-SonoPet |  |  |  |  | Covered PM Repair - Biomedical | MHHS-TMC
NO | YES |  |  |  | 074-04538 | 074-04538 | Stryker CORP SURGICAL DIV | SONOPET |  |  | TMC-OR-Hermann (2Hp) | MHHS-TMC |  | Irrigation/Aspiration Unit |  | 074-04538 | 074-04538 | TMC | MHHS-TMC | TMC-OR-Hermann (2Hp) | H2/412 Storage |  |  |  |  | ULTRASOUND SURGICAL UNITS |  | IRRIGATIONASPNUNIT-Stryker-SonoPet | IRRIGATIONASPNUNIT | SonoPet |  |  |  | Stryker | Irrigation/Aspiration Unit |  | IRRIGATIONASPNUNIT-Stryker-SonoPet |  |  |  |  | Covered PM Repair - Radiology, Low End | MHHS-TMC
NO | YES | Asset Tag 1140392 |  |  |  |  | Stryker CORP SURGICAL DIV | SONOPET |  |  | (null) | MHHS-TMC |  | Irrigation/Aspiration Unit |  |  |  | (null) | MHHS-TMC | (null) | (null) |  |  |  | (null) | ULTRASOUND SURGICAL UNITS |  | IRRIGATIONASPNUNIT-Stryker-SonoPet | IRRIGATIONASPNUNIT | SonoPet |  |  |  | Stryker | Irrigation/Aspiration Unit |  | IRRIGATIONASPNUNIT-Stryker-SonoPet |  | 3/30/17 |  |  | Covered PM Repair - Radiology, Low End | MHHS-TMC
NO | YES |  |  |  | 069-39940 | 069-39940 | Stryker CORP SURGICAL DIV | SONOPET |  |  | TMC-OR-Hermann (2Hp) | MHHS-TMC |  | Irrigation/Aspiration Unit |  | 069-39940 | 069-39940 | TMC | MHHS-TMC | TMC-OR-Hermann (2Hp) | H2/412 Storage | 6/1/19 |  |  |  | ULTRASOUND SURGICAL UNITS |  | IRRIGATIONASPNUNIT-Stryker-SonoPet | IRRIGATIONASPNUNIT | SonoPet |  |  |  | Stryker | Irrigation/Aspiration Unit |  | IRRIGATIONASPNUNIT-Stryker-SonoPet |  | 4/11/17 |  |  | Covered PM Repair - Radiology, Low End | MHHS-TMC
NO | NO |  |  |  | 013-38995 |  | Stryker CORP SURGICAL DIV | SONOPET |  |  | SW - OR | MHHS-Southwest |  | Irrigation/Aspiration Unit |  | 013-38995 |  | Southwest |  | SW - OR | [5 empty] | ULTRASOUND SURGICAL UNITS |  | IRRIGATIONASPNUNIT-Stryker-SonoPet | IRRIGATIONASPNUNIT | SonoPet |  |  |  | Stryker | Irrigation/Aspiration Unit |  | IRRIGATIONASPNUNIT-Stryker-SonoPet |  |  |  |  | Covered PM Repair - Radiology, High End | MHHS-Southwest
NO | NO |  |  |  | 069-43345 |  | Stryker CORP SURGICAL DIV | SONOPET |  |  | TMC - OR - PEDI OR (2R) | MHHS-TMC |  | Irrigation/Aspiration Unit |  | 069-43345 |  | TMC |  | TMC - OR - PEDI OR (2R) | [5 empty] | ULTRASOUND SURGICAL UNITS |  | IRRIGATIONASPNUNIT-Stryker-SonoPet | IRRIGATIONASPNUNIT | SonoPet |  |  |  | Stryker | Irrigation/Aspiration Unit |  | IRRIGATIONASPNUNIT-Stryker-SonoPet |  |  |  |  | Covered PM Repair - Biomedical | MHHS-TMC
NO | NO |  |  |  | 069-45191 |  | Stryker CORP SURGICAL DIV | SONOPET |  |  | TMC - OR - PEDI OR (2R) | MHHS-TMC |  | Irrigation/Aspiration Unit |  | 069-45191 |  | TMC |  | TMC - OR - PEDI OR (2R) | [5 empty] | ULTRASOUND SURGICAL UNITS |  | IRRIGATIONASPNUNIT-Stryker-SonoPet | IRRIGATIONASPNUNIT | SonoPet |  |  |  | Stryker | Irrigation/Aspiration Unit |  | IRRIGATIONASPNUNIT-Stryker-SonoPet |  |  |  |  | No Coverage Specified | MHHS-TMC
NO | NO |  |  |  | 029-10570 |  | Stryker CORP SURGICAL DIV | SONOPET |  |  | WOODLANDS - OR | MHHS-Woodlands |  | Irrigation/Aspiration Unit |  | 029-10570 |  | Woodlands |  | WOODLANDS - OR | [5 empty] | ULTRASOUND SURGICAL UNITS |  | IRRIGATIONASPNUNIT-Stryker-SonoPet | IRRIGATIONASPNUNIT | SonoPet |  |  |  | Stryker | Irrigation/Aspiration Unit |  | IRRIGATIONASPNUNIT-Stryker-SonoPet |  |  |  |  | Covered PM Repair - Biomedical | MHHS-Woodlands
NO | YES |  |  |  | 151-02560 | 151-02560 | Stryker CORP SURGICAL DIV | SPETZLER-MALIS |  |  | CY-OR | MHHS-Cypress |  |  |  | 151-02560 | 151-02560 | Northwest | MHHS-Cypress | CY-OR | OR Storage | 12/1/19 | 12/1/20 |  |  | IRRIGATION/DISTENTION SYSTEMS |  | .needs class | [5 empty] | Stryker | [7 empty] | Covered PM Repair - Biomedical | MHHS-Cypress
NO | YES |  |  |  | 029-12466 | 029-12466 | Stryker CORP SURGICAL DIV | SPETZLER-MALIS |  |  | Woodlands-OR | MHHS-Woodlands |  |  |  | 029-12466 | 029-12466 | Woodlands | MHHS-Woodlands | Woodlands-OR | OR | 7/1/19 |  | 1/1/20 |  | IRRIGATION/DISTENTION SYSTEMS |  | .needs class | [5 empty] | Stryker | [7 empty] | Covered PM Repair - Biomedical | MHHS-Woodlands
NO | NO |  |  |  | 029-32041 |  | Stryker CORP SURGICAL DIV | SPETZLER-MALIS |  |  | WOODLANDS - OR | MHHS-Woodlands |  |  |  | 029-32041 |  | Woodlands |  | WOODLANDS - OR | [5 empty] | IRRIGATION/DISTENTION SYSTEMS |  | .needs class | [5 empty] | Stryker | [7 empty] | Covered PM Repair - Biomedical | MHHS-Woodlands
NO | YES |  |  |  | 151-01988 | 151-01988 | Stryker CORP SURGICAL DIV | VISIONPRO |  | VPD266L0387 | CY-Endoscopy | MHHS-Cypress |  | Monitor, Video |  | 151-01988 | 151-01988 | Northwest | MHHS-Cypress | CY-Endoscopy | Bronchoscopy | 1/1/19 | 1/1/20 |  |  | MONITORS, VIDEO | Monitor, Video | MONITORVIDEO-STRYKER-VisionPro 0240031000 | MONITORVIDEO | VisionPro 0240031000 |  |  |  | STRYKER | Monitor, Video |  |  | MONITORVIDEO-STRYKER-VisionPro 0240031000 |  |  |  | Covered PM Repair - Biomedical | MHHS-Cypress | [8 empty] | MONITORVIDEO | Monitor, Video | STRYKER
NO | YES |  |  |  | 151-01989 | 151-01989 | Stryker CORP SURGICAL DIV | VISIONPRO |  | VPD266L0394 | CY-Endoscopy | MHHS-Cypress |  | Monitor, Video |  | 151-01989 | 151-01989 | Northwest | MHHS-Cypress | CY-Endoscopy | Endoscopy | 1/1/19 | 1/1/20 |  |  | MONITORS, VIDEO | Monitor, Video | MONITORVIDEO-STRYKER-VisionPro 0240031000 | MONITORVIDEO | VisionPro 0240031000 |  |  |  | STRYKER | Monitor, Video |  |  | MONITORVIDEO-STRYKER-VisionPro 0240031000 |  |  |  | Covered PM Repair - Biomedical | MHHS-Cypress | [8 empty] | MONITORVIDEO | Monitor, Video | STRYKER
NO | YES |  |  |  | 151-01990 | 151-01990 | Stryker CORP SURGICAL DIV | VISIONPRO |  | VPD266L0389 | CY-Endoscopy | MHHS-Cypress |  | Monitor, Video |  | 151-01990 | 151-01990 | Northwest | MHHS-Cypress | CY-Endoscopy | Bronchoscopy | 1/1/19 | 1/1/20 |  | Plate covering up data on back of unit | MONITORS, VIDEO | Monitor, Video | MONITORVIDEO-STRYKER-VisionPro 0240031000 | MONITORVIDEO | VisionPro 0240031000 |  |  |  | STRYKER | Monitor, Video |  |  | MONITORVIDEO-STRYKER-VisionPro 0240031000 |  |  |  | Covered PM Repair - Biomedical | MHHS-Cypress | [8 empty] | MONITORVIDEO | Monitor, Video | STRYKER
NO | YES |  |  |  | 151-01991 | 151-01991 | Stryker CORP SURGICAL DIV | VISIONPRO |  | VPD266L0391 | CY-Endoscopy | MHHS-Cypress |  | Monitor, Video |  | 151-01991 | 151-01991 | Northwest & Cypress | MHHS-Cypress | CY-Endoscopy | Nurses station | 1/1/19 | 1/1/20 |  |  | MONITORS, VIDEO | Monitor, Video | MONITORVIDEO-STRYKER-VisionPro 0240031000 | MONITORVIDEO | VisionPro 0240031000 |  |  |  | STRYKER | Monitor, Video |  |  | MONITORVIDEO-STRYKER-VisionPro 0240031000 |  |  |  | Covered PM Repair - Radiology, Low End | MHHS-Cypress | [8 empty] | MONITORVIDEO | Monitor, Video | STRYKER
NO | YES |  |  |  | 151-01019 | 151-01019 | Stryker CORP SURGICAL DIV | VISIONPRO |  |  | CY-OR | MHHS-Cypress |  | Monitor, Video |  | 151-01019 | 151-01019 | Northwest | MHHS-Cypress | CY-OR | OR 4 | 12/1/18 | 2/1/19 |  |  | MONITORS, VIDEO | Monitor, Video | MONITORVIDEO-STRYKER-VisionPro 0240031000 | MONITORVIDEO | VisionPro 0240031000 |  |  |  | STRYKER | Monitor, Video |  |  | MONITORVIDEO-STRYKER-VisionPro 0240031000 | 3/5/17 |  |  | Covered PM Repair - Biomedical | MHHS-Cypress | [8 empty] | MONITORVIDEO | Monitor, Video | STRYKER
NO | YES |  |  |  | 151-01020 | 151-01020 | Stryker CORP SURGICAL DIV | VISIONPRO |  |  | CY-OR | MHHS-Cypress |  | Monitor, Video |  | 151-01020 | 151-01020 | Northwest | MHHS-Cypress | CY-OR | OR 4 | 12/1/18 | 12/1/19 |  |  | MONITORS, VIDEO | Monitor, Video | MONITORVIDEO-STRYKER-VisionPro 0240031000 | MONITORVIDEO | VisionPro 0240031000 |  |  |  | STRYKER | Monitor, Video |  |  | MONITORVIDEO-STRYKER-VisionPro 0240031000 |  |  |  | Covered PM Repair - Biomedical | MHHS-Cypress | [8 empty] | MONITORVIDEO | Monitor, Video | STRYKER
NO | YES |  |  |  | 151-01025 | 151-01025 | Stryker CORP SURGICAL DIV | VISIONPRO |  |  | CY-OR | MHHS-Cypress |  | Monitor, Video |  | 151-01025 | 151-01025 | Northwest | MHHS-Cypress | CY-OR | OR number eight | 12/1/18 |  |  |  | MONITORS, VIDEO | Monitor, Video | MONITORVIDEO-STRYKER-VisionPro 0240031000 | MONITORVIDEO | VisionPro 0240031000 |  |  |  | STRYKER | Monitor, Video |  |  | MONITORVIDEO-STRYKER-VisionPro 0240031000 |  |  |  | Covered PM Repair - Biomedical | MHHS-Cypress | [8 empty] | MONITORVIDEO | Monitor, Video | STRYKER
NO | YES |  |  |  | 151-01026 | 151-01026 | Stryker CORP SURGICAL DIV | VISIONPRO |  |  | CY-OR | MHHS-Cypress |  | Monitor, Video |  | 151-01026 | 151-01026 | Northwest | MHHS-Cypress | CY-OR | Or8 | 12/1/18 |  |  |  | MONITORS, VIDEO | Monitor, Video | MONITORVIDEO-STRYKER-VisionPro 0240031000 | MONITORVIDEO | VisionPro 0240031000 |  |  |  | STRYKER | Monitor, Video |  |  | MONITORVIDEO-STRYKER-VisionPro 0240031000 |  |  |  | Covered PM Repair - Biomedical | MHHS-Cypress | [8 empty] | MONITORVIDEO | Monitor, Video | STRYKER
NO | YES |  |  |  | 151-01027 | 151-01027 | Stryker CORP SURGICAL DIV | VISIONPRO |  |  | CY-OR | MHHS-Cypress |  | Monitor, Video |  | 151-01027 | 151-01027 | Northwest | MHHS-Cypress | CY-OR | OR 6 | 12/1/18 |  |  |  | MONITORS, VIDEO | Monitor, Video | MONITORVIDEO-STRYKER-VisionPro 0240031000 | MONITORVIDEO | VisionPro 0240031000 |  |  |  | STRYKER | Monitor, Video |  |  | MONITORVIDEO-STRYKER-VisionPro 0240031000 |  |  |  | Covered PM Repair - Biomedical | MHHS-Cypress | [8 empty] | MONITORVIDEO | Monitor, Video | STRYKER
NO | YES |  |  |  | 151-01030 | 151-01030 | Stryker CORP SURGICAL DIV | VISIONPRO |  |  | CY-OR | MHHS-Cypress |  | Monitor, Video |  | 151-01030 | 151-01030 | Northwest | MHHS-Cypress | CY-OR | Or 7 | 12/1/18 | 12/1/19 |  |  | MONITORS, VIDEO | Monitor, Video | MONITORVIDEO-STRYKER-VisionPro 0240031000 | MONITORVIDEO | VisionPro 0240031000 |  |  |  | STRYKER | Monitor, Video |  |  | MONITORVIDEO-STRYKER-VisionPro 0240031000 |  |  |  | Covered PM Repair - Biomedical | MHHS-Cypress | [8 empty] | MONITORVIDEO | Monitor, Video | STRYKER
NO | YES |  |  |  | 151-01031 | 151-01031 | Stryker CORP SURGICAL DIV | VISIONPRO |  |  | CY-OR | MHHS-Cypress |  | Monitor, Video |  | 151-01031 | 151-01031 | Northwest | MHHS-Cypress | CY-OR | Or | 12/1/18 | 12/1/19 |  |  | MONITORS, VIDEO | Monitor, Video | MONITORVIDEO-STRYKER-VisionPro 0240031000 | MONITORVIDEO | VisionPro 0240031000 |  |  |  | STRYKER | Monitor, Video |  |  | MONITORVIDEO-STRYKER-VisionPro 0240031000 | 4/16/20 |  |  | Covered PM Repair - Biomedical | MHHS-Cypress | [8 empty] | MONITORVIDEO | Monitor, Video | STRYKER
NO | YES |  |  |  | 151-01032 | 151-01032 | Stryker CORP SURGICAL DIV | VISIONPRO |  |  | CY-OR | MHHS-Cypress |  | Monitor, Video |  | 151-01032 | 151-01032 | Northwest | MHHS-Cypress | CY-OR | Or | 12/1/18 | 12/1/19 |  |  | MONITORS, VIDEO | Monitor, Video | MONITORVIDEO-STRYKER-VisionPro 0240031000 | MONITORVIDEO | VisionPro 0240031000 |  |  |  | STRYKER | Monitor, Video |  |  | MONITORVIDEO-STRYKER-VisionPro 0240031000 | 7/28/17 |  |  | Covered PM Repair - Radiology, Low End | MHHS-Cypress | [8 empty] | MONITORVIDEO | Monitor, Video | STRYKER
NO | YES |  |  |  | 151-02285 | 151-02285 | Stryker CORP SURGICAL DIV | VISIONPRO |  |  | CY-OR | MHHS-Cypress |  | Monitor, Video |  | 151-02285 | 151-02285 | Northwest | MHHS-Cypress | CY-OR | Or 5 | 12/1/18 | 12/1/19 |  | Could not get pic of data plate | MONITORS, VIDEO | Monitor, Video | MONITORVIDEO-STRYKER-VisionPro 0240031000 | MONITORVIDEO | VisionPro 0240031000 |  |  |  | STRYKER | Monitor, Video |  |  | MONITORVIDEO-STRYKER-VisionPro 0240031000 | 8/24/17 |  |  | Covered PM Repair - Biomedical | MHHS-Cypress | [8 empty] | MONITORVIDEO | Monitor, Video | STRYKER
NO | YES |  |  |  | 151-02286 | 151-02286 | Stryker CORP SURGICAL DIV | VISIONPRO |  |  | CY-OR | MHHS-Cypress |  | Monitor, Video |  | 151-02286 | 151-02286 | Northwest | MHHS-Cypress | CY-OR | OR room 5 | 12/1/18 | 12/1/20 |  |  | MONITORS, VIDEO | Monitor, Video | MONITORVIDEO-STRYKER-VisionPro 0240031000 | MONITORVIDEO | VisionPro 0240031000 |  |  |  | STRYKER | Monitor, Video |  |  | MONITORVIDEO-STRYKER-VisionPro 0240031000 | 8/24/17 |  |  | Covered PM Repair - Biomedical | MHHS-Cypress | [8 empty] | MONITORVIDEO | Monitor, Video | STRYKER
NO | YES |  |  |  | 133-31029 | 133-31029 | Stryker CORP SURGICAL DIV | VISIONPRO |  | VPD268J0244 | Katy-Endoscopy | MHHS-Katy |  | Monitor, Video |  | 133-31029 | 133-31029 | Katy | MHHS-Katy | Katy-Endoscopy | Endoscopy | 3/1/19 | 3/1/20 |  |  | MONITORS, VIDEO | Monitor, Video | MONITORVIDEO-STRYKER-VisionPro 0240031000 | MONITORVIDEO | VisionPro 0240031000 |  |  |  | STRYKER | Monitor, Video |  |  | MONITORVIDEO-STRYKER-VisionPro 0240031000 |  |  |  | Covered PM Repair - Biomedical | MHHS-Katy | [8 empty] | MONITORVIDEO | Monitor, Video | STRYKER
NO | YES |  |  |  | 133-31030 | 133-31030 | Stryker CORP SURGICAL DIV | VISIONPRO |  | VPD268J0339 | Katy-Endoscopy | MHHS-Katy |  | Monitor, Video |  | 133-31030 | 133-31030 | Katy | MHHS-Katy | Katy-Endoscopy | Endoscopy | 3/1/19 | 3/1/20 |  |  | MONITORS, VIDEO | Monitor, Video | MONITORVIDEO-STRYKER-VisionPro 0240031000 | MONITORVIDEO | VisionPro 0240031000 |  |  |  | STRYKER | Monitor, Video |  |  | MONITORVIDEO-STRYKER-VisionPro 0240031000 |  |  |  | Covered PM Repair - Biomedical | MHHS-Katy | [8 empty] | MONITORVIDEO | Monitor, Video | STRYKER
NO | YES |  |  |  | 133-31031 | 133-31031 | Stryker CORP SURGICAL DIV | VISIONPRO |  | VPD268J0245 | Katy-OR | MHHS-Katy |  | Monitor, Video |  | 133-31031 | 133-31031 | Katy | MHHS-Katy | Katy-OR | Endo 2 | 3/1/19 | 3/1/20 |  |  | MONITORS, VIDEO | Monitor, Video | MONITORVIDEO-STRYKER-VisionPro 0240031000 | MONITORVIDEO | VisionPro 0240031000 |  |  |  | STRYKER | Monitor, Video |  |  | MONITORVIDEO-STRYKER-VisionPro 0240031000 |  |  |  | Covered PM Repair - Biomedical | MHHS-Katy | [8 empty] | MONITORVIDEO | Monitor, Video | STRYKER
NO | YES |  |  |  | 133-31032 | 133-31032 | Stryker CORP SURGICAL DIV | VISIONPRO |  | VPD268K0250 | Katy-OR | MHHS-Katy |  | Monitor, Video |  | 133-31032 | 133-31032 | Katy | MHHS-Katy | Katy-OR | Endo 2 | 3/1/19 | 3/1/20 |  |  | MONITORS, VIDEO | Monitor, Video | MONITORVIDEO-STRYKER-VisionPro 0240031000 | MONITORVIDEO | VisionPro 0240031000 |  |  |  | STRYKER | Monitor, Video |  |  | MONITORVIDEO-STRYKER-VisionPro 0240031000 |  |  |  | Covered PM Repair - Biomedical | MHHS-Katy | [8 empty] | MONITORVIDEO | Monitor, Video | STRYKER
NO | YES |  |  |  | 133-09277 | 133-09277 | Stryker CORP SURGICAL DIV | VISIONPRO |  | VPD265G0125 | Katy-OR | MHHS-Katy |  | Monitor, Video |  | 133-09277 | 133-09277 | Katy | MHHS-Katy | Katy-OR | O.R.6 | 11/1/18 |  |  |  | MONITORS, VIDEO | Monitor, Video | MONITORVIDEO-STRYKER-VisionPro 0240031000 | MONITORVIDEO | VisionPro 0240031000 |  |  |  | STRYKER | Monitor, Video |  |  | MONITORVIDEO-STRYKER-VisionPro 0240031000 |  |  |  | Covered PM Repair - Biomedical | MHHS-Katy | [8 empty] | MONITORVIDEO | Monitor, Video | STRYKER
NO | YES |  |  |  | 133-09278 | 133-09278 | Stryker CORP SURGICAL DIV | VISIONPRO |  | VPD265C0413 | Katy-OR | MHHS-Katy |  | Monitor, Video |  | 133-09278 | 133-09278 | Katy | MHHS-Katy | Katy-OR | O.R.6 | 11/1/18 |  |  |  | MONITORS, VIDEO | Monitor, Video | MONITORVIDEO-STRYKER-VisionPro 0240031000 | MONITORVIDEO | VisionPro 0240031000 |  |  |  | STRYKER | Monitor, Video |  |  | MONITORVIDEO-STRYKER-VisionPro 0240031000 |  |  |  | Covered PM Repair - Biomedical | MHHS-Katy | [8 empty] | MONITORVIDEO | Monitor, Video | STRYKER
NO | YES |  |  |  | 133-09280 | 133-09280 | Stryker CORP SURGICAL DIV | VISIONPRO |  | VPD265C0397 | Katy-OR | MHHS-Katy |  | Monitor, Video |  | 133-09280 | 133-09280 | Katy | MHHS-Katy | Katy-OR | OR 8 | 11/1/18 |  |  |  | MONITORS, VIDEO | Monitor, Video | MONITORVIDEO-STRYKER-VisionPro 0240031000 | MONITORVIDEO | VisionPro 0240031000 |  |  |  | STRYKER | Monitor, Video |  |  | MONITORVIDEO-STRYKER-VisionPro 0240031000 |  |  |  | Covered PM Repair - Biomedical | MHHS-Katy | [8 empty] | MONITORVIDEO | Monitor, Video | STRYKER
NO | YES |  |  |  | 133-09282 | 133-09282 | Stryker CORP SURGICAL DIV | VISIONPRO |  | VPD265C0601 | Katy-OR | MHHS-Katy |  | Monitor, Video |  | 133-09282 | 133-09282 | Katy | MHHS-Katy | Katy-OR | OR 7 |  |  |  | No pm required | MONITORS, VIDEO | Monitor, Video | MONITORVIDEO-STRYKER-VisionPro 0240031000 | MONITORVIDEO | VisionPro 0240031000 |  |  |  | STRYKER | Monitor, Video |  |  | MONITORVIDEO-STRYKER-VisionPro 0240031000 |  |  |  | Covered PM Repair - Biomedical | MHHS-Katy | [8 empty] | MONITORVIDEO | Monitor, Video | STRYKER
NO | YES |  |  |  | 133-09283 | 133-09283 | Stryker CORP SURGICAL DIV | VISIONPRO |  | VPD265C0404 | Katy-OR | MHHS-Katy |  | Monitor, Video |  | 133-09283 | 133-09283 | Katy | MHHS-Katy | Katy-OR | OR 8 | 11/1/18 |  |  |  | MONITORS, VIDEO | Monitor, Video | MONITORVIDEO-STRYKER-VisionPro 0240031000 | MONITORVIDEO | VisionPro 0240031000 |  |  |  | STRYKER | Monitor, Video |  |  | MONITORVIDEO-STRYKER-VisionPro 0240031000 |  |  |  | Covered PM Repair - Biomedical | MHHS-Katy | [8 empty] | MONITORVIDEO | Monitor, Video | STRYKER
NO | YES |  |  |  | 133-09284 | 133-09284 | Stryker CORP SURGICAL DIV | VISIONPRO |  | VPD265C0422 | Katy-OR | MHHS-Katy |  | Monitor, Video |  | 133-09284 | 133-09284 | Katy | MHHS-Katy | Katy-OR | OR 7 |  |  |  | No pm required | MONITORS, VIDEO | Monitor, Video | MONITORVIDEO-STRYKER-VisionPro 0240031000 | MONITORVIDEO | VisionPro 0240031000 |  |  |  | STRYKER | Monitor, Video |  |  | MONITORVIDEO-STRYKER-VisionPro 0240031000 |  |  |  | Covered PM Repair - Biomedical | MHHS-Katy | [8 empty] | MONITORVIDEO | Monitor, Video | STRYKER
NO | YES |  |  |  | 133-09285 | 133-09285 | Stryker CORP SURGICAL DIV | VISIONPRO |  | VPD265C0405 | Katy-OR | MHHS-Katy |  | Monitor, Video |  | 133-09285 | 133-09285 | Katy | MHHS-Katy | Katy-OR | OR 8 | 11/1/18 |  |  |  | MONITORS, VIDEO | Monitor, Video | MONITORVIDEO-STRYKER-VisionPro 0240031000 | MONITORVIDEO | VisionPro 0240031000 |  |  |  | STRYKER | Monitor, Video |  |  | MONITORVIDEO-STRYKER-VisionPro 0240031000 |  |  |  | Covered PM Repair - Biomedical | MHHS-Katy | [8 empty] | MONITORVIDEO | Monitor, Video | STRYKER
NO | YES |  |  |  | 133-09286 | 133-09286 | Stryker CORP SURGICAL DIV | VISIONPRO |  | VPD265C0543 | Katy-OR | MHHS-Katy |  | Monitor, Video |  | 133-09286 | 133-09286 | Katy | MHHS-Katy | Katy-OR | OR 7 |  |  |  | No pm required | MONITORS, VIDEO | Monitor, Video | MONITORVIDEO-STRYKER-VisionPro 0240031000 | MONITORVIDEO | VisionPro 0240031000 |  |  |  | STRYKER | Monitor, Video |  |  | MONITORVIDEO-STRYKER-VisionPro 0240031000 | 4/4/17 |  |  | Covered PM Repair - Biomedical | MHHS-Katy | [8 empty] | MONITORVIDEO | Monitor, Video | STRYKER
NO | YES |  |  |  | 133-09742 | 133-09742 | Stryker CORP SURGICAL DIV | VISIONPRO |  | VPD266F0166 | Katy-OR | MHHS-Katy |  | Monitor, Video |  | 133-09742 | 133-09742 | Katy | MHHS-Katy | Katy-OR | OR 11 | 8/1/19 |  |  |  | MONITORS, VIDEO | Monitor, Video | MONITORVIDEO-STRYKER-VisionPro 0240031000 | MONITORVIDEO | VisionPro 0240031000 |  |  |  | STRYKER | Monitor, Video |  |  | MONITORVIDEO-STRYKER-VisionPro 0240031000 | 1/14/17 |  |  | Covered PM Repair - Biomedical | MHHS-Katy | [8 empty] | MONITORVIDEO | Monitor, Video | STRYKER
NO | YES |  |  |  | 133-09743 | 133-09743 | Stryker CORP SURGICAL DIV | VISIONPRO |  | VPD266F0194 | Katy-OR | MHHS-Katy |  | Monitor, Video |  | 133-09743 | 133-09743 | Katy | MHHS-Katy | Katy-OR | OR10 | 8/1/19 |  |  |  | MONITORS, VIDEO | Monitor, Video | MONITORVIDEO-STRYKER-VisionPro 0240031000 | MONITORVIDEO | VisionPro 0240031000 |  |  |  | STRYKER | Monitor, Video |  |  | MONITORVIDEO-STRYKER-VisionPro 0240031000 |  |  |  | Covered PM Repair - Biomedical | MHHS-Katy | [8 empty] | MONITORVIDEO | Monitor, Video | STRYKER
NO | YES |  |  |  | 133-09744 | 133-09744 | Stryker CORP SURGICAL DIV | VISIONPRO |  | VPD266F0197 | Katy-OR | MHHS-Katy |  | Monitor, Video |  | 133-09744 | 133-09744 | Katy | MHHS-Katy | Katy-OR | OR 11 | 8/1/19 |  |  |  | MONITORS, VIDEO | Monitor, Video | MONITORVIDEO-STRYKER-VisionPro 0240031000 | MONITORVIDEO | VisionPro 0240031000 |  |  |  | STRYKER | Monitor, Video |  |  | MONITORVIDEO-STRYKER-VisionPro 0240031000 | 4/18/17 |  |  | Covered PM Repair - Biomedical | MHHS-Katy | [8 empty] | MONITORVIDEO | Monitor, Video | STRYKER
NO | YES |  |  |  | 133-09745 | 133-09745 | Stryker CORP SURGICAL DIV | VISIONPRO |  | VPD266F0165 | Katy-OR | MHHS-Katy |  | Monitor, Video |  | 133-09745 | 133-09745 | Katy | MHHS-Katy | Katy-OR | OR10 | 8/1/19 |  |  |  | MONITORS, VIDEO | Monitor, Video | MONITORVIDEO-STRYKER-VisionPro 0240031000 | MONITORVIDEO | VisionPro 0240031000 |  |  |  | STRYKER | Monitor, Video |  |  | MONITORVIDEO-STRYKER-VisionPro 0240031000 |  |  |  | Covered PM Repair - Biomedical | MHHS-Katy | [8 empty] | MONITORVIDEO | Monitor, Video | STRYKER
NO | YES |  |  |  | 133-09747 | 133-0974oo | Stryker CORP SURGICAL DIV | VISIONPRO |  | VPD266F0170 | Katy-OR | MHHS-Katy |  | Monitor, Video |  | 133-09747 | 133-0974oo | Katy | MHHS-Katy | Katy-OR | OR10 | 8/1/19 |  |  |  | MONITORS, VIDEO | Monitor, Video | MONITORVIDEO-STRYKER-VisionPro 0240031000 | MONITORVIDEO | VisionPro 0240031000 |  |  |  | STRYKER | Monitor, Video |  |  | MONITORVIDEO-STRYKER-VisionPro 0240031000 |  |  |  | Covered PM Repair - Biomedical | MHHS-Katy | [8 empty] | MONITORVIDEO | Monitor, Video | STRYKER
NO | YES |  |  |  | 041-19562 | 041-19562 | Stryker CORP SURGICAL DIV | VISIONPRO |  | VPD265F0424 | MEMORIAL CITY - MHT - JHC OR | MHHS-Mem City |  | Monitor, Video |  | 041-19562 | 041-19562 | West | Weat | MEMORIAL CITY - MHT - JHC OR | MH11:507 OR7 |  |  |  |  | MONITORS, VIDEO |  | MONITORVIDEO-STRYKER-VisionPro 0240031000 | MONITORVIDEO | VisionPro 0240031000 |  |  |  | STRYKER | Monitor, Video |  |  | MONITORVIDEO-STRYKER-VisionPro 0240031000 |  |  |  | Covered PM Repair - Biomedical | MHHS-Mem City
NO | YES |  |  |  | 041-19563 | 041-19563 | Stryker CORP SURGICAL DIV | VISIONPRO |  | VPD265F0421 | MEMORIAL CITY - MHT - JHC OR | MHHS-Mem City |  | Monitor, Video |  | 041-19563 | 041-19563 | West | Weat | MEMORIAL CITY - MHT - JHC OR | MH11:507 OR7 |  |  |  |  | MONITORS, VIDEO |  | MONITORVIDEO-STRYKER-VisionPro 0240031000 | MONITORVIDEO | VisionPro 0240031000 |  |  |  | STRYKER | Monitor, Video |  |  | MONITORVIDEO-STRYKER-VisionPro 0240031000 |  |  |  | Covered PM Repair - Biomedical | MHHS-Mem City
NO | YES |  |  |  | 041-19566 | 041-19566 | Stryker CORP SURGICAL DIV | VISIONPRO |  | VPD265F0415 | MEMORIAL CITY - Ortho OR | MHHS-Mem City |  | Monitor, Video |  | 041-19566 | 041-19566 | West | Memorial Hermann - Memorial City | MEMORIAL CITY - Ortho OR | 11th Floor OR Room 8 |  |  |  |  | MONITORS, VIDEO |  | MONITORVIDEO-STRYKER-VisionPro 0240031000 | MONITORVIDEO | VisionPro 0240031000 |  |  |  | STRYKER | Monitor, Video |  |  | MONITORVIDEO-STRYKER-VisionPro 0240031000 |  |  |  | Covered PM Repair - Biomedical | MHHS-Mem City
NO | YES |  |  |  | 041-19567 | 041-19567 | Stryker CORP SURGICAL DIV | VISIONPRO |  | VPD265F0423 | MEMORIAL CITY - Ortho OR | MHHS-Mem City |  | Monitor, Video |  | 041-19567 | 041-19567 | West | Memorial Hermann - Memorial City | MEMORIAL CITY - Ortho OR | 11th Floor OR Room 8 |  |  |  |  | MONITORS, VIDEO |  | MONITORVIDEO-STRYKER-VisionPro 0240031000 | MONITORVIDEO | VisionPro 0240031000 |  |  |  | STRYKER | Monitor, Video |  |  | MONITORVIDEO-STRYKER-VisionPro 0240031000 |  |  |  | Covered PM Repair - Biomedical | MHHS-Mem City
NO | YES |  |  |  | 041-20980 | 041-20980 | Stryker CORP SURGICAL DIV | VISIONPRO |  | VPD265A0450 | MEMORIAL CITY - MHT - JHC OR | MHHS-Mem City |  | Monitor, Video |  | 041-20980 | 041-20980 | West | Memorial Hermann Memorial City Medical Center | MEMORIAL CITY - MHT - JHC OR | MEMORIAL CITY - MHT - JHC OR |  |  |  |  | MONITORS, VIDEO |  | MONITORVIDEO-STRYKER-VisionPro 0240031000 | MONITORVIDEO | VisionPro 0240031000 |  |  |  | STRYKER | Monitor, Video |  |  | MONITORVIDEO-STRYKER-VisionPro 0240031000 |  |  |  | Covered PM Repair - Biomedical | MHHS-Mem City
NO | YES |  |  |  | 041-20981 | 041-20981 | Stryker CORP SURGICAL DIV | VISIONPRO |  | VPD267J0091 | MEMORIAL CITY - MHT - JHC OR | MHHS-Mem City |  | Monitor, Video |  | 041-20981 | 041-20981 | West | Memorial Hermann Memorial City Medical Center | MEMORIAL CITY - MHT - JHC OR | MEMORIAL CITY - MHT - JHC OR |  |  |  |  | MONITORS, VIDEO |  | MONITORVIDEO-STRYKER-VisionPro 0240031000 | MONITORVIDEO | VisionPro 0240031000 |  |  |  | STRYKER | Monitor, Video |  |  | MONITORVIDEO-STRYKER-VisionPro 0240031000 |  |  |  | Covered PM Repair - Biomedical | MHHS-Mem City
NO | YES |  |  |  | 041-32002 | 041-32002 | Stryker CORP SURGICAL DIV | VISIONPRO |  | VPD265F0577 | MEMORIAL CITY - Orthopedics Surgery | MHHS-Mem City |  | Monitor, Video |  | 041-32002 | 041-32002 | West | Memorial City - Memorial Hermann Hospital | MEMORIAL CITY - Orthopedics Surgery | MH11 506 OR 6 |  |  |  | PM past due | MONITORS, VIDEO |  | MONITORVIDEO-STRYKER-VisionPro 0240031000 | MONITORVIDEO | VisionPro 0240031000 |  |  |  | STRYKER | Monitor, Video |  |  | MONITORVIDEO-STRYKER-VisionPro 0240031000 |  |  |  | Covered PM Repair - Biomedical | MHHS-Mem City
NO | YES |  |  |  | 041-32003 | 041-32003 | Stryker CORP SURGICAL DIV | VISIONPRO |  | VPD264B0009 | MEMORIAL CITY - Orthopedics Surgery | MHHS-Mem City |  | Monitor, Video |  | 041-32003 | 041-32003 | West | Memorial City - Memorial Hermann Hospital | MEMORIAL CITY - Orthopedics Surgery | MH11 506 OR 6 |  |  |  |  | MONITORS, VIDEO |  | MONITORVIDEO-STRYKER-VisionPro 0240031000 | MONITORVIDEO | VisionPro 0240031000 |  |  |  | STRYKER | Monitor, Video |  |  | MONITORVIDEO-STRYKER-VisionPro 0240031000 |  |  |  | Covered PM Repair - Biomedical | MHHS-Mem City
NO | YES |  |  |  | 041-32006 | 041-32006 | Stryker CORP SURGICAL DIV | VISIONPRO |  | VPD26710109 | MEMORIAL CITY - MHT - JHC OR | MHHS-Mem City |  | Monitor, Video |  | 041-32006 | 041-32006 | West | West | MEMORIAL CITY - MHT - JHC OR | MH11:504 OR4 |  |  |  |  | MONITORS, VIDEO |  | MONITORVIDEO-STRYKER-VisionPro 0240031000 | MONITORVIDEO | VisionPro 0240031000 |  |  |  | STRYKER | Monitor, Video |  |  | MONITORVIDEO-STRYKER-VisionPro 0240031000 |  |  |  | Covered PM Repair - Biomedical | MHHS-Mem City
NO | YES |  |  |  | 041-32007 | 041-32007 | Stryker CORP SURGICAL DIV | VISIONPRO |  | VPD264A0315 | MEMORIAL CITY - MHT - JHC PACU | MHHS-Mem City |  | Monitor, Video |  | 041-32007 | 041-32007 | West | West | MEMORIAL CITY - MHT - JHC PACU | MH11:504 OR4 |  |  |  |  | MONITORS, VIDEO |  | MONITORVIDEO-STRYKER-VisionPro 0240031000 | MONITORVIDEO | VisionPro 0240031000 |  |  |  | STRYKER | Monitor, Video |  |  | MONITORVIDEO-STRYKER-VisionPro 0240031000 |  |  |  | Covered PM Repair - Biomedical | MHHS-Mem City
NO | YES |  |  |  | 041-32054 | 041-32054 | Stryker CORP SURGICAL DIV | VISIONPRO |  | VPD265F0429 | Ortho Surgery 11th Floor | MHHS-Mem City |  | Monitor, Video |  | 041-32054 | 041-32054 | West | Memorial Hermann - Memorial City | Ortho Surgery 11th Floor | OR Room 3 |  |  |  |  | MONITORS, VIDEO |  | MONITORVIDEO-STRYKER-VisionPro 0240031000 | MONITORVIDEO | VisionPro 0240031000 |  |  |  | STRYKER | Monitor, Video |  |  | MONITORVIDEO-STRYKER-VisionPro 0240031000 |  |  |  | Covered PM Repair - Biomedical | MHHS-Mem City
NO | YES |  |  |  | 041-32055 | 041-32055 | Stryker CORP SURGICAL DIV | VISIONPRO |  | VPD267J0092 | Ortho Surgery 11th Floor | MHHS-Mem City |  | Monitor, Video |  | 041-32055 | 041-32055 | West | Memorial Hermann - Memorial City | Ortho Surgery 11th Floor | OR Room 3 |  |  |  |  | MONITORS, VIDEO |  | MONITORVIDEO-STRYKER-VisionPro 0240031000 | MONITORVIDEO | VisionPro 0240031000 |  |  |  | STRYKER | Monitor, Video |  |  | MONITORVIDEO-STRYKER-VisionPro 0240031000 |  |  |  | Covered PM Repair - Biomedical | MHHS-Mem City
NO | YES |  |  |  | 041-32056 | 041-32056 | Stryker CORP SURGICAL DIV | VISIONPRO |  | VPD267J0095 | MEMORIAL CITY - Orthopedic Surgery | MHHS-Mem City |  | Monitor, Video |  | 041-32056 | 041-32056 | West | Memorial Hermann Memorial City Medical Center | MEMORIAL CITY - Orthopedic Surgery | Memorial City - Orthopedic Surgery MH11 500 OR 1 |  |  |  |  | MONITORS, VIDEO |  | MONITORVIDEO-STRYKER-VisionPro 0240031000 | MONITORVIDEO | VisionPro 0240031000 |  |  |  | STRYKER | Monitor, Video |  |  | MONITORVIDEO-STRYKER-VisionPro 0240031000 |  |  |  | Covered PM Repair - Biomedical | MHHS-Mem City
NO | YES |  |  |  | 041-32057 | 041-32057 | Stryker CORP SURGICAL DIV | VISIONPRO |  | VPD265E0173 | MEMORIAL CITY - Orthopedic Surgery | MHHS-Mem City |  | Monitor, Video |  | 041-32057 | 041-32057 | West | Memorial Hermann Memorial City Medical Center | MEMORIAL CITY - Orthopedic Surgery | Memorial City - Orthopedic Surgery MH11 500 OR 1 |  |  |  |  | MONITORS, VIDEO |  | MONITORVIDEO-STRYKER-VisionPro 0240031000 | MONITORVIDEO | VisionPro 0240031000 |  |  |  | STRYKER | Monitor, Video |  |  | MONITORVIDEO-STRYKER-VisionPro 0240031000 |  |  |  | Covered PM Repair - Biomedical | MHHS-Mem City
NO | YES |  |  |  | 041-19076 | 041-19076 | Stryker CORP SURGICAL DIV | VISIONPRO |  | VPD265D0193 | MEMORIAL CITY - MOR | MHHS-Mem City |  | Monitor, Video |  | 041-19076 | 041-19076 | West | Memorial City - Memorial Hermann Hospital | MEMORIAL CITY - MOR | MOR 11 |  |  |  | PM past due | MONITORS, VIDEO |  | MONITORVIDEO-STRYKER-VisionPro 0240031000 | MONITORVIDEO | VisionPro 0240031000 |  |  |  | STRYKER | Monitor, Video |  |  | MONITORVIDEO-STRYKER-VisionPro 0240031000 |  |  |  | Covered PM Repair - Biomedical | MHHS-Mem City
NO | YES |  |  |  | 005-04416 | 005-04416 | Stryker CORP SURGICAL DIV | VISIONPRO |  | SVP2640405 | SE - Stress lab | MHHS-Southeast |  | Monitor, Video |  | 005-04416 | 005-04416 | Southeast | Memorial Hermann Southeast Hospital | SE - Stress lab | Bay 1 |  |  |  | No pm | MONITORS, VIDEO |  | MONITORVIDEO-STRYKER-VisionPro 0240031000 | MONITORVIDEO | VisionPro 0240031000 |  |  |  | STRYKER | Monitor, Video |  |  | MONITORVIDEO-STRYKER-VisionPro 0240031000 |  |  |  | Covered PM Repair - Biomedical | MHHS-Southeast
NO | YES |  |  |  | 005-11228 | 005-11228 | Stryker CORP SURGICAL DIV | VISIONPRO |  | SVP266A0413 | SE-OR | MHHS-Southeast |  | Monitor, Video |  | 005-11228 | 005-11228 | Southeast | MHHS-Southeast | SE-OR | OR | 4/1/19 |  | 4/1/20 |  | MONITORS, VIDEO |  | MONITORVIDEO-STRYKER-VisionPro 0240031000 | MONITORVIDEO | VisionPro 0240031000 |  |  |  | STRYKER | Monitor, Video |  |  | MONITORVIDEO-STRYKER-VisionPro 0240031000 |  |  |  | Covered PM Repair - Biomedical | MHHS-Southeast
NO | YES |  |  |  | 005-11240 | 005-11240 | Stryker CORP SURGICAL DIV | VISIONPRO |  | SVP266A0434 | SE-OR | MHHS-Southeast |  | Monitor, Video |  | 005-11240 | 005-11240 | Southeast | MHHS-Southeast | SE-OR | OR | 4/1/19 |  | 4/1/20 |  | MONITORS, VIDEO |  | MONITORVIDEO-STRYKER-VisionPro 0240031000 | MONITORVIDEO | VisionPro 0240031000 |  |  |  | STRYKER | Monitor, Video |  |  | MONITORVIDEO-STRYKER-VisionPro 0240031000 |  |  |  | Covered PM Repair - Biomedical | MHHS-Southeast
NO | YES |  |  |  | 005-11564 | 005-11564 | Stryker CORP SURGICAL DIV | VISIONPRO |  | SVP266A0442 | SE-OR | MHHS-Southeast |  | Monitor, Video |  | 005-11564 | 005-11564 | Southeast | MHHS-Southeast | SE-OR | OR | 4/1/19 |  | 4/1/20 |  | MONITORS, VIDEO |  | MONITORVIDEO-STRYKER-VisionPro 0240031000 | MONITORVIDEO | VisionPro 0240031000 |  |  |  | STRYKER | Monitor, Video |  |  | MONITORVIDEO-STRYKER-VisionPro 0240031000 | 4/1/15 |  |  | Covered PM Repair - Biomedical | MHHS-Southeast
NO | YES |  |  |  | 005-33918 | 005-33918 | Stryker CORP SURGICAL DIV | VISIONPRO |  |  | SE-OR | MHHS-Southeast |  | Monitor, Video |  | 005-33918 | 005-33918 | Southeast | MHHS-Southeast | SE-OR | Room 12 | 1/1/20 |  | 1/1/21 |  | MONITORS, VIDEO |  | MONITORVIDEO-STRYKER-VisionPro 0240031000 | MONITORVIDEO | VisionPro 0240031000 |  |  |  | STRYKER | Monitor, Video |  |  | MONITORVIDEO-STRYKER-VisionPro 0240031000 |  |  |  | Covered PM Repair - Biomedical | MHHS-Southeast
NO | YES |  |  |  | 005-33919 | 005-33919 | Stryker CORP SURGICAL DIV | VISIONPRO |  |  | SE-OR | MHHS-Southeast |  | Monitor, Video |  | 005-33919 | 005-33919 | Southeast | MHHS-Southeast | SE-OR | Room 12 | 1/1/20 |  | 1/1/21 |  | MONITORS, VIDEO |  | MONITORVIDEO-STRYKER-VisionPro 0240031000 | MONITORVIDEO | VisionPro 0240031000 |  |  |  | STRYKER | Monitor, Video |  |  | MONITORVIDEO-STRYKER-VisionPro 0240031000 |  |  |  | Covered PM Repair - Biomedical | MHHS-Southeast
NO | YES | Asset Tag 005-33924 |  |  | 005-33924 | 005-33924 | Stryker CORP SURGICAL DIV | VISIONPRO |  |  | SE | MHHS-Southeast |  | Monitor, Video |  | 005-33924 | 005-33924 | Southeast | Memorial Hermann Southeast Hospital | SE | OR14 |  |  |  | (null) | MONITORS, VIDEO |  | MONITORVIDEO-STRYKER-VisionPro 0240031000 | MONITORVIDEO | VisionPro 0240031000 |  |  |  | STRYKER | Monitor, Video | (null) |  | MONITORVIDEO-STRYKER-VisionPro 0240031000 |  | (null) |  | Covered PM Repair - Biomedical | MHHS-Southeast
NO | YES |  |  |  | 005-33925 | 005-33925 | Stryker CORP SURGICAL DIV | VISIONPRO |  |  | SE-OR | MHHS-Southeast |  | Monitor, Video |  | 005-33925 | 005-33925 | Southeast | MHHS-Southeast | SE-OR | OR14 | 1/1/19 |  |  |  | MONITORS, VIDEO |  | MONITORVIDEO-STRYKER-VisionPro 0240031000 | MONITORVIDEO | VisionPro 0240031000 |  |  |  | STRYKER | Monitor, Video |  |  | MONITORVIDEO-STRYKER-VisionPro 0240031000 |  |  |  | Covered PM Repair - Biomedical | MHHS-Southeast
NO | YES |  |  |  | 013-19995 | 013-19995 | Stryker CORP SURGICAL DIV | VISIONPRO |  | SVP266D0065 | SW-OR | MHHS-Southwest |  | Monitor, Video |  | 013-19995 | 013-19995 | Southwest | MHHS-Southwest | SW-OR | Room 18 - Storage | 9/1/19 |  | 9/1/20 |  | MONITORS, VIDEO | Monitor, Video | MONITORVIDEO-STRYKER-VisionPro 0240031000 | MONITORVIDEO | VisionPro 0240031000 |  |  |  | STRYKER | Monitor, Video |  |  | MONITORVIDEO-STRYKER-VisionPro 0240031000 |  |  |  | Covered PM Repair - Biomedical | MHHS-Southwest | [8 empty] | MONITORVIDEO | Monitor, Video | STRYKER
NO | YES |  |  |  | 013-19996 | 013-19996 | Stryker CORP SURGICAL DIV | VISIONPRO |  | SVP265L0206 | SW-OR | MHHS-Southwest |  | Monitor, Video |  | 013-19996 | 013-19996 | Southwest | MHHS-Southwest | SW-OR | Room 18 - Storage | 9/1/19 |  | 9/1/20 |  | MONITORS, VIDEO | Monitor, Video | MONITORVIDEO-STRYKER-VisionPro 0240031000 | MONITORVIDEO | VisionPro 0240031000 |  |  |  | STRYKER | Monitor, Video |  |  | MONITORVIDEO-STRYKER-VisionPro 0240031000 |  |  |  | Covered PM Repair - Biomedical | MHHS-Southwest | [8 empty] | MONITORVIDEO | Monitor, Video | STRYKER
NO | YES |  |  |  | 013-38692 | 013-38692 | Stryker CORP SURGICAL DIV | VISIONPRO |  | VPD266H0356 | SW-OR | MHHS-Southwest |  | Monitor, Video |  | 013-38692 | 013-38692 | Southwest | MHHS-Southwest | SW-OR | OR19 | 1/1/19 |  | 1/1/20 |  | MONITORS, VIDEO | Monitor, Video | MONITORVIDEO-STRYKER-VisionPro 0240031000 | MONITORVIDEO | VisionPro 0240031000 |  |  |  | STRYKER | Monitor, Video |  |  | MONITORVIDEO-STRYKER-VisionPro 0240031000 |  |  |  | Covered PM Repair - Biomedical | MHHS-Southwest | [8 empty] | MONITORVIDEO | Monitor, Video | STRYKER
NO | YES |  |  |  | 074-03063 | 074-03063 | Stryker CORP SURGICAL DIV | VISIONPRO |  | VPD267H0306 | TMC-OR-CVOR (7Hvi) | MHHS-TMC |  | Monitor, Video |  | 074-03063 | 074-03063 | TMC | MHHS-TMC | TMC-OR-CVOR (7Hvi) | OR 4 | 10/1/18 |  |  |  | MONITORS, VIDEO | Monitor, Video | MONITORVIDEO-STRYKER-VisionPro 0240031000 | MONITORVIDEO | VisionPro 0240031000 |  |  |  | STRYKER | Monitor, Video |  |  | MONITORVIDEO-STRYKER-VisionPro 0240031000 |  |  |  | Covered PM Repair - Biomedical | MHHS-TMC | [8 empty] | MONITORVIDEO | Monitor, Video | STRYKER
NO | YES |  |  |  | 074-03064 | 074-03064 | Stryker CORP SURGICAL DIV | VISIONPRO |  | VPD267H0302 | TMC-OR-CVOR (7Hvi) | MHHS-TMC |  | Monitor, Video |  | 074-03064 | 074-03064 | TMC | MHHS-TMC | TMC-OR-CVOR (7Hvi) | OR 4 | 10/1/18 |  |  |  | MONITORS, VIDEO | Monitor, Video | MONITORVIDEO-STRYKER-VisionPro 0240031000 | MONITORVIDEO | VisionPro 0240031000 |  |  |  | STRYKER | Monitor, Video |  |  | MONITORVIDEO-STRYKER-VisionPro 0240031000 |  |  |  | Covered PM Repair - Biomedical | MHHS-TMC | [8 empty] | MONITORVIDEO | Monitor, Video | STRYKER
NO | YES |  |  |  | 069-48911 | 069-48911 | Stryker CORP SURGICAL DIV | VISIONPRO |  | VPD266B0100 | (null) | MHHS-TMC |  | Monitor, Video |  | 069-48911 | 069-48911 | (null) | MHHS-TMC | (null) | (null) |  |  |  | (null) | MONITORS, VIDEO |  | MONITORVIDEO-STRYKER-VisionPro 0240031000 | MONITORVIDEO | VisionPro 0240031000 |  |  |  | STRYKER | Monitor, Video |  |  | MONITORVIDEO-STRYKER-VisionPro 0240031000 |  |  |  | Covered PM Repair - Biomedical | MHHS-TMC
NO | YES |  |  |  | 069-40429 | 069-40429 | Stryker CORP SURGICAL DIV | VISIONPRO |  | VPD264K0020 | TWC | MHHS-TMC |  | Monitor, Video |  | 069-40429 | 069-40429 | TMC | Memorial Hermann Heart | TWC | Equipment Room |  |  |  |  | MONITORS, VIDEO | Monitor, Video | MONITORVIDEO-STRYKER-VisionPro 0240031000 | MONITORVIDEO | VisionPro 0240031000 |  |  |  | STRYKER | Monitor, Video |  |  | MONITORVIDEO-STRYKER-VisionPro 0240031000 |  |  |  | Covered PM Repair - Biomedical | MHHS-TMC | [8 empty] | MONITORVIDEO | Monitor, Video | STRYKER
NO | YES |  |  |  | 069-40456 | 069-40456 | Stryker CORP SURGICAL DIV | VISIONPRO |  | VPD264K0036 | TMC-OR-Robertson (2R) | MHHS-TMC |  | Monitor, Video |  | 069-40456 | 069-40456 | TMC | MHHS-TMC | TMC-OR-Robertson (2R) | Or66 | 4/1/19 |  |  | No PM Sticker PM Not Required | MONITORS, VIDEO |  | MONITORVIDEO-STRYKER-VisionPro 0240031000 | MONITORVIDEO | VisionPro 0240031000 |  |  |  | STRYKER | Monitor, Video |  |  | MONITORVIDEO-STRYKER-VisionPro 0240031000 |  |  |  | Covered PM Repair - Biomedical | MHHS-TMC
NO | YES |  |  |  | 069-40422 | 069-40422 | Stryker CORP SURGICAL DIV | VISIONPRO |  | VPD264K0023 | Tmc-or-cvor | MHHS-TMC |  | Monitor, Video |  | 069-40422 | 069-40422 | TMC | Memorial Hermann-Texas Medical Center | Tmc-or-cvor | Equipment room | 4/1/19 |  |  |  | MONITORS, VIDEO | Monitor, Video | MONITORVIDEO-STRYKER-VisionPro 0240031000 | MONITORVIDEO | VisionPro 0240031000 |  |  |  | STRYKER | Monitor, Video |  |  | MONITORVIDEO-STRYKER-VisionPro 0240031000 |  |  |  | Covered PM Repair - Biomedical | MHHS-TMC | [8 empty] | MONITORVIDEO | Monitor, Video | STRYKER
NO | YES |  |  |  | 029-10407 | 029-10407 | Stryker CORP SURGICAL DIV | VISIONPRO |  | SVP266A0331 | Woodlands-OR | MHHS-Woodlands |  | Monitor, Video |  | 029-10407 | 029-10407 | Woodlands | MHHS-Woodlands | Woodlands-OR | Equipment Storage | 7/1/19 |  | 7/1/20 |  | MONITORS, VIDEO | Monitor, Video | MONITORVIDEO-STRYKER-VisionPro 0240031000 | MONITORVIDEO | VisionPro 0240031000 |  |  |  | STRYKER | Monitor, Video |  |  | MONITORVIDEO-STRYKER-VisionPro 0240031000 | 4/4/17 |  |  | Covered PM Repair - Biomedical | MHHS-Woodlands | [8 empty] | MONITORVIDEO | Monitor, Video | STRYKER
NO | YES |  |  |  | 029-10410 | 029-10410 | Stryker CORP SURGICAL DIV | VISIONPRO |  | SVP266A0332 | Woodlands-OR | MHHS-Woodlands |  | Monitor, Video |  | 029-10410 | 029-10410 | Woodlands | MHHS-Woodlands | Woodlands-OR | Equipment Storage | 7/1/19 |  | 7/1/20 |  | MONITORS, VIDEO | Monitor, Video | MONITORVIDEO-STRYKER-VisionPro 0240031000 | MONITORVIDEO | VisionPro 0240031000 |  |  |  | STRYKER | Monitor, Video |  |  | MONITORVIDEO-STRYKER-VisionPro 0240031000 |  |  |  | Covered PM Repair - Biomedical | MHHS-Woodlands | [8 empty] | MONITORVIDEO | Monitor, Video | STRYKER
NO | YES |  |  |  | 029-10483 | 029-10483 | Stryker CORP SURGICAL DIV | VISIONPRO |  | SVP266A0338 | Woodlands-OR | MHHS-Woodlands |  | Monitor, Video |  | 029-10483 | 029-10483 | Woodlands | MHHS-Woodlands | Woodlands-OR |  | 11/1/19 |  | 11/1/20 |  | MONITORS, VIDEO | Monitor, Video | MONITORVIDEO-STRYKER-VisionPro 0240031000 | MONITORVIDEO | VisionPro 0240031000 |  |  |  | STRYKER | Monitor, Video |  |  | MONITORVIDEO-STRYKER-VisionPro 0240031000 |  |  |  | Covered PM Repair - Biomedical | MHHS-Woodlands | [8 empty] | MONITORVIDEO | Monitor, Video | STRYKER
NO | YES |  |  |  | 029-10490 | 029-10490 | Stryker CORP SURGICAL DIV | VISIONPRO |  | SVP266A0334 | Woodlands-OR | MHHS-Woodlands |  | Monitor, Video |  | 029-10490 | 029-10490 | Woodlands | MHHS-Woodlands | Woodlands-OR |  | 10/1/19 |  | 10/1/20 |  | MONITORS, VIDEO | Monitor, Video | MONITORVIDEO-STRYKER-VisionPro 0240031000 | MONITORVIDEO | VisionPro 0240031000 |  |  |  | STRYKER | Monitor, Video |  |  | MONITORVIDEO-STRYKER-VisionPro 0240031000 |  |  |  | Covered PM Repair - Biomedical | MHHS-Woodlands | [8 empty] | MONITORVIDEO | Monitor, Video | STRYKER
NO | YES |  |  |  | 029-10504 | 029-10504 | Stryker CORP SURGICAL DIV | VISIONPRO |  | SVP266A0333 | Woodlands-OR | MHHS-Woodlands |  | Monitor, Video |  | 029-10504 | 029-10504 | Woodlands | MHHS-Woodlands | Woodlands-OR |  | 7/1/19 |  | 7/1/20 |  | MONITORS, VIDEO | Monitor, Video | MONITORVIDEO-STRYKER-VisionPro 0240031000 | MONITORVIDEO | VisionPro 0240031000 |  |  |  | STRYKER | Monitor, Video |  |  | MONITORVIDEO-STRYKER-VisionPro 0240031000 |  |  |  | Covered PM Repair - Biomedical | MHHS-Woodlands | [8 empty] | MONITORVIDEO | Monitor, Video | STRYKER
NO | YES |  |  |  | 029-10983 | 029-10983 | Stryker CORP SURGICAL DIV | VISIONPRO |  | SVP263G0509 | Woodlands-OR | MHHS-Woodlands |  | Monitor, Video |  | 029-10983 | 029-10983 | Woodlands | MHHS-Woodlands | Woodlands-OR | OR 3 | 7/1/19 |  | 7/1/20 |  | MONITORS, VIDEO | Monitor, Video | MONITORVIDEO-STRYKER-VisionPro 0240031000 | MONITORVIDEO | VisionPro 0240031000 |  |  |  | STRYKER | Monitor, Video |  |  | MONITORVIDEO-STRYKER-VisionPro 0240031000 |  |  |  | Not Covered Vendor Only - Biomedical | MHHS-Woodlands | [8 empty] | MONITORVIDEO | Monitor, Video | STRYKER
NO | YES |  |  |  | 029-12450 | 029-12450 | Stryker CORP SURGICAL DIV | VISIONPRO |  |  | Woodlands-OR | MHHS-Woodlands |  | Monitor, Video |  | 029-12450 | 029-12450 | Woodlands | MHHS-Woodlands | Woodlands-OR |  | 7/1/19 |  | 7/1/20 |  | MONITORS, VIDEO | Monitor, Video | MONITORVIDEO-STRYKER-VisionPro 0240031000 | MONITORVIDEO | VisionPro 0240031000 |  |  |  | STRYKER | Monitor, Video |  |  | MONITORVIDEO-STRYKER-VisionPro 0240031000 |  |  |  | Covered PM Repair - Biomedical | MHHS-Woodlands | [8 empty] | MONITORVIDEO | Monitor, Video | STRYKER
YES | YES |  |  |  | 099-06369 | 099-06369 | Stryker CORP SURGICAL DIV | VISIONPRO |  | Svp264f0204 | SE - OR |  |  |  |  | 099-06369 | 099-06369 | Southeast | Memorial Hermann Southeast Hospital | SE - OR | OR
YES | YES |  |  |  | 099-06370 | 099-06370 | Stryker CORP SURGICAL DIV | VISIONPRO |  | Svp263h0214 | SE - OR |  |  |  |  | 099-06370 | 099-06370 | Southeast | Memorial Hermann Southeast Hospital | SE - OR | OR
YES | YES |  |  |  | 005-11805 | 005-11805 | Stryker CORP SURGICAL DIV | VISIONPRO |  | Svp265E0094 | SE - OR |  |  |  |  | 005-11805 | 005-11805 | Southeast | Memorial Hermann Southeast Hospital | SE - OR | OR | 1/1/20 |  | 1/1/21
YES | YES |  |  |  | 099-06375 | 099-06375 | Stryker CORP SURGICAL DIV | VISIONPRO |  | Svp267E0005 | SE - OR |  |  |  |  | 099-06375 | 099-06375 | Southeast | Memorial Hermann Southeast Hospital | SE - OR | OR
NO | NO |  |  |  | 133-09287 |  | Stryker CORP SURGICAL DIV | VISIONPRO |  | VPD265C0591 | KATY - OR | MHHS-Katy |  | Monitor, Video |  | 133-09287 |  | Katy |  | KATY - OR | [5 empty] | MONITORS, VIDEO |  | MONITORVIDEO-STRYKER-VisionPro 0240031000 | MONITORVIDEO | VisionPro 0240031000 |  |  |  | STRYKER | Monitor, Video |  |  | MONITORVIDEO-STRYKER-VisionPro 0240031000 |  |  |  | Covered PM Repair - Biomedical | MHHS-Katy
NO | NO |  |  |  | 133-09746 |  | Stryker CORP SURGICAL DIV | VISIONPRO |  | VPD266F0175 | KATY - OR | MHHS-Katy |  | Monitor, Video |  | 133-09746 |  | Katy |  | KATY - OR | [5 empty] | MONITORS, VIDEO |  | MONITORVIDEO-STRYKER-VisionPro 0240031000 | MONITORVIDEO | VisionPro 0240031000 |  |  |  | STRYKER | Monitor, Video |  |  | MONITORVIDEO-STRYKER-VisionPro 0240031000 |  |  |  | Covered PM Repair - Biomedical | MHHS-Katy
NO | NO |  |  |  | 041-32004 |  | Stryker CORP SURGICAL DIV | VISIONPRO |  | VPD265G0062 | MEMORIAL CITY - MHT - JHC OR | MHHS-Mem City |  | Monitor, Video |  | 041-32004 |  | West & Memorial City |  | MEMORIAL CITY - MHT - JHC OR | [5 empty] | MONITORS, VIDEO |  | MONITORVIDEO-STRYKER-VisionPro 0240031000 | MONITORVIDEO | VisionPro 0240031000 |  |  |  | STRYKER | Monitor, Video |  |  | MONITORVIDEO-STRYKER-VisionPro 0240031000 |  |  |  | Covered PM Repair - Biomedical | MHHS-Mem City
NO | NO |  |  |  | 041-32005 |  | Stryker CORP SURGICAL DIV | VISIONPRO |  | VPD26710117 | MEMORIAL CITY - MHT - JHC OR | MHHS-Mem City |  | Monitor, Video |  | 041-32005 |  | West & Memorial City |  | MEMORIAL CITY - MHT - JHC OR | [5 empty] | MONITORS, VIDEO |  | MONITORVIDEO-STRYKER-VisionPro 0240031000 | MONITORVIDEO | VisionPro 0240031000 |  |  |  | STRYKER | Monitor, Video |  |  | MONITORVIDEO-STRYKER-VisionPro 0240031000 |  |  |  | Covered PM Repair - Biomedical | MHHS-Mem City
NO | NO |  |  |  | 041-20497 |  | Stryker CORP SURGICAL DIV | VISIONPRO |  | SVP266F0042 | MEMORIAL CITY - MOR | MHHS-Mem City |  | Monitor, Video |  | 041-20497 |  | West & Memorial City |  | MEMORIAL CITY - MOR | [5 empty] | MONITORS, VIDEO |  | MONITORVIDEO-STRYKER-VisionPro 0240031000 | MONITORVIDEO | VisionPro 0240031000 |  |  |  | STRYKER | Monitor, Video |  |  | MONITORVIDEO-STRYKER-VisionPro 0240031000 |  |  |  | Covered PM Repair - Biomedical | MHHS-Mem City
NO | NO |  |  |  | 041-20498 |  | Stryker CORP SURGICAL DIV | VISIONPRO |  | SVP266F0047 | MEMORIAL CITY - MOR | MHHS-Mem City |  | Monitor, Video |  | 041-20498 |  | West & Memorial City |  | MEMORIAL CITY - MOR | [5 empty] | MONITORS, VIDEO |  | MONITORVIDEO-STRYKER-VisionPro 0240031000 | MONITORVIDEO | VisionPro 0240031000 |  |  |  | STRYKER | Monitor, Video |  |  | MONITORVIDEO-STRYKER-VisionPro 0240031000 |  |  |  | Covered PM Repair - Biomedical | MHHS-Mem City
NO | NO |  |  |  | 005-11250 |  | Stryker CORP SURGICAL DIV | VISIONPRO |  | SVP266A0416 | SE - OR | MHHS-Southeast |  | Monitor, Video |  | 005-11250 |  | Southeast & Bay Area |  | SE - OR | [5 empty] | MONITORS, VIDEO |  | MONITORVIDEO-STRYKER-VisionPro 0240031000 | MONITORVIDEO | VisionPro 0240031000 |  |  |  | STRYKER | Monitor, Video |  |  | MONITORVIDEO-STRYKER-VisionPro 0240031000 |  |  |  | Covered PM Repair - Biomedical | MHHS-Southeast
NO | NO |  |  |  | 005-11536 |  | Stryker CORP SURGICAL DIV | VISIONPRO |  | SVP266A0440 | SE - OR | MHHS-Southeast |  | Monitor, Video |  | 005-11536 |  | Southeast & Bay Area |  | SE - OR | [5 empty] | MONITORS, VIDEO |  | MONITORVIDEO-STRYKER-VisionPro 0240031000 | MONITORVIDEO | VisionPro 0240031000 |  |  |  | STRYKER | Monitor, Video |  |  | MONITORVIDEO-STRYKER-VisionPro 0240031000 |  |  |  | Covered PM Repair - Biomedical | MHHS-Southeast
NO | NO |  |  |  | 005-11929 |  | Stryker CORP SURGICAL DIV | VISIONPRO |  | SVP266A0438 | SE - OR | MHHS-Southeast |  | Monitor, Video |  | 005-11929 |  | Southeast & Bay Area |  | SE - OR | [5 empty] | MONITORS, VIDEO |  | MONITORVIDEO-STRYKER-VisionPro 0240031000 | MONITORVIDEO | VisionPro 0240031000 |  |  |  | STRYKER | Monitor, Video |  |  | MONITORVIDEO-STRYKER-VisionPro 0240031000 |  |  |  | Covered PM Repair - Biomedical | MHHS-Southeast
NO | NO |  |  |  | 005-33914 |  | Stryker CORP SURGICAL DIV | VISIONPRO |  | VPD268F0342 | SE - OR | MHHS-Southeast |  | Monitor, Video |  | 005-33914 |  | Southeast & Bay Area |  | SE - OR | [5 empty] | MONITORS, VIDEO |  | MONITORVIDEO-STRYKER-VisionPro 0240031000 | MONITORVIDEO | VisionPro 0240031000 |  |  |  | STRYKER | Monitor, Video |  |  | MONITORVIDEO-STRYKER-VisionPro 0240031000 |  |  |  | Covered PM Repair - Biomedical | MHHS-Southeast
NO | NO |  |  |  | 069-40446 |  | Stryker CORP SURGICAL DIV | VISIONPRO |  | VPD264K0028 | TMC - OR - MOBILE EQUIP | MHHS-TMC |  | Monitor, Video |  | 069-40446 |  | TMC |  | TMC - OR - MOBILE EQUIP | [5 empty] | MONITORS, VIDEO |  | MONITORVIDEO-STRYKER-VisionPro 0240031000 | MONITORVIDEO | VisionPro 0240031000 |  |  |  | STRYKER | Monitor, Video |  |  | MONITORVIDEO-STRYKER-VisionPro 0240031000 |  |  |  | Covered PM Repair - Biomedical | MHHS-TMC
NO | NO |  |  |  | 069-40451 |  | Stryker CORP SURGICAL DIV | VISIONPRO |  | VPD264K0029 | TMC - OR - MOBILE EQUIP | MHHS-TMC |  | Monitor, Video |  | 069-40451 |  | TMC |  | TMC - OR - MOBILE EQUIP | [5 empty] | MONITORS, VIDEO |  | MONITORVIDEO-STRYKER-VisionPro 0240031000 | MONITORVIDEO | VisionPro 0240031000 |  |  |  | STRYKER | Monitor, Video |  |  | MONITORVIDEO-STRYKER-VisionPro 0240031000 |  |  |  | Covered PM Repair - Biomedical | MHHS-TMC
NO | NO |  |  |  | 069-40421 |  | Stryker CORP SURGICAL DIV | VISIONPRO |  | VPD264K0034 | TMC - OR - PEDI OR (2R) | MHHS-TMC |  | Monitor, Video |  | 069-40421 |  | TMC |  | TMC - OR - PEDI OR (2R) | [5 empty] | MONITORS, VIDEO |  | MONITORVIDEO-STRYKER-VisionPro 0240031000 | MONITORVIDEO | VisionPro 0240031000 |  |  |  | STRYKER | Monitor, Video |  |  | MONITORVIDEO-STRYKER-VisionPro 0240031000 |  |  |  | Covered PM Repair - Biomedical | MHHS-TMC
NO | NO |  |  |  | 069-40424 |  | Stryker CORP SURGICAL DIV | VISIONPRO |  | VPD264K0033 | TMC - OR - PEDI OR (2R) | MHHS-TMC |  | Monitor, Video |  | 069-40424 |  | TMC |  | TMC - OR - PEDI OR (2R) | [5 empty] | MONITORS, VIDEO |  | MONITORVIDEO-STRYKER-VisionPro 0240031000 | MONITORVIDEO | VisionPro 0240031000 |  |  |  | STRYKER | Monitor, Video |  |  | MONITORVIDEO-STRYKER-VisionPro 0240031000 |  |  |  | Covered PM Repair - Biomedical | MHHS-TMC
NO | NO |  |  |  | 069-40437 |  | Stryker CORP SURGICAL DIV | VISIONPRO |  | VPD264K0025 | TMC - OR - PEDI OR (2R) | MHHS-TMC |  | Monitor, Video |  | 069-40437 |  | TMC |  | TMC - OR - PEDI OR (2R) | [5 empty] | MONITORS, VIDEO |  | MONITORVIDEO-STRYKER-VisionPro 0240031000 | MONITORVIDEO | VisionPro 0240031000 |  |  |  | STRYKER | Monitor, Video |  |  | MONITORVIDEO-STRYKER-VisionPro 0240031000 |  |  |  | Covered PM Repair - Biomedical | MHHS-TMC
NO | NO |  |  |  | 029-10408 |  | Stryker CORP SURGICAL DIV | VISIONPRO |  | SVP266A0341 | WOODLANDS - OR | MHHS-Woodlands |  | Monitor, Video |  | 029-10408 |  | Woodlands |  | WOODLANDS - OR | [5 empty] | MONITORS, VIDEO |  | MONITORVIDEO-STRYKER-VisionPro 0240031000 | MONITORVIDEO | VisionPro 0240031000 |  |  |  | STRYKER | Monitor, Video |  |  | MONITORVIDEO-STRYKER-VisionPro 0240031000 |  |  |  | Covered PM Repair - Biomedical | MHHS-Woodlands
NO | NO |  |  |  | 029-10409 |  | Stryker CORP SURGICAL DIV | VISIONPRO |  | SVP266A0325 | WOODLANDS - OR | MHHS-Woodlands |  | Monitor, Video |  | 029-10409 |  | Woodlands |  | WOODLANDS - OR | [5 empty] | MONITORS, VIDEO |  | MONITORVIDEO-STRYKER-VisionPro 0240031000 | MONITORVIDEO | VisionPro 0240031000 |  |  |  | STRYKER | Monitor, Video |  |  | MONITORVIDEO-STRYKER-VisionPro 0240031000 |  |  |  | Covered PM Repair - Biomedical | MHHS-Woodlands
NO | NO |  |  |  | 029-10417 |  | Stryker CORP SURGICAL DIV | VISIONPRO |  | SVP266A0326 | WOODLANDS - OR | MHHS-Woodlands |  | Monitor, Video |  | 029-10417 |  | Woodlands |  | WOODLANDS - OR | [5 empty] | MONITORS, VIDEO |  | MONITORVIDEO-STRYKER-VisionPro 0240031000 | MONITORVIDEO | VisionPro 0240031000 |  |  |  | STRYKER | Monitor, Video |  |  | MONITORVIDEO-STRYKER-VisionPro 0240031000 |  |  |  | Covered PM Repair - Biomedical | MHHS-Woodlands
NO | NO |  |  |  | 029-10597 |  | Stryker CORP SURGICAL DIV | VISIONPRO |  | SVP-266A0325 | WOODLANDS - OR | MHHS-Woodlands |  | Monitor, Video |  | 029-10597 |  | Woodlands |  | WOODLANDS - OR | [5 empty] | MONITORS, VIDEO |  | MONITORVIDEO-STRYKER-VisionPro 0240031000 | MONITORVIDEO | VisionPro 0240031000 |  |  |  | STRYKER | Monitor, Video |  |  | MONITORVIDEO-STRYKER-VisionPro 0240031000 |  |  |  | Not Covered Vendor Only - Biomedical | MHHS-Woodlands
NO | NO |  |  |  | 029-11526 |  | Stryker CORP SURGICAL DIV | VISIONPRO |  | SVP266A0335 | WOODLANDS - OR | MHHS-Woodlands |  | Monitor, Video |  | 029-11526 |  | Woodlands |  | WOODLANDS - OR | [5 empty] | MONITORS, VIDEO |  | MONITORVIDEO-STRYKER-VisionPro 0240031000 | MONITORVIDEO | VisionPro 0240031000 |  |  |  | STRYKER | Monitor, Video |  |  | MONITORVIDEO-STRYKER-VisionPro 0240031000 |  |  |  | Not Covered Vendor Only - Biomedical | MHHS-Woodlands
YES | YES |  |  |  | 099-07102 | 099-07102 | Stryker CORP SURGICAL DIV | VISUM LED 2 SURGICAL Light |  |  | TMC - OR - HERMANN (2HP) |  |  |  |  | 099-07102 | 099-07102 | TMC | Memorial Hermann-Texas Medical Center | TMC - OR - HERMANN (2HP) | OR-64
YES | YES |  |  |  | 099-07095 | 099-07095 | Stryker CORP SURGICAL DIV | VISUM LED 2 SURGICAL Light |  |  | TMC - MHTMC - CENTRAL SUPPLY (OLD) |  |  |  |  | 099-07095 | 099-07095 | TMC | Memorial Hermann-Texas Medical Center | TMC - MHTMC - CENTRAL SUPPLY (OLD) | OR-62
NO | YES | Serial Number 100000000075415 |  |  | 133-09936 | 133-09936 | Stryker CORP SURGICAL DIV | VISUM LED II |  |  | KATY - AMBULATORY CARE | MHHS-Katy |  |  |  | 133-09936 | 133-09936 | Katy | Memorial Hermann Katy Hospital | KATY - AMBULATORY CARE | Minor Procedure Room | 7/1/19 | 7/1/20 |  |  | LIGHTS, SURGICAL |  | .needs class | [5 empty] | Stryker | [7 empty] | Not Covered Vendor Only - Biomedical | MHHS-Katy
NO | YES |  |  |  | 133-07977 | 133-07977 | Stryker CORP SURGICAL DIV | VISUM LED II |  |  | Katy-OR | MHHS-Katy |  |  |  | 133-07977 | 133-07977 | Katy | MHHS-Katy | Katy-OR | OR 2 | 2/1/19 |  |  | No pm required | LIGHTS, SURGICAL |  | .needs class | [5 empty] | Stryker | [7 empty] | Not Covered Vendor Only - Biomedical | MHHS-Katy
NO | YES |  |  |  | 133-07980 | 133-07980 | Stryker CORP SURGICAL DIV | VISUM LED II |  | 12A005108 | Katy-OR | MHHS-Katy |  |  |  | 133-07980 | 133-07980 | Katy | MHHS-Katy | Katy-OR | OR 3 |  |  |  | No pm required | LIGHTS, SURGICAL |  | .needs class | [5 empty] | Stryker | [7 empty] | Covered PM Repair - Biomedical | MHHS-Katy
NO | YES |  |  |  | 133-07983 | 133-07983 | Stryker CORP SURGICAL DIV | VISUM LED II |  | 11F002678 | Katy-OR | MHHS-Katy |  |  |  | 133-07983 | 133-07983 | Katy | MHHS-Katy | Katy-OR | Cystology Procedure Room 5 |  |  |  |  | LIGHTS, SURGICAL |  | .needs class | [5 empty] | Stryker |  |  |  |  | 3/2/17 |  |  | Covered PM Repair - Biomedical | MHHS-Katy
NO | YES |  |  |  | 133-08721 | 133-08721 | Stryker CORP SURGICAL DIV | VISUM LED II |  | 11K006018 | Katy-OR | MHHS-Katy |  |  |  | 133-08721 | 133-08721 | Katy | MHHS-Katy | Katy-OR | OR1 | 2/1/19 |  |  |  | LIGHTS, SURGICAL |  | .needs class | [5 empty] | Stryker |  |  |  |  | 4/19/17 |  |  | Covered PM Repair - Biomedical | MHHS-Katy
NO | YES | Serial Number 100000000054416 |  |  | 041-10880 | 041-10880 | Stryker CORP SURGICAL DIV | VISUM LED II |  |  | Memorial City-Labor & Delivery | MHHS-Mem City |  |  |  | 041-10880 | 041-10880 | West | MHHS-Mem City | Memorial City-Labor & Delivery | OR 4 | 8/1/19 |  | 8/1/20 |  | LIGHTS, SURGICAL |  | .needs class | [5 empty] | Stryker | [7 empty] | Covered PM Repair - Biomedical | MHHS-Mem City
NO | YES | Serial Number 100000000143566 |  |  | 041-32362 | 041-32362 | Stryker CORP SURGICAL DIV | VISUM LED II |  |  | Memorial City-Labor & Delivery | MHHS-Mem City |  |  |  | 041-32362 | 041-32362 | West | MHHS-Mem City | Memorial City-Labor & Delivery | OR 1 | 8/1/19 |  | 8/1/20 |  | LIGHTS, SURGICAL |  | .needs class | [5 empty] | Stryker | [7 empty] | Covered PM Repair - Biomedical | MHHS-Mem City
NO | YES | Serial Number 100000000143367 |  |  | 041-32363 | 041-32363 | Stryker CORP SURGICAL DIV | VISUM LED II |  |  | Memorial City-Labor & Delivery | MHHS-Mem City |  |  |  | 041-32363 | 041-32363 | West | MHHS-Mem City | Memorial City-Labor & Delivery | OR 2 | 8/1/19 |  | 8/1/20 |  | LIGHTS, SURGICAL |  | .needs class | [5 empty] | Stryker |  |  |  |  | 9/10/20 |  |  | Not Covered Vendor Only - Biomedical | MHHS-Mem City
NO | YES | Serial Number 100000000143366 |  |  | 041-32364 | 041-32364 | Stryker CORP SURGICAL DIV | VISUM LED II |  |  |  | MHHS-Mem City |  |  |  | 041-32364 | 041-32364 | West | Women?s Memorial Hermann Memorial City Hospital |  | Memorial City - Labor | 8/1/19 |  |  |  | LIGHTS, SURGICAL |  | .needs class | [5 empty] | Stryker |  |  |  |  | 3/2/17 |  |  | Covered PM Repair - Biomedical | MHHS-Mem City
NO | YES |  |  |  | 041-19634 | 041-19634 | Stryker CORP SURGICAL DIV | VISUM LED II |  | OR1 | MEMORIAL CITY - MHT - JHC OR | MHHS-Mem City |  |  |  | 041-19634 | 041-19634 | West | Memorial Hermann Memorial City Medical Center | MEMORIAL CITY - MHT - JHC OR | MH11 500.1 |  |  |  |  | LIGHTS, SURGICAL |  | .needs class | [5 empty] | Stryker | [7 empty] | Not Covered Vendor Only - Biomedical | MHHS-Mem City
NO | YES |  |  |  | 041-19635 | 041-19635 | Stryker CORP SURGICAL DIV | VISUM LED II |  | OR2 | MEMORIAL CITY - MHT - JHC OR | MHHS-Mem City |  |  |  | 041-19635 | 041-19635 | West | Memorial Hermann Memorial City Medical Center | MEMORIAL CITY - MHT - JHC OR | MEMORIAL CITY - MHT - JHC OR |  |  |  |  | LIGHTS, SURGICAL |  | .needs class | [5 empty] | Stryker | [7 empty] | Not Covered Vendor Only - Biomedical | MHHS-Mem City
NO | YES |  |  |  | 041-19636 | 041-19636 | Stryker CORP SURGICAL DIV | VISUM LED II |  | OR4 | MEMORIAL CITY - MHT - JHC OR | MHHS-Mem City |  |  |  | 041-19636 | 041-19636 | West | West | MEMORIAL CITY - MHT - JHC OR | MH11:504 OR4 |  |  |  |  | LIGHTS, SURGICAL |  | .needs class | [5 empty] | Stryker | [7 empty] | Not Covered Vendor Only - Biomedical | MHHS-Mem City
NO | YES |  |  |  | 041-19637 | 041-19637 | Stryker CORP SURGICAL DIV | VISUM LED II |  | OR3 | Ortho Surgery 11th Floor | MHHS-Mem City |  |  |  | 041-19637 | 041-19637 | West | Memorial Hermann - Memorial City | Ortho Surgery 11th Floor | OR Room 3 |  |  |  |  | LIGHTS, SURGICAL |  | .needs class | [5 empty] | Stryker | [7 empty] | Covered PM Repair - Biomedical | MHHS-Mem City
NO | YES |  |  |  | 041-19638 | 041-19638 | Stryker CORP SURGICAL DIV | VISUM LED II |  | OR5 | Memorial City - Surgery Dept. - Ortho | MHHS-Mem City |  |  |  | 041-19638 | 041-19638 | West | Memorial Hermann - Memorial City | Memorial City - Surgery Dept. - Ortho | 11th Floor OR Room 5 |  |  |  |  | LIGHTS, SURGICAL |  | .needs class | [5 empty] | Stryker | [7 empty] | Covered PM Repair - Biomedical | MHHS-Mem City
NO | YES |  |  |  | 041-19640 | 041-19640 | Stryker CORP SURGICAL DIV | VISUM LED II |  | OR7 | MEMORIAL CITY - MHT - JHC OR | MHHS-Mem City |  |  |  | 041-19640 | 041-19640 | West | Weat | MEMORIAL CITY - MHT - JHC OR | MH11:507 OR7 |  |  |  |  | LIGHTS, SURGICAL |  | .needs class | [5 empty] | Stryker | [7 empty] | Not Covered Vendor Only - Biomedical | MHHS-Mem City
NO | YES | Serial Number 100000000075423 |  |  | 041-20224 | 041-20224 | Stryker CORP SURGICAL DIV | VISUM LED II |  |  | MEMORIAL CITY - OPERATING ROOM | MHHS-Mem City |  |  |  | 041-20224 | 041-20224 | West | West memorial hospital - memorial herman hospital | MEMORIAL CITY - OPERATING ROOM | Surgery room 7 |  |  |  |  | LIGHTS, SURGICAL |  | .needs class | [5 empty] | Stryker | [7 empty] | Not Covered Vendor Only - Biomedical | MHHS-Mem City
NO | YES | Serial Number 100000000071550 |  |  | 069-43970 | 069-43970 | Stryker CORP SURGICAL DIV | VISUM LED II |  |  | TMC-OR-Pedi OR (2R) | MHHS-TMC |  |  |  | 069-43970 | 069-43970 | TMC | MHHS-TMC | TMC-OR-Pedi OR (2R) | PEDI OR (2R) |  |  |  |  | LIGHTS, SURGICAL |  | .needs class | [5 empty] | Stryker | [7 empty] | Covered PM Repair - Biomedical | MHHS-TMC
YES | YES | Serial Number Cnf |  |  | 099-03194 | 099-03194 | Stryker CORP SURGICAL DIV | VISUM LED II |  | Cnf | OR |  |  |  |  | 099-03194 | 099-03194 | Katy | Memorial Hermann Katy Hospital | OR | OR 3 |  |  |  | Could not find serial
YES | YES | [5 empty] | Stryker CORP SURGICAL DIV | VISUM LED II |  |  | MEMORIAL CITY - MHT - JHC OR | [6 empty] | West | West | MEMORIAL CITY - MHT - JHC OR | MH11:504 OR4
NO | NO |  |  |  | 041-19639 |  | Stryker CORP SURGICAL DIV | VISUM LED II |  | OR6 | MEMORIAL CITY - MHT - JHC OR | MHHS-Mem City |  |  |  | 041-19639 |  | West & Memorial City |  | MEMORIAL CITY - MHT - JHC OR | [5 empty] | LIGHTS, SURGICAL |  | .needs class | [5 empty] | Stryker | [7 empty] | Covered PM Repair - Biomedical | MHHS-Mem City
NO | NO |  |  |  | 041-19641 |  | Stryker CORP SURGICAL DIV | VISUM LED II |  | OR8 | MEMORIAL CITY - MHT - JHC OR | MHHS-Mem City |  |  |  | 041-19641 |  | West & Memorial City |  | MEMORIAL CITY - MHT - JHC OR | [5 empty] | LIGHTS, SURGICAL |  | .needs class | [5 empty] | Stryker | [7 empty] | Not Covered Vendor Only - Biomedical | MHHS-Mem City
NO | NO |  |  |  | 041-17470 |  | Stryker CORP SURGICAL DIV | VISUM LED II |  |  | MEMORIAL CITY - MOR | MHHS-Mem City |  |  |  | 041-17470 |  | West & Memorial City |  | MEMORIAL CITY - MOR | [5 empty] | LIGHTS, SURGICAL |  | .needs class | [5 empty] | Stryker | [7 empty] | Covered PM Repair - Biomedical | MHHS-Mem City
NO | NO |  |  |  | 041-20222 |  | Stryker CORP SURGICAL DIV | VISUM LED II |  |  | MEMORIAL CITY - MOR | MHHS-Mem City |  |  |  | 041-20222 |  | West & Memorial City |  | MEMORIAL CITY - MOR | [5 empty] | LIGHTS, SURGICAL |  | .needs class | [5 empty] | Stryker | [7 empty] | Covered PM Repair - Biomedical | MHHS-Mem City
NO | NO |  |  |  | 041-20223 |  | Stryker CORP SURGICAL DIV | VISUM LED II |  |  | MEMORIAL CITY - MOR | MHHS-Mem City |  |  |  | 041-20223 |  | West & Memorial City |  | MEMORIAL CITY - MOR | [5 empty] | LIGHTS, SURGICAL |  | .needs class | [5 empty] | Stryker | [7 empty] | Covered PM Repair - Biomedical | MHHS-Mem City
NO | NO |  |  |  | 069-36177 |  | Stryker CORP SURGICAL DIV | VISUM LED II |  | NEED | TMC - OR - HERMANN (2HP) | MHHS-TMC |  |  |  | 069-36177 |  | TMC |  | TMC - OR - HERMANN (2HP) | [5 empty] | LIGHTS, SURGICAL |  | .needs class | [5 empty] | Stryker | [7 empty] | Covered PM Repair - Biomedical | MHHS-TMC
NO | NO |  |  |  | 069-37464 |  | Stryker CORP SURGICAL DIV | VISUM LED II |  | 11F002028 | TMC - OR - HERMANN (2HP) | MHHS-TMC |  |  |  | 069-37464 |  | TMC |  | TMC - OR - HERMANN (2HP) | [5 empty] | LIGHTS, SURGICAL |  | .needs class | [5 empty] | Stryker | [7 empty] | Clinical Miscellaneous | MHHS-TMC
NO | NO |  |  |  | 069-37479 |  | Stryker CORP SURGICAL DIV | VISUM LED II |  | NEED | TMC - OR - HERMANN (2HP) | MHHS-TMC |  |  |  | 069-37479 |  | TMC |  | TMC - OR - HERMANN (2HP) | [5 empty] | LIGHTS, SURGICAL |  | .needs class | [5 empty] | Stryker | [7 empty] | Covered PM Repair - Biomedical | MHHS-TMC
NO | NO |  |  |  | 069-37480 |  | Stryker CORP SURGICAL DIV | VISUM LED II |  | 10I002998 | TMC - OR - HERMANN (2HP) | MHHS-TMC |  |  |  | 069-37480 |  | TMC |  | TMC - OR - HERMANN (2HP) | [5 empty] | LIGHTS, SURGICAL |  | .needs class | [5 empty] | Stryker | [7 empty] | Not Covered Vendor Only - Biomedical | MHHS-TMC
NO | NO |  |  |  | 069-41824 |  | Stryker CORP SURGICAL DIV | VISUM LED II |  | 15T005018 | TMC - OR - HERMANN (2HP) | MHHS-TMC |  |  |  | 069-41824 |  | TMC |  | TMC - OR - HERMANN (2HP) | [5 empty] | LIGHTS, SURGICAL |  | .needs class | [5 empty] | Stryker | [7 empty] | Covered PM Repair - Biomedical | MHHS-TMC
NO | NO |  |  |  | 069-41825 |  | Stryker CORP SURGICAL DIV | VISUM LED II |  | 15J003908 | TMC - OR - HERMANN (2HP) | MHHS-TMC |  |  |  | 069-41825 |  | TMC |  | TMC - OR - HERMANN (2HP) | [5 empty] | LIGHTS, SURGICAL |  | .needs class | [5 empty] | Stryker | [7 empty] | Covered PM Repair - Biomedical | MHHS-TMC
NO | NO |  |  |  | 069-41827 |  | Stryker CORP SURGICAL DIV | VISUM LED II |  | 15J002998 | TMC - OR - HERMANN (2HP) | MHHS-TMC |  |  |  | 069-41827 |  | TMC |  | TMC - OR - HERMANN (2HP) | [5 empty] | LIGHTS, SURGICAL |  | .needs class | [5 empty] | Stryker | [7 empty] | Covered PM Repair - Biomedical | MHHS-TMC
NO | NO |  |  |  | 069-41828 |  | Stryker CORP SURGICAL DIV | VISUM LED II |  | 15I003568 | TMC - OR - HERMANN (2HP) | MHHS-TMC |  |  |  | 069-41828 |  | TMC |  | TMC - OR - HERMANN (2HP) | [5 empty] | LIGHTS, SURGICAL |  | .needs class | [5 empty] | Stryker | [7 empty] | Covered PM Repair - Biomedical | MHHS-TMC
NO | NO |  |  |  | 069-41841 |  | Stryker CORP SURGICAL DIV | VISUM LED II |  | 15L006828 | TMC - OR - HERMANN (2HP) | MHHS-TMC |  |  |  | 069-41841 |  | TMC |  | TMC - OR - HERMANN (2HP) | [5 empty] | LIGHTS, SURGICAL |  | .needs class | [5 empty] | Stryker | [7 empty] | Covered PM Repair - Lab Analyzers/Anesth | MHHS-TMC
NO | NO |  |  |  | 069-42665 |  | Stryker CORP SURGICAL DIV | VISUM LED II |  |  | TMC - OR - HERMANN (2HP) | MHHS-TMC |  |  |  | 069-42665 |  | TMC |  | TMC - OR - HERMANN (2HP) | [5 empty] | LIGHTS, SURGICAL |  | .needs class | [5 empty] | Stryker | [7 empty] | Covered PM Repair - Biomedical | MHHS-TMC
NO | NO |  |  |  | 069-42666 |  | Stryker CORP SURGICAL DIV | VISUM LED II |  |  | TMC - OR - HERMANN (2HP) | MHHS-TMC |  |  |  | 069-42666 |  | TMC |  | TMC - OR - HERMANN (2HP) | [5 empty] | LIGHTS, SURGICAL |  | .needs class | [5 empty] | Stryker | [7 empty] | Covered PM Repair - Biomedical | MHHS-TMC
NO | NO |  |  |  | 069-42680 |  | Stryker CORP SURGICAL DIV | VISUM LED II |  |  | TMC - OR - HERMANN (2HP) | MHHS-TMC |  |  |  | 069-42680 |  | TMC |  | TMC - OR - HERMANN (2HP) | [5 empty] | LIGHTS, SURGICAL |  | .needs class | [5 empty] | Stryker | [7 empty] | Covered PM Repair - Biomedical | MHHS-TMC
NO | NO |  |  |  | 069-42681 |  | Stryker CORP SURGICAL DIV | VISUM LED II |  |  | TMC - OR - HERMANN (2HP) | MHHS-TMC |  |  |  | 069-42681 |  | TMC |  | TMC - OR - HERMANN (2HP) | [5 empty] | LIGHTS, SURGICAL |  | .needs class | [5 empty] | Stryker | [7 empty] | Covered PM Repair - Biomedical | MHHS-TMC
NO | YES | Serial Number 15J005028 |  |  | 133-09497 | 133-09497 | Stryker CORP SURGICAL DIV | VISUM LED SURGICAL LIGHTS |  | 15J005028 | Katy-OR | MHHS-Katy |  |  |  | 133-09497 | 133-09497 | Katy | MHHS-Katy | Katy-OR | O.R.6 | 11/1/19 |  |  |  | LIGHTS, SURGICAL |  | .needs class | [5 empty] | Stryker | [7 empty] | Covered PM Repair - Biomedical | MHHS-Katy
NO | YES |  |  |  | 133-09498 | 133-09498 | Stryker CORP SURGICAL DIV | VISUM LED SURGICAL LIGHTS |  | 15J005668 | Katy-OR | MHHS-Katy |  |  |  | 133-09498 | 133-09498 | Katy | MHHS-Katy | Katy-OR | OR 7 | 11/1/19 | 11/1/20 |  |  | LIGHTS, SURGICAL |  | .needs class | [5 empty] | Stryker | [7 empty] | Covered PM Repair - Biomedical | MHHS-Katy
NO | YES |  |  |  | 133-09499 | 133-09499 | Stryker CORP SURGICAL DIV | VISUM LED SURGICAL LIGHTS |  | 15J005238 | Katy-OR | MHHS-Katy |  |  |  | 133-09499 | 133-09499 | Katy | MHHS-Katy | Katy-OR | OR 8 | 11/1/19 | 11/1/20 |  |  | LIGHTS, SURGICAL |  | .needs class | [5 empty] | Stryker | [7 empty] | Covered PM Repair - Biomedical | MHHS-Katy
NO | YES | Serial Number 15J005678 |  |  | 133-09500 | 133-09500 | Stryker CORP SURGICAL DIV | VISUM LED SURGICAL LIGHTS |  | 15J005678 | Katy-OR | MHHS-Katy |  |  |  | 133-09500 | 133-09500 | Katy | MHHS-Katy | Katy-OR | OR 9 | 11/1/19 | 11/1/20 |  |  | LIGHTS, SURGICAL |  | .needs class | [5 empty] | Stryker | [7 empty] | Covered PM Repair - Biomedical | MHHS-Katy
NO | YES |  |  |  | 133-09845 | 133-09845 | Stryker CORP SURGICAL DIV | VISUM LED SURGICAL LIGHTS |  | 16H000378 | Katy-OR | MHHS-Katy |  |  |  | 133-09845 | 133-09845 | Katy | MHHS-Katy | Katy-OR | OR10 | 11/1/19 | 11/1/20 |  |  | LIGHTS, SURGICAL |  | .needs class | [5 empty] | Stryker | [7 empty] | Covered PM Repair - Biomedical | MHHS-Katy
NO | YES |  |  |  | 133-09848 | 133-09848 | Stryker CORP SURGICAL DIV | VISUM LED SURGICAL LIGHTS |  | 16H001718 | Katy-OR | MHHS-Katy |  |  |  | 133-09848 | 133-09848 | Katy | MHHS-Katy | Katy-OR | OR 11 | 11/1/19 | 11/1/20 |  |  | LIGHTS, SURGICAL |  | .needs class | [5 empty] | Stryker | [7 empty] | Covered PM Repair - Biomedical | MHHS-Katy
NO | YES |  |  |  | 041-19693 | 041-19693 | Stryker CORP SURGICAL DIV | VISUM LED SURGICAL LIGHTS |  | 15f006048 | MEMORIAL CITY - MHT - JHC OR | MHHS-Mem City |  |  |  | 041-19693 | 041-19693 | West | Weat | MEMORIAL CITY - MHT - JHC OR | Mh11:507.1 equipment storage |  |  |  |  | LIGHTS, SURGICAL |  | .needs class | [5 empty] | Stryker | [7 empty] | Covered PM Repair - Biomedical | MHHS-Mem City
NO | YES |  |  |  | 041-19697 | 041-19697 | Stryker CORP SURGICAL DIV | VISUM LED SURGICAL LIGHTS |  | 15c002378 | MEMORIAL CITY - Orthopedics Surgery | MHHS-Mem City |  |  |  | 041-19697 | 041-19697 | West | Memorial City - Memorial Hermann Hospital | MEMORIAL CITY - Orthopedics Surgery | MH11 506.1 Equipment Storage |  |  |  |  | LIGHTS, SURGICAL |  | .needs class | [5 empty] | Stryker | [7 empty] | Covered PM Repair - Biomedical | MHHS-Mem City
NO | YES |  |  |  | 041-19726 | 041-19726 | Stryker CORP SURGICAL DIV | VISUM LED SURGICAL LIGHTS |  | 15f006008 | MEMORIAL CITY - MHT - JHC OR | MHHS-Mem City |  |  |  | 041-19726 | 041-19726 | West | West | MEMORIAL CITY - MHT - JHC OR | MH11:504.1 Equipment Storage |  |  |  |  | LIGHTS, SURGICAL |  | .needs class | [5 empty] | Stryker | [7 empty] | Covered PM Repair - Biomedical | MHHS-Mem City
NO | YES |  |  |  | 041-19738 | 041-19738 | Stryker CORP SURGICAL DIV | VISUM LED SURGICAL LIGHTS |  | 15f006018 | MEMORIAL CITY - MHT - JHC OR | MHHS-Mem City |  |  |  | 041-19738 | 041-19738 | West | Memorial Hermann Memorial City Medical Center | MEMORIAL CITY - MHT - JHC OR | MH11 500.1 |  |  |  |  | LIGHTS, SURGICAL |  | .needs class | [5 empty] | Stryker | [7 empty] | Covered PM Repair - Biomedical | MHHS-Mem City
NO | YES |  |  |  | 041-20665 | 041-20665 | Stryker CORP SURGICAL DIV | VISUM LED SURGICAL LIGHTS |  |  | MEMORIAL CITY - MOR | MHHS-Mem City |  |  |  | 041-20665 | 041-20665 | West | Memorial Hermann Memorial City Medical Center | MEMORIAL CITY - MOR | OR 8 |  |  |  |  | LIGHTS, SURGICAL |  | .needs class | [5 empty] | Stryker | [7 empty] | Covered PM Repair - Biomedical | MHHS-Mem City
NO | YES |  |  |  | 583-00985 | 583-00985 | Stryker CORP SURGICAL DIV | VISUM LED SURGICAL LIGHTS |  | ST1512600330 | KT CCC-(KY)-Emergency Room | MHHS-South Katy CCC |  |  |  | 583-00985 | 583-00985 | Katy | MHHS-Others | KT CCC-(KY)-Emergency Room | Exam 6 | 5/1/18 |  |  |  | LIGHTS, SURGICAL |  | .needs class | [5 empty] | Stryker | [7 empty] | Covered PM Repair - Biomedical | MHHS-South Katy CCC
NO | YES |  |  |  | 129-06154 | 129-06154 | Stryker CORP SURGICAL DIV | VISUM LED SURGICAL LIGHTS |  | ST1516600418 | SP CCC - (SL) - EMERGENCY ROOM | MHHS-Sienna Plantation CCC |  |  |  | 129-06154 | 129-06154 | Sugar Land | MHHS-Others | SP CCC - (SL) - EMERGENCY ROOM | Exam room 7 | 5/1/18 |  | 5/1/19 |  | LIGHTS, SURGICAL |  | .needs class | [5 empty] | Stryker | [7 empty] | Covered PM Repair - Biomedical | MHHS-Sienna Plantation CCC
NO | YES |  |  |  | 069-37361 | 069-37361 | Stryker CORP SURGICAL DIV | VISUM LED SURGICAL LIGHTS |  | 11F002628 | TMC-Sarofim 2-OR | MHHS-TMC |  |  |  | 069-37361 | 069-37361 | TMC | MHHS-TMC | TMC-Sarofim 2-OR | S2 OR 67 | 7/1/18 |  |  |  | LIGHTS, SURGICAL |  | .needs class | [5 empty] | Stryker |  |  |  |  | 3/2/17 |  |  | Covered PM Repair - Biomedical | MHHS-TMC
NO | YES |  |  |  | 069-37458 | 069-37458 | Stryker CORP SURGICAL DIV | VISUM LED SURGICAL LIGHTS |  | 11F002008 | TMC-OR-Hermann (2Hp) | MHHS-TMC |  |  |  | 069-37458 | 069-37458 | TMC | MHHS-TMC | TMC-OR-Hermann (2Hp) | OR 68 | 7/1/18 |  |  |  | LIGHTS, SURGICAL |  | .needs class | [5 empty] | Stryker |  |  |  |  | 3/2/17 |  |  | Covered PM Repair - Biomedical | MHHS-TMC
NO | YES |  |  |  | 069-40121 | 069-40121 | Stryker CORP SURGICAL DIV | VISUM LED SURGICAL LIGHTS |  | 13L006798 | TMC-OR-Robertson (2R) | MHHS-TMC |  |  |  | 069-40121 | 069-40121 | TMC | MHHS-TMC | TMC-OR-Robertson (2R) | Or62 | 7/1/18 |  |  | No PM Sticker | LIGHTS, SURGICAL |  | .needs class | [5 empty] | Stryker |  |  |  |  | 4/3/17 |  |  | Covered PM Repair - Biomedical | MHHS-TMC
NO | YES |  |  |  | 069-41662 | 069-41662 | Stryker CORP SURGICAL DIV | VISUM LED SURGICAL LIGHTS |  | 15J006812 | TMC-OR-Hermann (2Hp) | MHHS-TMC |  |  |  | 069-41662 | 069-41662 | TMC | MHHS-TMC | TMC-OR-Hermann (2Hp) | OR-64 | 7/1/18 |  |  |  | LIGHTS, SURGICAL |  | .needs class | [5 empty] | Stryker |  |  |  |  | 9/17/20 |  |  | Not Covered Vendor Only - Biomedical | MHHS-TMC
NO | YES |  |  |  | 069-41664 | 069-41664 | Stryker CORP SURGICAL DIV | VISUM LED SURGICAL LIGHTS |  | 15K003368 | TMC-OR-Hermann (2Hp) | MHHS-TMC |  |  |  | 069-41664 | 069-41664 | TMC | MHHS-TMC | TMC-OR-Hermann (2Hp) | OR 69 | 7/1/18 |  | 7/1/19 |  | LIGHTS, SURGICAL |  | .needs class | [5 empty] | Stryker |  |  |  |  | 4/4/17 |  |  | Covered PM Repair - Biomedical | MHHS-TMC
NO | YES |  |  |  | 069-41840 | 069-41840 | Stryker CORP SURGICAL DIV | VISUM LED SURGICAL LIGHTS |  | 15J006828 | TMC-OR-Hermann (2Hp) | MHHS-TMC |  |  |  | 069-41840 | 069-41840 | TMC | MHHS-TMC | TMC-OR-Hermann (2Hp) | TMC OR HERMANN (2HP) | 7/1/18 |  |  |  | LIGHTS, SURGICAL |  | .needs class | [5 empty] | Stryker |  |  |  |  | 4/4/17 |  |  | Covered PM Repair - Biomedical | MHHS-TMC
YES | YES |  |  |  | 099-04020 | 099-04020 | Stryker CORP SURGICAL DIV | VISUM LED SURGICAL LIGHTS |  |  | KATY - OR |  |  |  |  | 099-04020 | 099-04020 | Katy | Memorial Hermann Katy Hospital | KATY - OR | OR 9
YES | YES |  |  |  | 099-04019 | 099-04019 | Stryker CORP SURGICAL DIV | VISUM LED SURGICAL LIGHTS |  |  | KATY - OR |  |  |  |  | 099-04019 | 099-04019 | Katy | Memorial Hermann Katy Hospital | KATY - OR | OR 9
YES | YES |  |  |  | 099-03976 | 099-03976 | Stryker CORP SURGICAL DIV | VISUM LED SURGICAL LIGHTS |  |  | KATY - OR |  |  |  |  | 099-03976 | 099-03976 | Katy | Memorial Hermann Katy Hospital | KATY - OR | OR 8
YES | YES |  |  |  | 099-03977 | 099-03977 | Stryker CORP SURGICAL DIV | VISUM LED SURGICAL LIGHTS |  |  | KATY - OR |  |  |  |  | 099-03977 | 099-03977 | Katy | Memorial Hermann Katy Hospital | KATY - OR | OR 8
YES | YES |  |  |  | 099-03978 | 099-03978 | Stryker CORP SURGICAL DIV | VISUM LED SURGICAL LIGHTS |  |  | KATY - OR |  |  |  |  | 099-03978 | 099-03978 | Katy | Memorial Hermann Katy Hospital | KATY - OR | OR 11
YES | YES |  |  |  | 099-03979 | 099-03979 | Stryker CORP SURGICAL DIV | VISUM LED SURGICAL LIGHTS |  |  | KATY - OR |  |  |  |  | 099-03979 | 099-03979 | Katy | Memorial Hermann Katy Hospital | KATY - OR | OR 11
YES | YES |  |  |  | 099-07959 | 099-07959 | Stryker CORP SURGICAL DIV | VISUM LED SURGICAL LIGHTS |  |  | TMC - OR - ROBERTSON (2R) |  |  |  |  | 099-07959 | 099-07959 |  | Memorial Hermann-tmc | TMC - OR - ROBERTSON (2R) | Or62 |  |  |  | No PM Sticker
YES | YES | Serial Number Cnf |  |  | 069-43854 | 069-43854 | Stryker CORP SURGICAL DIV | VISUM LED SURGICAL LIGHTS |  | Cnf | TMC - OR - HERMANN (2HP) |  |  |  |  | 069-43854 | 069-43854 | TMC | Memorial Hermann-Texas Medical Center | TMC - OR - HERMANN (2HP) | OR 69 | 3/1/20 |  | 3/1/21
NO | NO |  |  |  | 041-19689 |  | Stryker CORP SURGICAL DIV | VISUM LED SURGICAL LIGHTS |  | 15F006068 | MEMORIAL CITY - MHT - JHC OR | MHHS-Mem City |  |  |  | 041-19689 |  | West & Memorial City |  | MEMORIAL CITY - MHT - JHC OR | [5 empty] | LIGHTS, SURGICAL |  | .needs class | [5 empty] | Stryker | [7 empty] | Covered PM Repair - Biomedical | MHHS-Mem City
NO | NO |  |  |  | 041-19723 |  | Stryker CORP SURGICAL DIV | VISUM LED SURGICAL LIGHTS |  | 15f006058 | MEMORIAL CITY - MHT - JHC OR | MHHS-Mem City |  |  |  | 041-19723 |  | West & Memorial City |  | MEMORIAL CITY - MHT - JHC OR | [5 empty] | LIGHTS, SURGICAL |  | .needs class | [5 empty] | Stryker | [7 empty] | Covered PM Repair - Biomedical | MHHS-Mem City
NO | NO |  |  |  | 041-19734 |  | Stryker CORP SURGICAL DIV | VISUM LED SURGICAL LIGHTS |  | 15l005078 | MEMORIAL CITY - MHT - JHC OR | MHHS-Mem City |  |  |  | 041-19734 |  | West & Memorial City |  | MEMORIAL CITY - MHT - JHC OR | [5 empty] | LIGHTS, SURGICAL |  | .needs class | [5 empty] | Stryker | [7 empty] | Covered PM Repair - Biomedical | MHHS-Mem City
NO | NO |  |  |  | 069-38362 |  | Stryker CORP SURGICAL DIV | VISUM LED SURGICAL LIGHTS |  | 11F002308 | TMC - OR - HERMANN (2HP) | MHHS-TMC |  |  |  | 069-38362 |  | TMC |  | TMC - OR - HERMANN (2HP) | [5 empty] | LIGHTS, SURGICAL |  | .needs class | [5 empty] | Stryker | [7 empty] | Covered PM Repair - Biomedical | MHHS-TMC
NO | NO |  |  |  | 069-40120 |  | Stryker CORP SURGICAL DIV | VISUM LED SURGICAL LIGHTS |  | 15A006198 | TMC - OR - HERMANN (2HP) | MHHS-TMC |  |  |  | 069-40120 |  | TMC |  | TMC - OR - HERMANN (2HP) | [5 empty] | LIGHTS, SURGICAL |  | .needs class | [5 empty] | Stryker | [7 empty] | Covered PM Repair - Biomedical | MHHS-TMC
NO | NO |  |  |  | 069-36178 |  | Stryker CORP SURGICAL DIV | VISUM POWER SUPPLY |  | NEED | TMC - OR - HERMANN (2HP) | MHHS-TMC |  |  |  | 069-36178 |  | TMC |  | TMC - OR - HERMANN (2HP) | [5 empty] | POWER SUPPLIES |  | .needs class | [5 empty] | Stryker | [7 empty] | Covered PM Repair - Biomedical | MHHS-TMC
NO | NO |  |  |  | 069-41663 |  | Stryker CORP SURGICAL DIV | VISUM POWER SUPPLY |  | 15K003328 | TMC - OR - HERMANN (2HP) | MHHS-TMC |  |  |  | 069-41663 |  | TMC |  | TMC - OR - HERMANN (2HP) | [5 empty] | POWER SUPPLIES |  | .needs class | [5 empty] | Stryker | [7 empty] | Covered PM Repair - Biomedical | MHHS-TMC
NO | NO |  |  |  | 069-37463 |  | Stryker CORP SURGICAL DIV | VISUM POWER SUPPLY |  | 11F000698 | TMC - OR - PEDI OR (2R) | MHHS-TMC |  |  |  | 069-37463 |  | TMC |  | TMC - OR - PEDI OR (2R) | [5 empty] | POWER SUPPLIES |  | .needs class | [5 empty] | Stryker | [7 empty] | Covered PM Repair - Biomedical | MHHS-TMC
NO | YES |  |  |  | 133-09015 | 133-09015 | Stryker CORP SURGICAL DIV | VISUM XBLADE |  | 1716R000603699 | Katy-ER | MHHS-Katy |  | Lamp, Surgical, Ceiling |  | 133-09015 | 133-09015 | Katy | MHHS-Katy | Katy-ER | EC 19 | 7/1/18 |  |  |  | LIGHTS, SURGICAL | Lamp, Surgical, Ceiling | LAMPSURGCEILING-Stryker-Visum XBlade | LAMPSURGCEILING | Visum XBlade |  |  |  | Stryker | Lamp, Surgical, Ceiling |  | LAMPSURGCEILING-Stryker-Visum XBlade |  |  |  |  | Covered PM Repair - Biomedical | MHHS-Katy | [8 empty] | LAMPSURGCEILING | Lamp, Surgical, Ceiling | Stryker
NO | YES |  |  |  | 133-09017 | 133-09017 | Stryker CORP SURGICAL DIV | VISUM XBLADE |  | 1716R000603701 | Katy-ER | MHHS-Katy |  | Lamp, Surgical, Ceiling |  | 133-09017 | 133-09017 | Katy | MHHS-Katy | Katy-ER | Ec 21 |  |  |  |  | LIGHTS, SURGICAL | Lamp, Surgical, Ceiling | LAMPSURGCEILING-Stryker-Visum XBlade | LAMPSURGCEILING | Visum XBlade |  |  |  | Stryker | Lamp, Surgical, Ceiling |  | LAMPSURGCEILING-Stryker-Visum XBlade |  |  |  |  | Covered PM Repair - Biomedical | MHHS-Katy | [8 empty] | LAMPSURGCEILING | Lamp, Surgical, Ceiling | Stryker
NO | YES |  |  |  | 133-10089 | 133-10089 | Stryker CORP SURGICAL DIV | VISUM XBLADE |  | 3316R000673440 | Katy-ER | MHHS-Katy |  | Lamp, Surgical, Ceiling |  | 133-10089 | 133-10089 | Katy | MHHS-Katy | Katy-ER | Katy - ER |  |  |  |  | LIGHTS, SURGICAL | Lamp, Surgical, Ceiling | LAMPSURGCEILING-Stryker-Visum XBlade | LAMPSURGCEILING | Visum XBlade |  |  |  | Stryker | Lamp, Surgical, Ceiling |  | LAMPSURGCEILING-Stryker-Visum XBlade |  | 1/18/18 |  |  | Covered PM Repair - Biomedical | MHHS-Katy | [8 empty] | LAMPSURGCEILING | Lamp, Surgical, Ceiling | Stryker
NO | YES |  |  |  | 133-10090 | 133-10090 | Stryker CORP SURGICAL DIV | VISUM XBLADE |  | 3316R000673441 | Katy-ER | MHHS-Katy |  | Lamp, Surgical, Ceiling |  | 133-10090 | 133-10090 | Katy | MHHS-Katy | Katy-ER | EC 24 | 7/1/18 |  |  |  | LIGHTS, SURGICAL | Lamp, Surgical, Ceiling | LAMPSURGCEILING-Stryker-Visum XBlade | LAMPSURGCEILING | Visum XBlade |  |  |  | Stryker | Lamp, Surgical, Ceiling |  | LAMPSURGCEILING-Stryker-Visum XBlade |  | 1/1/17 |  |  | Covered PM Repair - Biomedical | MHHS-Katy | [8 empty] | LAMPSURGCEILING | Lamp, Surgical, Ceiling | Stryker
NO | YES |  |  |  | 069-41806 | 069-41806 | Stryker CORP SURGICAL DIV | VISUM XBLADE |  | 4615R00509886 | TMC-Jones-Hyperbaric/Wound Care (Jg) | MHHS-TMC |  | Lamp, Surgical, Ceiling |  | 069-41806 | 069-41806 | TMC | MHHS-TMC | TMC-Jones-Hyperbaric/Wound Care (Jg) | Exam 2 JG 200.24 | 2/1/20 |  | 2/1/21 |  | LIGHTS, SURGICAL |  | LAMPSURGCEILING-Stryker-Visum XBlade | LAMPSURGCEILING | Visum XBlade |  |  |  | Stryker | Lamp, Surgical, Ceiling |  | LAMPSURGCEILING-Stryker-Visum XBlade |  |  |  |  | Covered PM Repair - Biomedical | MHHS-TMC
NO | YES |  |  |  | 069-41807 | 069-41807 | Stryker CORP SURGICAL DIV | VISUM XBLADE |  | 4615R00509885 | TMC-Jones-Hyperbaric/Wound Care (Jg) | MHHS-TMC |  | Lamp, Surgical, Ceiling |  | 069-41807 | 069-41807 | TMC | MHHS-TMC | TMC-Jones-Hyperbaric/Wound Care (Jg) | Exam 3 | 2/1/20 |  | 2/1/21 |  | LIGHTS, SURGICAL |  | LAMPSURGCEILING-Stryker-Visum XBlade | LAMPSURGCEILING | Visum XBlade |  |  |  | Stryker | Lamp, Surgical, Ceiling |  | LAMPSURGCEILING-Stryker-Visum XBlade |  |  |  |  | Covered PM Repair - Biomedical | MHHS-TMC
NO | YES | Asset Tag 069-41809 |  |  | 069-41809 | 069-41809 | Stryker CORP SURGICAL DIV | VISUM XBLADE |  | 4615R00509896 | Memorial Hermann- Texas Medical - Robertson Pavilion - Patient room | MHHS-TMC |  | Lamp, Surgical, Ceiling |  | 069-41809 | 069-41809 | TMC | TMC | Memorial Hermann- Texas Medical - Robertson Pavilion - Patient room | Hyperbarics 04 | 2/1/19 |  | 2/1/21 |  | LIGHTS, SURGICAL |  | LAMPSURGCEILING-Stryker-Visum XBlade | LAMPSURGCEILING | Visum XBlade |  |  |  | Stryker | Lamp, Surgical, Ceiling |  | LAMPSURGCEILING-Stryker-Visum XBlade |  |  |  |  | Covered PM Repair - Biomedical | MHHS-TMC
NO | YES |  |  |  | 069-41813 | 069-41813 | Stryker CORP SURGICAL DIV | VISUM XBLADE |  | 4615R00509889 | TMC-Jones-Hyperbaric/Wound Care (Jg) | MHHS-TMC |  | Lamp, Surgical, Ceiling |  | 069-41813 | 069-41813 | TMC | MHHS-TMC | TMC-Jones-Hyperbaric/Wound Care (Jg) | Exam 6 JG 200.19 | 2/1/20 |  | 2/1/21 |  | LIGHTS, SURGICAL |  | LAMPSURGCEILING-Stryker-Visum XBlade | LAMPSURGCEILING | Visum XBlade |  |  |  | Stryker | Lamp, Surgical, Ceiling |  | LAMPSURGCEILING-Stryker-Visum XBlade |  |  |  |  | Covered PM Repair - Biomedical | MHHS-TMC
NO | YES |  |  |  | 069-41815 | 069-41815 | Stryker CORP SURGICAL DIV | VISUM XBLADE |  | 4615R00509883 | TMC-Jones-Hyperbaric/Wound Care (Jg) | MHHS-TMC |  | Lamp, Surgical, Ceiling |  | 069-41815 | 069-41815 | TMC | MHHS-TMC | TMC-Jones-Hyperbaric/Wound Care (Jg) | Exam 7 | 1/1/20 |  | 1/1/21 |  | LIGHTS, SURGICAL |  | LAMPSURGCEILING-Stryker-Visum XBlade | LAMPSURGCEILING | Visum XBlade |  |  |  | Stryker | Lamp, Surgical, Ceiling |  | LAMPSURGCEILING-Stryker-Visum XBlade |  |  |  |  | Covered PM Repair - Biomedical | MHHS-TMC
NO | YES |  |  |  | 069-41816 | 069-41816 | Stryker CORP SURGICAL DIV | VISUM XBLADE |  | 4615R00509884 | TMC-Jones-Hyperbaric/Wound Care (Jg) | MHHS-TMC |  | Lamp, Surgical, Ceiling |  | 069-41816 | 069-41816 | TMC | MHHS-TMC | TMC-Jones-Hyperbaric/Wound Care (Jg) | Exam 8 | 2/1/20 |  | 2/1/21 |  | LIGHTS, SURGICAL |  | LAMPSURGCEILING-Stryker-Visum XBlade | LAMPSURGCEILING | Visum XBlade |  |  |  | Stryker | Lamp, Surgical, Ceiling |  | LAMPSURGCEILING-Stryker-Visum XBlade |  |  |  |  | Covered PM Repair - Biomedical | MHHS-TMC
NO | YES |  |  |  | 069-41817 | 069-41817 | Stryker CORP SURGICAL DIV | VISUM XBLADE |  | 4615R00509888 | TMC-Jones-Hyperbaric/Wound Care (Jg) | MHHS-TMC |  | Lamp, Surgical, Ceiling |  | 069-41817 | 069-41817 | TMC | MHHS-TMC | TMC-Jones-Hyperbaric/Wound Care (Jg) | Exam 9 | 2/1/20 |  | 2/1/21 |  | LIGHTS, SURGICAL |  | LAMPSURGCEILING-Stryker-Visum XBlade | LAMPSURGCEILING | Visum XBlade |  |  |  | Stryker | Lamp, Surgical, Ceiling |  | LAMPSURGCEILING-Stryker-Visum XBlade |  | 4/3/17 |  |  | Covered PM Repair - Biomedical | MHHS-TMC
NO | YES |  |  |  | 029-11782 | 029-11782 | Stryker CORP SURGICAL DIV | VISUM XBLADE |  | 0418R001162833 | Woodlands-Cath Lab | MHHS-Woodlands |  | Lamp, Surgical, Ceiling |  | 029-11782 | 029-11782 | Woodlands | MHHS-Woodlands | Woodlands-Cath Lab | Room 1 | 11/1/19 |  | 11/1/20 |  | LIGHTS, SURGICAL | Lamp, Surgical, Ceiling | LAMPSURGCEILING-Stryker-Visum XBlade | LAMPSURGCEILING | Visum XBlade |  |  |  | Stryker | Lamp, Surgical, Ceiling |  | LAMPSURGCEILING-Stryker-Visum XBlade |  | 4/1/17 |  |  | Covered PM Repair - Biomedical | MHHS-Woodlands | [8 empty] | LAMPSURGCEILING | Lamp, Surgical, Ceiling | Stryker
NO | NO |  |  |  | 133-09014 |  | Stryker CORP SURGICAL DIV | VISUM XBLADE |  | 1116R000575313 | KATY - ER | MHHS-Katy |  | Lamp, Surgical, Ceiling |  | 133-09014 |  | Katy |  | KATY - ER | [5 empty] | LIGHTS, SURGICAL |  | LAMPSURGCEILING-Stryker-Visum XBlade | LAMPSURGCEILING | Visum XBlade |  |  |  | Stryker | Lamp, Surgical, Ceiling |  | LAMPSURGCEILING-Stryker-Visum XBlade |  |  |  |  | Covered PM Repair - Biomedical | MHHS-Katy
NO | NO |  |  |  | 133-09016 |  | Stryker CORP SURGICAL DIV | VISUM XBLADE |  | 1116R000575312 | KATY - ER | MHHS-Katy |  | Lamp, Surgical, Ceiling |  | 133-09016 |  | Katy |  | KATY - ER | [5 empty] | LIGHTS, SURGICAL |  | LAMPSURGCEILING-Stryker-Visum XBlade | LAMPSURGCEILING | Visum XBlade |  |  |  | Stryker | Lamp, Surgical, Ceiling |  | LAMPSURGCEILING-Stryker-Visum XBlade |  |  |  |  | Covered PM Repair - Biomedical | MHHS-Katy
NO | NO |  |  |  | 133-09018 |  | Stryker CORP SURGICAL DIV | VISUM XBLADE |  | 1716R000603702 | KATY - ER | MHHS-Katy |  | Lamp, Surgical, Ceiling |  | 133-09018 |  | Katy |  | KATY - ER | [5 empty] | LIGHTS, SURGICAL |  | LAMPSURGCEILING-Stryker-Visum XBlade | LAMPSURGCEILING | Visum XBlade |  |  |  | Stryker | Lamp, Surgical, Ceiling |  | LAMPSURGCEILING-Stryker-Visum XBlade |  |  |  |  | Covered PM Repair - Biomedical | MHHS-Katy
NO | NO |  |  |  | 133-09019 |  | Stryker CORP SURGICAL DIV | VISUM XBLADE |  | 1716R000603700 | KATY - ER | MHHS-Katy |  | Lamp, Surgical, Ceiling |  | 133-09019 |  | Katy |  | KATY - ER | [5 empty] | LIGHTS, SURGICAL |  | LAMPSURGCEILING-Stryker-Visum XBlade | LAMPSURGCEILING | Visum XBlade |  |  |  | Stryker | Lamp, Surgical, Ceiling |  | LAMPSURGCEILING-Stryker-Visum XBlade |  |  |  |  | Covered PM Repair - Biomedical | MHHS-Katy
NO | NO |  |  |  | 069-41805 |  | Stryker CORP SURGICAL DIV | VISUM XBLADE |  | 4615R00509893 | TMC - JONES - HYPERBARIC/WOUND CARE (JG) | MHHS-TMC |  | Lamp, Surgical, Ceiling |  | 069-41805 |  | TMC |  | TMC - JONES - HYPERBARIC/WOUND CARE (JG) | [5 empty] | LIGHTS, SURGICAL |  | LAMPSURGCEILING-Stryker-Visum XBlade | LAMPSURGCEILING | Visum XBlade |  |  |  | Stryker | Lamp, Surgical, Ceiling |  | LAMPSURGCEILING-Stryker-Visum XBlade |  |  |  |  | Covered PM Repair - Biomedical | MHHS-TMC
NO | NO |  |  |  | 069-41811 |  | Stryker CORP SURGICAL DIV | VISUM XBLADE |  | 4615R00509894 | TMC - JONES - HYPERBARIC/WOUND CARE (JG) | MHHS-TMC |  | Lamp, Surgical, Ceiling |  | 069-41811 |  | TMC |  | TMC - JONES - HYPERBARIC/WOUND CARE (JG) | [5 empty] | LIGHTS, SURGICAL |  | LAMPSURGCEILING-Stryker-Visum XBlade | LAMPSURGCEILING | Visum XBlade |  |  |  | Stryker | Lamp, Surgical, Ceiling |  | LAMPSURGCEILING-Stryker-Visum XBlade |  |  |  |  | Covered PM Repair - Biomedical | MHHS-TMC
YES | YES |  |  |  | 099-07796 | 099-07796 | Stryker Corporation | 0206-500-000 |  | 180-571-2383 | SE - OR |  |  |  |  | 099-07796 | 099-07796 | Southeast | Southeast | SE - OR | SE-OR Corridor
YES | YES |  |  |  | 029-13031 | 029-13031 | Stryker Corporation | 0240-031-050 |  | SV7329K0188 | WOODLANDS - OR |  |  |  |  | 029-13031 | 029-13031 | Woodlands | Memorial Hermann The Woodlands Medical Center | WOODLANDS - OR | Equipment Storage | 2/1/20 |  | 2/1/21 | New Add |  | Monitor, Video | MONITORVIDEO-STRYKER-0240-031-050 | [23 empty] | MONITORVIDEO | Monitor, Video | STRYKER
YES | YES |  |  |  | 029-13030 | 029-13030 | Stryker Corporation | 0240-031-050 |  | SV7329K0184 | WOODLANDS - OR |  |  |  |  | 029-13030 | 029-13030 | Woodlands | Memorial Hermann The Woodlands Medical Center | WOODLANDS - OR | Equipment Storage | 2/1/20 |  | 2/1/21 | New Add |  | Monitor, Video | MONITORVIDEO-STRYKER-0240-031-050 | [23 empty] | MONITORVIDEO | Monitor, Video | STRYKER
YES | YES |  |  |  | 013-38942 | 013-38942 | Stryker Corporation | 0240-031-050 |  | SV732910295 | SW-OR |  |  |  |  | 013-38942 | 013-38942 | Southwest | Memorial Hermann Southwest Hospital | SW-OR | OR Hallway | 3/1/20 |  | 3/1/21 |  |  |  | MONITORVIDEO-STRYKER-0240-031-050
YES | YES |  |  |  | 013-38934 | 013-38934 | Stryker Corporation | 0240-031-050 |  | SV7329I0306 | SW - OR |  |  |  |  | 013-38934 | 013-38934 | Southwest | Memorial Hermann Southwest Hospital | SW - OR | Room 18 - Storage | 2/1/20 |  | 2/1/21 | New Add |  |  | MONITORVIDEO-STRYKER-0240-031-050
YES | YES |  |  |  | SV7327C0155 | SV7327C0155 | Stryker Corporation | 0240-031-050 |  | SV7327C0155 | MEMORIAL CITY - MOR |  |  |  |  | SV7327C0155 | SV7327C0155 | West | Memorial Hermann Memorial City Medical Center | MEMORIAL CITY - MOR | OR 8 |  |  |  | Monitor 1
YES | YES |  |  |  | SV7327C0157 | SV7327C0157 | Stryker Corporation | 0240-031-050 |  | SV7327C0157 | MEMORIAL CITY - MOR |  |  |  |  | SV7327C0157 | SV7327C0157 | West | Memorial Hermann Memorial City Medical Center | MEMORIAL CITY - MOR | OR 8
YES | YES |  |  |  | 041-34257 | 041-34257 | Stryker Corporation | 0240-031-050 |  | SV7329D0112 | MEMORIAL CITY - Surgery |  |  |  |  | 041-34257 | 041-34257 | West | Memorial Hermann Memorial City Medical Center | MEMORIAL CITY - Surgery | Surgery OR hallway |  |  |  | States no pm required
YES | YES |  |  |  | 041-21017 | 041-21017 | Stryker Corporation | 0240-031-050 |  | SV7327C0149 | MEMORIAL CITY - ANESTHESIOLOGY |  |  |  |  | 041-21017 | 041-21017 | West | Memorial Hermann Memorial City Medical Center | MEMORIAL CITY - ANESTHESIOLOGY | OR 7
YES | YES |  |  |  | 029-13022 | 029-13022 | Stryker Corporation | 0240-200-100 |  | 19L557734 | WOODLANDS - OR |  |  |  |  | 029-13022 | 029-13022 | Woodlands | Memorial Hermann The Woodlands Medical Center | WOODLANDS - OR | Equipment Storage |  |  |  | ?AuNo PM Required?Au sticker
YES | YES |  |  |  | 029-13026 | 029-13026 | Stryker Corporation | 0240-200-100 |  | 19L563344 | OR |  |  |  |  | 029-13026 | 029-13026 | Woodlands | Memorial Hermann The Woodlands Medical Center | OR | Equipment Storage |  |  |  | ?AuNo PM Required?Au sticker
YES | YES |  |  |  | 013-38943 | 013-38943 | Stryker Corporation | 0240-200-100 |  | 19K592344 | SW-OR |  |  |  |  | 013-38943 | 013-38943 | Southwest | Memorial Hermann Southwest Hospital | SW-OR | OR Hallway | 3/1/20 |  | 3/1/21
YES | YES |  |  |  | 013-38927 | 013-38927 | Stryker Corporation | 0240-200-100 |  | 19K592334 | SW - OR |  |  |  |  | 013-38927 | 013-38927 | Southwest | Memorial Hermann Southwest Hospital | SW - OR | Room 18 - Storage | 2/1/20 |  | 2/1/21 | New Add
YES | YES |  |  |  | 005-34795 | 005-34795 | Stryker Corporation | 0240-260-000 |  |  | SE - RESPIRATORY |  |  |  |  | 005-34795 | 005-34795 | Southeast | Memorial Hermann Southeast Hospital | SE - RESPIRATORY | 4Th floor storage
YES | YES |  |  |  | 099-03986 | 099-03986 | Stryker Corporation | 0678-001-000 |  | 16G512118 | KATY - OR |  |  |  |  | 099-03986 | 099-03986 | Katy | Memorial Hermann Katy Hospital | KATY - OR | OR 11 Sterile Core
YES | YES |  |  |  | 099-07241 | 099-07241 | Stryker Corporation | 0682-001-252 |  |  | TMC - OR - PEDI OR (2R) |  |  |  |  | 099-07241 | 099-07241 | TMC | Memorial Hermann-Texas Medical Center | TMC - OR - PEDI OR (2R) | OR - PEDI OR (2R)
NO | YES | Serial Number 100000000071550 |  |  | 099-07240 | 099-07240 | Stryker Corporation | 0682-001-252 |  |  | TMC-OR-Pedi OR (2R) |  |  |  |  | 099-07240 | 099-07240 | TMC | MHHS-TMC | TMC-OR-Pedi OR (2R) | OR - PEDI OR (2R)
NO | YES |  |  |  | 15F006028 | 15F006028 | Stryker Corporation | 0682-001-312 |  | 15F006028 | MEMORIAL CITY - MHT - JHC OR |  |  |  |  | 15F006028 | 15F006028 | West | Memorial Hermann - Memorial City | MEMORIAL CITY - MHT - JHC OR | MH11 Room 503.1
YES | YES |  |  |  | ISF006068 | ISF006068 | Stryker Corporation | 0682-001-312 |  | ISF006068 | Memorial City Surgery Dept - Ortho |  |  |  |  | ISF006068 | ISF006068 | West | Memorial Hermann - Memorial City | Memorial City Surgery Dept - Ortho | MH11 508.1 Equipment Storage
YES | YES |  |  |  | 099-10026 | 099-10026 | Stryker Corporation | 0682-400-137 |  |  | TMC - OR - PEDS Roberson building |  |  |  |  | 099-10026 | 099-10026 | TMC | Memorial Hermann Texas Medical Center | TMC - OR - PEDS Roberson building | OR 58
YES | YES |  |  |  | 009-33292 | 009-33292 | Stryker Corporation | 0682-400-550 |  |  | Surgery |  |  |  |  | 009-33292 | 009-33292 | Katy | Memorial Hermann Northeast Hospital | Surgery | Surgery |  |  |  | No p.m.
YES | YES |  |  |  | 129-31261 | 129-31261 | Stryker Corporation | 0702-014-000 |  |  | SUGAR LAND - LABOR |  |  |  |  | 129-31261 | 129-31261 | Sugar Land | Memorial Hermann Sugar Land Hospital | SUGAR LAND - LABOR | OR 1/2
YES | YES |  |  |  | 041-33884 | 041-33884 | Stryker Corporation | 0702-014-000 |  | 170-230-0993 | L |  |  |  |  | 041-33884 | 041-33884 | West | Women?s Memorial Hermann Memorial City Hospital | L | Memorial City - Labor
YES | YES |  |  |  | 029-13938 | 029-13938 | Stryker Corporation |  |  | 0212 038966 | Out patient lab |  |  |  |  | 029-13938 | 029-13938 | Woodlands | Memorial Hermann Hospital Woodlands | Out patient lab | Out Patient Lab
YES | YES |  |  |  | 029-13936 | 029-13936 | Stryker Corporation |  |  |  | WOODLANDS ER |  |  |  |  | 029-13936 | 029-13936 | Woodlands | Memorial Hermann Hospital Woodlands | WOODLANDS ER | ER20
YES | YES |  |  |  | 099-03293 | 099-03293 | Stryker Corporation | 1488HD |  | 14I029584 | KATY - OR |  |  |  |  | 099-03293 | 099-03293 | Katy | Memorial Hermann Katy Hospital | KATY - OR | OR1 | 2/1/20 |  |  | Unit say non hospital owned but has sticker from 1-2018
YES | YES |  |  |  | 151-02234 | 151-02234 | Stryker Corporation | 1588 AIM |  | 16L534944 | CY - OR |  |  |  |  | 151-02234 | 151-02234 | Northwest | Memorial Hermann Cypress Hospital | CY - OR | OR 4 | 12/1/17 | 12/1/18 |  |  |  | Camera, Video | CAMERAVIDEO-STRYKER-1588 AIM | [23 empty] | CAMERAVIDEO | Camera, Video | STRYKER
YES | YES |  |  |  | 151-02224 | 151-02224 | Stryker Corporation | 1588 AIM |  | 16l534844 | Or |  |  |  |  | 151-02224 | 151-02224 | Northwest | Memorial Hermann Cypress Hospital | Or | Or 5 | 12/1/17 | 12/1/18 |  |  |  | Camera, Video | CAMERAVIDEO-STRYKER-1588 AIM | [23 empty] | CAMERAVIDEO | Camera, Video | STRYKER
YES | YES | Serial Number Cnf |  |  | 133-31011 | 133-31011 | Stryker Corporation | 1588 AIM |  | Cnf | SUGAR LAND - OR |  |  |  |  | 133-31011 | 133-31011 | Sugar Land |  | SUGAR LAND - OR |  |  |  |  | No pm |  | Camera, Video | CAMERAVIDEO-STRYKER-1588 AIM | [23 empty] | CAMERAVIDEO | Camera, Video | STRYKER
YES | YES |  |  |  | 005-11560 | 005-11560 | Stryker Corporation | 1588 AIM |  | 16D000144 | SE - RESPIRATORY |  |  |  |  | 005-11560 | 005-11560 | Southeast | Memorial Hermann Southeast Hospital | SE - RESPIRATORY | 4Th floor storage
YES | YES | Serial Number Cnf |  |  | 041-19333 | 041-19333 | Stryker Corporation | 1588 AIM |  | CNF | OR |  |  |  |  | 041-19333 | 041-19333 | West | Memorial Hermann - Memorial City | OR | Back Hallway
YES | YES | Serial Number Cnf |  |  | 041-34260 | 041-34260 | Stryker Corporation | 1588 AIM |  | CNF | OR |  |  |  |  | 041-34260 | 041-34260 | West | Memorial Hermann - Memorial City | OR | Back Hallway
YES | YES |  |  |  | 013-38938 | 013-38938 | Stryker Corporation | 1688 AIM 1688-610-122 |  | 19K553934 | SW - OR |  |  |  |  | 013-38938 | 013-38938 | Southwest | Memorial Hermann Southwest Hospital | SW - OR | Room 18 - Storage | 2/1/20 |  | 2/1/21 | New Add
YES | YES |  |  |  | 013-39329 | 013-39329 | Stryker Corporation | 1688 AIM 4K |  | 19K553904 | SW-OR |  |  |  |  | 013-39329 | 013-39329 | Southwest | Memorial Hermann Southwest Hospital | SW-OR | OR Hallway | 3/1/20 |  | 3/1/21
YES | YES |  |  |  | 013-38930 | 013-38930 | Stryker Corporation | 1688 AIM 4K |  | 19K553784 | SW - OR |  |  |  |  | 013-38930 | 013-38930 | Southwest | Memorial Hermann Southwest Hospital | SW - OR | Room 18 - Storage | 2/1/20 |  | 2/1/21 | New Add
YES | YES |  |  |  | 041-33412 | 041-33412 | Stryker Corporation |  |  |  | Biomed |  |  |  |  | 041-33412 | 041-33412 | Southeast | Memorial Hermann Southeast Hospital | Biomed | Bed Repair Shop
YES | YES |  |  |  | 041-33413 | 041-33413 | Stryker Corporation |  |  |  | Biomed |  |  |  |  | 041-33413 | 041-33413 | Southeast | Memorial Hermann Southeast Hospital | Biomed | Bed Repair Shop
YES | YES |  |  |  | 041-33416 | 041-33416 | Stryker Corporation |  |  |  | Biomed |  |  |  |  | 041-33416 | 041-33416 | Southeast | Memorial Hermann Southeast Hospital | Biomed | Bed Repair Shop
YES | YES |  |  |  | 041-33426 | 041-33426 | Stryker Corporation |  |  |  | Biomed |  |  |  |  | 041-33426 | 041-33426 | Southeast | Memorial Hermann Southeast Hospital | Biomed | Bed Repair Shop
YES | YES |  |  |  | 041-33417 | 041-33417 | Stryker Corporation |  |  |  | Biomed |  |  |  |  | 041-33417 | 041-33417 | Southeast | Memorial Hermann Southeast Hospital | Biomed | Bed Repair Shop
YES | YES |  |  |  | 041-33418 | 041-33418 | Stryker Corporation |  |  |  | Biomed |  |  |  |  | 041-33418 | 041-33418 | Southeast | Memorial Hermann Southeast Hospital | Biomed | Bed Repair Shop
YES | YES |  |  |  | 041-33620 | 041-33620 | Stryker Corporation |  |  |  | Biomed |  |  |  |  | 041-33620 | 041-33620 | Southeast | Memorial Hermann Southeast Hospital | Biomed | Bed repair shop
YES | YES |  |  |  | 041-33621 | 041-33621 | Stryker Corporation |  |  |  | Biomed |  |  |  |  | 041-33621 | 041-33621 | Southeast | Memorial Hermann Southeast Hospital | Biomed | Bed repair shop
YES | YES |  |  |  | 041-33622 | 041-33622 | Stryker Corporation |  |  |  | Biomed |  |  |  |  | 041-33622 | 041-33622 | Southeast | Memorial Hermann Southeast Hospital | Biomed | Bed repair shop
YES | YES |  |  |  | 041-33623 | 041-33623 | Stryker Corporation |  |  |  | Biomed |  |  |  |  | 041-33623 | 041-33623 | Southeast | Memorial Hermann Southeast Hospital | Biomed | Bed repair shop
YES | YES |  |  |  | 041-33423 | 041-33423 | Stryker Corporation |  |  |  | Biomed |  |  |  |  | 041-33423 | 041-33423 | Southeast | Memorial Hermann Southeast Hospital | Biomed | Bed Repair Shop
YES | YES |  |  |  | 041-33424 | 041-33424 | Stryker Corporation |  |  |  | Biomed |  |  |  |  | 041-33424 | 041-33424 | Southeast | Memorial Hermann Southeast Hospital | Biomed | Bed Repair Shop
YES | YES |  |  |  | 041-33506 | 041-33506 | Stryker Corporation | 2040 Zoom |  |  | Memorial Hermann- Southeast |  |  |  |  | 041-33506 | 041-33506 |  | Memorial Hermann- Southeast | Memorial Hermann- Southeast | Bed repair shop | 4/1/20 |  |  | No PM Sticker
YES | YES |  |  |  | 013-04945 | 013-04945 | Stryker Corporation |  |  |  | SW - CPD |  |  |  |  | 013-04945 | 013-04945 | Southwest | Memorial Hermann Southwest Hospital | SW - CPD | CPD |  |  |  | New Ads
YES | YES |  |  |  | 041-33532 | 041-33532 | Stryker Corporation |  |  |  | SE - Bed Repair Shop |  |  |  |  | 041-33532 | 041-33532 | Southeast | Memorial Hermann Southeast Hospital | SE - Bed Repair Shop | Bed Repair Shop
YES | YES |  |  |  | 029-13024 | 029-13024 | Stryker Corporation |  |  | 19L555464 | WOODLANDS - OR |  |  |  |  | 029-13024 | 029-13024 | Woodlands | Memorial Hermann The Woodlands Medical Center | WOODLANDS - OR | Equipment Storage | 2/1/20 |  | 2/1/21 | New Add
YES | YES |  |  |  | 029-13028 | 029-13028 | Stryker Corporation |  |  | 19L555494 | OR |  |  |  |  | 029-13028 | 029-13028 | Woodlands | Memorial Hermann The Woodlands Medical Center | OR | Equipment Storage | 2/1/20 |  | 2/1/21 | New add
YES | YES |  |  |  | 013-38939 | 013-38939 | Stryker Corporation |  |  | 19K555474 | SW - OR |  |  |  |  | 013-38939 | 013-38939 | Southwest | Memorial Hermann Southwest Hospital | SW - OR | Room 18 - Storage | 2/1/20 |  | 2/1/21 | New Add
YES | YES |  |  |  | 013-34014 | 013-34014 | Stryker Corporation |  |  | 19L540924 | SW-OR |  |  |  |  | 013-34014 | 013-34014 | Southwest | Memorial Hermann Southwest Hospital | SW-OR | OR Hallway | 3/1/20 |  | 3/1/21
YES | YES |  |  |  | 013-38931 | 013-38931 | Stryker Corporation |  |  | 19L540874 | SW - OR |  |  |  |  | 013-38931 | 013-38931 | Southwest | Memorial Hermann Southwest Hospital | SW - OR | Room 18 - Storage | 2/1/20 |  | 2/1/21 | New Add
YES | YES | [5 empty] | Stryker Corporation |  |  |  | MEMORIAL CITY - MHT - JHC OR | [6 empty] | West | Memorial Hermann - Memorial City | MEMORIAL CITY - MHT - JHC OR | MH11 OR Room 3 |  |  |  | Flexis Boom System
YES | YES | [5 empty] | Stryker Corporation |  |  |  | MEMORIAL CITY - MHT - JHC OR | [6 empty] | West | Memorial Hermann - Memorial City | MEMORIAL CITY - MHT - JHC OR | 11th Floor OR 8 |  |  |  | Flexis Boom System
YES | YES |  |  |  | 041-02091 | 041-02091 | Stryker Corporation | 2296-1 Console |  |  | MEMORIAL CITY MOR |  |  |  |  | 041-02091 | 041-02091 | West | Memorial Hermann Memorial City Medical Center | MEMORIAL CITY MOR | MEMORIAL CITY MOR
YES | YES |  |  |  | 133-31105 | 133-31105 | Stryker Corporation | 240-030-960 |  | VEH263F0124 | Biomed |  |  |  |  | 133-31105 | 133-31105 | Katy | Memorial Hermann Katy Hospital | Biomed | Biomed shop |  |  |  | No pm |  | Monitor, Video | MONITORVIDEO-Stryker-240-030-960 | [23 empty] | MONITORVIDEO | Monitor, Video | Stryker
YES | YES |  |  |  | 133-31106 | 133-31106 | Stryker Corporation | 240-030-960 |  | VEH260D0297 | Biomed |  |  |  |  | 133-31106 | 133-31106 | Katy | Memorial Hermann Katy Hospital | Biomed | Biomed shop | [5 empty] | Monitor, Video | MONITORVIDEO-Stryker-240-030-960 | [23 empty] | MONITORVIDEO | Monitor, Video | Stryker
YES | YES |  |  |  | 029-13206 | 029-13206 | Stryker Corporation | 240-099-011 |  | 160315AM033 | Woodlands - OR |  |  |  |  | 029-13206 | 029-13206 | Woodlands | Memorial Hermann The Woodlands Medical Center | Woodlands - OR | Equipment Storage |  |  |  | New Add
YES | YES |  |  |  | 029-13207 | 029-13207 | Stryker Corporation | 240-099-011 |  | 160315AM004 | Woodlands - OR |  |  |  |  | 029-13207 | 029-13207 | Woodlands | Memorial Hermann The Woodlands Medical Center | Woodlands - OR | Equipment Storage |  |  |  | New Add
YES | YES |  |  |  | 029-13337 | 029-13337 | Stryker Corporation | 240-099-011 |  | 160315AM002 | Woodlands - OR |  |  |  |  | 029-13337 | 029-13337 | Woodlands | Memorial Hermann The Woodlands Medical Center | Woodlands - OR |  |  |  |  | New Add
YES | YES |  |  |  | 029-13324 | 029-13324 | Stryker Corporation | 240-099-011 |  | 160315AM007 | WOODLANDS - OR |  |  |  |  | 029-13324 | 029-13324 | Woodlands | Memorial Hermann The Woodlands Medical Center | WOODLANDS - OR |  |  |  |  | New Add
YES | YES |  |  |  | 029-13335 | 029-13335 | Stryker Corporation | 240-099-011 |  | 160315AM005 | WOODLANDS - OR |  |  |  |  | 029-13335 | 029-13335 | Woodlands | Memorial Hermann The Woodlands Medical Center | WOODLANDS - OR |  |  |  |  | New Add
YES | YES |  |  |  | 029-13164 | 029-13164 | Stryker Corporation | 240-099-011 |  | 160315AM001 | WOODLANDS - OR |  |  |  |  | 029-13164 | 029-13164 | Woodlands | Memorial Hermann The Woodlands Medical Center | WOODLANDS - OR |  |  |  |  | New Add
YES | YES |  |  |  | 029-13166 | 029-13166 | Stryker Corporation | 240-099-011 |  | 160315AM008 | WOODLANDS - OR |  |  |  |  | 029-13166 | 029-13166 | Woodlands | Memorial Hermann The Woodlands Medical Center | WOODLANDS - OR |  |  |  |  | New Add
NO | YES |  |  |  | 069-46 | 069-40452 | Stryker Corporation | 240-099-011 |  | 150112am011 | TMC - OR - ROBERTSON (2R) |  |  |  |  | 069-46 | 069-40452 |  | Memorial Hermann-tmc | TMC - OR - ROBERTSON (2R) | Or66 |  |  |  | No PM Sticker
NO | YES |  |  |  | 069-40442 | 069-40442 | Stryker Corporation | 240-099-011 |  | 150112AM012 | TMC-OR-Pedi OR (2R) |  |  |  |  | 069-40442 | 069-40442 | TMC | MHHS-TMC | TMC-OR-Pedi OR (2R) | S2 401
YES | YES |  |  |  | 000-04407 | 000-04407 | Stryker Corporation | 240-099-011 |  | 070423AD060 | SE - RESPIRATORY |  |  |  |  | 000-04407 | 000-04407 | Southeast | Memorial Hermann Southeast Hospital | SE - RESPIRATORY | 4Th floor storage
YES | YES | [5 empty] | Stryker Corporation | 240-099-110 |  |  | OR | [6 empty] | West | Memorial Hermann Memorial City | OR | Back Hallway
YES | YES |  |  |  | 029-13197 | 029-13197 | Stryker Corporation | 240-099-155 |  | 2019AN00290 | WOODLANDS - OR |  |  |  |  | 029-13197 | 029-13197 | Woodlands | Memorial Hermann The Woodlands Medical Center | WOODLANDS - OR | Equipment Storage |  |  |  | New Add
YES | YES |  |  |  | 029-13199 | 029-13199 | Stryker Corporation | 240-099-155 |  | 2019AN01397 | WOODLANDS - OR |  |  |  |  | 029-13199 | 029-13199 | Woodlands | Memorial Hermann The Woodlands Medical Center | WOODLANDS - OR | Equipment Storage |  |  |  | New Add
YES | YES |  |  |  | 029-13201 | 029-13201 | Stryker Corporation | 240-099-155 |  | 2019AN01396 | OR |  |  |  |  | 029-13201 | 029-13201 | Woodlands | Memorial Hermann The Woodlands Medical Center | OR | Equipment Storage |  |  |  | New Add
YES | YES |  |  |  | 013-34017 | 013-34017 | Stryker Corporation | 240-099-155 |  | 2019AN00547 | SW-OR |  |  |  |  | 013-34017 | 013-34017 | Southwest | Memorial Hermann Southwest Hospital | SW-OR | OR Hallway | 3/1/20 |  | 3/1/21
YES | YES |  |  |  | 013-34019 | 013-34019 | Stryker Corporation | 240-099-155 |  | 2019AN00545 | SW - OR |  |  |  |  | 013-34019 | 013-34019 | Southwest | Memorial Hermann Southwest Hospital | SW - OR | Room 18 - Storage | 3/1/20 |  | 3/1/21 | New Add
YES | YES |  |  |  | 099-14166 | 099-14166 | Stryker Corporation | 300-115 |  |  | TWC |  |  |  |  | 099-14166 | 099-14166 | TMC | Memorial Hermann-Texas Medical Center | TWC | Pedi Pacu
YES | YES |  |  |  | 099-08969 | 099-08969 | Stryker Corporation | 3005 S3 |  | 1401 15162 | TIRR - PATIENT CARE UNIT 6 - 2414378 |  |  |  |  | 099-08969 | 099-08969 | TMC | Memorial Hermann Imaging Center - TIRR | TIRR - PATIENT CARE UNIT 6 - 2414378 | TIRR - PATIENT CARE UNIT 6-
YES | YES |  |  |  | 099-08844 | 099-08844 | Stryker Corporation | 3005 S3 |  | 1401 15157 | TIRR - PATIENT CARE UNIT 6 - 2414378 |  |  |  |  | 099-08844 | 099-08844 | TMC | Memorial Hermann Imaging Center - TIRR | TIRR - PATIENT CARE UNIT 6 - 2414378 | TIRR - PATIENT CARE UNIT 6-
YES | YES |  |  |  | 099-08846 | 099-08846 | Stryker Corporation | 3005 S3 |  | 1409 15805 | TIRR - PATIENT CARE UNIT 6 - 2414378 |  |  |  |  | 099-08846 | 099-08846 | TMC | Memorial Hermann Imaging Center - TIRR | TIRR - PATIENT CARE UNIT 6 - 2414378 | TIRR - PATIENT CARE UNIT 6-
YES | YES |  |  |  | 099-08851 | 099-08851 | Stryker Corporation | 3005 S3 |  | 1409 16552 | TIRR - |  |  |  |  | 099-08851 | 099-08851 | TMC | TIRR Memorial Hermann | TIRR - | TIRR MEMORIIAL HERMANN
YES | YES |  |  |  | 099-08857 | 099-08857 | Stryker Corporation | 3005 S3 |  | 1401 15168 | TIRR - PATIENT CARE UNIT 5 - 2414376 |  |  |  |  | 099-08857 | 099-08857 | TMC | TIRR Memorial Hermann | TIRR - PATIENT CARE UNIT 5 - 2414376 | TIRR - PCU 5
YES | YES |  |  |  | 099-08958 | 099-08958 | Stryker Corporation | 3005 S3 |  | 1409-15811 | TIRR - PATIENT CARE UNIT 4 - 2414374 |  |  |  |  | 099-08958 | 099-08958 | TMC | TIRR Memorial Hermann | TIRR - PATIENT CARE UNIT 4 - 2414374 | TIRR - PCU 4
YES | YES |  |  |  | 099-08963 | 099-08963 | Stryker Corporation | 3005 S3 |  | 1409 16556 | TIRR - PCU 3 |  |  |  |  | 099-08963 | 099-08963 | TMC | TIRR Memorial Hermann | TIRR - PCU 3 | TIRR - PCU 3
YES | YES |  |  |  | 099-08965 | 099-08965 | Stryker Corporation | 3005 S3 |  | 1409 16550 | TIRR - PCU 3 |  |  |  |  | 099-08965 | 099-08965 | TMC | TIRR Memorial Hermann | TIRR - PCU 3 | TIRR - PCU 3
YES | YES |  |  |  | 241-04212 | 241-04212 | Stryker Corporation | 3005 S3 |  | 1401 15159 | TIRR - PCU 3 |  |  |  |  | 241-04212 | 241-04212 | TMC | TIRR Memorial Hermann | TIRR - PCU 3 | TIRR - PCU 3
YES | YES |  |  |  | 241-04218 | 241-04218 | Stryker Corporation | 3005 S3 |  | 1401 15155 | TIRR - PCU 3C |  |  |  |  | 241-04218 | 241-04218 | TMC | TIRR Memorial Hermann | TIRR - PCU 3C | TIRR - PCU 3C
YES | YES |  |  |  | 241-04219 | 241-04219 | Stryker Corporation | 3005 S3 |  | 1409 15816 | TIRR - PCU 3C |  |  |  |  | 241-04219 | 241-04219 | TMC | TIRR Memorial Hermann | TIRR - PCU 3C | TIRR - PCU 3C
YES | YES |  |  |  | 099-11078 | 099-11078 | Stryker Corporation | 3005 S3 |  |  | TMC JONES 9 TCU |  |  |  |  | 099-11078 | 099-11078 | TMC | Memorial Hermann-Texas Medical Center | TMC JONES 9 TCU | J845.1
YES | YES |  |  |  | 099-07695 | 099-07695 | Stryker Corporation | 3005 S3 |  |  | SE - OR - PACU |  |  |  |  | 099-07695 | 099-07695 | Southeast | Memorial Hermann Southeast Hospital | SE - OR - PACU | Bay 10 |  |  |  | No pm found
YES | YES |  |  |  | 099-06146 | 099-06146 | Stryker Corporation | 3005 S3 |  | 180315444q | SE - FAMILY CENTER |  |  |  |  | 099-06146 | 099-06146 | Southeast | Memorial Hermann Southeast Hospital | SE - FAMILY CENTER | S4 413 | 4/1/20 |  |  | No pm found
YES | YES |  |  |  | 041-33617 | 041-33617 | Stryker Corporation | 3005 S3 |  |  | Biomed |  |  |  |  | 041-33617 | 041-33617 | Southeast | Memorial Hermann Southeast Hospital | Biomed | Bed repair shop
YES | YES |  |  |  | 041-33528 | 041-33528 | Stryker Corporation | 3005 S3 |  | 1711 15530 | SE - Bed Repair Shop |  |  |  |  | 041-33528 | 041-33528 | Southeast | Memorial Hermann Southeast Hospital | SE - Bed Repair Shop | Bed Repair Shop | 4/1/20 |  | 11/1/17
YES | YES |  |  |  | 099-02768 | 099-02768 | Stryker Corporation | 3005s3 |  |  | KATY - OB SPECIAL OBSERVATION - 3E |  |  |  |  | 099-02768 | 099-02768 | Katy | Memorial Hermann Katy Hospital | KATY - OB SPECIAL OBSERVATION - 3E | Ped 2
YES | YES |  |  |  | 099-06680 | 099-06680 | Stryker Corporation | 3005S3 |  | 1803 15420 | SE-Labor and delivery |  |  |  |  | 099-06680 | 099-06680 | Southeast | Memorial Hermann Southeast Hospital | SE-Labor and delivery |  |  |  | 4/1/20
YES | YES |  |  |  | 099-06760 | 099-06760 | Stryker Corporation | 3005S3 |  | 1803 15433 | SE - UNIT 4B (WOMENS SERVICES) |  |  |  |  | 099-06760 | 099-06760 | Southeast | Memorial Hermann Southeast Hospital | SE - UNIT 4B (WOMENS SERVICES)
YES | YES |  |  |  | 099-06748 | 099-06748 | Stryker Corporation | 3005S3 |  | 1803 15419 | SE - L |  |  |  |  | 099-06748 | 099-06748 | Southeast | Memorial Hermann Southeast Hospital | SE - L
YES | YES |  |  |  | 041-33518 | 041-33518 | Stryker Corporation | 3005S3 |  |  | Memorial Hermann- Southeast |  |  |  |  | 041-33518 | 041-33518 |  | Memorial Hermann- Southeast | Memorial Hermann- Southeast | Bed repair shop | 4/1/20 |  |  | No PM Sticker
YES | YES |  |  |  | 099-02060 | 099-02060 | Stryker Corporation | 3005S3EX |  |  | KATY - ICU |  |  |  |  | 099-02060 | 099-02060 | Katy | Memorial Hermann Katy Hospital | KATY - ICU | Hallway
YES | YES |  |  |  | 099-06488 | 099-06488 | Stryker Corporation | 3005S3EX |  |  | SE- Central Supply |  |  |  |  | 099-06488 | 099-06488 | Southeast | Memorial Hermann Southeast Hospital | SE- Central Supply
YES | YES |  |  |  | 099-06490 | 099-06490 | Stryker Corporation | 3005S3EX |  |  | SE- Central Supply |  |  |  |  | 099-06490 | 099-06490 | Southeast | Memorial Hermann Southeast Hospital | SE- Central Supply | Family Life RM 408
YES | YES |  |  |  | 099-06493 | 099-06493 | Stryker Corporation | 3005S3EX |  |  | SE- Central Supply |  |  |  |  | 099-06493 | 099-06493 | Southeast | Memorial Hermann Southeast Hospital | SE- Central Supply | Family Life RM 412
YES | YES |  |  |  | 009-33274 | 009-33274 | Stryker Corporation | 3005S3EX |  |  | Katy OB Specials Observation |  |  |  |  | 009-33274 | 009-33274 | Katy | Memorial Hermann Katy Hospital | Katy OB Specials Observation | PED 1 Tower3 |  |  |  | No p.m.
YES | YES |  |  |  | 583-01691 | 583-01691 | Stryker Corporation | 32?Au |  | SV7329D0010 | NE - OR |  |  |  |  | 583-01691 | 583-01691 | Katy | NE - OR | NE - OR | NE - OR
YES | YES |  |  |  | 009-33225 | 009-33225 | Stryker Corporation | 32?Au |  | N/A | NE - OR |  |  |  |  | 009-33225 | 009-33225 | Katy | NE - OR | NE - OR | NE - OR
YES | YES |  |  |  | 009-33226 | 009-33226 | Stryker Corporation | 32?Au |  | Monitor 2 | NE - OR |  |  |  |  | 009-33226 | 009-33226 | Katy | NE - OR | NE - OR | NE - OR
YES | YES |  |  |  | 029-12989 | 029-12989 | Stryker Corporation | 4K 0240-031-050 |  |  | Surgery OR |  |  |  |  | 029-12989 | 029-12989 | Woodlands | Memorial Hermann Hospital Woodlands | Surgery OR | OR Room 18
YES | YES |  |  |  | 029-12986 | 029-12986 | Stryker Corporation | 4K MINITOR |  |  | Surgical room |  |  |  |  | 029-12986 | 029-12986 | Woodlands | Memorial Hermann Hospital Woodlands | Surgical room | OR Room 18 |  |  |  | 4K monitor #1
YES | YES |  |  |  | 099-02624 | 099-02624 | Stryker Corporation | 4k monitor |  |  | NE - OR |  |  |  |  | 099-02624 | 099-02624 | Katy | Memorial Hermann Northeast Hospital | NE - OR | Or 4
YES | YES | Serial Number Cnf |  |  | 099-03861 | 099-03861 | Stryker Corporation | 4K Monitor |  | Cnf | OR |  |  |  |  | 099-03861 | 099-03861 | Katy | Memorial Hermann Northeast Hospital | OR | OR 4 |  |  |  | Model and serial covered by mounting plate
YES | YES | Serial Number Cnf |  |  | 099-01353 | 099-01353 | Stryker Corporation | 4K Monitor |  | Cnf | OR |  |  |  |  | 099-01353 | 099-01353 | Katy | Memorial Hermann Northeast Hospital | OR | OR 4 |  |  |  | Model and serial covered by mounting plate
YES | YES |  |  |  | 029-13158 | 029-13158 | Stryker Corporation | 4K surgical display |  | SV7328A0044 | WOODLANDS - OR |  |  |  |  | 029-13158 | 029-13158 | Woodlands |  | WOODLANDS - OR | Storage room
YES | YES |  |  |  | 029-05053 | 029-05053 | Stryker Corporation | 5400-50 |  |  | Woodlands-OR |  |  |  |  | 029-05053 | 029-05053 | Woodlands | MHHS-Woodlands | Woodlands-OR | Equipment Storage |  |  |  | ?AuOne time inspection?Au sticker - damaged corner |  | Shaver System Control Unit | SHAVERSYSCONTROLUNIT-Stryker-5400-50 | [23 empty] | SHAVERSYSCONTROLUNIT | Shaver System Control Unit | Stryker
YES | YES |  |  |  | 013-15573 | 013-15573 | Stryker Corporation | 5400-50 |  |  | GH-OR |  |  |  |  | 013-15573 | 013-15573 | Central | MHHS-Greater Heights | GH-OR | Storage | 12/1/19 |  | 12/1/20
NO | YES | Serial Number 627100183 |  |  | 925-00653 | 925-00653 | Stryker Corporation | 5400-50 |  |  | OR |  |  |  |  | 925-00653 | 925-00653 | Central | Joint Center - Orthopedic and Spine Hospital | OR | OR 2
NO | YES | Serial Number 602700523 |  |  | 929-00581 | 929-00581 | Stryker Corporation | 5400-50 |  |  | OR |  |  |  |  | 929-00581 | 929-00581 | Central | Joint Center - Orthopedic and Spine Hospital | OR | OR 3 | 8/1/19 |  | 8/1/20
YES | YES |  |  |  | 099-07223 | 099-07223 | Stryker Corporation | 6110-120-000 |  |  | TMC - OR - ROBERTSON (2R) |  |  |  |  | 099-07223 | 099-07223 | TMC | Memorial Hermann-Texas Medical Center | TMC - OR - ROBERTSON (2R) | Pedi Storage Room
YES | YES |  |  |  | 029-11823 | 029-11823 | Stryker Corporation |  |  |  | ER |  |  |  |  | 029-11823 | 029-11823 | Woodlands | 24 Hour Emergency Room - Convenient Care Center in Spring | ER | ER
YES | YES | Serial Number Cnf |  |  | 099-01330 | 099-01330 | Stryker Corporation | 7110-120-000 |  | Cnf | Sterile Processing |  |  |  |  | 099-01330 | 099-01330 |  |  | Sterile Processing | Strerile Processing |  |  |  | No pm
YES | YES |  |  |  | 013-36041 | 013-36041 | Stryker Corporation | 7110-120-000 |  |  | SW - CPD |  |  |  |  | 013-36041 | 013-36041 | Southwest | Memorial Hermann Southwest Hospital | SW - CPD | CPD | 11/1/15 |  | 11/1/16 | New Add
YES | YES |  |  |  | 013-36383 | 013-36383 | Stryker Corporation | 7110-120-000 |  |  | SW - CPD |  |  |  |  | 013-36383 | 013-36383 | Southwest | Memorial Hermann Southwest Hospital | SW - CPD | CPD | 11/1/15 |  | 11/1/16
YES | YES |  |  |  | 069-43073 | 069-43073 | Stryker Corporation | 7110-120-000 |  |  | OR |  |  |  |  | 069-43073 | 069-43073 | TMC | Memorial Hermann-Texas Medical Center | OR | OR 3 control room
YES | YES |  |  |  | 099-07828 | 099-07828 | Stryker Corporation | 7110-120-000 |  | 142-511-3373 | SE - OR |  |  |  |  | 099-07828 | 099-07828 | Southeast | Southeast | SE - OR | SE-OR Corridor
YES | YES |  |  |  | 099-07829 | 099-07829 | Stryker Corporation | 7110-120-000 |  | 142-270-1443 | SE - OR |  |  |  |  | 099-07829 | 099-07829 | Southeast | Southeast | SE - OR | SE-OR Corridor
YES | YES |  |  |  | 099-07830 | 099-07830 | Stryker Corporation | 7110-120-000 |  | 142-270-1483 | SE - OR |  |  |  |  | 099-07830 | 099-07830 | Southeast | Southeast | SE - OR | SE-OR Corridor
YES | YES |  |  |  | 099-07831 | 099-07831 | Stryker Corporation | 7110-120-000 |  | 151-810-4723 | SE - OR |  |  |  |  | 099-07831 | 099-07831 | Southeast | Southeast | SE - OR | SE-OR Corridor
YES | YES |  |  |  | 099-07794 | 099-07794 | Stryker Corporation | 7110-120-000 |  | 142-270-1473 | SE - OR |  |  |  |  | 099-07794 | 099-07794 | Southeast | Southeast | SE - OR | SE-OR Corridor
YES | YES |  |  |  | 099-07795 | 099-07795 | Stryker Corporation | 7110-120-000 |  | 142-511-3443 | SE - OR |  |  |  |  | 099-07795 | 099-07795 | Southeast | Southeast | SE - OR | SE-OR Corridor
YES | YES | [5 empty] | Stryker Corporation | [10 empty] | Katy | Memorial Hermann Diagnostic Laboratory - Convenient Care Center in Kingwood - Level 2 (#200) | [7 empty] | Stretcher | STRETCHER-Stryker-0737 | [23 empty] | STRETCHER | Stretcher | Stryker
YES | YES |  |  |  | 151-04808 | 151-04808 | Stryker Corporation |  |  | 190-0700059 | CY - LABORATORY |  |  |  |  | 151-04808 | 151-04808 | Cypress | Cypress | CY - LABORATORY | Pathology | 2/1/20 | 1/1/21 |  |  |  | Saw, Autopsy | SAWAUTOPSY-Stryker-810 | [23 empty] | SAWAUTOPSY | Saw, Autopsy | Stryker
YES | YES |  |  |  | 069-43778 | 069-43778 | Stryker Corporation |  |  |  | TMC - LABORATORY - ANATOMIC PATHOLOGY (2R) |  |  |  |  | 069-43778 | 069-43778 | TMC | Memorial Hermann-Texas Medical Center | TMC - LABORATORY - ANATOMIC PATHOLOGY (2R) | S3 200.2
YES | YES |  |  |  | 041-33269 | 041-33269 | Stryker Corporation |  |  |  | TMC - LABORATORY - ANATOMIC PATHOLOGY (2R) |  |  |  |  | 041-33269 | 041-33269 | TMC | Memorial Hermann-Texas Medical Center | TMC - LABORATORY - ANATOMIC PATHOLOGY (2R) | S3 200.2
YES | YES |  |  |  | 099-07423 | 099-07423 | Stryker Corporation |  |  |  | SE - OR |  |  |  |  | 099-07423 | 099-07423 | Southeast | Memorial Hermann Southeast Hospital | SE - OR | Room 12
YES | YES |  |  |  | 099-07849 | 099-07849 | Stryker Corporation |  |  |  | SE - OR |  |  |  |  | 099-07849 | 099-07849 | Southeast | Memorial Hermann Southeast Hospital | SE - OR | Room 12
YES | YES |  |  |  | 099-07850 | 099-07850 | Stryker Corporation |  |  |  | SE - OR |  |  |  |  | 099-07850 | 099-07850 | Southeast | Memorial Hermann Southeast Hospital | SE - OR | Room 12
YES | YES |  |  |  | 099-07394 | 099-07394 | Stryker Corporation |  |  |  | SE - OR |  |  |  |  | 099-07394 | 099-07394 | Southeast | Memorial Hermann Southeast Hospital | SE - OR | Hybrid 2
YES | YES |  |  |  | 099-07393 | 099-07393 | Stryker Corporation |  |  |  | SE - OR |  |  |  |  | 099-07393 | 099-07393 | Southeast | Memorial Hermann Southeast Hospital | SE - OR | Hybrid 2
YES | YES |  |  |  | 099-07367 | 099-07367 | Stryker Corporation |  |  |  | SE - OR |  |  |  |  | 099-07367 | 099-07367 | Southeast | Memorial Hermann Southeast Hospital | SE - OR | Hybrid 2
YES | YES |  |  |  | 029-12991 | 029-12991 | Stryker Corporation | 83171 Light Head |  |  | Surgery OR |  |  |  |  | 029-12991 | 029-12991 | Woodlands | Memorial Hermann Hospital Woodlands | Surgery OR | OR Room 18
YES | YES |  |  |  | 029-12992 | 029-12992 | Stryker Corporation | 83171 Light Head |  |  | Surgery OR |  |  |  |  | 029-12992 | 029-12992 | Woodlands | Memorial Hermann Hospital Woodlands | Surgery OR | OR Room 18
NO | YES |  |  |  | 129-00321 | 129-00321 | Stryker Corporation |  |  |  | ED |  |  |  |  | 129-00321 | 129-00321 |  |  | ED | Room 15 closet | [5 empty] | Saw, Cast | SAWCAST-Stryker-848 | [23 empty] | SAWCAST | Saw, Cast | Stryker
YES | YES |  |  |  | 041-01499 | 041-01499 | Stryker Corporation |  |  | N/A | MEMORIAL CITY |  |  |  |  | 041-01499 | 041-01499 | West | Memorial Hermann Memorial City Medical Center | MEMORIAL CITY | MEMORIAL CITY
YES | YES |  |  |  | 099-04163 | 099-04163 | Stryker Corporation |  |  |  | PEARLAND - OR |  |  |  |  | 099-04163 | 099-04163 | Pearland | Memorial Hermann Pearland Hospital | PEARLAND - OR | Sterile Core | [5 empty] | Saw, Cast | SAWCAST-Stryker-940 | [23 empty] | SAWCAST | Saw, Cast | Stryker
YES | YES |  |  |  | 099-00767 | 099-00767 | Stryker Corporation |  |  |  | NE - OR |  |  |  |  | 099-00767 | 099-00767 | Katy | Memorial Hermann Northeast Hospital | NE - OR | Or storage |  |  |  | No pm |  | Saw, Cast | SAWCAST-Stryker-940 | [23 empty] | SAWCAST | Saw, Cast | Stryker
YES | YES | Serial Number Cng |  |  | 099-07810 | 099-07810 | Stryker Corporation |  |  | CNG | SE OR |  |  |  |  | 099-07810 | 099-07810 | Southeast | Memorial Hermann Southeast | SE OR | Clean Supplies
YES | YES |  |  |  | 099-07719 | 099-07719 | Stryker Corporation |  |  |  | TMC - OR - ROBERTSON (2R) |  |  |  |  | 099-07719 | 099-07719 | TMC | Memorial Hermann-Texas Medical Center | TMC - OR - ROBERTSON (2R) | TMC - OR - ROBERTSON (2R)
YES | YES |  |  |  | 005-12330 | 005-12330 | Stryker Corporation | 986 CastVac |  |  | SWE-CCC |  |  |  |  | 005-12330 | 005-12330 | Southeast | Memorial Hermann Convenient Care Center in League City (League City CCC) | SWE-CCC | CCC-ER | 2/1/20 |  | 2/1/21
YES | YES |  |  |  | 041-33798 | 041-33798 | Stryker Corporation | 986 CastVac with mobile stand |  |  | MEMORIAL CITY - Pediatrics |  |  |  |  | 041-33798 | 041-33798 | West | Memorial Hermann Memorial City Medical Center | MEMORIAL CITY - Pediatrics | MEMORIAL CITY - MHT - Pediatrics MH4 400.3 med room
YES | YES |  |  |  | 099-04664 | 099-04664 | Stryker Corporation | Air Input Pressure: 70-100 PSIG |  |  | KATY - OR |  |  |  |  | 099-04664 | 099-04664 | Katy | Memorial Hermann Katy Hospital | KATY - OR | O.R. Storage W2:207 | 2/1/20 | 2/1/20
YES | YES |  |  |  | 099-05825 | 099-05825 | Stryker Corporation | Aurora four |  | (21) 20 19095961 | Memorial Hermann- Texas Medcal Center- OR |  |  |  |  | 099-05825 | 099-05825 |  | TMC | Memorial Hermann- Texas Medcal Center- OR | OR34 | 4/1/20 |  |  | No PM Sticker |  |  | LAMPSURGCEILING-SKYTRON-Aurora 4
YES | YES | [5 empty] | Stryker Corporation | Automatic High Bacuum Foot Pump |  |  | Memorial City Surgery Dept - Ortho | [6 empty] | West | Memorial Hermann - Memorial City | Memorial City Surgery Dept - Ortho | 11th Floor OR Room 8
YES | YES |  |  |  | 013-34018 | 013-34018 | Stryker Corporation | Auxillary Cart |  |  | SW - OR |  |  |  |  | 013-34018 | 013-34018 | Southwest | Memorial Hermann Southwest Hospital | SW - OR | Room 18 - Storage | 3/1/20 |  | 3/1/21 | New Add
YES | YES |  |  |  | 099-07746 | 099-07746 | Stryker Corporation | Berchtold |  |  | SE - OR |  |  |  |  | 099-07746 | 099-07746 | Southeast | Memorial Hermann Southeast Hospital | SE - OR | OR14 |  |  | 4/1/20
YES | YES |  |  |  | 099-07744 | 099-07744 | Stryker Corporation | Berchtold |  |  | SE - OR |  |  |  |  | 099-07744 | 099-07744 | Southeast | Memorial Hermann Southeast Hospital | SE - OR | OR14
YES | YES |  |  |  | 099-07745 | 099-07745 | Stryker Corporation | Berchtold |  |  | SE - OR |  |  |  |  | 099-07745 | 099-07745 | Southeast | Memorial Hermann Southeast Hospital | SE - OR | OR14
YES | YES |  |  |  | 099-07743 | 099-07743 | Stryker Corporation | Berchtold |  |  | SE - OR |  |  |  |  | 099-07743 | 099-07743 | Southeast | Memorial Hermann Southeast Hospital | SE - OR | OR14
YES | YES |  |  |  | 009-33131 | 009-33131 | Stryker Corporation | Berchtold |  |  | NE - OR |  |  |  |  | 009-33131 | 009-33131 | Katy |  | NE - OR
YES | YES |  |  |  | 009-34634 | 009-34634 | Stryker Corporation | Berchtold operon d |  |  | GH - LABOR |  |  |  |  | 009-34634 | 009-34634 | Central | Memorial Hermann Hospital greater heights | GH - LABOR | OR1 | 12/1/19 |  | 12/1/20
YES | YES |  |  |  | SV7327C0165 | SV7327C0165 | Stryker Corporation | BMP150S24F11 |  | SV7327C0165 | OR |  |  |  |  | SV7327C0165 | SV7327C0165 | West | Memorial Hermann - Memorial City | OR | Back Hallway
YES | YES |  |  |  | 041-34256 | 041-34256 | Stryker Corporation | BMP150S24F11 |  | SV7329D0082 | OR |  |  |  |  | 041-34256 | 041-34256 | West | Memorial Hermann - Memorial City | OR | Back Hallway
YES | YES |  |  |  | SV7327K0080 | SV7327K0080 | Stryker Corporation | BMP150S24F11 |  | SV7327K0080 | OR |  |  |  |  | SV7327K0080 | SV7327K0080 | West | Memorial Hermann - Memorial City | OR | Back Hallway
YES | YES |  |  |  | SV732610034 | SV732610034 | Stryker Corporation | BPM150S24F11 |  | SV732610034 | OR |  |  |  |  | SV732610034 | SV732610034 | West | Memorial Hermann Memorial City | OR | Back Hallway
YES | YES |  |  |  | 005-33155 | 005-33155 | Stryker Corporation | Cart |  |  | Sugar Land OR |  |  |  |  | 005-33155 | 005-33155 | Sugar Land | Memorial Hermann Sugar Land Hospital | Sugar Land OR | OR 7
YES | YES |  |  |  | 005-12321 | 005-12321 | Stryker Corporation | Chromophare 300 |  |  | ER |  |  |  |  | 005-12321 | 005-12321 | Southeast | Memorial Hermann Convenient Care Center in League City (League City CCC) | ER | Equipment Room | 2/1/20 |  | 2/1/21
YES | YES |  |  |  | 009-33132 | 009-33132 | Stryker Corporation | Chromophare F 628 |  |  | NE - OR |  |  |  |  | 009-33132 | 009-33132 | Katy |  | NE - OR
YES | YES |  |  |  | 009-33130 | 009-33130 | Stryker Corporation | Chromophare F 628 |  |  | NE - OR |  |  |  |  | 009-33130 | 009-33130 | Katy |  | NE - OR
YES | YES |  |  |  | 005-12320 | 005-12320 | Stryker Corporation | Chromophare F300 |  |  | ER |  |  |  |  | 005-12320 | 005-12320 | Southeast | Memorial Hermann Convenient Care Center in League City (League City CCC) | ER | CT Scan Room | 2/1/20 |  | 2/1/21 |  |  |  | LAMPSURGCEILING-Berchtold Corp-Chromophare F300
YES | YES |  |  |  | 133-00108 | 133-00108 | Stryker Corporation | Cnf |  |  | Katy-ER |  |  |  |  | 133-00108 | 133-00108 | Katy | Katy | Katy-ER | ER | 2/1/20 | [5 empty] | .needs class
YES | YES | Serial Number Cnf |  |  | 151-04917 | 151-04917 | Stryker Corporation | CNF |  | CNF | OR |  |  |  |  | 151-04917 | 151-04917 | West | Memorial Hermann - Memorial City | OR | Back Hallway
YES | YES |  |  |  | 925-00861 | 925-00861 | Stryker Corporation | CORE |  |  | MHOSH - OR |  |  |  |  | 925-00861 | 925-00861 | Central | Memorial Hermann Greater Heights Hospital | MHOSH - OR | MHOSH - OR | 8/1/19 |  | 8/1/20
YES | YES |  |  |  | 013-37949 | 013-37949 | Stryker Corporation | CORE |  |  | OR |  |  |  |  | 013-37949 | 013-37949 | Southwest | Memorial Hermann Southwest Hospital | OR | OR | 5/1/19 |  | 5/1/20
YES | YES |  |  |  | 069-45724 | 069-45724 | Stryker Corporation | CORE |  |  | TMC-OR-Pedi OR (2R) |  |  |  |  | 069-45724 | 069-45724 | TMC | MHHS-TMC | TMC-OR-Pedi OR (2R) | OR 7 | 12/1/19 |  | 12/1/20
YES | YES |  |  |  | 099-07784 | 099-07784 | Stryker Corporation | CORE 2 5400-052-000 |  |  | 3rd floor OR |  |  |  |  | 099-07784 | 099-07784 | TMC | Memorial Hermann-Texas Medical Center | 3rd floor OR | S3 415
NO | YES | Serial Number 602700463 |  |  | 929-00560 | 929-00560 | Stryker Corporation | CORE 5400-050-000 |  |  | OR |  |  |  |  | 929-00560 | 929-00560 | Central | Joint Center - Orthopedic and Spine Hospital | OR | OR 5
YES | YES | Serial Number 0 |  |  |  | 029-07832 | Stryker Corporation | CROSSFIRE |  |  | Woodlands - OR | [5 empty] | 029-07832 | Woodlands | Memorial Hermann The Woodlands Medical Center | Woodlands - OR | Equipment Storage | 11/1/19 |  | 11/1/20 | New Add
NO | YES | Serial Number 98100 |  |  | 005-34805 | 005-34805 | Stryker Corporation | Digtal color printer |  |  | SE-Respiratory |  |  |  |  | 005-34805 | 005-34805 | Southeast | MHHS-Southeast | SE-Respiratory | 4Th floor storage |  |  | 4/1/20
YES | YES |  |  |  | 151-04918 | 151-04918 | Stryker Corporation | DNF |  | DNF | OR |  |  |  |  | 151-04918 | 151-04918 | West | Memorial Hermann - Memorial City | OR | Back Hallway
YES | YES |  |  |  | 099-07861 | 099-07861 | Stryker Corporation | Endoscopy |  | SV7328K0221 | TMC - OR - PEDI OR (2R) |  |  |  |  | 099-07861 | 099-07861 | TMC | Memorial Hermann-Texas Medical Center | TMC - OR - PEDI OR (2R) | OR Hallway
YES | YES |  |  |  | 099-07856 | 099-07856 | Stryker Corporation | Endoscopy |  | SV7328K0468 | TMC - OR - PEDI OR (2R) |  |  |  |  | 099-07856 | 099-07856 | TMC | Memorial Hermann-Texas Medical Center | TMC - OR - PEDI OR (2R) | OR Hallway
YES | YES |  |  |  | 099-03612 | 099-03612 | Stryker Corporation | FL19F |  | F04335 | KATY - PEDS |  |  |  |  | 099-03612 | 099-03612 | Katy | Memorial Hermann Katy Hospital | KATY - PEDS | PEDS 3
YES | YES |  |  |  | 099-03617 | 099-03617 | Stryker Corporation | FL19F |  | F04594 | Peds |  |  |  |  | 099-03617 | 099-03617 | Katy | Memorial Hermann Katy Hospital | Peds | Storage E3 240
YES | YES |  |  |  | 099-03618 | 099-03618 | Stryker Corporation | FL19F |  | F04336 | Peds |  |  |  |  | 099-03618 | 099-03618 | Katy | Memorial Hermann Katy Hospital | Peds | Storage E3 240
YES | YES |  |  |  |  | 099-03178 | Stryker Corporation | FLEXiS |  |  | OR | [5 empty] | 099-03178 | Katy | Memorial Hermann Katy Hospital | OR | OR 7 |  |  |  | Reference 0682100000
YES | YES |  |  |  | 099-03182 | 099-03182 | Stryker Corporation | FLEXiS |  |  | OR |  |  |  |  | 099-03182 | 099-03182 | Katy | Memorial Hermann Katy Hospital | OR | OR 7
YES | YES |  |  |  | 099-04880 | 099-04880 | Stryker Corporation | FLEXiS |  |  | KATY - OR |  |  |  |  | 099-04880 | 099-04880 | Katy | Memorial Hermann Katy Hospital | KATY - OR | OR 11
YES | YES |  |  |  | 041-33806 | 041-33806 | Stryker Corporation | Flexis service head | [7 empty] | 041-33806 | 041-33806 | [7 empty] | No pm found
YES | YES |  |  |  | 041-33809 | 041-33809 | Stryker Corporation | Flexis service head |  |  | Memorial city Operating room |  |  |  |  | 041-33809 | 041-33809 | West Memorial city | Memorial city - memorial herman hospital | Memorial city Operating room | Procedure room 2 |  |  |  | No pm found
YES | YES |  |  |  | 145-01357 | 145-01357 | Stryker Corporation | Flyte Charger |  |  | PEARLAND - OR |  |  |  |  | 145-01357 | 145-01357 | Pearland | Memorial Hermann Pearland Hospital | PEARLAND - OR | Sterile Core
YES | YES |  |  |  | 099-04405 | 099-04405 | Stryker Corporation | Flyte Helmet |  |  | KATY - OR |  |  |  |  | 099-04405 | 099-04405 | Katy | Memorial Hermann Katy Hospital | KATY - OR | Orthopaedic Equipment Room
YES | YES |  |  |  | 099-04406 | 099-04406 | Stryker Corporation | Flyte Helmet |  |  | KATY - OR |  |  |  |  | 099-04406 | 099-04406 | Katy | Memorial Hermann Katy Hospital | KATY - OR | Orthopaedic Equipment Room
YES | YES |  |  |  | 099-04407 | 099-04407 | Stryker Corporation | Flyte Helmet |  |  | KATY - OR |  |  |  |  | 099-04407 | 099-04407 | Katy | Memorial Hermann Katy Hospital | KATY - OR | Orthopaedic Equipment Room
YES | YES |  |  |  | 099-04408 | 099-04408 | Stryker Corporation | Flyte Helmet |  |  | KATY - OR |  |  |  |  | 099-04408 | 099-04408 | Katy | Memorial Hermann Katy Hospital | KATY - OR | Orthopaedic Equipment Room
YES | YES |  |  |  | 099-04373 | 099-04373 | Stryker Corporation | Flyte Helmet |  |  | KATY - OR |  |  |  |  | 099-04373 | 099-04373 | Katy | Memorial Hermann Katy Hospital | KATY - OR | Orthopaedic Equipment Room
YES | YES |  |  |  | 099-04374 | 099-04374 | Stryker Corporation | Flyte Helmet |  |  | KATY - OR |  |  |  |  | 099-04374 | 099-04374 | Katy | Memorial Hermann Katy Hospital | KATY - OR | Orthopaedic Equipment Room
YES | YES |  |  |  | 099-04375 | 099-04375 | Stryker Corporation | Flyte Helmet |  |  | KATY - OR |  |  |  |  | 099-04375 | 099-04375 | Katy | Memorial Hermann Katy Hospital | KATY - OR | Orthopaedic Equipment Room
YES | YES |  |  |  | 099-04501 | 099-04501 | Stryker Corporation | Flyte Helmet |  |  | KATY - OR |  |  |  |  | 099-04501 | 099-04501 | Katy | Memorial Hermann Katy Hospital | KATY - OR | O.R. Storage W2:207 | 2/1/20
YES | YES |  |  |  | 099-04500 | 099-04500 | Stryker Corporation | Flyte Helmet |  |  | KATY - OR |  |  |  |  | 099-04500 | 099-04500 | Katy | Memorial Hermann Katy Hospital | KATY - OR | O.R. Storage W2:207
YES | YES |  |  |  | 099-04499 | 099-04499 | Stryker Corporation | Flyte Helmet |  |  | KATY - OR |  |  |  |  | 099-04499 | 099-04499 | Katy | Memorial Hermann Katy Hospital | KATY - OR | O.R. Storage W2:207
YES | YES |  |  |  | 099-04498 | 099-04498 | Stryker Corporation | Flyte Helmet |  |  | KATY - OR |  |  |  |  | 099-04498 | 099-04498 | Katy | Memorial Hermann Katy Hospital | KATY - OR | O.R. Storage W2:207
YES | YES |  |  |  | 099-04497 | 099-04497 | Stryker Corporation | Flyte Helmet |  |  | KATY - OR |  |  |  |  | 099-04497 | 099-04497 | Katy | Memorial Hermann Katy Hospital | KATY - OR | O.R. Storage W2:207
YES | YES |  |  |  | 099-04496 | 099-04496 | Stryker Corporation | Flyte Helmet |  |  | KATY - OR |  |  |  |  | 099-04496 | 099-04496 | Katy | Memorial Hermann Katy Hospital | KATY - OR | O.R. Storage W2:207
YES | YES |  |  |  | 099-04044 | 099-04044 | Stryker Corporation | Fm300 |  | 0620-050-000 | PEARLAND - OR |  |  |  |  | 099-04044 | 099-04044 | Pearland | Memorial Hermann Pearland Hospital | PEARLAND - OR | PEARLAND - OR4 | 10/1/19 | 4/1/20
YES | YES |  |  |  | 099-07749 | 099-07749 | Stryker Corporation | HD Camera External |  | ST1811D01892 | SE - OR |  |  |  |  | 099-07749 | 099-07749 | Southeast | Memorial Hermann Southeast Hospital | SE - OR | OR14 | 4/1/20 |  | 4/1/20
YES | YES |  |  |  | 099-07750 | 099-07750 | Stryker Corporation | HD Camera External |  | ST1834D02759 | SE - OR |  |  |  |  | 099-07750 | 099-07750 | Southeast | Memorial Hermann Southeast Hospital | SE - OR | OR14
YES | YES |  |  |  | 041-32238 | 041-32238 | Stryker Corporation | Interventional Spine MultiGen RF Console REF 0406-909-000 |  | LES5658 | MEMORIAL CITY - OUTPATIENT SURGERY |  |  |  |  | 041-32238 | 041-32238 | West | Memorial Hermann - Memorial City | MEMORIAL CITY - OUTPATIENT SURGERY | OPS West Tower 1st Floor W1 300.44 Storage Room
YES | YES |  |  |  | 099-08901 | 099-08901 | Stryker Corporation | IPX4 |  | 1409 15806 | TIRR - PCU 6 |  |  |  |  | 099-08901 | 099-08901 | TMC | TIRR Memorial Hermann | TIRR - PCU 6 | Room 603 |  |  |  | New Add
YES | YES |  |  |  | 099-08929 | 099-08929 | Stryker Corporation | IPX4 |  | 1409 16544 | TIRR - PCU 4 |  |  |  |  | 099-08929 | 099-08929 | TMC | TIRR Memorial Hermann | TIRR - PCU 4 | Room 414 |  |  |  | New Add
YES | YES |  |  |  | 099-08935 | 099-08935 | Stryker Corporation | IPX4 |  |  | TIRR - PCU 4 |  |  |  |  | 099-08935 | 099-08935 | TMC | TIRR Memorial Hermann | TIRR - PCU 4 | Room 411 |  |  |  | In Use
YES | YES |  |  |  | 099-08940 | 099-08940 | Stryker Corporation | IPX4 |  | 1409 16457 | TIRR - PCU 4 |  |  |  |  | 099-08940 | 099-08940 | TMC | TIRR Memorial Hermann | TIRR - PCU 4 | Room 409 |  |  |  | New Add
YES | YES |  |  |  | 099-08947 | 099-08947 | Stryker Corporation | IPX4 |  | 1212 16456 | TIRR - 3rd Floor |  |  |  |  | 099-08947 | 099-08947 | TMC | TIRR Memorial Hermann | TIRR - 3rd Floor | Room 314 |  |  |  | New Add
YES | YES |  |  |  | 241-04273 | 241-04273 | Stryker Corporation | IPX4 |  | 1212 16458 | TIRR - 3C |  |  |  |  | 241-04273 | 241-04273 | TMC | TIRR Memorial Hermann | TIRR - 3C | Room 328 |  |  |  | New Add
YES | YES |  |  |  | 241-04275 | 241-04275 | Stryker Corporation | IPX4 |  | 1409 16545 | TIRR - 3C |  |  |  |  | 241-04275 | 241-04275 | TMC | TIRR Memorial Hermann | TIRR - 3C | Room 331 |  |  |  | New Add
YES | YES |  |  |  | 241-04276 | 241-04276 | Stryker Corporation | IPX4 |  | 1409 16554 | TIRR - 3C |  |  |  |  | 241-04276 | 241-04276 | TMC | TIRR Memorial Hermann | TIRR - 3C | Room 331 |  |  |  | New Add
YES | YES |  |  |  | 241-04278 | 241-04278 | Stryker Corporation | IPX4 |  | 1409 16546 | TIRR - 3C |  |  |  |  | 241-04278 | 241-04278 | TMC | TIRR Memorial Hermann | TIRR - 3C | Room 332 |  |  |  | New Add
YES | YES |  |  |  | 241-04246 | 241-04246 | Stryker Corporation | IPX4 |  | 1409 15817 | TIRR - Dunn Tower 2nd Floor |  |  |  |  | 241-04246 | 241-04246 | TMC | TIRR Memorial Hermann Neurological Sleep Medicine Center 2nd Floor | TIRR - Dunn Tower 2nd Floor | Hallway |  |  |  | New Add
YES | YES |  |  |  | 241-04247 | 241-04247 | Stryker Corporation | IPX4 |  | 1409 15814 | TIRR - Dunn Tower 2nd Floor |  |  |  |  | 241-04247 | 241-04247 | TMC | TIRR Memorial Hermann Neurological Sleep Medicine Center 2nd Floor | TIRR - Dunn Tower 2nd Floor | Hallway |  |  |  | New Add
YES | YES |  |  |  | 241-04249 | 241-04249 | Stryker Corporation | IPX4 |  | 1401 15154 | TIRR - Dunn Tower 2nd Floor |  |  |  |  | 241-04249 | 241-04249 | TMC | TIRR Memorial Hermann Neurological Sleep Medicine Center 2nd Floor | TIRR - Dunn Tower 2nd Floor | Hallway |  |  |  | New Add
YES | YES |  |  |  | 241-04253 | 241-04253 | Stryker Corporation | IPX4 |  | 1409 16551 | TIRR - Dunn Tower 2nd Floor |  |  |  |  | 241-04253 | 241-04253 | TMC | TIRR Memorial Hermann Neurological Sleep Medicine Center 2nd Floor | TIRR - Dunn Tower 2nd Floor | Hallway |  |  |  | New Add
YES | YES |  |  |  | 241-04261 | 241-04261 | Stryker Corporation | IPX4 |  | 1409 15812 | TIRR - 2C |  |  |  |  | 241-04261 | 241-04261 | TMC | TIRR Memorial Hermann | TIRR - 2C | Room 213 |  |  |  | New Add
YES | YES | Serial Number Cnf |  |  | 041-34259 | 041-34259 | Stryker Corporation | L10 AIM |  | CNF | OR |  |  |  |  | 041-34259 | 041-34259 | West | Memorial Hermann - Memorial City | OR | Back Hallway
YES | YES |  |  |  | 029-11822 | 029-11822 | Stryker Corporation | Lead exam light |  |  | CCC in spring |  |  |  |  | 029-11822 | 029-11822 | ccc spring |  | CCC in spring | ER 3
YES | YES |  |  |  | 029-11824 | 029-11824 | Stryker Corporation | Lead exam light |  |  | CCC in spring |  |  |  |  | 029-11824 | 029-11824 | ccc spring |  | CCC in spring | ER 5
YES | YES |  |  |  | 029-11826 | 029-11826 | Stryker Corporation | Lead exam light |  |  | CCC in spring |  |  |  |  | 029-11826 | 029-11826 | ccc spring |  | CCC in spring | ER 7
YES | YES |  |  |  | 029-11819 | 029-11819 | Stryker Corporation | Lead exam light |  |  | CCC in spring |  |  |  |  | 029-11819 | 029-11819 | ccc spring |  | CCC in spring | ER 8
YES | YES |  |  |  | 029-11821 | 029-11821 | Stryker Corporation | Lead exam light |  |  | CCC in spring |  |  |  |  | 029-11821 | 029-11821 | ccc spring |  | CCC in spring | Room 2
YES | YES |  |  |  | 029-11820 | 029-11820 | Stryker Corporation | Lead exam light |  |  | CCC in spring |  |  |  |  | 029-11820 | 029-11820 | ccc spring |  | CCC in spring | ER 1
YES | YES |  |  |  | 099-09471 | 099-09471 | Stryker Corporation | Led exam light head |  |  | TMC - JONES - HYPERBARIC/WOUND CARE (JG) |  |  |  |  | 099-09471 | 099-09471 |  | Memorial Hermann-tmc | TMC - JONES - HYPERBARIC/WOUND CARE (JG) | Exam 5 |  |  |  | No PM Sticker
YES | YES |  |  |  | 029-11825 | 029-11825 | Stryker Corporation | Light head |  | ST1642601011 | CCC in spring |  |  |  |  | 029-11825 | 029-11825 | ccc spring |  | CCC in spring | ER 6
NO | YES |  |  |  | 099-09708 | MSA2184 | Stryker Corporation | Ma 1100-pm |  |  | Central suply |  |  |  |  | 099-09708 | MSA2184 | TMC | Memorial Hermann-Texas Medical Center | Central suply | Hallway | 9/1/19 |  | 9/1/20
NO | YES |  |  |  | 099-09709 | 099-09709 | Stryker Corporation | Ma 1100-pm |  |  | Central suply |  |  |  |  | 099-09709 | 099-09709 | TMC | Memorial Hermann-Texas Medical Center | Central suply | Hallway | 3/1/20 |  | 3/1/21
NO | YES |  |  |  | 099-09710 | 099-09710 | Stryker Corporation | Ma 1100-pm |  |  | Central suply |  |  |  |  | 099-09710 | 099-09710 | TMC | Memorial Hermann-Texas Medical Center | Central suply | Hallway | 12/1/19 |  | 12/1/20
NO | YES |  |  |  | 099-09711 | MSA2003 | Stryker Corporation | Ma 1100-pm |  |  | Central suply |  |  |  |  | 099-09711 | MSA2003 | TMC | Memorial Hermann-Texas Medical Center | Central suply | Hallway | 2/1/20 |  | 2/1/21
YES | YES |  |  |  | 099-09712 | 099-09712 | Stryker Corporation | Ma 1100-pm |  |  | Central suply |  |  |  |  | 099-09712 | 099-09712 | TMC | Memorial Hermann-Texas Medical Center | Central suply | Hallway | 3/1/20 |  | 3/1/21
NO | YES |  |  |  | 069-44708 | 069-44708 | Stryker Corporation | Ma 1100-pm |  |  | Central suply |  |  |  |  | 069-44708 | 069-44708 | TMC | Memorial Hermann-Texas Medical Center | Central suply | Hallway | 11/1/19 |  | 11/1/20
NO | YES |  |  |  | 069-44709 | MSA2069 | Stryker Corporation | Ma 1100-pm |  |  | Central suply |  |  |  |  | 069-44709 | MSA2069 | TMC | Memorial Hermann-Texas Medical Center | Central suply | Hallway | 3/1/20 |  | 3/1/21
NO | YES |  |  |  | 069-44710 | 069-44710 | Stryker Corporation | Ma 1100-pm |  |  | Central suply |  |  |  |  | 069-44710 | 069-44710 | TMC | Memorial Hermann-Texas Medical Center | Central suply | Hallway | 3/1/20 |  | 3/1/21
YES | YES |  |  |  | 069-44717 | MSA3021 | Stryker Corporation | Ma 1100-pm |  |  | Central suply |  |  |  |  | 069-44717 | MSA3021 | TMC | Memorial Hermann-Texas Medical Center | Central suply | Dirty utility | 12/1/19 |  | 12/1/20
NO | YES |  |  |  | 069-44718 | 069-44718 | Stryker Corporation | Ma 1100-pm |  |  | Central suply |  |  |  |  | 069-44718 | 069-44718 | TMC | Memorial Hermann-Texas Medical Center | Central suply | Dirty utility | 2/1/20 |  | 2/1/21
YES | YES |  |  |  | 069-44719 | 069-44719 | Stryker Corporation | Ma 1100-pm |  |  | Central suply |  |  |  |  | 069-44719 | 069-44719 | TMC | Memorial Hermann-Texas Medical Center | Central suply | Dirty utility | 1/1/20 |  | 1/1/21
YES | YES |  |  |  | 069-44720 | 069-44720 | Stryker Corporation | Ma 1100-pm |  |  | Central suply |  |  |  |  | 069-44720 | 069-44720 | TMC | Memorial Hermann-Texas Medical Center | Central suply | Dirty utility | 3/1/20 |  | 3/1/21
NO | YES |  |  |  | 069-44721 | 069-44721 | Stryker Corporation | Ma 1100-pm |  |  | Central suply |  |  |  |  | 069-44721 | 069-44721 | TMC | Memorial Hermann-Texas Medical Center | Central suply | Dirty utility | 3/1/20 |  | 3/1/21
NO | YES |  |  |  | 069-44722 | 069-44722 | Stryker Corporation | Ma 1100-pm |  |  | Central suply |  |  |  |  | 069-44722 | 069-44722 | TMC | Memorial Hermann-Texas Medical Center | Central suply | Dirty utility | 12/1/19 |  | 12/1/20
NO | YES |  |  |  | 069-44723 | 069-44723 | Stryker Corporation | Ma 1100-pm |  |  | Central suply |  |  |  |  | 069-44723 | 069-44723 | TMC | Memorial Hermann-Texas Medical Center | Central suply | Dirty utility | 2/1/20 |  | 2/1/21
NO | YES |  |  |  | 069-44724 | 069-44724 | Stryker Corporation | Ma 1100-pm |  |  | Central suply |  |  |  |  | 069-44724 | 069-44724 | TMC | Memorial Hermann-Texas Medical Center | Central suply | Dirty utility | 10/1/19 |  | 10/1/20
NO | YES |  |  |  | 069-44725 | 069-44725 | Stryker Corporation | Ma 1100-pm |  |  | Central suply |  |  |  |  | 069-44725 | 069-44725 | TMC | Memorial Hermann-Texas Medical Center | Central suply | Dirty utility | 3/1/20 |  | 3/1/21
NO | YES | Serial Number 140825722 |  |  | 099-06167 | 099-06167 | Stryker Corporation | MA 1100-PM |  |  | SE - CATH LAB |  |  |  |  | 099-06167 | 099-06167 | Southeast | Memorial Hermann Southeast Hospital | SE - CATH LAB | Rm 2
NO | YES |  |  |  | 099-03326 | 099-03326 | Stryker Corporation | MA1100-PM | [7 empty] | 099-03326 | 099-03326 | Katy | Memorial Hermann Katy Hospital |  | PACU Room 2 | 11/1/19 | 11/1/20
NO | YES |  |  |  | 099-03329 | 099-03329 | Stryker Corporation | MA1100-PM | [7 empty] | 099-03329 | 099-03329 | Katy | Memorial Hermann Katy Hospital |  | OR | 12/1/19 | 12/1/20
NO | YES |  |  |  | 099-03333 | 099-03333 | Stryker Corporation | MA1100-PM | [7 empty] | 099-03333 | 099-03333 | Katy | Memorial Hermann Katy Hospital |  | Endoscopy | 5/1/19 | 5/1/20
NO | YES |  |  |  | 099-00285 | 099-00285 | Stryker Corporation | MA1100-PM |  |  | NE-OR Holding |  |  |  |  | 099-00285 | 099-00285 | NorthEast | MHHS-Northeast | NE-OR Holding | OR HOLDING |  |  |  | No pm
NO | YES |  |  |  | 099-00269 | 099-00269 | Stryker Corporation | MA1100-PM |  |  | NE-OR Holding |  |  |  |  | 099-00269 | 099-00269 | NorthEast | MHHS-Northeast | NE-OR Holding | OR HOLDING |  |  |  | No pm
NO | YES |  |  |  | 099-00270 | 099-00270 | Stryker Corporation | MA1100-PM |  |  | NE-OR Holding |  |  |  |  | 099-00270 | 099-00270 | NorthEast | MHHS-Northeast | NE-OR Holding | OR HOLDING |  |  |  | No pm
NO | YES |  |  |  | 099-00183 | 099-00183 | Stryker Corporation | MA1100-PM |  |  | NE-PACU |  |  |  |  | 099-00183 | 099-00183 | NorthEast | MHHS-Northeast | NE-PACU |  |  |  |  | No pm
NO | YES |  |  |  | 099-00276 | 099-00276 | Stryker Corporation | MA1100-PM |  |  | NE-PACU |  |  |  |  | 099-00276 | 099-00276 | NorthEast | MHHS-Northeast | NE-PACU |  |  |  |  | No pm
YES | YES |  |  |  | 099-01103 | 099-01103 | Stryker Corporation | MA1100-PM |  | MA1100-PM | NE - OR |  |  |  |  | 099-01103 | 099-01103 | NorthEast |  | NE - OR | OR3 |  |  |  | No pm
NO | YES | Serial Number 160848463 |  |  | 099-00778 | 099-00778 | Stryker Corporation | MA1100-PM |  |  | NE-OR |  |  |  |  | 099-00778 | 099-00778 | NorthEast | MHHS-Northeast | NE-OR |  |  |  |  | No pm
NO | YES |  |  |  | 099-00938 | 099-00938 | Stryker Corporation | MA1100-PM |  |  | CCU |  |  |  |  | 099-00938 | 099-00938 |  |  | CCU |  |  |  |  | No pm
YES | YES |  |  |  | 099-00933 | 099-00933 | Stryker Corporation | MA1100-PM |  |  | NE - ICU |  |  |  |  | 099-00933 | 099-00933 | NorthEast |  | NE - ICU |  |  |  |  | No pm
NO | YES |  |  |  | 099-00911 | 099-00911 | Stryker Corporation | MA1100-PM |  |  | NE-ICU |  |  |  |  | 099-00911 | 099-00911 | NorthEast | MHHS-Northeast | NE-ICU |  |  |  |  | No pm
NO | YES |  |  |  | 099-08303 | 099-08303 | Stryker Corporation | MA1100-PM |  |  | GH-Med Surg 6 |  |  |  |  | 099-08303 | 099-08303 | Central | MHHS-Greater Heights | GH-Med Surg 6 | Supply room
NO | YES |  |  |  | 099-08304 | 099-08304 | Stryker Corporation | MA1100-PM |  |  | GH-Med Surg 6 |  |  |  |  | 099-08304 | 099-08304 | Central | MHHS-Greater Heights | GH-Med Surg 6 | Supply room
NO | YES | Serial Number 181164914 |  |  | 009-34221 | 009-34221 | Stryker Corporation | MA1100-PM |  |  | GH-Cardiac Care Unit (CCU) 3N |  |  |  |  | 009-34221 | 009-34221 | Central | MHHS-Greater Heights | GH-Cardiac Care Unit (CCU) 3N | Hallway
YES | YES |  |  |  | 099-04142 | 099-04142 | Stryker Corporation | Minstral Air |  |  | ICU North |  |  |  |  | 099-04142 | 099-04142 | Pearland | Memorial Hermann Pearland Hospital | ICU North | N128 | 9/1/18 | 9/1/19
YES | YES |  |  |  | 099-04143 | 099-04143 | Stryker Corporation | Minstral Air |  |  | ICU North |  |  |  |  | 099-04143 | 099-04143 | Pearland | Memorial Hermann Pearland Hospital | ICU North | Clean Storage
NO | YES |  |  |  | 013-39001 |  | Stryker Corporation | Minstral air |  |  | 4 wesr |  |  |  |  | 013-39001 |  | Sugar Land | Herman Memorial hospital - sugar land | 4 wesr | 4 West | 4/1/19 |  | 4/1/20
YES | YES |  |  |  | 074-06398 | 074-06398 | Stryker Corporation | Minstrial air |  |  | Neuroscience |  |  |  |  | 074-06398 | 074-06398 | Woodlands | MEMORIAL HERMAN HOSPITAL Woodland | Neuroscience | E446 | 7/1/19 |  | 6/1/20
NO | YES | [5 empty] | Stryker Corporation | Minstrial air |  |  | Woodlands-Neurology | [6 empty] | Woodlands | MHHS-Woodlands | Woodlands-Neurology | E446 | 6/1/19 |  | 6/1/20
NO | YES |  |  |  | 099-08102 | 099-08102 | Stryker Corporation | Minstrial ai | [7 empty] | 099-08102 | 099-08102 |  |  |  | 2nd floor north towe | 4/1/19 |  | 3/1/20
YES | YES | [5 empty] | Stryker Corporation | Minstrial ai |  |  | OR | [6 empty] | Central | GH | OR | OR 8 | 4/1/19 |  | 3/1/20
NO | YES |  |  |  | 099-08088 | 099-08088 | Stryker Corporation | Minstrial air |  |  | Woodlands-Cath Lab |  |  |  |  | 099-08088 | 099-08088 | Woodlands | MHHS-Woodlands | Woodlands-Cath Lab | Cath lab 1 | 3/1/19 |  | 3/1/20
YES | YES |  |  |  | 099-08103 | 099-08103 | Stryker Corporation | Minstrial air |  |  | OR |  |  |  |  | 099-08103 | 099-08103 |  | GH | OR |  | 3/1/20 |  | 3/1/16
YES | YES |  |  |  | 099-06959 | 099-06959 | Stryker Corporation | Mistral Air |  |  | Labor and Delivery |  |  |  |  | 099-06959 | 099-06959 | Southeast | Memorial Hermann Southeast | Labor and Delivery | L
NO | YES |  |  |  | 009-34144 | 009-34144 | Stryker Corporation | Mistral Air MA1100-PM |  |  | GH-OR |  |  |  |  | 009-34144 | 009-34144 | Central | MHHS-Greater Heights | GH-OR | Rm 2 | 4/1/19 |  | 4/1/20
YES | YES |  |  |  | 099-13795 | 099-13795 | Stryker Corporation | Mistral Air Plus |  |  | SW - LABOR |  |  |  |  | 099-13795 | 099-13795 | Southwest | Memorial Hermann Southwest Hospital | SW - LABOR | Delivery 3 |  |  | 3/1/20
YES | YES |  |  |  | 099-14313 | 099-14313 | Stryker Corporation | Mistral Air Plus |  |  | SWE-CCC |  |  |  |  | 099-14313 | 099-14313 | Southeast | Memorial Hermann Convenient Care Center in League City (League City CCC) | SWE-CCC | CCC-ER
YES | YES |  |  |  | 099-14314 | 099-14314 | Stryker Corporation | Mistral Air Plus |  |  | SWE-CCC |  |  |  |  | 099-14314 | 099-14314 | Southeast | Memorial Hermann Convenient Care Center in League City (League City CCC) | SWE-CCC | CCC-ER | 2/1/20 |  | 2/1/21
NO | YES |  |  |  | 099-00923 | 099-00923 | Stryker Corporation | Mistral Air Plus MA1100-PM |  |  | Sugar Land-ICU |  |  |  |  | 099-00923 | 099-00923 | Sugar Land | MHHS-Sugarland | Sugar Land-ICU |  |  |  |  | No pm
NO | YES |  |  |  | 142-08940 | 142-08940 | Stryker Corporation | Mistral Air Plus MA1100-PM |  |  | SUGAR LAND - MED/SURG - EAST 5TH |  |  |  |  | 142-08940 | 142-08940 | Sugar Land |  | SUGAR LAND - MED/SURG - EAST 5TH |  |  |  |  | No pm
NO | YES |  |  |  | 142-09074 | 142-09074 | Stryker Corporation | Mistral Air Plus MA1100-PM |  |  | Sugar Land-ICU |  |  |  |  | 142-09074 | 142-09074 | Sugar Land | MHHS-Sugarland | Sugar Land-ICU |  | 4/1/19 | 4/1/20
NO | YES |  |  |  | 142-09075 | 142-09075 | Stryker Corporation | Mistral Air Plus MA1100-PM |  |  | Sugar Land-ICU |  |  |  |  | 142-09075 | 142-09075 | Sugar Land | MHHS-Sugarland | Sugar Land-ICU |  | 5/1/19 | 5/1/20
NO | YES |  |  |  | 142-09076 | 142-09076 | Stryker Corporation | Mistral Air Plus MA1100-PM |  |  | Sugar Land-ICU |  |  |  |  | 142-09076 | 142-09076 | Sugar Land | MHHS-Sugarland | Sugar Land-ICU |  |  |  |  | No pm
NO | YES |  |  |  | 142-09077 | 142-09077 | Stryker Corporation | Mistral Air Plus MA1100-PM |  |  | Sugar Land-Telemetry |  |  |  |  | 142-09077 | 142-09077 | Sugar Land | MHHS-Sugarland | Sugar Land-Telemetry |  |  |  |  | No pm
NO | YES |  |  |  | 005-33204 | 005-33204 | Stryker Corporation | Mistral Air Plus MA1100-PM |  |  | Sugar Land-OR |  |  |  |  | 005-33204 | 005-33204 | Sugar Land | MHHS-Sugarland | Sugar Land-OR |  | 5/1/19 | 5/1/20
NO | YES |  |  |  | 005-33203 | 005-33203 | Stryker Corporation | Mistral Air Plus MA1100-PM |  |  | Sugar Land-OR |  |  |  |  | 005-33203 | 005-33203 | Sugar Land | MHHS-Sugarland | Sugar Land-OR |  |  |  |  | No pm
NO | YES |  |  |  | 129-31563 | 129-31563 | Stryker Corporation | Mistral Air Plus MA1100-PM |  |  | Sugar Land-PACU |  |  |  |  | 129-31563 | 129-31563 | Sugar Land | MHHS-Sugarland | Sugar Land-PACU |  |  |  |  | No pm
NO | YES |  |  |  | 129-31566 | 129-31566 | Stryker Corporation | Mistral Air Plus MA1100-PM |  |  | Sugar Land-PACU |  |  |  |  | 129-31566 | 129-31566 | Sugar Land | MHHS-Sugarland | Sugar Land-PACU |  | 4/1/19 | 4/1/20
NO | YES |  |  |  | 005-33225 | 005-33225 | Stryker Corporation | Mistral Air Plus MA1100-PM |  |  | Sugar Land-PACU |  |  |  |  | 005-33225 | 005-33225 | Sugar Land | MHHS-Sugarland | Sugar Land-PACU |  | 4/1/19 | 4/1/20
NO | YES |  |  |  | 005-33226 | 005-33226 | Stryker Corporation | Mistral Air Plus MA1100-PM |  |  | Sugar Land-PACU |  |  |  |  | 005-33226 | 005-33226 | Sugar Land | MHHS-Sugarland | Sugar Land-PACU |  | 4/1/19 | 4/1/20
YES | YES |  |  |  | 005-33228 | 005-33228 | Stryker Corporation | Mistral Air Plus MA1100-PM |  |  | SUGAR LAND - PACU |  |  |  |  | 005-33228 | 005-33228 | Sugar Land |  | SUGAR LAND - PACU |  |  |  |  | No pm
NO | YES |  |  |  | 005-33229 | 005-33229 | Stryker Corporation | Mistral Air Plus MA1100-PM |  |  | Pacu |  |  |  |  | 005-33229 | 005-33229 | Sugar Land |  | Pacu |  | 2/1/20 | 2/1/21
NO | YES |  |  |  | 005-33231 | 005-33231 | Stryker Corporation | Mistral Air Plus MA1100-PM |  |  | Sugar Land-Endoscopy |  |  |  |  | 005-33231 | 005-33231 | Sugar Land | MHHS-Sugarland | Sugar Land-Endoscopy |  | 4/1/19 | 4/1/20
NO | YES |  |  |  | 074-06455 | 074-06455 | Stryker Corporation | Mistral Air Plus MA1100-PM |  |  | Woodlands-Neurology |  |  |  |  | 074-06455 | 074-06455 | Woodland memorial hospital | MHHS-Woodlands | Woodlands-Neurology | E441 | 7/1/19 |  | 7/1/20
NO | YES |  |  |  | 074-06459 | 074-06459 | Stryker Corporation | Mistral Air Plus MA1100-PM |  |  | Woodlands-Neurology |  |  |  |  | 074-06459 | 074-06459 | Woodland memorial hospital | MHHS-Woodlands | Woodlands-Neurology | E442 | 7/1/19 |  | 7/1/20
NO | YES |  |  |  | 074-06463 | 074-06463 | Stryker Corporation | Mistral Air Plus MA1100-PM |  |  | Woodlands-Neurology |  |  |  |  | 074-06463 | 074-06463 | Woodland memorial hospital | MHHS-Woodlands | Woodlands-Neurology | E443 | 7/1/19 |  | 7/1/20
NO | YES |  |  |  | 074-06405 | 074-06405 | Stryker Corporation | Mistral Air Plus MA1100-PM |  |  | Woodlands-Neurology |  |  |  |  | 074-06405 | 074-06405 | Woodlands | MHHS-Woodlands | Woodlands-Neurology | Neuroscience 436 | 7/1/19 |  | 7/1/20
YES | YES |  |  |  |  | 074-06279 | Stryker Corporation | Mistral Air Plus MA1100-PM |  |  | WOODLANDS - CATH LAB | [5 empty] | 074-06279 | Woodlands | Memorial Hermann The Woodlands Medical Center | WOODLANDS - CATH LAB | CATH LAB | 11/1/19 |  | 11/1/20
NO | YES |  |  |  | 009-34110 | 009-34110 | Stryker Corporation | Mistral Air Plus MA1100-PM |  |  | GH-Preop |  |  |  |  | 009-34110 | 009-34110 | Central | MHHS-Greater Heights | GH-Preop | Rm 8 | 10/1/19 |  | 10/1/20
YES | YES |  |  |  | 009-34114 | 009-34114 | Stryker Corporation | Mistral Air Plus MA1100-PM |  |  | OR |  |  |  |  | 009-34114 | 009-34114 | Central | Memorial Hermann Greater Heights Hospital | OR | Equipment storage
NO | YES |  |  |  | 009-34116 | 009-34116 | Stryker Corporation | Mistral Air Plus MA1100-PM |  |  | GH-OR |  |  |  |  | 009-34116 | 009-34116 | Central | MHHS-Greater Heights | GH-OR | Rm 2
YES | YES |  |  |  | 099-08204 | 099-08204 | Stryker Corporation | Mistral Air Plus MA1100-PM |  |  | OR |  |  |  |  | 099-08204 | 099-08204 | Central | Joint Center - Orthopedic and Spine Hospital | OR | OR 2 | 6/1/19 |  | 6/1/20
NO | YES | Serial Number 170956637 |  |  | 099-08207 | 099-08207 | Stryker Corporation | Mistral Air Plus MA1100-PM |  |  | GH-OR |  |  |  |  | 099-08207 | 099-08207 | Central | MHHS-Greater Heights | GH-OR | OR 3 | 6/1/19 |  | 6/1/20
YES | YES |  |  |  |  | 099-08310 | Stryker Corporation | Mistral Air Plus MA1100-PM |  |  | MHOSH - OR | [5 empty] | 099-08310 | Central | Memorial Hermann Greater Heights Hospital | MHOSH - OR | MHOSH - OR | 6/1/19 |  | 6/1/20
YES | YES |  |  |  |  | 099-08311 | Stryker Corporation | Mistral Air Plus MA1100-PM |  |  | MHOSH - OR | [5 empty] | 099-08311 | Central | Memorial Hermann Greater Heights Hospital | MHOSH - OR | MHOSH - OR | 6/1/19 |  | 6/1/20
NO | YES | Serial Number 150936644 |  |  | 099-08209 | 099-08209 | Stryker Corporation | Mistral Air Plus MA1100-PM |  |  | GH-OR |  |  |  |  | 099-08209 | 099-08209 | Central | MHHS-Greater Heights | GH-OR | OR 1 | 6/1/19 |  | 6/1/20
NO | YES | Serial Number 180160269 |  |  |  | 099-08313 | Stryker Corporation | Mistral Air Plus MA1100-PM |  |  | MHOSH-OR | [5 empty] | 099-08313 | Central | MHHS-Orthopedic & Spine | MHOSH-OR | MHOSH - OR | 6/1/19 |  | 6/1/20
NO | YES | Serial Number 150935928 |  |  | 099-08973 | 099-08973 | Stryker Corporation | Mistral Air Plus MA1100-PM |  |  | GH-OR |  |  |  |  | 099-08973 | 099-08973 | Central | MHHS-Greater Heights | GH-OR | OR 5 | 6/1/19 |  | 6/1/20
NO | YES | Serial Number 150632617 |  |  |  | 099-08314 | Stryker Corporation | Mistral Air Plus MA1100-PM |  |  | MHOSH-OR | [5 empty] | 099-08314 | Central | MHHS-Orthopedic & Spine | MHOSH-OR | MHOSH - OR | 6/1/19 |  | 6/1/20
NO | YES | Serial Number 160544820 |  |  | 099-08315 | 099-08315 | Stryker Corporation | Mistral Air Plus MA1100-PM |  |  | MHOSH-OR |  |  |  |  | 099-08315 | 099-08315 | Central | MHHS-Orthopedic & Spine | MHOSH-OR | MHOSH - OR | 6/1/19 |  | 6/1/20
NO | YES | Serial Number 150936060 |  |  | 099-08316 | 099-08316 | Stryker Corporation | Mistral Air Plus MA1100-PM |  |  | MHOSH-OR |  |  |  |  | 099-08316 | 099-08316 | Central | MHHS-Orthopedic & Spine | MHOSH-OR | MHOSH - OR | 6/1/19 |  | 6/1/20
YES | YES |  |  |  | 099-08976 | 099-08976 | Stryker Corporation | Mistral Air Plus MA1100-PM |  |  | OR |  |  |  |  | 099-08976 | 099-08976 | Central | Joint Center - Orthopedic and Spine Hospital | OR | OR 7 | 6/1/19 |  | 6/1/20
NO | YES | Serial Number 170654145 |  |  | 099-08979 | 099-08979 | Stryker Corporation | Mistral Air Plus MA1100-PM |  |  | GH-OR |  |  |  |  | 099-08979 | 099-08979 | Central | MHHS-Greater Heights | GH-OR | OR 8 | 6/1/19 |  | 6/1/20
NO | YES | Serial Number 151240416 |  |  | 099-08982 | 099-08982 | Stryker Corporation | Mistral Air Plus MA1100-PM |  |  | GH-OR |  |  |  |  | 099-08982 | 099-08982 | Central | MHHS-Greater Heights | GH-OR | OR 9 | 6/1/19 |  | 6/1/20
NO | YES | Serial Number 160444287 |  |  | 099-08983 | 099-08983 | Stryker Corporation | Mistral Air Plus MA1100-PM |  |  | GH-OR |  |  |  |  | 099-08983 | 099-08983 | Central | MHHS-Greater Heights | GH-OR | OR 10 | 6/1/19 |  | 6/1/20
YES | YES |  |  |  | 099-08986 | 099-08986 | Stryker Corporation | Mistral Air Plus MA1100-PM |  |  | PACU |  |  |  |  | 099-08986 | 099-08986 | Central | Joint Center - Orthopedic and Spine Hospital | PACU | Bay 2 | 6/1/19 |  | 6/1/20
YES | YES |  |  |  | 099-08987 | 099-08987 | Stryker Corporation | Mistral Air Plus MA1100-PM |  |  | PACU |  |  |  |  | 099-08987 | 099-08987 | Central | Joint Center - Orthopedic and Spine Hospital | PACU | Bay 3 | 6/1/19 |  | 6/1/20
NO | YES | Serial Number 160444524 |  |  | 099-08988 | 099-08988 | Stryker Corporation | Mistral Air Plus MA1100-PM |  |  | GH-PACU |  |  |  |  | 099-08988 | 099-08988 | Central | MHHS-Greater Heights | GH-PACU | Bay 5 | 6/1/19 |  | 6/1/20
NO | YES | Serial Number 140320365 |  |  | 099-08989 | 099-08989 | Stryker Corporation | Mistral Air Plus MA1100-PM |  |  | GH-PACU |  |  |  |  | 099-08989 | 099-08989 | Central | MHHS-Greater Heights | GH-PACU | Bay 6 | 6/1/19 |  | 6/1/20
NO | YES | Serial Number 171259631 |  |  | 099-08160 | 099-08160 | Stryker Corporation | Mistral Air Plus MA1100-PM |  |  | MHOSH-Pre/Post Op |  |  |  |  | 099-08160 | 099-08160 | Central | MHHS-Orthopedic & Spine | MHOSH-Pre/Post Op | MHOSH PACU | 6/1/19 |  | 6/1/20
NO | YES | Serial Number 140320390 |  |  | 099-08990 | 099-08990 | Stryker Corporation | Mistral Air Plus MA1100-PM |  |  | GH-PACU |  |  |  |  | 099-08990 | 099-08990 | Central | MHHS-Greater Heights | GH-PACU | Bay 8 | 6/1/19 |  | 6/1/20
NO | YES | Serial Number 160545422 |  |  | 099-08161 | 099-08161 | Stryker Corporation | Mistral Air Plus MA1100-PM |  |  | MHOSH-Pre/Post Op |  |  |  |  | 099-08161 | 099-08161 | Central | MHHS-Orthopedic & Spine | MHOSH-Pre/Post Op | MHOSH PACU | 6/1/19 |  | 6/1/20
NO | YES | Serial Number 170351470 |  |  | 099-08592 | 099-08592 | Stryker Corporation | Mistral Air Plus MA1100-PM |  |  | GH-PACU |  |  |  |  | 099-08592 | 099-08592 | Central | MHHS-Greater Heights | GH-PACU | Bay 9 | 6/1/19 |  | 6/1/20
YES | YES |  |  |  | 099-08593 | 099-08593 | Stryker Corporation | Mistral Air Plus MA1100-PM |  |  | PACU |  |  |  |  | 099-08593 | 099-08593 | Central | Joint Center - Orthopedic and Spine Hospital | PACU | Bay 10 | 6/1/19 |  | 6/1/20
YES | YES |  |  |  | 099-08162 | 099-08162 | Stryker Corporation | Mistral Air Plus MA1100-PM |  |  | MHOSH PACU |  |  |  |  | 099-08162 | 099-08162 | Central | MHOSH PACU | MHOSH PACU | MHOSH PACU | 6/1/19 |  | 6/1/20
NO | YES | Serial Number 140320360 |  |  | 099-08163 | 099-08163 | Stryker Corporation | Mistral Air Plus MA1100-PM |  |  | MHOSH-Pre/Post Op |  |  |  |  | 099-08163 | 099-08163 | Central | MHHS-Orthopedic & Spine | MHOSH-Pre/Post Op | MHOSH PACU | 6/1/19 |  | 6/1/20
NO | YES | Serial Number 170251227 |  |  | 099-08164 | 099-08164 | Stryker Corporation | Mistral Air Plus MA1100-PM |  |  | MHOSH-Pre/Post Op |  |  |  |  | 099-08164 | 099-08164 | Central | MHHS-Orthopedic & Spine | MHOSH-Pre/Post Op | MHOSH PACU | 6/1/19 |  | 6/1/20
NO | YES |  |  |  | 099-08601 | 099-08601 | Stryker Corporation | Mistral Air Plus MA1100-PM |  |  | GH-ICU |  |  |  |  | 099-08601 | 099-08601 | Central | MHHS-Greater Heights | GH-ICU | Hallway | 4/1/19 |  | 4/1/20
NO | YES |  |  |  | 099-08602 | 099-08602 | Stryker Corporation | Mistral Air Plus MA1100-PM |  |  | GH-Cath Lab |  |  |  |  | 099-08602 | 099-08602 | Central | MHHS-Greater Heights | GH-Cath Lab | Recovery 5 | 4/1/19 |  | 4/1/20
NO | YES |  |  |  | 099-08603 | 099-08603 | Stryker Corporation | Mistral Air Plus MA1100-PM |  |  | GH-Cath Lab |  |  |  |  | 099-08603 | 099-08603 | Central | MHHS-Greater Heights | GH-Cath Lab | Recovery 6 | 5/1/19 |  | 5/1/20
NO | YES |  |  |  | 099-08604 | 099-08604 | Stryker Corporation | Mistral Air Plus MA1100-PM |  |  | GH-Cath Lab |  |  |  |  | 099-08604 | 099-08604 | Central | MHHS-Greater Heights | GH-Cath Lab | Recovery 7 | 4/1/19 |  | 4/1/20
NO | YES |  |  |  | 099-08605 | 099-08605 | Stryker Corporation | Mistral Air Plus MA1100-PM |  |  | GH-Cath Lab |  |  |  |  | 099-08605 | 099-08605 | Central | MHHS-Greater Heights | GH-Cath Lab | Holding room 2
NO | YES |  |  |  | 099-08606 | 099-08606 | Stryker Corporation | Mistral Air Plus MA1100-PM |  |  | GH-Cath Lab |  |  |  |  | 099-08606 | 099-08606 | Central | MHHS-Greater Heights | GH-Cath Lab | Holding room 4 | 5/1/19 |  | 5/1/20
NO | YES |  |  |  | 099-08607 | 099-08607 | Stryker Corporation | Mistral Air Plus MA1100-PM |  |  | GH-Cath Lab |  |  |  |  | 099-08607 | 099-08607 | Central | MHHS-Greater Heights | GH-Cath Lab | Holding room 4 | 4/1/19 |  | 4/1/20
NO | YES |  |  |  | 099-08619 | 099-08619 | Stryker Corporation | Mistral Air Plus MA1100-PM |  |  | ICU |  |  |  |  | 099-08619 | 099-08619 | Sugar Land | Memorial Hermann Sugar Land Hospital | ICU | Rm E310 | 5/1/19 |  | 5/1/20
YES | YES |  |  |  | 099-08621 | 099-08621 | Stryker Corporation | Mistral Air Plus MA1100-PM |  |  | ICU |  |  |  |  | 099-08621 | 099-08621 | Sugar Land | Memorial Hermann Sugar Land Hospital | ICU | Rm E307 |  |  |  | In use
NO | YES | Serial Number 150331247 |  |  | 129-31570 | 129-31570 | Stryker Corporation | Mistral Air Plus MA1100-PM |  |  | ICU |  |  |  |  | 129-31570 | 129-31570 | Sugar Land | Memorial Hermann Sugar Land Hospital | ICU | Rm E306 | 5/1/19 |  | 5/1/20
NO | YES |  |  |  | 099-08625 | 099-08625 | Stryker Corporation | Mistral Air Plus MA1100-PM |  |  | ICU |  |  |  |  | 099-08625 | 099-08625 | Sugar Land | Memorial Hermann Sugar Land Hospital | ICU | RM E322 | 5/1/19 |  | 5/1/20
NO | YES | Serial Number 160241425 |  |  | 099-08275 | 099-08275 | Stryker Corporation | Mistral Air Plus MA1100-PM |  |  | 3 East |  |  |  |  | 099-08275 | 099-08275 | Sugar Land | Memorial Hermann Sugar Land Hospital | 3 East | Hallway | 5/1/19 |  | 5/1/20
NO | YES | Serial Number 150230609 |  |  | 142-09163 | 142-09163 | Stryker Corporation | Mistral Air Plus MA1100-PM |  |  | Sugar Land-Telemetry |  |  |  |  | 142-09163 | 142-09163 | Sugar Land | MHHS-Sugarland | Sugar Land-Telemetry | RM 425 | 4/1/19 |  | 4/1/20
NO | YES |  |  |  | 099-08628 | 099-08628 | Stryker Corporation | Mistral Air Plus MA1100-PM |  |  | Sugar Land-Telemetry |  |  |  |  | 099-08628 | 099-08628 | Sugar Land | MHHS-Sugarland | Sugar Land-Telemetry | RM 426 | 4/1/19 |  | 4/1/20
NO | YES |  |  |  | 099-08629 | 099-08629 | Stryker Corporation | Mistral Air Plus MA1100-PM |  |  | Sugar Land-Telemetry |  |  |  |  | 099-08629 | 099-08629 | Sugar Land | MHHS-Sugarland | Sugar Land-Telemetry | RM 423 | 4/1/19 |  | 4/1/20
NO | YES |  |  |  | 099-08630 | 099-08630 | Stryker Corporation | Mistral Air Plus MA1100-PM |  |  | Sugar Land-Telemetry |  |  |  |  | 099-08630 | 099-08630 | Sugar Land | MHHS-Sugarland | Sugar Land-Telemetry | RM 421 | 4/1/19 |  | 4/1/20
YES | YES |  |  |  | 099-08631 | 099-08631 | Stryker Corporation | Mistral Air Plus MA1100-PM |  |  | SUGAR LAND - TELEMETRY |  |  |  |  | 099-08631 | 099-08631 | Sugar Land | Memorial Hermann Sugar Land Hospital | SUGAR LAND - TELEMETRY | RM 420 | 4/1/19 |  | 4/1/20
YES | YES |  |  |  | 099-08632 | 099-08632 | Stryker Corporation | Mistral Air Plus MA1100-PM |  |  | SUGAR LAND - TELEMETRY |  |  |  |  | 099-08632 | 099-08632 | Sugar Land | Memorial Hermann Sugar Land Hospital | SUGAR LAND - TELEMETRY | RM 419 | 4/1/19 |  | 4/1/20
NO | YES |  |  |  | 099-08633 | 099-08633 | Stryker Corporation | Mistral Air Plus MA1100-PM |  |  | Sugar Land-Telemetry |  |  |  |  | 099-08633 | 099-08633 | Sugar Land | MHHS-Sugarland | Sugar Land-Telemetry | RM 418
NO | YES |  |  |  | 099-08634 | 099-08634 | Stryker Corporation | Mistral Air Plus MA1100-PM |  |  | Sugar Land-Telemetry |  |  |  |  | 099-08634 | 099-08634 | Sugar Land | MHHS-Sugarland | Sugar Land-Telemetry | RM 417 | 4/1/19 |  | 4/1/20
NO | YES |  |  |  | 099-08635 | 099-08635 | Stryker Corporation | Mistral Air Plus MA1100-PM |  |  | Sugar Land-Telemetry |  |  |  |  | 099-08635 | 099-08635 | Sugar Land | MHHS-Sugarland | Sugar Land-Telemetry | RM 413 | 4/1/19 |  | 4/1/20
NO | YES |  |  |  | 099-08636 | 099-08636 | Stryker Corporation | Mistral Air Plus MA1100-PM |  |  | Sugar Land-Telemetry |  |  |  |  | 099-08636 | 099-08636 | Sugar Land | MHHS-Sugarland | Sugar Land-Telemetry | RM 412 | 4/1/19 |  | 4/1/20
NO | YES |  |  |  | 099-08638 | 099-08638 | Stryker Corporation | Mistral Air Plus MA1100-PM |  |  | Sugar Land-Telemetry |  |  |  |  | 099-08638 | 099-08638 | Sugar Land | MHHS-Sugarland | Sugar Land-Telemetry | RM 411 | 4/1/19 |  | 4/1/20
YES | YES |  |  |  | 142-09196 | 142-09196 | Stryker Corporation | Mistral Air Plus MA1100-PM |  |  | SUGAR LAND - TELEMETRY |  |  |  |  | 142-09196 | 142-09196 | Sugar Land | Memorial Hermann Sugar Land Hospital | SUGAR LAND - TELEMETRY | RM 410 | 4/1/19 |  | 4/1/20
NO | YES |  |  |  | 099-08639 | 099-08639 | Stryker Corporation | Mistral Air Plus MA1100-PM |  |  | Biomed |  |  |  |  | 099-08639 | 099-08639 | Sugar Land | Memorial Hermann Sugar Land Hospital | Biomed | Biomed storage | 4/1/19 |  | 4/1/20
YES | YES | Serial Number 150230613 |  |  | 129-31589 | 129-31589 | Stryker Corporation | Mistral Air Plus MA1100-PM |  |  | Biomed |  |  |  |  | 129-31589 | 129-31589 | Sugar Land | Memorial Hermann Sugar Land Hospital | Biomed | Biomed storage | 4/1/18 |  | 4/1/19
NO | YES | Serial Number 140927353 |  |  | 099-08281 | 099-08281 | Stryker Corporation | Mistral Air Plus MA1100-PM |  |  | Katy-ER |  |  |  |  | 099-08281 | 099-08281 | Katy | MHHS-Katy | Katy-ER | Rm 11 | 5/1/19 |  | 5/1/20
NO | YES |  |  |  | 099-08713 | 099-08713 | Stryker Corporation | Mistral Air Plus MA1100-PM |  |  | SW-Endoscopy |  |  |  |  | 099-08713 | 099-08713 | Southwest | MHHS-Southwest | SW-Endoscopy | Bay 24 | 4/1/19 |  | 4/1/20
NO | YES |  |  |  | 099-08715 | 099-08715 | Stryker Corporation | Mistral Air Plus MA1100-PM |  |  | SW-Preop |  |  |  |  | 099-08715 | 099-08715 | Southwest | MHHS-Southwest | SW-Preop | Bay 8 | 6/1/19 |  | 6/1/20
NO | YES |  |  |  | 099-08717 | 099-08717 | Stryker Corporation | Mistral Air Plus MA1100-PM |  |  | SW-Preop |  |  |  |  | 099-08717 | 099-08717 | Southwest | MHHS-Southwest | SW-Preop | Bay 6 | 4/1/19 |  | 4/1/20
NO | YES | Serial Number 140826227 |  |  | 099-08720 | 099-08720 | Stryker Corporation | Mistral Air Plus MA1100-PM |  |  | SW-Endoscopy |  |  |  |  | 099-08720 | 099-08720 | Southwest | MHHS-Southwest | SW-Endoscopy | Nurse station
YES | YES |  |  |  | 009-34056 | 009-34056 | Stryker Corporation | Mistral Air Plus MA1100-PM |  |  | PACU |  |  |  |  | 009-34056 | 009-34056 | Southwest | Memorial Hermann Southwest Hospital | PACU | GI Lab
NO | YES |  |  |  | 009-34057 | 009-34057 | Stryker Corporation | Mistral Air Plus MA1100-PM |  |  | SW-Preop |  |  |  |  | 009-34057 | 009-34057 | Southwest | MHHS-Southwest | SW-Preop | GI Lab
NO | YES |  |  |  | 099-09008 | 099-09008 | Stryker Corporation | Mistral Air Plus MA1100-PM |  |  | SW-Prof Bldg 1-Same Day Surgery |  |  |  |  | 099-09008 | 099-09008 | Southwest | MHHS-Southwest | SW-Prof Bldg 1-Same Day Surgery | Rm 3 | 5/1/19 |  | 5/1/20
NO | YES |  |  |  | 099-09009 | 099-09009 | Stryker Corporation | Mistral Air Plus MA1100-PM |  |  | SW-Prof Bldg 1-Same Day Surgery |  |  |  |  | 099-09009 | 099-09009 | Southwest | MHHS-Southwest | SW-Prof Bldg 1-Same Day Surgery | Rm 4 | 5/1/19 |  | 5/1/20
NO | YES |  |  |  | 074-06379 | 074-06379 | Stryker Corporation | Mistral Air Plus MA1100-PM |  |  | SW-Prof Bldg 1-Same Day Surgery |  |  |  |  | 074-06379 | 074-06379 | Southwest | MHHS-Southwest | SW-Prof Bldg 1-Same Day Surgery | Rm 6 | 5/1/19 |  | 5/1/20
NO | YES |  |  |  | 074-06380 | 074-06380 | Stryker Corporation | Mistral Air Plus MA1100-PM |  |  | SW-Prof Bldg 1-Same Day Surgery |  |  |  |  | 074-06380 | 074-06380 | Southwest | MHHS-Southwest | SW-Prof Bldg 1-Same Day Surgery | Rm 8 | 4/1/19 |  | 4/1/20
YES | YES |  |  |  | 074-06381 | 074-06381 | Stryker Corporation | Mistral Air Plus MA1100-PM |  |  | SW - PROF BLDG 1 - SAME DAY SURGERY |  |  |  |  | 074-06381 | 074-06381 | Southwest | Memorial Hermann Southwest Hospital | SW - PROF BLDG 1 - SAME DAY SURGERY | Rm 15 | 5/1/19 |  | 5/1/20
YES | YES |  |  |  | 074-06382 | 074-06382 | Stryker Corporation | Mistral Air Plus MA1100-PM |  |  | SW - PROF BLDG 1 - SAME DAY SURGERY |  |  |  |  | 074-06382 | 074-06382 | Southwest | Memorial Hermann Southwest Hospital | SW - PROF BLDG 1 - SAME DAY SURGERY | Rm 17 | 5/1/17 |  | 5/1/18
NO | YES |  |  |  | 074-06415 | 074-06415 | Stryker Corporation | Mistral Air Plus MA1100-PM |  |  | SW-HVI-Noninvasive Cardiology |  |  |  |  | 074-06415 | 074-06415 | Southwest | MHHS-Southwest | SW-HVI-Noninvasive Cardiology | Bay 19
NO | YES |  |  |  | 074-06413 | 074-06413 | Stryker Corporation | Mistral Air Plus MA1100-PM |  |  | SW-HVI-Preop |  |  |  |  | 074-06413 | 074-06413 | Southwest | MHHS-Southwest | SW-HVI-Preop | Rm 21
NO | YES |  |  |  | 099-10088 | 099-10088 | Stryker Corporation | Mistral Air Plus MA1100-PM |  |  | SW-HVI-CV ICU |  |  |  |  | 099-10088 | 099-10088 | Southwest | MHHS-Southwest | SW-HVI-CV ICU | Rm 205
NO | YES |  |  |  | 009-34286 | 009-34286 | Stryker Corporation | Mistral Air Plus MA1100-PM |  |  | SW-HVI-OR |  |  |  |  | 009-34286 | 009-34286 | Southwest | MHHS-Southwest | SW-HVI-OR | Hallway | 4/1/19 |  | 4/1/20
NO | YES |  |  |  | 009-34288 | 009-34288 | Stryker Corporation | Mistral Air Plus MA1100-PM |  |  | SW-OR |  |  |  |  | 009-34288 | 009-34288 | Southwest | MHHS-Southwest | SW-OR | OR 21 | 4/1/19 |  | 4/1/20 | New add
NO | YES |  |  |  | 009-34291 | 009-34291 | Stryker Corporation | Mistral Air Plus MA1100-PM |  |  | SW-OR |  |  |  |  | 009-34291 | 009-34291 | Southwest | MHHS-Southwest | SW-OR | Or 14 | 11/1/19 |  | 11/1/20
NO | YES |  |  |  | 009-34297 | 009-34297 | Stryker Corporation | Mistral Air Plus MA1100-PM |  |  | SW-OR |  |  |  |  | 009-34297 | 009-34297 | Southwest | MHHS-Southwest | SW-OR | Or core 16 | 4/1/19 |  | 4/1/20
NO | YES |  |  |  | 009-34299 | 009-34299 | Stryker Corporation | Mistral Air Plus MA1100-PM |  |  | SW-HVI-OR |  |  |  |  | 009-34299 | 009-34299 | Southwest | MHHS-Southwest | SW-HVI-OR | Hvi or 2 | 5/1/19 |  | 5/1/20
NO | YES |  |  |  | 099-08782 | 099-08782 | Stryker Corporation | Mistral Air Plus MA1100-PM |  |  | SW-HVI-OR |  |  |  |  | 099-08782 | 099-08782 | Southwest | MHHS-Southwest | SW-HVI-OR | HVI OR Core | 4/1/19 |  | 4/1/20 | New Add
NO | YES |  |  |  | 099-08788 | 099-08788 | Stryker Corporation | Mistral Air Plus MA1100-PM |  |  | SW-Cath Lab |  |  |  |  | 099-08788 | 099-08788 | Southwest | MHHS-Southwest | SW-Cath Lab | HVI EP4 | 5/1/19 |  | 5/1/20 | New Add
NO | YES |  |  |  | 099-08800 | 099-08800 | Stryker Corporation | Mistral Air Plus MA1100-PM |  |  | SW-ER |  |  |  |  | 099-08800 | 099-08800 | Southwest | MHHS-Southwest | SW-ER | EMS Triage 6 Storage | 8/1/19 |  | 8/1/20 | New Add
NO | YES |  |  |  | 099-13116 | 099-13116 | Stryker Corporation | Mistral Air Plus MA1100-PM |  |  | SW-ER |  |  |  |  | 099-13116 | 099-13116 | Southwest | MHHS-Southwest | SW-ER | Trauma-Storage room | 8/1/19 |  | 8/1/20
NO | YES |  |  |  | 099-08809 | 099-08809 | Stryker Corporation | Mistral Air Plus MA1100-PM |  |  | SW-ER |  |  |  |  | 099-08809 | 099-08809 | Southwest | MHHS-Southwest | SW-ER | ER Hallway Pod A | 5/1/19 |  | 5/1/20 | New Add
NO | YES |  |  |  | 099-14482 | 099-14482 | Stryker Corporation | Mistral Air Plus MA1100-PM |  |  | Er |  |  |  |  | 099-14482 | 099-14482 | TMC | Memorial Hermann-Texas Medical Center | Er | Med room | 2/1/20 |  | 2/1/21
NO | YES |  |  |  | 099-14512 | 099-14512 | Stryker Corporation | Mistral Air Plus MA1100-PM |  |  | TMC-Hermann-Adult ER (1Hp) |  |  |  |  | 099-14512 | 099-14512 | TMC | MHHS-TMC | TMC-Hermann-Adult ER (1Hp) | Med room | 12/1/19 |  | 12/1/20
NO | YES |  |  |  | 099-13998 | 099-13998 | Stryker Corporation | Mistral Air Plus MA1100-PM |  |  | ICU |  |  |  |  | 099-13998 | 099-13998 | TMC | Memorial Hermann-Texas Medical Center | ICU | Equipment storage room
YES | YES |  |  |  | 099-12503 | 099-12503 | Stryker Corporation | Mistral Air Plus MA1100-PM |  |  | Cath lab |  |  |  |  | 099-12503 | 099-12503 | TMC | Memorial Hermann-Texas Medical Center | Cath lab | Cath lab 4 | 5/1/19 |  | 5/1/20
NO | YES |  |  |  | 099-12505 | 099-12505 | Stryker Corporation | Mistral Air Plus MA1100-Pm |  |  | Cath lab |  |  |  |  | 099-12505 | 099-12505 | TMC | Memorial Hermann-Texas Medical Center | Cath lab | Cath lab 1 | 5/1/19 |  | 5/1/20
YES | YES |  |  |  | 099-12520 | 099-12520 | Stryker Corporation | Mistral Air Plus MA1100-Pm |  |  | TMC - OR - CVOR (7HVI) |  |  |  |  | 099-12520 | 099-12520 | TMC | Memorial Hermann-Texas Medical Center | TMC - OR - CVOR (7HVI) | Cv OR 1 | 5/1/19 |  | 5/1/20 | Physically Damaged
NO | YES |  |  |  | 099-12468 | 099-12468 | Stryker Corporation | Mistral Air Plus MA1100-Pm |  |  | TMC-OR-CVOR (7Hvi) |  |  |  |  | 099-12468 | 099-12468 | TMC | MHHS-TMC | TMC-OR-CVOR (7Hvi) | Cv OR 1 | 4/1/19 |  | 4/1/20
NO | YES |  |  |  | 099-12585 | 099-12585 | Stryker Corporation | Mistral Air Plus MA1100-PM |  |  | TMC-HVI-Perfusion (7Hvi) |  |  |  |  | 099-12585 | 099-12585 | TMC | MHHS-TMC | TMC-HVI-Perfusion (7Hvi) | Equipment room
NO | YES |  |  |  | 099-12588 | 099-12588 | Stryker Corporation | Mistral Air Plus MA1100-PM |  |  | HVI PACU |  |  |  |  | 099-12588 | 099-12588 | TMC |  | HVI PACU | Bay 13
NO | YES |  |  |  | 099-12637 | 099-12637 | Stryker Corporation | Mistral Air Plus MA1100-PM |  |  | HVI PACU |  |  |  |  | 099-12637 | 099-12637 | TMC | Memorial Hermann Heart | HVI PACU | Bay 12 | 12/1/19 |  | 12/1/20
NO | YES |  |  |  | 099-12791 | 099-12791 | Stryker Corporation | Mistral Air Plus MA1100-PM |  |  | TMC-PACU-HVI (7Hvi) |  |  |  |  | 099-12791 | 099-12791 | TMC | MHHS-TMC | TMC-PACU-HVI (7Hvi) | Bay 8 | 4/1/19 |  | 4/1/20
NO | YES |  |  |  | 099-12971 | 099-12971 | Stryker Corporation | Mistral Air Plus MA1100-PM |  |  | TMC-MHTMC-Clinical Engineering |  |  |  |  | 099-12971 | 099-12971 | TMC | MHHS-TMC | TMC-MHTMC-Clinical Engineering | Hallway
NO | YES |  |  |  | 099-12970 | 099-12970 | Stryker Corporation | Mistral Air Plus MA1100-PM |  |  | TMC-MHTMC-Clinical Engineering |  |  |  |  | 099-12970 | 099-12970 | TMC | MHHS-TMC | TMC-MHTMC-Clinical Engineering | Hallway
YES | YES |  |  |  |  | 099-11235 | Stryker Corporation | Mistral Air Plus MA1100-PM |  |  | TMC - CULLEN - GENERAL MEDICINE (3C) | [5 empty] | 099-11235 | TM | Memorial Hermann-Texas Medical Center | TMC - CULLEN - GENERAL MEDICINE (3C) | TMC - CULLEN - GENERAL MED | 1/1/20 |  | 1/1/21
NO | YES |  |  |  | 099-11771 | 099-11771 | Stryker Corporation | Mistral Air Plus MA1100-PM |  |  | 8j transitional care |  |  |  |  | 099-11771 | 099-11771 |  | Memorial Hermann-tmc | 8j transitional care | Soiled utility | 3/1/20
NO | YES |  |  |  | 099-05327 | 099-05327 | Stryker Corporation | Mistral Air Plus MA1100-PM |  |  | Memorial Hermann- Texas Medica Center Robertson Radiology |  |  |  |  | 099-05327 | 099-05327 |  | TCM | Memorial Hermann- Texas Medica Center Robertson Radiology | Phase I Day Surgery | 3/1/20 |  |  | No PM Sticker
NO | YES |  |  |  | 099-05325 | 099-05325 | Stryker Corporation | Mistral Air Plus MA1100-PM |  |  | Memorial Hermann- Texas Medica Center Robertson Radiology |  |  |  |  | 099-05325 | 099-05325 |  | TCM | Memorial Hermann- Texas Medica Center Robertson Radiology | Phase I Day Surgery |  |  |  | No PM Sticker
NO | YES |  |  |  | 069-44656 | 069-44656 | Stryker Corporation | Mistral Air Plus MA1100-PM |  |  | Central Supply |  |  |  |  | 069-44656 | 069-44656 | TMC | Memorial Hermann-Texas Medical Center | Central Supply | Central Supply | 3/1/20 |  | 3/1/21
NO | YES |  |  |  | 069-44657 | 069-44657 | Stryker Corporation | Mistral Air Plus MA1100-PM |  |  | Central Supply |  |  |  |  | 069-44657 | 069-44657 | TMC | Memorial Hermann-Texas Medical Center | Central Supply | Central Supply | 2/1/20 |  | 2/1/21
YES | YES |  |  |  | MSA2020 | 069-44755 | Stryker Corporation | Mistral Air Plus MA1100-PM |  |  | Memorial Hermann- Texas Medical Center Central Suply |  |  |  |  | MSA2020 | 069-44755 |  | TMC | Memorial Hermann- Texas Medical Center Central Suply |  | 7/1/19 |  | 7/1/20
NO | YES |  |  |  | 069-44658 | 069-44658 | Stryker Corporation | Mistral Air Plus MA1100-PM |  |  | Central Supply |  |  |  |  | 069-44658 | 069-44658 | TMC | Memorial Hermann-Texas Medical Center | Central Supply | Central Supply | 3/1/20 |  | 3/1/21
NO | YES |  |  |  | 069-44659 | 069-44659 | Stryker Corporation | Mistral Air Plus MA1100-PM |  |  | Central Supply |  |  |  |  | 069-44659 | 069-44659 | TMC | Memorial Hermann-Texas Medical Center | Central Supply | Central Supply | 3/1/20 |  | 3/1/21
NO | YES |  |  |  | 069-44752 | MSA2095 | Stryker Corporation | Mistral Air Plus MA1100-PM |  |  | Memorial Hermann- Texas Medical Center Central Suply |  |  |  |  | 069-44752 | MSA2095 |  | TMC | Memorial Hermann- Texas Medical Center Central Suply |  | 4/1/19 |  | 4/1/20
YES | YES |  |  |  | 069-44660 | 069-44660 | Stryker Corporation | Mistral Air Plus MA1100-PM |  |  | Central Supply |  |  |  |  | 069-44660 | 069-44660 | TMC | Memorial Hermann-Texas Medical Center | Central Supply | Central Supply | 1/1/20 |  | 1/1/21
NO | YES |  |  |  | 069-44753 | 069-44753 | Stryker Corporation | Mistral Air Plus MA1100-PM |  |  | Memorial Hermann- Texas Medical Center Central Suply |  |  |  |  | 069-44753 | 069-44753 |  | TMC | Memorial Hermann- Texas Medical Center Central Suply | Central suply | 6/1/19 |  | 6/1/20
YES | YES |  |  |  | 069-44661 | 069-44661 | Stryker Corporation | Mistral Air Plus MA1100-PM |  |  | Central Supply |  |  |  |  | 069-44661 | 069-44661 | TMC | Memorial Hermann-Texas Medical Center | Central Supply | Central Supply | 5/1/19 |  | 5/1/20
NO | YES |  |  |  | 069-44662 | 069-44662 | Stryker Corporation | Mistral Air Plus MA1100-PM |  |  | Central Supply |  |  |  |  | 069-44662 | 069-44662 | TMC | Memorial Hermann-Texas Medical Center | Central Supply | Central Supply | 9/1/19 |  | 9/1/20
YES | YES |  |  |  | 069-44754 | 069-44754 | Stryker Corporation | Mistral Air Plus MA1100-PM |  |  | Memorial Hermann- Texas Medical Center Central Suply |  |  |  |  | 069-44754 | 069-44754 |  | TMC | Memorial Hermann- Texas Medical Center Central Suply | Central suply | 1/1/20 |  | 1/1/20
NO | YES |  |  |  | 069-44663 | 069-44663 | Stryker Corporation | Mistral Air Plus MA1100-PM |  |  | Central Supply |  |  |  |  | 069-44663 | 069-44663 | TMC | Memorial Hermann-Texas Medical Center | Central Supply | Central Supply | 5/1/19 |  | 5/1/20
YES | YES |  |  |  | 099-11235 | 099-11235 | Stryker Corporation | Mistral Air Plus MA1100-PM |  | 1 60645990 | Memorial Hermann- Texas Medical Center Central Suply |  |  |  |  | 099-11235 | 099-11235 |  | TMC | Memorial Hermann- Texas Medical Center Central Suply | Central suply | 1/1/20 |  | 1/1/20
NO | YES |  |  |  | 069-44664 | 069-44664 | Stryker Corporation | Mistral Air Plus MA1100-PM |  |  | Central Supply |  |  |  |  | 069-44664 | 069-44664 | TMC | Memorial Hermann-Texas Medical Center | Central Supply | Central Supply | 3/1/20 |  | 3/1/21
NO | YES |  |  |  | 069-44756 | 069-44756 | Stryker Corporation | Mistral Air Plus MA1100-PM |  |  | Memorial Hermann- Texas Medical Center Central Suply |  |  |  |  | 069-44756 | 069-44756 |  | TMC | Memorial Hermann- Texas Medical Center Central Suply | Central suply | 1/1/20 |  | 1/1/21
NO | YES |  |  |  | 069-44665 | 069-44665 | Stryker Corporation | Mistral Air Plus MA1100-PM |  |  | Central Supply |  |  |  |  | 069-44665 | 069-44665 | TMC | Memorial Hermann-Texas Medical Center | Central Supply | Central Supply | 2/1/20 |  | 2/1/21
YES | YES |  |  |  | 069-44757 | 069-44757 | Stryker Corporation | Mistral Air Plus MA1100-PM |  |  | Memorial Hermann- Texas Medical Center Central Suply |  |  |  |  | 069-44757 | 069-44757 |  | TMC | Memorial Hermann- Texas Medical Center Central Suply | Central suply | 10/1/19 |  | 10/1/20
NO | YES | Serial Number 170351886 |  |  | 099-11240 | 099-11240 | Stryker Corporation | Mistral Air Plus MA1100-PM |  |  | Central Supply |  |  |  |  | 099-11240 | 099-11240 | TMC | Memorial Hermann-Texas Medical Center | Central Supply | Central Supply | 3/1/19 |  | 3/1/20
NO | YES |  |  |  | 099-09117 | 099-09117 | Stryker Corporation | Mistral Air Plus MA1100-PM |  |  | Central Supply |  |  |  |  | 099-09117 | 099-09117 | TMC | Memorial Hermann-Texas Medical Center | Central Supply | Central Supply | 2/1/20 |  | 2/1/21
NO | YES |  |  |  | 099-12705 | 099-12705 | Stryker Corporation | Mistral Air Plus MA1100-PM |  |  | Memorial Hermann- Texas Medical Center Central Suply |  |  |  |  | 099-12705 | 099-12705 |  | TMC | Memorial Hermann- Texas Medical Center Central Suply | Central suply | 3/1/20 |  | 3/1/21
NO | YES |  |  |  | 069-44666 | 069-44666 | Stryker Corporation | Mistral Air Plus MA1100-PM |  |  | Central Supply |  |  |  |  | 069-44666 | 069-44666 | TMC | Memorial Hermann-Texas Medical Center | Central Supply | Central Supply | 4/1/19 |  | 4/1/21
YES | YES |  |  |  | 069-44758 | 069-44758 | Stryker Corporation | Mistral Air Plus MA1100-PM |  |  | Memorial Hermann- Texas Medical Center Central Suply |  |  |  |  | 069-44758 | 069-44758 |  | TMC | Memorial Hermann- Texas Medical Center Central Suply | Central suply | 3/1/20 |  | 3/1/21
NO | YES |  |  |  | 099-12848 | 099-12848 | Stryker Corporation | Mistral Air Plus MA1100-PM |  |  | Memorial Hermann- Texas Medical Center |  |  |  |  | 099-12848 | 099-12848 |  | TMC | Memorial Hermann- Texas Medical Center | Centra suplay | 2/1/20 |  | 2/1/21
NO | YES |  |  |  | 099-09379 | 099-09379 | Stryker Corporation | Mistral Air Plus MA1100-PM |  |  | Memorial Hermann- Texas Medical Center |  |  |  |  | 099-09379 | 099-09379 |  | TMC | Memorial Hermann- Texas Medical Center | Centra suplay | 3/1/20 |  | 3/1/21
YES | YES |  |  |  | 099-09380 | 099-09380 | Stryker Corporation | Mistral Air Plus MA1100-PM |  |  | Memorial Hermann- Texas Medical Center |  |  |  |  | 099-09380 | 099-09380 |  | TMC | Memorial Hermann- Texas Medical Center | Centra suplay | 1/1/20 |  | 1/1/21
YES | YES |  |  |  | 099-09381 | 099-09381 | Stryker Corporation | Mistral Air Plus MA1100-PM |  |  | Memorial Hermann- Texas Medical Center |  |  |  |  | 099-09381 | 099-09381 |  | TMC | Memorial Hermann- Texas Medical Center | Centra suplay | 1/1/20 |  | 1/1/21
NO | YES |  |  |  | 099-09382 | 099-09382 | Stryker Corporation | Mistral Air Plus MA1100-PM |  |  | Memorial Hermann- Texas Medical Center |  |  |  |  | 099-09382 | 099-09382 |  | TMC | Memorial Hermann- Texas Medical Center | Centra suplay | 12/1/19 |  | 12/1/20
YES | YES |  |  |  | 099-09383 | 099-09383 | Stryker Corporation | Mistral Air Plus MA1100-PM |  |  | Memorial Hermann- Texas Medical Center |  |  |  |  | 099-09383 | 099-09383 |  | TMC | Memorial Hermann- Texas Medical Center | Centra suplay | 1/1/20 |  | 1/1/21
NO | YES |  |  |  | 069-44783 | MSA2042 | Stryker Corporation | Mistral Air Plus MA1100-PM |  |  | Memorial Hermann- Texas Medical Center |  |  |  |  | 069-44783 | MSA2042 |  | TMC | Memorial Hermann- Texas Medical Center | Centra suplay | 7/1/19 |  | 7/1/20
NO | YES |  |  |  | 069-44782 | 069-44782 | Stryker Corporation | Mistral Air Plus MA1100-PM |  |  | Memorial Hermann- Texas Medical Center |  |  |  |  | 069-44782 | 069-44782 |  | TMC | Memorial Hermann- Texas Medical Center | Centra suplay | 3/1/20 |  | 3/1/21
NO | YES |  |  |  | 069-44781 | 069-44781 | Stryker Corporation | Mistral Air Plus MA1100-PM |  |  | Memorial Hermann- Texas Medical Center |  |  |  |  | 069-44781 | 069-44781 |  | TMC | Memorial Hermann- Texas Medical Center | Centra suplay | 4/1/19 |  | 4/1/20
NO | YES |  |  |  | 069-44766 | 069-44766 | Stryker Corporation | Mistral Air Plus MA1100-PM |  |  | Memorial Hermann- Texas Medical - Robertson Pavilion - Patient room |  |  |  |  | 069-44766 | 069-44766 |  | TMC | Memorial Hermann- Texas Medical - Robertson Pavilion - Patient room | Hyperbarics 04 | 4/1/20 |  | 4/1/21
NO | YES |  |  |  | 099-09517 | 099-09517 | Stryker Corporation | Mistral Air Plus MA1100-PM |  |  | TMC - OR - HERMANN (2HP) |  |  |  |  | 099-09517 | 099-09517 |  | Memorial Hermann-tmc | TMC - OR - HERMANN (2HP) | Or 35 | 5/1/19 |  | 5/1/20
NO | YES |  |  |  | 099-07104 | 099-07104 | Stryker Corporation | Mistral Air Plus MA1100-PM |  |  | TMC - SAROFIM 2 - OR |  |  |  |  | 099-07104 | 099-07104 |  | Memorial Hermann-tmc | TMC - SAROFIM 2 - OR | OR15 |  |  |  | No PM Sticker
NO | YES |  |  |  | 099-07955 | 099-07955 | Stryker Corporation | Mistral Air Plus MA1100-PM |  |  | TMC - OR - ROBERTSON (2R) |  |  |  |  | 099-07955 | 099-07955 |  | Memorial Hermann-tmc | TMC - OR - ROBERTSON (2R) | Or62 | 4/1/19 |  | 4/1/20
YES | YES |  |  |  | 099-07982 | 099-07982 | Stryker Corporation | Mistral Air Plus MA1100-PM |  | X19gbd | TMC - OR - ROBERTSON (2R) |  |  |  |  | 099-07982 | 099-07982 |  | Memorial Hermann-tmc | TMC - OR - ROBERTSON (2R) | Or69 |  |  |  | No PM Sticker
YES | YES |  |  |  | 099-09999 | 099-09999 | Stryker Corporation | Mistral Air Plus MA1100-PM |  |  | Radiology OR |  |  |  |  | 099-09999 | 099-09999 |  | Hermann Memorial TMC | Radiology OR | OR | 4/1/19 |  | 4/1/17
NO | YES |  |  |  | 099-07819 | 099-07819 | Stryker Corporation | Mistral Air Plus MA1100-PM |  |  | SE - CDU |  |  |  |  | 099-07819 | 099-07819 | Southeast | Memorial Hermann-Southeast Hosptal | SE - CDU | W1 416.30 | 10/1/19 |  | 10/1/20
NO | YES |  |  |  | 005-13152 | 005-13152 | Stryker Corporation | Mistral Air Plus MA1100-PM |  |  | Memorial City-Labor |  |  |  |  | 005-13152 | 005-13152 | West | Women?s Memorial Hermann Memorial City Hospital | Memorial City-Labor | Post Bay 3
NO | YES |  |  |  | 151-04171 | 151-04171 | Stryker Corporation | Mistral Air Plus MA1100-PM |  |  | Biomed |  |  |  |  | 151-04171 | 151-04171 | Mem city | Memorial city - Memorial herman hospital | Biomed | Biomed shop
NO | YES |  |  |  | 151-04378 | 151-04378 | Stryker Corporation | Mistral Air Plus MA1100-PM |  |  | MEMORIAL CITY - OUTPATIENT SURGERY |  |  |  |  | 151-04378 | 151-04378 | West | Memorial Hermann - Memorial City | MEMORIAL CITY - OUTPATIENT SURGERY | OPS West Tower 1st Floor W1 300.44 Storage Room
NO | YES |  |  |  | 151-04379 | 151-04379 | Stryker Corporation | Mistral Air Plus MA1100-PM |  |  | MEMORIAL CITY - OUTPATIENT SURGERY |  |  |  |  | 151-04379 | 151-04379 | West | Memorial Hermann - Memorial City | MEMORIAL CITY - OUTPATIENT SURGERY | OPS West Tower 1st Floor W1 300.44 Storage Room
NO | YES |  |  |  | 151-04366 | 151-04366 | Stryker Corporation | Mistral Air Plus MA1100-PM |  |  | Memorial Ciry Day Surgery |  |  |  |  | 151-04366 | 151-04366 | West | Memorial Hermann - Memorial City | Memorial Ciry Day Surgery | Storage Room West Tower W1 Stepdown 6
NO | YES |  |  |  | 151-04365 | 151-04365 | Stryker Corporation | Mistral Air Plus MA1100-PM |  |  | Memorial Ciry Day Surgery |  |  |  |  | 151-04365 | 151-04365 | West | Memorial Hermann - Memorial City | Memorial Ciry Day Surgery | Storage Room West Tower W1 Stepdown 6
NO | YES |  |  |  | 151-04364 | 151-04364 | Stryker Corporation | Mistral Air Plus MA1100-PM |  |  | Memorial Ciry Day Surgery |  |  |  |  | 151-04364 | 151-04364 | West | Memorial Hermann - Memorial City | Memorial Ciry Day Surgery | Storage Room West Tower W1 Stepdown 6
NO | YES |  |  |  | 151-04418 | 151-04418 | Stryker Corporation | Mistral Air Plus MA1100-PM |  |  | MEMORIAL CITY - Outpatient Surgery |  |  |  |  | 151-04418 | 151-04418 | West | Memorial Hermann Memorial City Medical Center | MEMORIAL CITY - Outpatient Surgery | W1 Recovery
NO | YES |  |  |  | 151-04419 | 151-04419 | Stryker Corporation | Mistral Air Plus MA1100-PM |  |  | MEMORIAL CITY - Outpatient Surgery |  |  |  |  | 151-04419 | 151-04419 | West | Memorial Hermann Memorial City Medical Center | MEMORIAL CITY - Outpatient Surgery | W1 Recovery
NO | YES |  |  |  | 151-04420 | 151-04420 | Stryker Corporation | Mistral Air Plus MA1100-PM |  |  | MEMORIAL CITY - Outpatient Surgery |  |  |  |  | 151-04420 | 151-04420 | West | Memorial Hermann Memorial City Medical Center | MEMORIAL CITY - Outpatient Surgery | W1 Recovery
YES | YES |  |  |  | 151-04421 | 151-04421 | Stryker Corporation | Mistral Air Plus MA1100-PM |  |  | MEMORIAL CITY - Outpatient Surgery |  |  |  |  | 151-04421 | 151-04421 | West | Memorial Hermann Memorial City Medical Center | MEMORIAL CITY - Outpatient Surgery | W1 Recovery
NO | YES |  |  |  | 005-13175 | 005-13175 | Stryker Corporation | Mistral Air Plus MA1100-PM |  |  | MEMORIAL CITY - CARDIOLOGY |  |  |  |  | 005-13175 | 005-13175 | West | Memorial Hermann - Memorial City | MEMORIAL CITY - CARDIOLOGY | Cath Lab E9 335 Pre Pro 8
NO | YES |  |  |  | 041-33720 | 041-33720 | Stryker Corporation | Mistral Air Plus MA1100-PM |  |  | MEMORIAL CITY - CATH LAB |  |  |  |  | 041-33720 | 041-33720 | West | Memorial Hermann Heart | MEMORIAL CITY - CATH LAB | Cath Lab 2
NO | YES |  |  |  | 041-33721 | 041-33721 | Stryker Corporation | Mistral Air Plus MA1100-PM |  |  | MEMORIAL CITY - CATH LAB |  |  |  |  | 041-33721 | 041-33721 | West | Memorial Hermann Heart | MEMORIAL CITY - CATH LAB | Cath Lab 2
NO | YES |  |  |  | 041-33919 | 041-33919 | Stryker Corporation | Mistral Air Plus MA1100-PM |  |  | Cath Lab |  |  |  |  | 041-33919 | 041-33919 | West | Memorial Hermann - Memorial City | Cath Lab | Room E9-2151
NO | YES | [5 empty] | Stryker Corporation | Mistral Air Plus MA1100-PM |  |  | Endocospy | [6 empty] | West | Memorial Hermann Memorial City Medical Center | Endocospy | Endocospy by room8
NO | YES | [5 empty] | Stryker Corporation | Mistral Air Plus MA1100-PM |  |  | East Tower OR | [6 empty] | West | Memorial Hermann - Memorial City | East Tower OR | E2 Isolation Room E2 225.1
NO | YES | [5 empty] | Stryker Corporation | Mistral Air Plus MA1100-PM |  |  | Memorial City - Recovery | [6 empty] | West | Memorial Hermann - Memorial City | Memorial City - Recovery | E2 MOR Recovery - PACU 13
NO | YES | [5 empty] | Stryker Corporation | Mistral Air Plus MA1100-PM |  |  | Memorial City - Recovery | [6 empty] | West | Memorial Hermann - Memorial City | Memorial City - Recovery | E2 MOR Recovery - PACU 14
NO | YES | [5 empty] | Stryker Corporation | Mistral Air Plus MA1100-PM |  |  | Memorial City - Recovery | [6 empty] | West | Memorial Hermann - Memorial City | Memorial City - Recovery | E2 MOR Pre-Surgical Room 10
YES | YES | [5 empty] | Stryker Corporation | Mistral Air Plus MA1100-PM |  |  | Memorial City - Recovery | [6 empty] | West | Memorial Hermann - Memorial City | Memorial City - Recovery | E2 MOR Pre-Surgical Room 1
NO | YES | [5 empty] | Stryker Corporation | Mistral Air Plus MA1100-PM |  |  | MEMORIAL CITY - OUTPATIENT SURGERY | [6 empty] | West | Memorial Hermann - Memorial City | MEMORIAL CITY - OUTPATIENT SURGERY | W1 300.70 OR 5
NO | YES | [5 empty] | Stryker Corporation | Mistral Air Plus MA1100-PM |  |  | MEMORIAL CITY - OUTPATIENT SURGERY | [6 empty] | West | Memorial Hermann - Memorial City | MEMORIAL CITY - OUTPATIENT SURGERY | OR Room 10
NO | YES | [5 empty] | Stryker Corporation | Mistral Air Plus MA1100-PM |  |  | MEMORIAL CITY - OUTPATIENT SURGERY | [6 empty] | West | Memorial Hermann - Memorial City | MEMORIAL CITY - OUTPATIENT SURGERY | W1 300.92 OR 8
NO | YES | [5 empty] | Stryker Corporation | Mistral Air Plus MA1100-PM |  |  | MEMORIAL CITY - MHT - JHC OR | [6 empty] | West | Memorial Hermann - Memorial City | MEMORIAL CITY - MHT - JHC OR | MH11 OR Room 3
NO | YES | Serial Number 140725583 |  |  | 099-08675 | 099-08675 | Stryker Corporation | Mistral Air Plus MA1100-PM |  |  | r Heights Hospital ER nurce statio |  |  |  |  | 099-08675 | 099-08675 | Central | Memorial Hermann Greater Heights Hospital ER nurce station | r Heights Hospital ER nurce statio | Memorial Hermann Greater Heights Hospital Cath lAb
NO | YES |  |  |  | 009-33025 | 009-33025 | Stryker Corporation | Mistral Air Plus MA1100-PM |  |  | GH - LABOR |  |  |  |  | 009-33025 | 009-33025 | Central | Greater Heights | GH - LABOR | GJ-LABOR
NO | YES | Serial Number 160545592 |  |  | 099-01025 | 099-01025 | Stryker Corporation | Mistral Air Plus MA1100-PM |  |  | Surgery |  |  |  |  | 099-01025 | 099-01025 | Katy | Memorial Hermann Northeast Hospital | Surgery | Storage
YES | YES |  |  |  | 099-01991 |  | Stryker Corporation | Mistral Air Plus MA1100-PM |  |  | Surgery |  |  |  |  | 099-01991 |  |  | Memorial Hermann Northeast Hospital | Surgery | Surgery
YES | YES |  |  |  | 099-01048 |  | Stryker Corporation | Mistral Air Plus MA1100-PM |  |  | Surgery |  |  |  |  | 099-01048 |  | Katy | Memorial Hermann Northeast Hospital | Surgery | Surgery
YES | YES |  |  |  | 099-13799 | 099-13799 | Stryker Corporation | Mistral Air Plus MA1100-PM |  |  | SW - Labor Delivery |  |  |  |  | 099-13799 | 099-13799 | Southwest | Memorial Hermann Southwest Hospital | SW - Labor Delivery | OR 1
NO | YES | Serial Number 150330914 |  |  | 099-06161 | 099-06161 | Stryker Corporation | Mistral Air Plus MA1100-PM |  |  | SE - CATH LAB |  |  |  |  | 099-06161 | 099-06161 | Southeast | Memorial Hermann Southeast Hospital | SE - CATH LAB | Cath lab1
NO | YES |  |  |  | 029-10989 | 029-10989 | Stryker Corporation | Mistral-Air |  |  | Woodlands-Cath Lab | MHHS-Woodlands |  | Warmer, Patient |  | 029-10989 | 029-10989 | Woodlands | MHHS-Woodlands | Woodlands-Cath Lab | Cath Lab 2 | 11/1/17 |  | 11/1/18 |  | WARMING/COOLING UNITS, PATIENT | Warmer, Patient | WARMERPATIENT-Stryker-Mistral-Air | WARMERPATIENT | Mistral-Air |  |  |  | Stryker | Warmer, Patient |  | WARMERPATIENT-Stryker-Mistral-Air |  |  |  | WP-A | Not Covered Vendor Only - Biomedical | MHHS-Woodlands | [8 empty] | WARMERPATIENT | Warmer, Patient | Stryker
NO | YES |  |  |  | 151-02014 | 151-02014 | Stryker Corporation | Mistral-Air |  |  | CY-Labor & Delivery |  |  |  |  | 151-02014 | 151-02014 | Northwest | MHHS-Cypress | CY-Labor & Delivery | Storage roomS5 161 | 1/1/19 | 1/1/20
NO | YES |  |  |  | 099-04055 | 099-04055 | Stryker Corporation | Mistral-Air |  |  | Pearland-Rental |  |  |  |  | 099-04055 | 099-04055 | Pearland | MHHS-Pearland Hospital | Pearland-Rental | Biomed | 5/1/19 | 5/1/20
NO | YES |  |  |  | 099-04056 | 099-04056 | Stryker Corporation | Mistral-Air |  |  | Pearland-Rental |  |  |  |  | 099-04056 | 099-04056 | Pearland | MHHS-Pearland Hospital | Pearland-Rental | Biomed | 6/1/19 | 6/1/20
NO | YES |  |  |  | 099-04057 | 099-04057 | Stryker Corporation | Mistral-Air |  |  | Pearland-Rental |  |  |  |  | 099-04057 | 099-04057 | Pearland | MHHS-Pearland Hospital | Pearland-Rental | Biomed | 9/1/19 | 9/1/20
NO | YES |  |  |  | 099-04058 | 099-04058 | Stryker Corporation | Mistral-Air |  |  | Pearland-Rental |  |  |  |  | 099-04058 | 099-04058 | Pearland | MHHS-Pearland Hospital | Pearland-Rental | Biomed | 9/1/19 | 9/1/20
YES | YES |  |  |  | 099-04059 | 099-04059 | Stryker Corporation | Mistral-Air |  |  | Biomed |  |  |  |  | 099-04059 | 099-04059 | Pearland | Memorial Hermann Pearland Hospital | Biomed | Biomed
NO | YES |  |  |  | 099-04141 | 099-04141 | Stryker Corporation | Mistral-Air |  |  | Pearland-ICU/IMCU |  |  |  |  | 099-04141 | 099-04141 | Pearland | MHHS-Pearland Hospital | Pearland-ICU/IMCU | N128 | 10/1/19 | 10/1/20
YES | YES |  |  |  | 099-04144 | 099-04144 | Stryker Corporation | Mistral-Air |  |  | ICU North |  |  |  |  | 099-04144 | 099-04144 | Pearland | Memorial Hermann Pearland Hospital | ICU North | Clean Storage | 1/1/20 | 1/1/21
NO | YES |  |  |  | 099-04145 | 099-04145 | Stryker Corporation | Mistral-Air |  |  | Pearland-ICU/IMCU |  |  |  |  | 099-04145 | 099-04145 | Pearland | MHHS-Pearland Hospital | Pearland-ICU/IMCU | Clean Storage | 3/1/19 | 3/1/20
NO | YES |  |  |  | 099-04300 | 099-04300 | Stryker Corporation | Mistral-Air |  |  | Pearland-ICU/IMCU |  |  |  |  | 099-04300 | 099-04300 | Pearland | MHHS-Pearland Hospital | Pearland-ICU/IMCU | ICU 6 | 5/1/19 | 5/1/20
YES | YES |  |  |  |  | 099-04225 | Stryker Corporation | Mistral-Air |  |  | PEARLAND - CENTRAL SUPPLY | [5 empty] | 099-04225 | Pearland | Memorial Hermann Pearland Hospital | PEARLAND - CENTRAL SUPPLY | Pre op 7 | 5/1/19 | 5/1/20
NO | YES |  |  |  | 099-04428 | 099-04428 | Stryker Corporation | Mistral-Air |  |  | Pearland-OR |  |  |  |  | 099-04428 | 099-04428 | Pearland | MHHS-Pearland Hospital | Pearland-OR | OR2 | 5/1/19 | 5/1/20
NO | YES |  |  |  | 099-04316 | 099-04316 | Stryker Corporation | Mistral-Air |  |  | Pearland-OR |  |  |  |  | 099-04316 | 099-04316 | Pearland | MHHS-Pearland Hospital | Pearland-OR | OR1 | 9/1/19 | 9/1/20
NO | YES |  |  |  | 099-04317 | 099-04317 | Stryker Corporation | Mistral-Air |  |  | Pearland-OR |  |  |  |  | 099-04317 | 099-04317 | Pearland | MHHS-Pearland Hospital | Pearland-OR | OR1 | 8/1/19 | 8/1/20
NO | YES |  |  |  | 099-04030 | 099-04030 | Stryker Corporation | Mistral-Air |  |  | Pearland-OR |  |  |  |  | 099-04030 | 099-04030 | Pearland | MHHS-Pearland Hospital | Pearland-OR | Pearland - OR | 8/1/19 | 8/1/20
NO | YES |  |  |  | 099-04164 | 099-04164 | Stryker Corporation | Mistral-Air |  |  | Pearland-OR |  |  |  |  | 099-04164 | 099-04164 | Pearland | MHHS-Pearland Hospital | Pearland-OR | OR 3 | 9/1/19 | 9/1/20
NO | YES |  |  |  | 099-04165 | 099-04165 | Stryker Corporation | Mistral-Air |  |  | Pearland-OR |  |  |  |  | 099-04165 | 099-04165 | Pearland | MHHS-Pearland Hospital | Pearland-OR | OR 3 | 9/1/19 | 9/1/20
NO | YES |  |  |  | 099-04320 | 099-04320 | Stryker Corporation | Mistral-Air |  |  | Pearland-OR |  |  |  |  | 099-04320 | 099-04320 | Pearland | MHHS-Pearland Hospital | Pearland-OR | OR C SECTION | 3/1/19 | 3/1/20
NO | YES |  |  |  | 099-04046 | 099-04046 | Stryker Corporation | Mistral-Air |  |  | Pearland-OR |  |  |  |  | 099-04046 | 099-04046 | Pearland | MHHS-Pearland Hospital | Pearland-OR | Pearland - OR | 9/1/19 | 9/1/20
NO | YES |  |  |  | 099-04045 | 099-04045 | Stryker Corporation | Mistral-Air |  |  | Pearland-OR |  |  |  |  | 099-04045 | 099-04045 | Pearland | MHHS-Pearland Hospital | Pearland-OR | Pearland - OR | 9/1/19 | 9/1/20
NO | YES |  |  |  | 099-04327 | 099-04327 | Stryker Corporation | Mistral-Air |  |  | Pearland-Endoscopy |  |  |  |  | 099-04327 | 099-04327 | Pearland | MHHS-Pearland Hospital | Pearland-Endoscopy | Endo equipment storage | 12/1/19 | 2/1/20
YES | YES | Serial Number Cnf |  |  | 099-04647 | 099-04647 | Stryker Corporation | Mistral-Air |  | Cnf | PEARLAND - 3N - MED/SURG |  |  |  |  | 099-04647 | 099-04647 | Pearland | Memorial Hermann Pearland Hospital | PEARLAND - 3N - MED/SURG | N321 |  | 2/1/20 |  | In use. Unable to verify sn
YES | YES | Serial Number Cnf |  |  | 099-04342 | 099-04342 | Stryker Corporation | Mistral-Air |  | CNF | PEARLAND - 3N - MED/SURG |  |  |  |  | 099-04342 | 099-04342 | Pearland | Memorial Hermann Pearland Hospital | PEARLAND - 3N - MED/SURG
YES | YES | Serial Number Cnf |  |  | 099-04652 | 099-04652 | Stryker Corporation | Mistral-Air |  | Cnf | PEARLAND - 3N - MED/SURG |  |  |  |  | 099-04652 | 099-04652 | Pearland | Memorial Hermann Pearland Hospital | PEARLAND - 3N - MED/SURG | N322
YES | YES | Serial Number Cnf |  |  | 099-04113 | 099-04113 | Stryker Corporation | Mistral-Air |  | Cnf | PEARLAND - LABOR |  |  |  |  | 099-04113 | 099-04113 | Pearland | Memorial Hermann Pearland Hospital | PEARLAND - LABOR | Room 324 |  |  |  | No pm sticker. Could not get serial
YES | YES | Serial Number Cnf |  |  | UBS17164 | 099-04417 | Stryker Corporation | Mistral-Air |  | CNF | Mustispecialty |  |  |  |  | UBS17164 | 099-04417 | Pearland | Memorial Hermann Pearland Hospital | Mustispecialty | Multispecialty | 9/1/18 | 9/1/19
YES | YES | Serial Number Cnf |  |  | 099-04114 | 099-04114 | Stryker Corporation | Mistral-Air |  | Cnf | PEARLAND - LABOR |  |  |  |  | 099-04114 | 099-04114 | Pearland | Memorial Hermann Pearland Hospital | PEARLAND - LABOR | Room 323 |  |  |  | Could not get to serial. No pm
NO | YES |  |  |  | 099-04871 | 099-04871 | Stryker Corporation | Mistral-Air |  |  | Pearland-Cardiology Services |  |  |  |  | 099-04871 | 099-04871 | Pearland | MHHS-Pearland Hospital | Pearland-Cardiology Services | Consultation | 5/1/19 | 5/1/20
NO | YES |  |  |  | 099-04370 | 099-04370 | Stryker Corporation | Mistral-Air |  |  | Pearland-Cardiac Cath Lab |  |  |  |  | 099-04370 | 099-04370 | Pearland | MHHS-Pearland Hospital | Pearland-Cardiac Cath Lab | Cardiac Cath Lab | 11/1/19 | 11/1/20
NO | YES |  |  |  | 099-04731 | 099-04731 | Stryker Corporation | Mistral-Air |  |  | Pearland-Cardiac Cath Lab |  |  |  |  | 099-04731 | 099-04731 | Pearland | MHHS-Pearland Hospital | Pearland-Cardiac Cath Lab | Prep | 6/1/19 | 6/1/20
NO | YES |  |  |  | 099-04636 | 099-04636 | Stryker Corporation | Mistral-Air |  |  | Pearland-Cardiac Cath Lab |  |  |  |  | 099-04636 | 099-04636 | Pearland | MHHS-Pearland Hospital | Pearland-Cardiac Cath Lab | Prep 1 | 11/1/19 | 11/1/20
NO | YES |  |  |  | 099-04789 | 099-04789 | Stryker Corporation | Mistral-Air |  |  | Pearland-Cardiac Cath Lab |  |  |  |  | 099-04789 | 099-04789 | Pearland | MHHS-Pearland Hospital | Pearland-Cardiac Cath Lab | Storage 215 | 11/1/19 | 11/1/20
NO | YES |  |  |  | 099-03022 | 099-03022 | Stryker Corporation | Mistral-Air |  |  | Katy-PACU |  |  |  |  | 099-03022 | 099-03022 | Katy | MHHS-Katy | Katy-PACU | Pacu | 5/1/19 | 5/1/20
NO | YES |  |  |  | 151-04399 | 151-04399 | Stryker Corporation | Mistral-Air |  |  | Katy-PACU |  |  |  |  | 151-04399 | 151-04399 | Katy | MHHS-Katy | Katy-PACU | Bay 3
NO | YES |  |  |  | 151-04400 | 151-04400 | Stryker Corporation | Mistral-Air |  |  | Katy-PACU |  |  |  |  | 151-04400 | 151-04400 | Katy | MHHS-Katy | Katy-PACU | Bay 4 | 11/1/19 | 11/1/20
YES | YES |  |  |  | 099-03023 | 099-03023 | Stryker Corporation | Mistral-Air |  | 160848388@9 | KATY - PACU |  |  |  |  | 099-03023 | 099-03023 | Katy | Memorial Hermann Katy Hospital | KATY - PACU | Pacu | 2/1/19 | 2/1/20
NO | YES |  |  |  | 099-03250 | 099-03250 | Stryker Corporation | Mistral-Air |  |  | Katy-PACU |  |  |  |  | 099-03250 | 099-03250 | Katy | MHHS-Katy | Katy-PACU | PACU BAY 5 | 11/1/19 | 11/1/20
NO | YES |  |  |  | 099-03251 | 099-03251 | Stryker Corporation | Mistral-Air |  |  | Katy-PACU |  |  |  |  | 099-03251 | 099-03251 | Katy | MHHS-Katy | Katy-PACU | PACU BAY 15 | 12/1/19 | 12/1/20
NO | YES |  |  |  | 151-04656 | 151-04656 | Stryker Corporation | Mistral-Air |  |  | Katy-PACU |  |  |  |  | 151-04656 | 151-04656 | Katy | MHHS-Katy | Katy-PACU | Soiled Utility Room | 5/1/19 | 5/1/20
NO | YES |  |  |  | 099-03024 | 099-03024 | Stryker Corporation | Mistral-Air |  |  | Katy-PACU |  |  |  |  | 099-03024 | 099-03024 | Katy | MHHS-Katy | Katy-PACU | Pacu | 6/1/19 | 6/1/20
NO | YES |  |  |  | 151-04401 | 151-04401 | Stryker Corporation | Mistral-Air |  |  | Katy-PACU |  |  |  |  | 151-04401 | 151-04401 | Katy | MHHS-Katy | Katy-PACU | Bay 16 | 12/1/19 | 12/1/20
NO | YES |  |  |  | 099-03252 | 099-03252 | Stryker Corporation | Mistral-Air |  |  | Katy-PACU |  |  |  |  | 099-03252 | 099-03252 | Katy | MHHS-Katy | Katy-PACU | PACU BAY 17 | 5/1/19 | 5/1/20
NO | YES |  |  |  | 151-04657 | 151-04657 | Stryker Corporation | Mistral-Air |  |  | Katy-PACU |  |  |  |  | 151-04657 | 151-04657 | Katy | MHHS-Katy | Katy-PACU | Bay 24 | 6/1/19 | 6/1/20
YES | YES |  |  |  | 099-03025 | 099-03025 | Stryker Corporation | Mistral-Air |  |  | KATY - PACU |  |  |  |  | 099-03025 | 099-03025 | Katy | Memorial Hermann Katy Hospital | KATY - PACU | Pacu | 6/1/19 | 6/1/20
NO | YES |  |  |  | 099-03253 | 099-03253 | Stryker Corporation | Mistral-Air |  |  | Katy-PACU |  |  |  |  | 099-03253 | 099-03253 | Katy | MHHS-Katy | Katy-PACU | PACU BAY 21 | 5/1/19 | 5/1/20
NO | YES |  |  |  | 151-04402 | 151-04402 | Stryker Corporation | Mistral-Air |  |  | Katy-PACU |  |  |  |  | 151-04402 | 151-04402 | Katy | MHHS-Katy | Katy-PACU | Bay 19 | 5/1/19 | 5/1/20
NO | YES |  |  |  | 099-03026 | 099-03026 | Stryker Corporation | Mistral-Air |  |  | Katy-PACU |  |  |  |  | 099-03026 | 099-03026 | Katy | MHHS-Katy | Katy-PACU | Pacu | 5/1/20 | 5/1/20
NO | YES |  |  |  | 099-04010 | 099-04010 | Stryker Corporation | Mistral-Air |  |  | Katy-OR |  |  |  |  | 099-04010 | 099-04010 | Katy | MHHS-Katy | Katy-OR | OR 6 | 3/1/19 | 3/1/20
NO | YES |  |  |  | 099-04015 | 099-04015 | Stryker Corporation | Mistral-Air |  |  | Katy-OR |  |  |  |  | 099-04015 | 099-04015 | Katy | MHHS-Katy | Katy-OR | OR Storage W2 340.4 | 12/1/19 | 12/1/20
NO | YES |  |  |  | 099-04399 | 099-04399 | Stryker Corporation | Mistral-Air |  |  | Katy-OR |  |  |  |  | 099-04399 | 099-04399 | Katy | MHHS-Katy | Katy-OR | Cystology Procedure Room 5 | 4/1/19 | 4/1/20
NO | YES |  |  |  | 099-04025 | 099-04025 | Stryker Corporation | Mistral-Air |  |  | Katy-OR |  |  |  |  | 099-04025 | 099-04025 | Katy | MHHS-Katy | Katy-OR | OR 9 | 12/1/19 | 12/1/20
NO | YES |  |  |  | 099-03290 | 099-03290 | Stryker Corporation | Mistral-Air |  |  | Katy-OR |  |  |  |  | 099-03290 | 099-03290 | Katy | MHHS-Katy | Katy-OR | OR1 | 12/1/19 | 12/1/20
NO | YES |  |  |  | 099-04028 | 099-04028 | Stryker Corporation | Mistral-Air |  |  | Katy-OR |  |  |  |  | 099-04028 | 099-04028 | Katy | MHHS-Katy | Katy-OR | OR 8 | 7/1/19 | 7/1/20
NO | YES |  |  |  | 099-04402 | 099-04402 | Stryker Corporation | Mistral-Air |  |  | Katy-OR |  |  |  |  | 099-04402 | 099-04402 | Katy | MHHS-Katy | Katy-OR | Sterile Core | 5/1/19 | 5/1/20
NO | YES |  |  |  | 099-04403 | 099-04403 | Stryker Corporation | Mistral-Air |  |  | Katy-OR |  |  |  |  | 099-04403 | 099-04403 | Katy | MHHS-Katy | Katy-OR | Sterile Core | 4/1/19 | 4/1/20
NO | YES |  |  |  | 099-04404 | 099-04404 | Stryker Corporation | Mistral-Air |  |  | Katy-OR |  |  |  |  | 099-04404 | 099-04404 | Katy | MHHS-Katy | Katy-OR | Sterile Core | 5/1/19 | 5/1/20
NO | YES |  |  |  | 099-03297 | 099-03297 | Stryker Corporation | Mistral-Air |  |  | Katy-OR |  |  |  |  | 099-03297 | 099-03297 | Katy | MHHS-Katy | Katy-OR | OR10
NO | YES |  |  |  | 099-03298 | 099-03298 | Stryker Corporation | Mistral-Air |  |  | Katy-OR |  |  |  |  | 099-03298 | 099-03298 | Katy | MHHS-Katy | Katy-OR | OR10 | 11/1/19 | 11/1/20
NO | YES |  |  |  | 099-03168 | 099-03168 | Stryker Corporation | Mistral-Air |  |  | Katy-Postpartum-2W |  |  |  |  | 099-03168 | 099-03168 | Katy | MHHS-Katy | Katy-Postpartum-2W | Ldr 9 | 5/1/19 | 5/1/20
NO | YES |  |  |  | 099-03055 | 099-03055 | Stryker Corporation | Mistral-Air |  |  | Katy-OR |  |  |  |  | 099-03055 | 099-03055 | Katy | MHHS-Katy | Katy-OR | C SECTION OR1 | 6/1/19 | 6/1/20
NO | YES |  |  |  | 099-03749 | 099-03749 | Stryker Corporation | Mistral-Air |  |  | Katy-OR |  |  |  |  | 099-03749 | 099-03749 | Katy | MHHS-Katy | Katy-OR | C SECTION OR | 6/1/19 | 6/1/20
NO | YES |  |  |  | 099-03750 | 099-03750 | Stryker Corporation | Mistral-Air |  |  | Katy-OR |  |  |  |  | 099-03750 | 099-03750 | Katy | MHHS-Katy | Katy-OR | C SECTION OR | 10/1/19 | 10/1/20 |  | Cracked case
YES | YES |  |  |  | 099-03754 | 099-03754 | Stryker Corporation | Mistral-Air |  |  | KATY - OR |  |  |  |  | 099-03754 | 099-03754 | Katy | Memorial Hermann Katy Hospital | KATY - OR | C SECTION OR
NO | YES |  |  |  | 099-03116 | 099-03116 | Stryker Corporation | Mistral-Air |  |  | KT CCC-(KY)-Emergency Room |  |  |  |  | 099-03116 | 099-03116 | Katy | MHHS-Others | KT CCC-(KY)-Emergency Room | Clean rquipment | 5/1/19 | 5/1/20
NO | YES |  |  |  | 099-04882 | 099-04882 | Stryker Corporation | Mistral-Air |  |  | KATY - AMBULATORY CARE |  |  |  |  | 099-04882 | 099-04882 | Katy | Memorial Hermann Katy Hospital | KATY - AMBULATORY CARE | Ambulatory 3 | 1/1/20 | 1/1/21
NO | YES |  |  |  | 099-02528 | 099-02528 | Stryker Corporation | Mistral-Air |  |  | KATY - AMBULATORY CARE |  |  |  |  | 099-02528 | 099-02528 | Katy | Memorial Hermann Katy Hospital | KATY - AMBULATORY CARE | Room 1 | 1/1/20 | 1/1/21
NO | YES |  |  |  | 099-04883 | 099-04883 | Stryker Corporation | Mistral-Air |  |  | KATY - AMBULATORY CARE |  |  |  |  | 099-04883 | 099-04883 | Katy | Memorial Hermann Katy Hospital | KATY - AMBULATORY CARE | Ambulatory 4 | 4/1/19 | 4/1/20
NO | YES |  |  |  | 099-03620 | 099-03620 | Stryker Corporation | Mistral-Air |  |  | KATY - AMBULATORY CARE |  |  |  |  | 099-03620 | 099-03620 | Katy | Memorial Hermann Katy Hospital | KATY - AMBULATORY CARE | 2nd floor Ambulatory | 1/1/20 | 2/1/21
NO | YES |  |  |  | 099-02529 | 099-02529 | Stryker Corporation | Mistral-Air |  |  | Ambatory Care |  |  |  |  | 099-02529 | 099-02529 | Katy | Memorial Hermann Northeast Hospital | Ambatory Care | Room 5 | 4/1/19 | 4/1/20
NO | YES |  |  |  | 099-04830 | 099-04830 | Stryker Corporation | Mistral-Air |  |  | KATY - AMBULATORY CARE |  |  |  |  | 099-04830 | 099-04830 | Katy | Memorial Hermann Katy Hospital | KATY - AMBULATORY CARE | Minor Procedure Room
NO | YES |  |  |  | 099-03807 | 099-03807 | Stryker Corporation | Mistral-Air |  |  | KATY - AMBULATORY CARE |  |  |  |  | 099-03807 | 099-03807 | Katy | Memorial Hermann Katy Hospital | KATY - AMBULATORY CARE | 2nd floor Ambulatory | 8/1/19 | 8/1/20
NO | YES |  |  |  | 099-04831 | 099-04831 | Stryker Corporation | Mistral-Air |  |  | KATY - AMBULATORY CARE |  |  |  |  | 099-04831 | 099-04831 | Katy | Memorial Hermann Katy Hospital | KATY - AMBULATORY CARE | Minor Procedure Room
NO | YES |  |  |  | 099-04833 | 099-04833 | Stryker Corporation | Mistral-Air |  |  | KATY - AMBULATORY CARE |  |  |  |  | 099-04833 | 099-04833 | Katy | Memorial Hermann Katy Hospital | KATY - AMBULATORY CARE | Ambulatory 10 | 8/1/19 | 8/1/20
NO | YES |  |  |  | 099-02530 | 099-02530 | Stryker Corporation | Mistral-Air |  |  | KATY - AMBULATORY CARE |  |  |  |  | 099-02530 | 099-02530 | Katy | Memorial Hermann Katy Hospital | KATY - AMBULATORY CARE | ROOM 11 | 2/1/20 | 1/1/21
NO | YES |  |  |  | 099-02531 | 099-02531 | Stryker Corporation | Mistral-Air |  |  | KATY - AMBULATORY CARE |  |  |  |  | 099-02531 | 099-02531 | Katy | Memorial Hermann Katy Hospital | KATY - AMBULATORY CARE | ROOM 12 | 1/1/20 | 1/1/21
NO | YES |  |  |  | 099-04834 | 099-04834 | Stryker Corporation | Mistral-Air |  |  | KATY - AMBULATORY CARE |  |  |  |  | 099-04834 | 099-04834 | Katy | Memorial Hermann Katy Hospital | KATY - AMBULATORY CARE | Ambulatory 19 | 4/1/19 | 4/1/20
NO | YES |  |  |  | 099-03809 | 099-03809 | Stryker Corporation | Mistral-Air |  |  | KATY - AMBULATORY CARE |  |  |  |  | 099-03809 | 099-03809 | Katy | Memorial Hermann Katy Hospital | KATY - AMBULATORY CARE | 2nd floor Ambulatory | 2/1/19 | 2/1/20
YES | YES |  |  |  | 099-02533 | 099-02533 | Stryker Corporation | Mistral-Air |  |  | KATY - AMBULATORY CARE |  |  |  |  | 099-02533 | 099-02533 | Katy | Memorial Hermann Katy Hospital | KATY - AMBULATORY CARE | Room 16 | 7/1/19 | 7/1/20
NO | YES |  |  |  | 099-04835 | 099-04835 | Stryker Corporation | Mistral-Air |  |  | KATY - AMBULATORY CARE |  |  |  |  | 099-04835 | 099-04835 | Katy | Memorial Hermann Katy Hospital | KATY - AMBULATORY CARE | Ambulatory 17
NO | YES |  |  |  | 099-02534 | 099-02534 | Stryker Corporation | Mistral-Air |  |  | KATY - AMBULATORY CARE |  |  |  |  | 099-02534 | 099-02534 | Katy | Memorial Hermann Katy Hospital | KATY - AMBULATORY CARE | Room 15 | 8/1/19 | 8/1/20
NO | YES |  |  |  | 099-03810 | 099-03810 | Stryker Corporation | Mistral-Air |  |  | KATY - AMBULATORY CARE |  |  |  |  | 099-03810 | 099-03810 | Katy | Memorial Hermann Katy Hospital | KATY - AMBULATORY CARE | 2nd floor Ambulatory
NO | YES |  |  |  | 099-04376 | 099-04376 | Stryker Corporation | Mistral-Air |  |  | KATY - AMBULATORY CARE |  |  |  |  | 099-04376 | 099-04376 | Katy | Memorial Hermann Katy Hospital | KATY - AMBULATORY CARE | Ambulatory 21 | 8/1/19 | 8/1/20
NO | YES |  |  |  | 099-04377 | 099-04377 | Stryker Corporation | Mistral-Air |  |  | KATY - AMBULATORY CARE |  |  |  |  | 099-04377 | 099-04377 | Katy | Memorial Hermann Katy Hospital | KATY - AMBULATORY CARE | Ambulatory 24
NO | YES |  |  |  | 099-02535 | 099-02535 | Stryker Corporation | Mistral-Air |  |  | KATY - AMBULATORY CARE |  |  |  |  | 099-02535 | 099-02535 | Katy | Memorial Hermann Katy Hospital | KATY - AMBULATORY CARE | Room 2 | 11/1/19 | 11/1/20
NO | YES |  |  |  | 099-04378 | 099-04378 | Stryker Corporation | Mistral-Air |  |  | KATY - AMBULATORY CARE |  |  |  |  | 099-04378 | 099-04378 | Katy | Memorial Hermann Katy Hospital | KATY - AMBULATORY CARE | Ambulatory 23
NO | YES |  |  |  | 099-02536 | 099-02536 | Stryker Corporation | Mistral-Air |  |  | Katy-Cath Lab |  |  |  |  | 099-02536 | 099-02536 | Katy | MHHS-Katy | Katy-Cath Lab | Office | 1/1/20 | 1/1/21
NO | YES |  |  |  | 099-03632 | 099-03632 | Stryker Corporation | Mistral-Air |  |  | KATY - AMBULATORY CARE |  |  |  |  | 099-03632 | 099-03632 | Katy | Memorial Hermann Katy Hospital | KATY - AMBULATORY CARE | Cathblab office
NO | YES |  |  |  | 099-03822 | 099-03822 | Stryker Corporation | Mistral-Air |  |  | Katy-Cath Lab |  |  |  |  | 099-03822 | 099-03822 | Katy | MHHS-Katy | Katy-Cath Lab | Cathblab 5 | 2/1/19 | 2/1/20
NO | YES |  |  |  | 099-04383 | 099-04383 | Stryker Corporation | Mistral-Air |  |  | Katy-Cath Lab |  |  |  |  | 099-04383 | 099-04383 | Katy | MHHS-Katy | Katy-Cath Lab | Recovery | 1/1/20 | 1/1/21
NO | YES | Serial Number 160343248 |  |  | 099-03823 | 099-03823 | Stryker Corporation | Mistral-Air |  |  | Katy-Cath Lab |  |  |  |  | 099-03823 | 099-03823 | Katy | MHHS-Katy | Katy-Cath Lab | Cathblab 1 | 2/1/20 | 1/1/21
NO | YES |  |  |  | 099-02058 | 099-02058 | Stryker Corporation | Mistral-Air |  |  | Katy-Cath Lab |  |  |  |  | 099-02058 | 099-02058 | Katy | MHHS-Katy | Katy-Cath Lab | Cath Lab | 1/1/20 | 1/1/21
NO | YES |  |  |  | 099-02986 | 099-02986 | Stryker Corporation | Mistral-Air |  |  | Katy-ICU |  |  |  |  | 099-02986 | 099-02986 | Katy | MHHS-Katy | Katy-ICU | ICU Clean Utility | 7/1/19 | 7/1/20
NO | YES |  |  |  | 099-02987 | 099-02987 | Stryker Corporation | Mistral-Air |  |  | Katy-ICU |  |  |  |  | 099-02987 | 099-02987 | Katy | MHHS-Katy | Katy-ICU | ICU Clean Utility | 4/1/19 | 4/1/20
NO | YES |  |  |  | 099-02988 | 099-02988 | Stryker Corporation | Mistral-Air |  |  | Katy-ICU |  |  |  |  | 099-02988 | 099-02988 | Katy | MHHS-Katy | Katy-ICU | ICU Clean Utility | 5/1/19 | 5/1/20
NO | YES |  |  |  | 099-02989 | 099-02989 | Stryker Corporation | Mistral-Air |  |  | Katy-ICU |  |  |  |  | 099-02989 | 099-02989 | Katy | MHHS-Katy | Katy-ICU | ICU Clean Utility | 7/1/19 | 7/1/20
NO | YES |  |  |  | 099-02685 | 099-02685 | Stryker Corporation | Mistral-Air |  |  | MH MG - (NE) - KINGWOOD CCC - TIMESHARE |  |  |  |  | 099-02685 | 099-02685 | Katy | MHHS-MG | MH MG - (NE) - KINGWOOD CCC - TIMESHARE | Trauma 1 | 10/1/19 | 10/1/20
NO | YES |  |  |  | 099-04387 | 099-04387 | Stryker Corporation | Mistral-Air |  |  | Katy-Nursery |  |  |  |  | 099-04387 | 099-04387 | Katy | MHHS-Katy | Katy-Nursery | Soiled Holding | 5/1/19 | 5/1/20
YES | YES |  |  |  | 099-03637 | 099-03637 | Stryker Corporation | Mistral-Air |  |  | Biomed Shop |  |  |  |  | 099-03637 | 099-03637 | Katy | Memorial Hermann Katy Hospital | Biomed Shop | Biomed Shop | 7/1/19 | 7/1/20
NO | YES |  |  |  | 099-02657 | 099-02657 | Stryker Corporation | Mistral-Air |  |  | Katy-ER |  |  |  |  | 099-02657 | 099-02657 | Katy | MHHS-Katy | Katy-ER | EC 11
NO | YES | Serial Number 140927353 |  |  | 099-00369 | 099-00369 | Stryker Corporation | Mistral-Air |  |  | Katy-ER |  |  |  |  | 099-00369 | 099-00369 | Katy | MHHS-Katy | Katy-ER | EC 17 | 5/1/19 | 5/1/20
NO | YES |  |  |  | 099-02723 | 099-02723 | Stryker Corporation | Mistral-Air |  |  | NE-OR Holding |  |  |  |  | 099-02723 | 099-02723 | Katy | MHHS-Northeast | NE-OR Holding | Room 2 | 1/1/19 | 1/1/20
NO | YES |  |  |  | 099-00039 | 099-00039 | Stryker Corporation | Mistral-Air |  |  | NE-OR Holding |  |  |  |  | 099-00039 | 099-00039 | Katy | MHHS-Northeast | NE-OR Holding | OR Holding room 5 | 6/1/19 | 6/1/20
NO | YES |  |  |  | 099-02720 | 099-02720 | Stryker Corporation | Mistral-Air |  |  | NE-OR Holding |  |  |  |  | 099-02720 | 099-02720 | Katy | MHHS-Northeast | NE-OR Holding | Room 7 | 5/1/19 | 5/1/20
NO | YES |  |  |  | 099-02718 | 099-02718 | Stryker Corporation | Mistral-Air |  |  | NE-OR Holding |  |  |  |  | 099-02718 | 099-02718 | Katy | MHHS-Northeast | NE-OR Holding | Room 10 | 5/1/19 | 5/1/20
NO | YES |  |  |  | 099-00020 | 099-00020 | Stryker Corporation | Mistral-Air |  |  | NE-OR Holding |  |  |  |  | 099-00020 | 099-00020 | Katy | MHHS-Northeast | NE-OR Holding | OR Holding room 11 | 8/1/18 | 8/1/19
NO | YES |  |  |  | 099-02260 | 099-02260 | Stryker Corporation | Mistral-Air |  |  | NE-OR |  |  |  |  | 099-02260 | 099-02260 | Katy | MHHS-Northeast | NE-OR | Storage | 5/1/19 | 5/1/20
NO | YES |  |  |  | 099-02255 | 099-02255 | Stryker Corporation | Mistral-Air |  |  | NE-PACU |  |  |  |  | 099-02255 | 099-02255 | Katy | MHHS-Northeast | NE-PACU | Pacu | 3/1/19 | 3/1/20
YES | YES |  |  |  | 099-02254 | 099-02254 | Stryker Corporation | Mistral-Air |  |  | NE - Pacu |  |  |  |  | 099-02254 | 099-02254 | Katy | Memorial Hermann Northeast Hospital | NE - Pacu | Pacu | 12/1/18 | 12/1/19
NO | YES |  |  |  | 099-02252 | 099-02252 | Stryker Corporation | Mistral-Air |  |  | NE-PACU |  |  |  |  | 099-02252 | 099-02252 | Katy | MHHS-Northeast | NE-PACU | Pacu | 12/1/18 | 12/1/19
NO | YES |  |  |  | 099-02249 | 099-02249 | Stryker Corporation | Mistral-Air |  |  | NE-PACU |  |  |  |  | 099-02249 | 099-02249 | Katy | MHHS-Northeast | NE-PACU | Pacu | 5/1/19 | 5/1/20
NO | YES |  |  |  | 099-00057 | 099-00057 | Stryker Corporation | Mistral-Air |  |  | NE-OR |  |  |  |  | 099-00057 | 099-00057 | Katy | MHHS-Northeast | NE-OR | OR 8 | 5/1/19 | 5/1/20
NO | YES |  |  |  | 099-02634 | 099-02634 | Stryker Corporation | Mistral-Air |  |  | NE-OR |  |  |  |  | 099-02634 | 099-02634 | Katy | MHHS-Northeast | NE-OR | OR4 | 1/1/19 | 1/1/20
NO | YES |  |  |  | 099-02243 | 099-02243 | Stryker Corporation | Mistral-Air |  |  | NE-OR |  |  |  |  | 099-02243 | 099-02243 | Katy | MHHS-Northeast | NE-OR | OR1 | 10/1/19 | 10/1/20
YES | YES |  |  |  | 099-01976 | 099-01976 | Stryker Corporation | Mistral-Air |  |  | NE - Biomed |  |  |  |  | 099-01976 | 099-01976 | Katy | Memorial Hermann Northeast Hospital | NE - Biomed | Biomed | 2/1/20
NO | YES |  |  |  | 099-01256 | 099-01256 | Stryker Corporation | Mistral-Air |  |  | NE-Cath Lab |  |  |  |  | 099-01256 | 099-01256 | Katy | MHHS-Northeast | NE-Cath Lab | Cath Lab | 8/1/19 | 8/1/20
NO | YES |  |  |  | 099-01591 | 099-01591 | Stryker Corporation | Mistral-Air |  |  | NE-Med/Surg |  |  |  |  | 099-01591 | 099-01591 | Katy | MHHS-Northeast | NE-Med/Surg | W328 | 6/1/19 | 6/1/20
YES | YES |  |  |  | 099-00833 | 099-00833 | Stryker Corporation | Mistral-Air |  | V180160003 | NE - LABOR |  |  |  |  | 099-00833 | 099-00833 | Katy | Memorial Hermann Northeast Hospital | NE - LABOR | OR 1 | 2/1/20
YES | YES |  |  |  | 099-00677 | 099-00677 | Stryker Corporation | Mistral-Air |  |  | NE - LABOR |  |  |  |  | 099-00677 | 099-00677 | Katy | Memorial Hermann Northeast Hospital | NE - LABOR | OR 2 | 5/1/19 | 5/1/20
YES | YES | Serial Number 150230613 |  |  |  |  | Stryker Corporation | Mistral-Air |  |  | Biomed | [6 empty] | Sugar Land | MH Sugar land hospital | Biomed | Biomed Shop | 4/1/18 |  | 4/1/19
NO | YES |  |  |  | 129-31708 | 129-31708 | Stryker Corporation | Mistral-Air |  |  | Sugar Land-IMU |  |  |  |  | 129-31708 | 129-31708 | Sugar Land | MHHS-Sugarland | Sugar Land-IMU | Room 303
NO | YES |  |  |  | 099-01201 | 099-01201 | Stryker Corporation | Mistral-Air |  |  | Sugar Land-IMU |  |  |  |  | 099-01201 | 099-01201 | Sugar Land | MHHS-Sugarland | Sugar Land-IMU | E327 | 2/1/20
YES | YES |  |  |  | 129-31711 | 129-31711 | Stryker Corporation | Mistral-Air |  |  | SUGAR LAND - IMU |  |  |  |  | 129-31711 | 129-31711 | Sugar Land | Memorial Hermann Sugar Land Hospital | SUGAR LAND - IMU | Room 303 | 5/1/19 |  | 5/1/20
YES | YES |  |  |  | 005-33130 | 005-33130 | Stryker Corporation | Mistral-Air |  |  | SUGAR LAND - OR |  |  |  |  | 005-33130 | 005-33130 | Sugar Land | Memorial Hermann Sugar Land Hospital | SUGAR LAND - OR | OR 4 | 5/1/19 | 2/1/20
YES | YES |  |  |  | 005-33298 | 005-33298 | Stryker Corporation | Mistral-Air |  |  | Sugar Land OR |  |  |  |  | 005-33298 | 005-33298 | Sugar Land | Memorial Hermann Sugar Land Hospital | Sugar Land OR | Day Stay Bed 4 | 8/1/19 | 8/1/20
NO | YES |  |  |  | 005-33299 | 005-33299 | Stryker Corporation | Mistral-Air |  |  | Sugar Land-OR |  |  |  |  | 005-33299 | 005-33299 | Sugar Land | MHHS-Sugarland | Sugar Land-OR | Day Stay Bed 5 | 4/1/19 | 2/1/20
NO | YES |  |  |  | 005-33157 | 005-33157 | Stryker Corporation | Mistral-Air |  |  | Sugar Land-OR |  |  |  |  | 005-33157 | 005-33157 | Sugar Land | MHHS-Sugarland | Sugar Land-OR | Day Stay Bed 6 | 4/1/19 | 4/1/20
NO | YES |  |  |  | 005-33158 | 005-33158 | Stryker Corporation | Mistral-Air |  |  | Sugar Land-OR |  |  |  |  | 005-33158 | 005-33158 | Sugar Land | MHHS-Sugarland | Sugar Land-OR | Day Stay Bed 7 | 4/1/19 | 4/1/20
NO | YES |  |  |  | 005-33159 | 005-33159 | Stryker Corporation | Mistral-Air |  |  | Sugar Land-OR |  |  |  |  | 005-33159 | 005-33159 | Sugar Land | MHHS-Sugarland | Sugar Land-OR | Day Stay Bed 8 | 4/1/19 | 4/1/20
NO | YES |  |  |  | 005-33160 | 005-33160 | Stryker Corporation | Mistral-Air |  |  | Sugar Land-OR |  |  |  |  | 005-33160 | 005-33160 | Sugar Land | MHHS-Sugarland | Sugar Land-OR | Day Stay Bed 9 | 5/1/19
NO | YES |  |  |  | 005-33163 | 005-33163 | Stryker Corporation | Mistral-Air |  |  | Sugar Land-OR |  |  |  |  | 005-33163 | 005-33163 | Sugar Land | MHHS-Sugarland | Sugar Land-OR | PACU Bay 2 | 4/1/19
YES | YES |  |  |  | 145-01518 | 145-01518 | Stryker Corporation | Mistral-Air |  |  | SUGAR LAND - LABOR |  |  |  |  | 145-01518 | 145-01518 | Sugar Land | Memorial Hermann Sugar Land Hospital | SUGAR LAND - LABOR | OR 1 | 2/1/20 | 2/1/21
NO | YES |  |  |  | 142-09195 | 142-09195 | Stryker Corporation | Mistral-Air |  |  | SUGAR LAND - CATH LAB |  |  |  |  | 142-09195 | 142-09195 | Sugar Land | Memorial Hermann Sugar Land Hospital | SUGAR LAND - CATH LAB | Cath Lab Storage | 5/1/19 | 5/1/20
YES | YES |  |  |  | 142-09162 | 142-09162 | Stryker Corporation | Mistral-Air |  |  | 4 West |  |  |  |  | 142-09162 | 142-09162 | Sugar Land | Memorial Hermann Sugar Land Hospital | 4 West | 4 West
NO | YES | Asset Tag 029-10696 |  |  | 029-10696 | 029-10696 | Stryker Corporation | Mistral-Air |  |  | Woodlands-ER |  |  |  |  | 029-10696 | 029-10696 | Woodlands | MHHS-Woodlands | Woodlands-ER | Storage | 9/1/19 |  | 9/1/20 | New add
NO | YES |  |  |  | 029-13182 | 029-13182 | Stryker Corporation | Mistral-Air |  |  | Woodlands-OR |  |  |  |  | 029-13182 | 029-13182 | Woodlands | MHHS-Woodlands | Woodlands-OR | Equipment Storage | 11/1/19 |  | 11/1/20
NO | YES |  |  |  | 029-13183 | 029-13183 | Stryker Corporation | Mistral-Air |  |  | Woodlands-OR |  |  |  |  | 029-13183 | 029-13183 | Woodlands | MHHS-Woodlands | Woodlands-OR | Equipment Storage | 1/1/19 |  | 1/1/20 | New Add
NO | YES |  |  |  | 029-13184 | 029-13184 | Stryker Corporation | Mistral-Air |  |  | Woodlands-OR |  |  |  |  | 029-13184 | 029-13184 | Woodlands | MHHS-Woodlands | Woodlands-OR | Equipment Storage | 12/1/19 |  | 12/1/20 | New Add
NO | YES |  |  |  | 029-13185 | 029-13185 | Stryker Corporation | Mistral-Air |  |  | Woodlands-OR |  |  |  |  | 029-13185 | 029-13185 | Woodlands | MHHS-Woodlands | Woodlands-OR | Equipment Storage | 11/1/19 |  | 11/1/20 | New Add
NO | YES |  |  |  | 029-13186 | 029-13186 | Stryker Corporation | Mistral-Air |  |  | Woodlands-OR |  |  |  |  | 029-13186 | 029-13186 | Woodlands | MHHS-Woodlands | Woodlands-OR | Equipment Storage | 5/1/17 |  | 5/1/18 | New Add
NO | YES | Serial Number 140927376 |  |  | 029-13189 | 029-13189 | Stryker Corporation | Mistral-Air |  |  | Woodlands-OR |  |  |  |  | 029-13189 | 029-13189 | Woodlands | MHHS-Woodlands | Woodlands-OR | Equipment Storage | 9/1/19 |  | 9/1/20 | New Add
NO | YES |  |  |  | 029-13190 | 029-13190 | Stryker Corporation | Mistral-Air |  |  | Woodlands-OR |  |  |  |  | 029-13190 | 029-13190 | Woodlands | MHHS-Woodlands | Woodlands-OR | Equipment Storage | 1/1/19 |  | 1/1/20 | New Add
NO | YES |  |  |  | 029-13271 | 029-13271 | Stryker Corporation | Mistral-Air |  |  | Woodlands-OR |  |  |  |  | 029-13271 | 029-13271 | Woodlands | MHHS-Woodlands | Woodlands-OR | Or 19 | 10/1/19 |  | 10/1/20
NO | YES |  |  |  | 029-13285 | 029-13285 | Stryker Corporation | Mistral-Air |  |  | Woodlands-PACU |  |  |  |  | 029-13285 | 029-13285 | Woodlands | MHHS-Woodlands | Woodlands-PACU | PACU 21 | 9/1/19 |  | 9/1/20
NO | YES |  |  |  | 074-06481 | 074-06481 | Stryker Corporation | Mistral-Air |  |  | ICU |  |  |  |  | 074-06481 | 074-06481 | Woodlands | Memorial Hermann Hospital Woodlands | ICU | ICU E445 | 7/1/19 |  | 7/1/20
NO | YES |  |  |  | 074-06485 | 074-06485 | Stryker Corporation | Mistral-Air |  |  | ICU |  |  |  |  | 074-06485 | 074-06485 | Woodlands | Memorial Hermann Hospital Woodlands | ICU | ICU E444 | 7/1/19 |  | 7/1/20
NO | YES |  |  |  | 074-06487 | 074-06487 | Stryker Corporation | Mistral-Air |  |  | ICU |  |  |  |  | 074-06487 | 074-06487 | Woodlands | Memorial Hermann Hospital Woodlands | ICU | ICU E444 | 7/1/19 |  | 7/1/20
NO | YES |  |  |  | 074-06197 | 074-06197 | Stryker Corporation | Mistral-Air |  |  | Woodlands-PCU4 |  |  |  |  | 074-06197 | 074-06197 | Woodlands | MHHS-Woodlands | Woodlands-PCU4 | Isolation Room | 12/1/19 |  | 12/1/20
YES | YES |  |  |  | 074-06492 | 074-06492 | Stryker Corporation | Mistral-Air |  |  | ICU |  |  |  |  | 074-06492 | 074-06492 | Woodlands | Memorial Hermann Hospital Woodlands | ICU | ICU E433 | 7/1/19 |  | 7/1/20
YES | YES |  |  |  | 029-13944 | 029-13944 | Stryker Corporation | Mistral-Air |  |  | Neuroscience |  |  |  |  | 029-13944 | 029-13944 | Woodlands | Memorial Hermann Hospital Woodlands | Neuroscience | Neuroscience E431 | 7/1/19 |  | 7/1/20
YES | YES |  |  |  | 099-08023 | 099-08023 | Stryker Corporation | Mistral-Air |  |  | Cath Lab |  |  |  |  | 099-08023 | 099-08023 | Woodlands | Memorial Hermann Hospital Woodlands | Cath Lab | Cath Lab 2 | 11/1/19 |  | 11/1/20
NO | YES |  |  |  | 099-08250 | 099-08250 | Stryker Corporation | Mistral-Air |  |  | GH-Preop |  |  |  |  | 099-08250 | 099-08250 | Central | MHHS-Greater Heights | GH-Preop | Room 5 | 3/1/19 |  | 4/1/20
NO | YES |  |  |  | 009-34075 | 009-34075 | Stryker Corporation | Mistral-Air |  |  | GH-OR |  |  |  |  | 009-34075 | 009-34075 |  |  | GH-OR | Storage room |  |  | 4/1/20
NO | YES |  |  |  | 099-08252 | 099-08252 | Stryker Corporation | Mistral-Air |  |  | GH-OR |  |  |  |  | 099-08252 | 099-08252 | Central Greater Heights | MHHS-Greater Heights | GH-OR | Room 6 | 4/1/19 |  | 4/1/20
NO | YES |  |  |  | 099-08255 | 099-08255 | Stryker Corporation | Mistral-Air |  |  | GH-OR |  |  |  |  | 099-08255 | 099-08255 | Central Greater Heights | MHHS-Greater Heights | GH-OR | Room 5 | 2/1/20 |  | 2/1/21
NO | YES |  |  |  | 099-08335 | 099-08335 | Stryker Corporation | Mistral-Air |  |  | GH-ER |  |  |  |  | 099-08335 | 099-08335 | Central | MHHS-Greater Heights | GH-ER |  | 5/1/19 |  | 5/1/20
NO | YES | Serial Number 151239876 |  |  | 925-01842 | 925-01842 | Stryker Corporation | Mistral-Air |  |  | GH-Preop |  |  |  |  | 925-01842 | 925-01842 | Central | MHHS-Greater Heights | GH-Preop |  | 6/1/19 |  | 6/1/20
NO | YES | Serial Number 150936639 |  |  | 925-01633 | 925-01633 | Stryker Corporation | Mistral-Air |  |  | MHOSH-Pre/Post Op |  |  |  |  | 925-01633 | 925-01633 | Central | MHHS-Orthopedic & Spine | MHOSH-Pre/Post Op | Bay 2 | 6/1/19 |  | 6/1/20
YES | YES |  |  |  | 925-01634 | 925-01634 | Stryker Corporation | Mistral-Air |  |  | 2nd Floor Pre-Op |  |  |  |  | 925-01634 | 925-01634 | Central | Memorial Hermann Hospital spine and orthopedic | 2nd Floor Pre-Op | Bay 2 | 6/1/19 |  | 6/1/20
NO | YES | Serial Number 140320758 |  |  | 925-01646 | 925-01646 | Stryker Corporation | Mistral-Air |  |  | Recovery |  |  |  |  | 925-01646 | 925-01646 | TMC | Herman memorial spine and orthopedic Hospital | Recovery | Bay 12 | 5/1/19 |  | 5/1/20
NO | YES | Serial Number 160241504 |  |  | 925-01896 | 925-01896 | Stryker Corporation | Mistral-Air |  |  | Recovery |  |  |  |  | 925-01896 | 925-01896 | TMC | Herman memorial spine and orthopedic Hospital | Recovery | Bay 13 | 6/1/19 |  | 6/1/20
NO | YES | Serial Number 150936464 |  |  | 925-01853 | 925-01853 | Stryker Corporation | Mistral-Air |  |  | GH-OR |  |  |  |  | 925-01853 | 925-01853 | Central | MHHS-Greater Heights | GH-OR | OR 2 | 6/1/19 |  | 6/1/20
NO | YES | Serial Number 170956688 |  |  | 925-01852 | 925-01852 | Stryker Corporation | Mistral-Air |  |  | GH-OR |  |  |  |  | 925-01852 | 925-01852 | Central | MHHS-Greater Heights | GH-OR | OR 4 | 6/1/19 |  | 6/1/20
NO | YES | Serial Number 150632612 |  |  | 099-08663 | 099-08663 | Stryker Corporation | Mistral-Air |  |  | GH-PACU |  |  |  |  | 099-08663 | 099-08663 | Central | MHHS-Greater Heights | GH-PACU |  | 6/1/19 |  | 6/1/20
NO | YES | Serial Number 160241900 |  |  | 099-08664 | 099-08664 | Stryker Corporation | Mistral-Air |  |  | GH-PACU |  |  |  |  | 099-08664 | 099-08664 | Central | MHHS-Greater Heights | GH-PACU |  | 6/1/19 |  | 6/1/20
YES | YES |  |  |  | 099-08665 | 099-08665 | Stryker Corporation | Mistral-Air |  |  | PACU |  |  |  |  | 099-08665 | 099-08665 | Central | Joint Center - Orthopedic and Spine Hospital | PACU |  | 6/1/19 |  | 6/1/20
YES | YES |  |  |  | 099-08667 | 099-08667 | Stryker Corporation | Mistral-Air |  |  | PACU |  |  |  |  | 099-08667 | 099-08667 | Central | Joint Center - Orthopedic and Spine Hospital | PACU |  | 6/1/19 |  | 6/1/20
YES | YES |  |  |  | 099-08615 | 099-08615 | Stryker Corporation | Mistral-Air |  |  | Cathlab |  |  |  |  | 099-08615 | 099-08615 | Central | Memorial Hermann Cancer Center - Greater Heights (#150) | Cathlab | Cathlab | 5/1/19 |  | 5/1/20
NO | YES |  |  |  | 099-08616 | 099-08616 | Stryker Corporation | Mistral-Air |  |  | GH-Cath Lab |  |  |  |  | 099-08616 | 099-08616 | Central | MHHS-Greater Heights | GH-Cath Lab | Cathlab | 5/1/19 |  | 5/1/20
NO | YES |  |  |  | 013-39000 |  | Stryker Corporation | Mistral-Air |  |  | 4 West |  |  |  |  | 013-39000 |  | Sugar Land | Herman Memorial Hospital - Sugarland | 4 West | 4 west | 4/1/19 |  | 4/1/20
NO | YES |  |  |  | 013-39002 |  | Stryker Corporation | Mistral-Air |  |  | 4 west |  |  |  |  | 013-39002 |  | Sugar Land | Memorial Herman Hospital - Sugar Land | 4 west | 4 west | 4/1/19 |  | 4/1/20
YES | YES | Serial Number 140927282 |  |  | 142-09200 | 142-09200 | Stryker Corporation | Mistral-Air |  |  | 4 west |  |  |  |  | 142-09200 | 142-09200 | Sugar Land | Memorial Herman Hospital - Sugar Land | 4 west | 4 west | 4/1/18 |  | 4/1/19
NO | YES | Serial Number 140927284 |  |  | 142-09198 |  | Stryker Corporation | Mistral-Air |  |  | 4 west |  |  |  |  | 142-09198 |  | Sugar Land | Memorial Herman Hospital - Sugar Land | 4 west | 4 west | 4/1/19 |  | 4/1/20
NO | YES |  |  |  | 013-39003 |  | Stryker Corporation | Mistral-Air |  |  | ER |  |  |  |  | 013-39003 |  | Sugar Land | Memorial Herman Hospital - Sugar Land | ER | ER | 5/1/19 |  | 5/1/20
YES | YES |  |  |  | 099-08474 | 099-08474 | Stryker Corporation | Mistral-Air |  |  | SW - OR |  |  |  |  | 099-08474 | 099-08474 | Southwest | Memorial Hermann Southwest Hospital | SW - OR | Endo | 4/1/19 |  | 4/1/20
NO | YES |  |  |  | 099-08454 | 099-08454 | Stryker Corporation | Mistral-Air |  |  | SW-Endoscopy |  |  |  |  | 099-08454 | 099-08454 | Southwest | MHHS-Southwest | SW-Endoscopy | Bay 33 | 4/1/19 |  | 4/1/20
NO | YES |  |  |  | 099-08475 | 099-08475 | Stryker Corporation | Mistral-Air |  |  | SW-OR |  |  |  |  | 099-08475 | 099-08475 | Southwest | MHHS-Southwest | SW-OR | Endo | 4/1/19 |  | 4/1/20
NO | YES |  |  |  | 099-08734 | 099-08734 | Stryker Corporation | Mistral-Air |  |  | SW-Endoscopy |  |  |  |  | 099-08734 | 099-08734 | Memorial Hermann Hospital - Southwest | MHHS-Southwest | SW-Endoscopy | Endo Pacu
NO | YES |  |  |  | 099-08476 | 099-08476 | Stryker Corporation | Mistral-Air |  |  | SW-OR |  |  |  |  | 099-08476 | 099-08476 | Southwest | MHHS-Southwest | SW-OR | Endo | 5/1/19 |  | 5/1/20
NO | YES |  |  |  | 099-08735 | 099-08735 | Stryker Corporation | Mistral-Air |  |  | SW-Endoscopy |  |  |  |  | 099-08735 | 099-08735 | Memorial Hermann Hospital - Southwest | MHHS-Southwest | SW-Endoscopy | Endo Pacu
NO | YES |  |  |  | 099-08477 | 099-08477 | Stryker Corporation | Mistral-Air |  |  | SW-OR |  |  |  |  | 099-08477 | 099-08477 | Southwest | MHHS-Southwest | SW-OR | Endo | 4/1/19 |  | 4/1/20
NO | YES |  |  |  | 099-08737 | 099-08737 | Stryker Corporation | Mistral-Air |  |  | SW-Endoscopy |  |  |  |  | 099-08737 | 099-08737 | Memorial Hermann Hospital - Southwest | MHHS-Southwest | SW-Endoscopy | Endo Pacu
YES | YES |  |  |  | 099-08478 | 099-08478 | Stryker Corporation | Mistral-Air |  |  | SW - OR |  |  |  |  | 099-08478 | 099-08478 | Southwest | Memorial Hermann Southwest Hospital | SW - OR | Endo | 5/1/19 |  | 5/1/20
NO | YES |  |  |  | 099-08456 | 099-08456 | Stryker Corporation | Mistral-Air |  |  | SW-Endoscopy |  |  |  |  | 099-08456 | 099-08456 | Southwest | MHHS-Southwest | SW-Endoscopy | Bay 26 | 5/1/19 |  | 5/1/20 | New Add
YES | YES |  |  |  | 099-08479 | 099-08479 | Stryker Corporation | Mistral-Air |  |  | PACU |  |  |  |  | 099-08479 | 099-08479 | Southwest | Memorial Hermann Southwest Hospital | PACU | PACU | 9/1/19 |  | 9/1/20
NO | YES |  |  |  | 099-08738 | 099-08738 | Stryker Corporation | Mistral-Air |  |  | SW-Respiratory |  |  |  |  | 099-08738 | 099-08738 | Memorial Hermann Hospital - Southwest | MHHS-Southwest | SW-Respiratory | Endo pacu
NO | YES |  |  |  | 099-08536 | 099-08536 | Stryker Corporation | Mistral-Air |  |  | SW-Preop |  |  |  |  | 099-08536 | 099-08536 | Southwest | MHHS-Southwest | SW-Preop | Bay 1 | 4/1/19 |  | 4/1/20 | New Add
NO | YES |  |  |  | 099-08481 | 099-08481 | Stryker Corporation | Mistral-Air |  |  | SW-Preop |  |  |  |  | 099-08481 | 099-08481 | Southwest | MHHS-Southwest | SW-Preop | PACU | 6/1/19 |  | 6/1/20
NO | YES |  |  |  | 099-10488 | 099-10488 | Stryker Corporation | Mistral-Air |  |  | SW-OR |  |  |  |  | 099-10488 | 099-10488 | Southwest | MHHS-Southwest | SW-OR | Pre-Op
YES | YES |  |  |  | 099-08488 | 099-08488 | Stryker Corporation | Mistral-Air |  |  | SW - RESPIRATORY |  |  |  |  | 099-08488 | 099-08488 | Southwest | Memorial Hermann Southwest Hospital | SW - RESPIRATORY | Day Surgery PreOp 2 | 4/1/19 |  | 4/1/20
NO | YES |  |  |  | 099-10489 | 099-10489 | Stryker Corporation | Mistral-Air |  |  | SW-OR |  |  |  |  | 099-10489 | 099-10489 | Southwest | MHHS-Southwest | SW-OR | Pre-Op
NO | YES |  |  |  | 099-10523 | 099-10523 | Stryker Corporation | Mistral-Air |  |  | SW-Preop |  |  |  |  | 099-10523 | 099-10523 | Southwest | MHHS-Southwest | SW-Preop | Room 20 | 4/1/19 |  | 4/1/20
NO | YES |  |  |  | 099-10524 | 099-10524 | Stryker Corporation | Mistral-Air |  |  | SW-Preop |  |  |  |  | 099-10524 | 099-10524 | Southwest | MHHS-Southwest | SW-Preop | Room 19 | 4/1/19 |  | 4/1/20
YES | YES |  |  |  | 099-10525 | 099-10525 | Stryker Corporation | Mistral-Air |  |  | SW - PREOP |  |  |  |  | 099-10525 | 099-10525 | Southwest | Memorial Hermann Southwest Hospital | SW - PREOP | Room 18 | 8/1/19 |  | 8/1/20
NO | YES |  |  |  | 099-08489 | 099-08489 | Stryker Corporation | Mistral-Air |  |  | SW-Respiratory |  |  |  |  | 099-08489 | 099-08489 | Southwest | MHHS-Southwest | SW-Respiratory | Day Surgery PreOp 14 | 5/1/19 |  | 5/1/20
NO | YES |  |  |  | 099-10526 | 099-10526 | Stryker Corporation | Mistral-Air |  |  | SW-Preop |  |  |  |  | 099-10526 | 099-10526 | Southwest | MHHS-Southwest | SW-Preop | Room 18 | 4/1/20 |  | 4/1/20 | Damage on corner
YES | YES |  |  |  | 099-09021 | 099-09021 | Stryker Corporation | Mistral-Air |  |  | Cardio Vascular |  |  |  |  | 099-09021 | 099-09021 | Southwest | Memorial Hermann Heart | Cardio Vascular | PACU 24 | 3/1/20 |  | 3/1/21
NO | YES |  |  |  | 099-08548 | 099-08548 | Stryker Corporation | Mistral-Air |  |  | SW-HVI-Preop |  |  |  |  | 099-08548 | 099-08548 | Southwest | MHHS-Southwest | SW-HVI-Preop | Bay 18 | 4/1/19 |  | 4/1/20
NO | YES |  |  |  | 099-10575 | 099-10575 | Stryker Corporation | Mistral-Air |  |  | SW-HVI-Holding |  |  |  |  | 099-10575 | 099-10575 | Southwest | MHHS-Southwest | SW-HVI-Holding | HVI
NO | YES |  |  |  | 099-10576 | 099-10576 | Stryker Corporation | Mistral-Air |  |  | SW-HVI-Holding |  |  |  |  | 099-10576 | 099-10576 | Southwest | MHHS-Southwest | SW-HVI-Holding | HVI
NO | YES |  |  |  | 099-09020 | 099-09020 | Stryker Corporation | Mistral-Air |  |  | Cardio Vascular |  |  |  |  | 099-09020 | 099-09020 | Southwest | Memorial Hermann Heart | Cardio Vascular | PACU 25 | 4/1/19 |  | 4/1/20
YES | YES |  |  |  | 099-10577 | 099-10577 | Stryker Corporation | Mistral-Air |  |  | HVI |  |  |  |  | 099-10577 | 099-10577 | Southwest | Memorial Hermann Southwest Hospital - HVI | HVI | HVI
NO | YES |  |  |  | 099-08552 | 099-08552 | Stryker Corporation | Mistral-Air |  |  | SW-HVI-Preop |  |  |  |  | 099-08552 | 099-08552 | Southwest | MHHS-Southwest | SW-HVI-Preop | Bay 22 | 10/1/19 |  | 10/1/20
NO | YES |  |  |  | 099-08553 | 099-08553 | Stryker Corporation | Mistral-Air |  |  | SW-HVI-Preop |  |  |  |  | 099-08553 | 099-08553 | Southwest | MHHS-Southwest | SW-HVI-Preop | Isolation Ante | 3/1/20 |  | 3/1/21 | New Add
NO | YES |  |  |  | 099-10587 | 099-10587 | Stryker Corporation | Mistral-Air |  |  | SW-HVI-Preop |  |  |  |  | 099-10587 | 099-10587 | Southwest | MHHS-Southwest | SW-HVI-Preop | Isolation Ante | 4/1/19 |  | 4/1/20 | New Add
YES | YES |  |  |  | 099-10589 | 099-10589 | Stryker Corporation | Mistral-Air |  |  | SW - HVI - PREOP |  |  |  |  | 099-10589 | 099-10589 | Southwest | Memorial Hermann Heart | SW - HVI - PREOP | Isolation Room - 17 | 10/1/19 |  | 10/1/20 | New Add
NO | YES |  |  |  | 099-10607 | 099-10607 | Stryker Corporation | Mistral-Air |  |  | SW-HVI-CV ICU |  |  |  |  | 099-10607 | 099-10607 | Southwest | MHHS-Southwest | SW-HVI-CV ICU | CVICU
NO | YES |  |  |  | 009-34268 | 009-34268 | Stryker Corporation | Mistral-Air |  |  | SW-HVI-OR |  |  |  |  | 009-34268 | 009-34268 | Southwest | MHHS-Southwest | SW-HVI-OR | HVI - OR
YES | YES |  |  |  | 099-10927 | 099-10927 | Stryker Corporation | Mistral-Air |  | MA1100-PM | SW - OR |  |  |  |  | 099-10927 | 099-10927 | Southwest | Memorial Hermann Southwest Hospital | SW - OR | Room 26 - Cysto | 4/1/19 |  | 4/1/20 | New Add
YES | YES |  |  |  | 099-10800 | 099-10800 | Stryker Corporation | Mistral-Air |  | MA1100-PM | SW - OR |  |  |  |  | 099-10800 | 099-10800 | Southwest | Memorial Hermann Southwest Hospital | SW - OR | Room 24 | 5/1/19 |  | 5/1/20 | New Add
NO | YES |  |  |  | 099-08970 | 099-08970 | Stryker Corporation | Mistral-Air |  |  | SW-Cath Lab |  |  |  |  | 099-08970 | 099-08970 | Southwest | MHHS-Southwest | SW-Cath Lab | CLAB2 | 7/1/19 |  | 7/1/20
NO | YES |  |  |  | 099-10985 | 099-10985 | Stryker Corporation | Mistral-Air |  |  | SW-Cath Lab |  |  |  |  | 099-10985 | 099-10985 | Southwest | MHHS-Southwest | SW-Cath Lab | CLAB1 | 5/1/19 |  | 5/1/20
YES | YES |  |  |  | 099-14131 | 099-14131 | Stryker Corporation | Mistral-Air |  |  | TMC |  |  |  |  | 099-14131 | 099-14131 | TMC | Memorial Hermann-Texas Medical Center | TMC | Biomed Shop |  |  |  | New Equipment. No PM sticker found.
YES | YES |  |  |  | 099-14132 | 099-14132 | Stryker Corporation | Mistral-Air |  |  | TMC |  |  |  |  | 099-14132 | 099-14132 | TMC | Memorial Hermann-Texas Medical Center | TMC | Biomed Shop |  |  |  | No PM found. New equipment
YES | YES |  |  |  | 099-14133 | 099-14133 | Stryker Corporation | Mistral-Air |  |  | TMC |  |  |  |  | 099-14133 | 099-14133 | TMC | Memorial Hermann-Texas Medical Center | TMC | Biomed Shop
YES | YES |  |  |  | 099-14134 | 099-14134 | Stryker Corporation | Mistral-Air |  |  | TMC |  |  |  |  | 099-14134 | 099-14134 | TMC | Memorial Hermann-Texas Medical Center | TMC | Biomed Shop
YES | YES |  |  |  | 099-14135 | 099-14135 | Stryker Corporation | Mistral-Air |  |  | TMC |  |  |  |  | 099-14135 | 099-14135 | TMC | Memorial Hermann-Texas Medical Center | TMC | Biomed Shop
NO | YES |  |  |  | 099-14136 | 099-14136 | Stryker Corporation | Mistral-Air |  |  | TMC |  |  |  |  | 099-14136 | 099-14136 | TMC | Memorial Hermann-Texas Medical Center | TMC | Biomed Shop
YES | YES |  |  |  | 099-13416 | 099-13416 | Stryker Corporation | Mistral-Air |  |  | TMC - RESPIRATORY - ADULT |  |  |  |  | 099-13416 | 099-13416 | TMC | Memorial Hermann-Texas Medical Center | TMC - RESPIRATORY - ADULT | Biomed Shop | 3/1/20 |  | 3/1/21 | New Add
YES | YES |  |  |  | 099-13417 | 099-13417 | Stryker Corporation | Mistral-Air |  |  | TMC - RESPIRATORY - ADULT |  |  |  |  | 099-13417 | 099-13417 | TMC | Memorial Hermann-Texas Medical Center | TMC - RESPIRATORY - ADULT | Biomed Shop | 3/1/20 |  | 3/1/21 | New Add
YES | YES |  |  |  | 241-04262 | 241-04262 | Stryker Corporation | Mistral-Air |  |  | TMC - RESPIRATORY - ADULT |  |  |  |  | 241-04262 | 241-04262 | TMC | Memorial Hermann-Texas Medical Center | TMC - RESPIRATORY - ADULT | Biomed Shop | 3/1/20 |  | 3/1/21 | New Add
NO | YES |  |  |  | 099-14879 | 099-14879 | Stryker Corporation | Mistral-Air |  |  | TMC-Hermann-Pedi ER (1Hp) |  |  |  |  | 099-14879 | 099-14879 | TMC | MHHS-TMC | TMC-Hermann-Pedi ER (1Hp) | Nursing | 11/1/19 |  | 11/1/20
NO | YES |  |  |  | 099-14212 | 099-14212 | Stryker Corporation | Mistral-Air |  |  | TMC-Sarofim 1-Adult ER |  |  |  |  | 099-14212 | 099-14212 | TMC | MHHS-TMC | TMC-Sarofim 1-Adult ER | Hallway | 12/1/19 |  | 12/1/20
NO | YES |  |  |  | 099-12417 | 099-12417 | Stryker Corporation | Mistral-Air |  |  | TWC |  |  |  |  | 099-12417 | 099-12417 | TMC | Memorial Hermann Heart | TWC | CVOR 2 | 4/1/19 |  | 4/1/20
NO | YES |  |  |  | 099-12439 | 099-12439 | Stryker Corporation | Mistral-Air |  |  | TMC-OR-CVOR (7Hvi) |  |  |  |  | 099-12439 | 099-12439 | TMC | MHHS-TMC | TMC-OR-CVOR (7Hvi) | CVOR (7HVI) | 10/1/19 |  | 10/1/20
YES | YES |  |  |  | 099-12438 | 099-12438 | Stryker Corporation | Mistral-Air |  |  | TMC - OR - CVOR (7HVI) |  |  |  |  | 099-12438 | 099-12438 | TMC | Memorial Hermann-Texas Medical Center | TMC - OR - CVOR (7HVI) | CVOR (7HVI)
NO | YES |  |  |  | 099-12437 | 099-12437 | Stryker Corporation | Mistral-Air |  |  | TMC-OR-CVOR (7Hvi) |  |  |  |  | 099-12437 | 099-12437 | TMC | MHHS-TMC | TMC-OR-CVOR (7Hvi) | CVOR (7HVI) | 5/1/19 |  | 5/1/20
NO | YES |  |  |  | 099-12432 | 099-12432 | Stryker Corporation | Mistral-Air |  |  | TMC-OR-CVOR (7Hvi) |  |  |  |  | 099-12432 | 099-12432 | TMC | MHHS-TMC | TMC-OR-CVOR (7Hvi) | CVOR (7HVI) | 3/1/19 |  | 3/1/20
YES | YES |  |  |  | 099-12462 | 099-12462 | Stryker Corporation | Mistral-Air |  |  | TMC - PACU - HVI (7HVI) |  |  |  |  | 099-12462 | 099-12462 | TMC | Childrens ER - Texas Medical Center | TMC - PACU - HVI (7HVI) | PACU - HVI (7HVI) | 4/1/19 |  | 4/1/20
YES | YES |  |  |  | 099-12728 | 099-12728 | Stryker Corporation | Mistral-Air |  |  | TWC |  |  |  |  | 099-12728 | 099-12728 | TMC | Memorial Hermann Heart | TWC | Pre-Op 5
NO | YES |  |  |  | 099-12459 | 099-12459 | Stryker Corporation | Mistral-Air |  |  | TMC-PACU-HVI (7Hvi) |  |  |  |  | 099-12459 | 099-12459 | TMC | MHHS-TMC | TMC-PACU-HVI (7Hvi) | PACU - HVI (7HVI) | 4/1/19 |  | 4/1/20
NO | YES |  |  |  | MSA2156 | MSA2156 | Stryker Corporation | Mistral-Air |  |  | TMC-OR-CVOR (7Hvi) |  |  |  |  | MSA2156 | MSA2156 | TMC | MHHS-TMC | TMC-OR-CVOR (7Hvi) | Pre Op | 4/1/19 |  | 4/1/20
NO | YES |  |  |  | 099-12771 | 099-12771 | Stryker Corporation | Mistral-Air |  |  | HVIC 8th |  |  |  |  | 099-12771 | 099-12771 | TMC | Memorial Hermann-Texas Medical Center | HVIC 8th | 8th | 9/1/19 |  | 9/1/20
YES | YES |  |  |  | 099-12770 | 099-12770 | Stryker Corporation | Mistral-Air |  |  | HVIC 8th |  |  |  |  | 099-12770 | 099-12770 | TMC | Memorial Hermann-Texas Medical Center | HVIC 8th | 8th
NO | YES |  |  |  | 099-12753 | 099-12753 | Stryker Corporation | Mistral-Air |  |  | TMC-Sarofim 1-Adult ER |  |  |  |  | 099-12753 | 099-12753 | TMC | MHHS-TMC | TMC-Sarofim 1-Adult ER | TMC - SAROFIM 1 - ADULT T16 | 4/1/19 |  | 4/1/20
NO | YES |  |  |  | 099-12929 | 099-12929 | Stryker Corporation | Mistral-Air |  |  | Cullen 4th Floor |  |  |  |  | 099-12929 | 099-12929 | TMC | Memorial Hermann-Texas Medical Center | Cullen 4th Floor | Soiled Utility | 3/1/20 |  | 3/1/21
YES | YES |  |  |  | 099-11219 | 099-11219 | Stryker Corporation | Mistral-Air |  |  | TMC - 5 west cullen |  |  |  |  | 099-11219 | 099-11219 | TMC | Memorial Hermann-Texas Medical Center | TMC - 5 west cullen | CW5 | 11/1/19 |  | 11/1/20
YES | YES |  |  |  | 099-11692 | 099-11692 | Stryker Corporation | Mistral-Air |  |  | TMC - 9J |  |  |  |  | 099-11692 | 099-11692 | TMC | Memorial Hermann-Texas Medical Center | TMC - 9J | J909 | 3/1/20 |  | 3/1/21
NO | YES |  |  |  | 099-11573 | 099-11573 | Stryker Corporation | Mistral-Air |  |  | Hallway |  |  |  |  | 099-11573 | 099-11573 |  | TMC | Hallway | TMC - Johns - NICu | 6/1/19 |  | 6/1/20
YES | YES |  |  |  | 099-11196 | 099-11196 | Stryker Corporation | Mistral-Air |  |  | TMC - JONES - Impatiant Rehab (5J) |  |  |  |  | 099-11196 | 099-11196 | TMC | Memorial Hermann-Texas Medical Center | TMC - JONES - Impatiant Rehab (5J) | Impatiant Rehab (5J) | 3/1/20
YES | YES |  |  |  | 099-14579 | 099-14579 | Stryker Corporation | Mistral-Air |  |  | Tecovery |  |  |  |  | 099-14579 | 099-14579 |  | Memorial Hermann- TMC | Tecovery | HP7/133.1
YES | YES |  |  |  | 099-05806 | 099-05806 | Stryker Corporation | Mistral-Air |  |  | Tecovery |  |  |  |  | 099-05806 | 099-05806 |  | Memorial Hermann- TMC | Tecovery | HP7/133.1
YES | YES |  |  |  | 099-05848 | 099-05848 | Stryker Corporation | Mistral-Air |  |  | L |  |  |  |  | 099-05848 | 099-05848 |  | Memorial Hermann-TMC | L | H5/62
NO | YES |  |  |  | 099-09185 | 099-09185 | Stryker Corporation | Mistral-Air |  |  | TMC-Hermann-COU (1R) |  |  |  |  | 099-09185 | 099-09185 | TMC | MHHS-TMC | TMC-Hermann-COU (1R) | Bay 19 | 4/1/19 |  | 4/1/20
YES | YES | Serial Number Cnf |  |  | 099-09186 | 099-09186 | Stryker Corporation | Mistral-Air |  | Cnf | TMC - HERMANN - COU (1R) |  |  |  |  | 099-09186 | 099-09186 | TMC | Memorial Hermann-Texas Medical Center | TMC - HERMANN - COU (1R) | Bay 19 | 12/1/19 |  | 12/1/20
NO | YES |  |  |  | 099-09396 | 099-09396 | Stryker Corporation | Mistral-Air |  |  | TMC-Radiology-Jones Pavilion |  |  |  |  | 099-09396 | 099-09396 | TMC | MHHS-TMC | TMC-Radiology-Jones Pavilion | J2 400.18 | 5/1/19 |  | 5/1/20
NO | YES |  |  |  | 099-09410 | 099-09410 | Stryker Corporation | Mistral-Air |  |  | TMC-Gi/Endo-Adult (1J) |  |  |  |  | 099-09410 | 099-09410 | TMC | MHHS-TMC | TMC-Gi/Endo-Adult (1J) | Bay | 5/1/19 |  | 5/1/20
NO | YES |  |  |  | 069-44672 | 069-44672 | Stryker Corporation | Mistral-Air |  |  | TMC-Gi/Endo-Adult (1J) |  |  |  |  | 069-44672 | 069-44672 | TMC | MHHS-TMC | TMC-Gi/Endo-Adult (1J) | Bay | 5/1/19 |  | 5/1/20
NO | YES |  |  |  | 099-09334 | 099-09334 | Stryker Corporation | Mistral-Air |  |  | Phase 1 Day Surgery |  |  |  |  | 099-09334 | 099-09334 | TMC | Memorial Herrman Texas Medical Center | Phase 1 Day Surgery | Day surgery | 3/1/20
NO | YES |  |  |  | 099-09299 | 099-09299 | Stryker Corporation | Mistral-Air |  |  | Phase 1 day surgery |  |  |  |  | 099-09299 | 099-09299 | TMC | Memorial Hermann-Texas Medical Center | Phase 1 day surgery |  | 4/1/19 |  | 4/1/20
NO | YES |  |  |  | 069-44643 | 069-44643 | Stryker Corporation | Mistral-Air |  |  | TMC - Phase 1 day surgery |  |  |  |  | 069-44643 | 069-44643 | TMC | Memorial Hermann-Texas Medical Center | TMC - Phase 1 day surgery | Phase 1 day surgery | 4/1/19 |  | 4/1/20
NO | YES |  |  |  | 069-44641 | 069-44641 | Stryker Corporation | Mistral-Air |  |  | TMC - Phase 1 day surgery |  |  |  |  | 069-44641 | 069-44641 | TMC | Memorial Hermann-Texas Medical Center | TMC - Phase 1 day surgery | Phase 1 day surgery | 4/1/19 |  | 4/1/20
NO | YES |  |  |  | 099-09301 | 099-09301 | Stryker Corporation | Mistral-Air |  |  | Phase 1 day surgery |  |  |  |  | 099-09301 | 099-09301 | TMC | Memorial Hermann-Texas Medical Center | Phase 1 day surgery |  | 4/1/19 |  | 4/1/20
NO | YES |  |  |  | 069-44639 | 069-44639 | Stryker Corporation | Mistral-Air |  |  | TMC - Phase 1 day surgery |  |  |  |  | 069-44639 | 069-44639 | TMC | Memorial Hermann-Texas Medical Center | TMC - Phase 1 day surgery | Phase 1 day surgery
NO | YES |  |  |  | 099-09303 | 099-09303 | Stryker Corporation | Mistral-Air |  |  | Phase 1 day surgery |  |  |  |  | 099-09303 | 099-09303 | TMC | Memorial Hermann-Texas Medical Center | Phase 1 day surgery |  | 4/1/19 |  | 4/1/20
NO | YES |  |  |  | 099-09335 | 099-09335 | Stryker Corporation | Mistral-Air |  |  | Phase 1 Day Surgery |  |  |  |  | 099-09335 | 099-09335 | TMC | Memorial Herrman Texas Medical Center | Phase 1 Day Surgery | Day surgery
NO | YES |  |  |  | 099-09337 | 099-09337 | Stryker Corporation | Mistral-Air |  |  | Phase 1 Day Surgery |  |  |  |  | 099-09337 | 099-09337 | TMC | Memorial Herrman Texas Medical Center | Phase 1 Day Surgery | Day surgery
NO | YES |  |  |  | 099-09304 | 099-09304 | Stryker Corporation | Mistral-Air |  |  | Phase 1 day surgery |  |  |  |  | 099-09304 | 099-09304 | TMC | Memorial Hermann-Texas Medical Center | Phase 1 day surgery |  | 4/1/19 |  | 4/1/20
YES | YES |  |  |  | 069-44637 | 069-44637 | Stryker Corporation | Mistral-Air |  |  | TMC - Phase 1 day surgery |  |  |  |  | 069-44637 | 069-44637 | TMC | Memorial Hermann-Texas Medical Center | TMC - Phase 1 day surgery | Phase 1 day surgery
NO | YES |  |  |  | 099-09178 | 099-09178 | Stryker Corporation | Mistral-Air |  |  | Serofim 8 |  |  |  |  | 099-09178 | 099-09178 | TMC | Memorial Hermann-Texas Medical Center | Serofim 8 | S805 | 5/1/19 |  | 3/1/20
NO | YES |  |  |  | 069-44675 | 069-44675 | Stryker Corporation | Mistral-Air |  |  | TMC-Sarofim 8-HVI ICU |  |  |  |  | 069-44675 | 069-44675 | TMC | MHHS-TMC | TMC-Sarofim 8-HVI ICU |  | 10/1/19 |  | 10/1/20
NO | YES |  |  |  | 099-09704 | MSA3020 | Stryker Corporation | Mistral-Air |  |  | 8 floor Medical ICU |  |  |  |  | 099-09704 | MSA3020 | TMC | Memorial Hermann-Texas Medical Center | 8 floor Medical ICU | S807 | 3/1/20 |  | 3/1/21
NO | YES |  |  |  | 069-44870 | 069-44870 | Stryker Corporation | Mistral-Air |  |  | TMC-Jones-Hyperbaric/Wound Care (Jg) |  |  |  |  | 069-44870 | 069-44870 | TMC | MHHS-TMC | TMC-Jones-Hyperbaric/Wound Care (Jg) | Hallway | 4/1/20 |  | 4/1/21
NO | YES |  |  |  | 069-47149 | 069-47149 | Stryker Corporation | Mistral-Air |  |  | TMC-PACU |  |  |  |  | 069-47149 | 069-47149 | TMC | Memorial Hermann Texas Medical Center | TMC-PACU | PACU 24 | 11/1/19 |  | 11/1/20
NO | YES |  |  |  | 099-09058 | 099-09058 | Stryker Corporation | Mistral-Air |  |  | TMC-Sarofim 3-OR |  |  |  |  | 099-09058 | 099-09058 | TMC | MHHS-TMC | TMC-Sarofim 3-OR | SAROFIM 3 - OR | 4/1/19 |  | 4/1/20
NO | YES |  |  |  | 069-44852 | 069-44852 | Stryker Corporation | Mistral-Air |  |  | TMC-Sarofim 3-OR |  |  |  |  | 069-44852 | 069-44852 | TMC | MHHS-TMC | TMC-Sarofim 3-OR | Sarofim OR 3 | 4/1/19 |  | 4/1/20
NO | YES |  |  |  | 099-10017 | 099-10017 | Stryker Corporation | Mistral-Air |  |  | TMC-Sarofim 3-OR |  |  |  |  | 099-10017 | 099-10017 | TMC | MHHS-TMC | TMC-Sarofim 3-OR | Sarofim OR 3 | 4/1/19 |  | 4/1/20
YES | YES |  |  |  | 099-07133 | 099-07133 | Stryker Corporation | Mistral-Air |  |  | Surgery |  |  |  |  | 099-07133 | 099-07133 | TMC | Memorial Hermann-Texas Medical Center | Surgery | OR2 05 | 1/1/20 |  | 1/1/21
NO | YES |  |  |  | 099-09923 | 099-09923 | Stryker Corporation | Mistral-Air |  |  | TMC-OR-Hermann (2Hp) |  |  |  |  | 099-09923 | 099-09923 | TMC | MHHS-TMC | TMC-OR-Hermann (2Hp) | OR (2HP) | 4/1/19 |  | 4/1/20
YES | YES |  |  |  | 099-09934 | 099-09934 | Stryker Corporation | Mistral-Air |  |  | TMC - OR - PEDI OR (2R) |  |  |  |  | 099-09934 | 099-09934 | TMC | Memorial Hermann-Texas Medical Center | TMC - OR - PEDI OR (2R) | PEDI OR (2R)
NO | YES | Asset Tag 160949490 |  |  |  |  | Stryker Corporation | Mistral-Air |  |  | TMC-OR-Pedi OR (2R) | [6 empty] | TMC | MHHS-TMC | TMC-OR-Pedi OR (2R) | PACU | 5/1/19 |  | 5/1/20
NO | YES |  |  |  | 099-07239 | 099-07239 | Stryker Corporation | Mistral-Air |  |  | TMC-OR-Pedi OR (2R) |  |  |  |  | 099-07239 | 099-07239 | TMC | MHHS-TMC | TMC-OR-Pedi OR (2R) | OR - PEDI OR (2R) | 5/1/19 |  | 5/1/20
NO | YES |  |  |  | 099-07338 | 099-07338 | Stryker Corporation | Mistral-Air |  |  | J2 405 angio 3 |  |  |  |  | 099-07338 | 099-07338 | TMC | Memorial Hermann Texas Medical Center | J2 405 angio 3 | J2 rm 405
NO | YES |  |  |  | 099-08018 | 099-08018 | Stryker Corporation | Mistral-Air |  |  | TMC-OR-Robertson (2R) |  |  |  |  | 099-08018 | 099-08018 | TMC | MHHS-TMC | TMC-OR-Robertson (2R) | Surgical Specimen station
YES | YES |  |  |  |  | 099-07042 | Stryker Corporation | Mistral-Air |  |  | SE - EMERGENCY CENTER | [5 empty] | 099-07042 | Southeast | Memorial Hermann Southeast Hospital | SE - EMERGENCY CENTER | Major 1 | 2/1/20 |  | 2/1/21
YES | YES |  |  |  | 099-06052 | 099-06052 | Stryker Corporation | Mistral-Air |  |  | SE - CDU |  |  |  |  | 099-06052 | 099-06052 | Southeast | Memorial Hermann Southeast Hospital | SE - CDU | SE - CDU | 10/1/19 |  | 10/1/20
NO | YES |  |  |  | 099-07879 | 099-07879 | Stryker Corporation | Mistral-Air |  |  | SE-CDU (Old) |  |  |  |  | 099-07879 | 099-07879 | Southeast | MHHS-Southeast | SE-CDU (Old) | Room 14 | 10/1/19 |  | 10/1/20
NO | YES |  |  |  | 099-07352 | 099-07352 | Stryker Corporation | Mistral-Air |  |  | SE - Clinical Decision Unit |  |  |  |  | 099-07352 | 099-07352 | Southeast | Memorial Hermman South East | SE - Clinical Decision Unit | CDU room 13 | 10/1/19
NO | YES |  |  |  | 099-09751 | 099-09751 | Stryker Corporation | Mistral-Air |  |  | SE-CDU (Old) |  |  |  |  | 099-09751 | 099-09751 | Southeast | MHHS-Southeast | SE-CDU (Old) | CDU
NO | YES |  |  |  | 099-06122 | 099-06122 | Stryker Corporation | Mistral-Air |  |  | SE - Clinical Decision Unit |  |  |  |  | 099-06122 | 099-06122 | Southeast | Memorial Hermman South East | SE - Clinical Decision Unit | CDU room 13
NO | YES |  |  |  | 099-09754 | 099-09754 | Stryker Corporation | Mistral-Air |  |  | SE-CDU (Old) |  |  |  |  | 099-09754 | 099-09754 | Southeast | MHHS-Southeast | SE-CDU (Old) | CDU
NO | YES |  |  |  | 099-07883 | 099-07883 | Stryker Corporation | Mistral-Air |  |  | SE-CDU (Old) |  |  |  |  | 099-07883 | 099-07883 | Southeast | MHHS-Southeast | SE-CDU (Old) | Room 19 | 10/1/19 |  | 10/1/20
YES | YES |  |  |  | 099-09758 | 099-09758 | Stryker Corporation | Mistral-Air |  |  | CDU |  |  |  |  | 099-09758 | 099-09758 | Southeast | Memorial Hermann Southeast Hospital | CDU | CDU | 10/1/19 |  | 10/1/20
NO | YES |  |  |  | 099-06126 | 099-06126 | Stryker Corporation | Mistral-Air |  |  | SE - Clinical Decision Unit |  |  |  |  | 099-06126 | 099-06126 | Southeast | Memorial Hermman South East | SE - Clinical Decision Unit | CDU room 20 | 10/1/19
YES | YES | Serial Number Cnf |  |  | 099-09249 |  | Stryker Corporation | Mistral-Air |  | Cnf | Decision Unit |  |  |  |  | 099-09249 |  | Southeast | Memorial Hermann Southeast Hospital | Decision Unit | W1 416.24 | 10/1/19 |  | 10/1/20
NO | YES |  |  |  | 099-09252 | 099-09252 | Stryker Corporation | Mistral-Air |  |  | PACU |  |  |  |  | 099-09252 | 099-09252 | Southeast | Memorial Hermann Southeast Hospital | PACU |  | 5/1/19 |  | 5/1/20
NO | YES |  |  |  | 099-09764 | 099-09764 | Stryker Corporation | Mistral-Air |  |  | SE-OR-PACU |  |  |  |  | 099-09764 | 099-09764 | Southeast | MHHS-Southeast | SE-OR-PACU | PACU | 5/1/19 |  | 5/1/20
NO | YES |  |  |  | 099-07491 | 099-07491 | Stryker Corporation | Mistral-Air |  |  | SE-OR-PACU |  |  |  |  | 099-07491 | 099-07491 | Southeast | MHHS-Southeast | SE-OR-PACU | Room 15 | 5/1/19 |  | 5/1/20
NO | YES |  |  |  | 099-09766 | 099-09766 | Stryker Corporation | Mistral-Air |  |  | SE-OR-PACU |  |  |  |  | 099-09766 | 099-09766 | Southeast | MHHS-Southeast | SE-OR-PACU | PACU | 5/1/19 |  | 5/1/20
NO | YES |  |  |  | 099-09767 | 099-09767 | Stryker Corporation | Mistral-Air |  |  | TMC - OR - PACU |  |  |  |  | 099-09767 | 099-09767 | TMC | Southeast | TMC - OR - PACU | OR - PACU | 5/1/19 |  | 5/1/20
NO | YES |  |  |  | 099-09255 | 099-09255 | Stryker Corporation | Mistral-Air |  |  | SE-OR-PACU |  |  |  |  | 099-09255 | 099-09255 | Southeast | MHHS-Southeast | SE-OR-PACU |  | 5/1/19 |  | 5/1/20
NO | YES |  |  |  | 099-07398 | 099-07398 | Stryker Corporation | Mistral-Air |  |  | SE-OR-PACU |  |  |  |  | 099-07398 | 099-07398 | Southeast | MHHS-Southeast | SE-OR-PACU | Bay 6 | 5/1/19 |  | 5/1/20
NO | YES |  |  |  | 099-06132 | 099-06132 | Stryker Corporation | Mistral-Air |  |  | SE-OR |  |  |  |  | 099-06132 | 099-06132 | Southeast | MHHS-Southeast | SE-OR | OR corridor
NO | YES |  |  |  | 099-06134 | 099-06134 | Stryker Corporation | Mistral-Air |  |  | SE-OR |  |  |  |  | 099-06134 | 099-06134 | Southeast | MHHS-Southeast | SE-OR | OR corridor
NO | YES |  |  |  | 099-07369 | 099-07369 | Stryker Corporation | Mistral-Air |  |  | SE-OR |  |  |  |  | 099-07369 | 099-07369 | Southeast | MHHS-Southeast | SE-OR | Hybrid 2 | 4/1/19 |  | 4/1/20
NO | YES |  |  |  | 069-44930 | 069-44930 | Stryker Corporation | Mistral-Air |  |  | SE-OR-Preop |  |  |  |  | 069-44930 | 069-44930 | Southeast | MHHS-Southeast | SE-OR-Preop | OR - PREOP | 5/1/20 |  | 5/1/20
NO | YES |  |  |  | 099-07301 | 099-07301 | Stryker Corporation | Mistral-Air |  |  | SE - Pre-OP |  |  |  |  | 099-07301 | 099-07301 | Southeast | Memorial Hermann Southeast Hospital | SE - Pre-OP | Room 20 | 5/1/19 |  | 5/1/20
NO | YES |  |  |  | 069-44926 | 069-44926 | Stryker Corporation | Mistral-Air |  |  | SE-OR-Preop |  |  |  |  | 069-44926 | 069-44926 | Southeast | MHHS-Southeast | SE-OR-Preop | OR - PREOP
NO | YES |  |  |  | 099-07317 | 099-07317 | Stryker Corporation | Mistral-Air |  |  | SE - Pre-OP |  |  |  |  | 099-07317 | 099-07317 | Southeast | Memorial Hermann Southeast Hospital | SE - Pre-OP | Room 5 | 5/1/19 |  | 5/1/20
NO | YES |  |  |  | 069-44920 | 069-44920 | Stryker Corporation | Mistral-Air |  |  | SE-OR-Preop |  |  |  |  | 069-44920 | 069-44920 | Southeast | MHHS-Southeast | SE-OR-Preop | OR - PREOP
NO | YES |  |  |  | 099-07315 | 099-07315 | Stryker Corporation | Mistral-Air |  |  | SE - Pre-OP |  |  |  |  | 099-07315 | 099-07315 | Southeast | Memorial Hermann Southeast Hospital | SE - Pre-OP | Room 11 | 5/1/19 |  | 5/1/20
NO | YES |  |  |  | 069-44918 | 069-44918 | Stryker Corporation | Mistral-Air |  |  | SE-OR-Preop |  |  |  |  | 069-44918 | 069-44918 | Southeast | MHHS-Southeast | SE-OR-Preop | OR - PREOP
NO | YES | Serial Number 160342978 |  |  | 099-07738 | 099-07738 | Stryker Corporation | Mistral-Air |  |  | SE-OR |  |  |  |  | 099-07738 | 099-07738 | Southeast | MHHS-Southeast | SE-OR | Clean supply
NO | YES |  |  |  | 099-09746 | 099-09746 | Stryker Corporation | Mistral-Air |  |  | SE-Cath Lab |  |  |  |  | 099-09746 | 099-09746 | Southeast | MHHS-Southeast | SE-Cath Lab | Cath Lab
NO | YES |  |  |  | 099-06368 | 099-06368 | Stryker Corporation | Mistral-Air |  |  | SE-Clinical Engineering |  |  |  |  | 099-06368 | 099-06368 | Southeast | MHHS-Southeast | SE-Clinical Engineering | Biomed Lab | 4/1/20 |  | 4/1/21
YES | YES |  |  |  | 005-13281 | 005-13281 | Stryker Corporation | Mistral-Air |  |  | Lobar Delivery |  |  |  |  | 005-13281 | 005-13281 | Southeast | Memorial Hermann Southeast Hospital | Lobar Delivery | OB ED ROOM 3
YES | YES | Serial Number Cnf |  |  | 005-13282 | 005-13282 | Stryker Corporation | Mistral-Air |  | Cnf | SE - LABOR |  |  |  |  | 005-13282 | 005-13282 | Southeast | Memorial Hermann Southeast Hospital | SE - LABOR | Rm 2 |  |  |  | Cnf pm label
YES | YES |  |  |  | 005-13287 | 005-13287 | Stryker Corporation | Mistral-Air |  |  | Lobar Delivery |  |  |  |  | 005-13287 | 005-13287 | Southeast | Memorial Hermann Southeast Hospital | Lobar Delivery | LABOR DELIVERY ROOM 4
NO | YES |  |  |  | 099-06363 | 099-06363 | Stryker Corporation | Mistral-Air |  |  | SE-Labor & Delivery |  |  |  |  | 099-06363 | 099-06363 | Southeast | MHHS-Southeast | SE-Labor & Delivery | Recovery | 3/1/20 |  | 3/1/21
YES | YES |  |  |  | 005-13283 | 005-13283 | Stryker Corporation | Mistral-Air |  | Nsn | SE-L |  |  |  |  | 005-13283 | 005-13283 |  | Memorial Hermann- SE- L | SE-L |  | 4/1/20 |  |  | No PM Sticker
YES | YES |  |  |  | 005-13285 | 005-13285 | Stryker Corporation | Mistral-Air |  | Nsn | SE-L |  |  |  |  | 005-13285 | 005-13285 |  | Memorial Hermann- SE- L | SE-L |  | 4/1/20 |  |  | No PM Sticker
YES | YES |  |  |  | 005-13284 | 005-13284 | Stryker Corporation | Mistral-Air |  |  | SE - LABOR |  |  |  |  | 005-13284 | 005-13284 | Southeast | Memorial Hermann Southeast Hospital | SE - LABOR
NO | YES | Serial Number 160241523 |  |  | 041-33589 | 041-33589 | Stryker Corporation | Mistral-Air |  |  | TMC-Plaza-Cancer Center (Ste 2900) |  |  |  |  | 041-33589 | 041-33589 | TMC | MHHS-TMC | TMC-Plaza-Cancer Center (Ste 2900) | Infusion Center | 3/1/19 |  | 3/1/20
NO | YES |  |  |  | 041-33364 | 041-33364 | Stryker Corporation | Mistral-Air |  |  | SE - Storage 4th |  |  |  |  | 041-33364 | 041-33364 | Southeast | Memorial Hermann Southeast Hospital | SE - Storage 4th | Storage | 8/1/19 |  | 8/1/20
YES | YES |  |  |  | 041-33363 | 041-33363 | Stryker Corporation | Mistral-Air |  |  | SE - Storage 4th |  |  |  |  | 041-33363 | 041-33363 | Southeast | Memorial Hermann Southeast Hospital | SE - Storage 4th | Storage
NO | YES |  |  |  | 041-33361 | 041-33361 | Stryker Corporation | Mistral-Air |  |  | SE - Storage 4th |  |  |  |  | 041-33361 | 041-33361 | Southeast | Memorial Hermann Southeast Hospital | SE - Storage 4th | Storage
YES | YES | Serial Number Cnf |  |  | 041-33991 | 041-33991 | Stryker Corporation | Mistral-Air |  | Cnf | MEMORIAL CITY - ER |  |  |  |  | 041-33991 | 041-33991 | West | Memorial city-memorial herman emergency center | MEMORIAL CITY - ER | Matrix room
YES | YES | Serial Number Cnf |  |  | 041-33992 | 041-33992 | Stryker Corporation | Mistral-Air |  | Cnf | MEMORIAL CITY - ER |  |  |  |  | 041-33992 | 041-33992 | West | Memorial city-memorial herman emergency center | MEMORIAL CITY - ER | Matrix room
NO | YES |  |  |  | 041-33995 | 041-33995 | Stryker Corporation | Mistral-Air |  |  | MEMORIAL CITY - OUTPATIENT SURGERY |  |  |  |  | 041-33995 | 041-33995 | West | Memorial herman - memorial city medical center | MEMORIAL CITY - OUTPATIENT SURGERY | W1 case cart staging area
NO | YES |  |  |  | 151-04142 | 151-04142 | Stryker Corporation | Mistral-Air |  |  | MEMORIAL CITY - OUTPATIENT SURGERY |  |  |  |  | 151-04142 | 151-04142 | West | Memorial herman - memorial city medical center | MEMORIAL CITY - OUTPATIENT SURGERY | W1 case cart staging area
NO | YES |  |  |  | 151-04139 | 151-04139 | Stryker Corporation | Mistral-Air |  |  | MEMORIAL CITY - OUTPATIENT SURGERY |  |  |  |  | 151-04139 | 151-04139 | West | Memorial herman - memorial city medical center | MEMORIAL CITY - OUTPATIENT SURGERY | Day surgery
NO | YES | [5 empty] | Stryker Corporation | Mistral-Air |  |  | MEMORIAL CITY - OUTPATIENT SURGERY | [6 empty] | West | Memorial herman - memorial city medical center | MEMORIAL CITY - OUTPATIENT SURGERY | Day surgery
NO | YES |  |  |  | 151-04136 | 151-04136 | Stryker Corporation | Mistral-Air |  |  | MEMORIAL CITY - OUTPATIENT SURGERY |  |  |  |  | 151-04136 | 151-04136 | West | Memorial herman - memorial city medical center | MEMORIAL CITY - OUTPATIENT SURGERY | Day surgery
NO | YES |  |  |  | 151-04129 | 151-04129 | Stryker Corporation | Mistral-Air |  |  | MEMORIAL CITY - OUTPATIENT SURGERY |  |  |  |  | 151-04129 | 151-04129 | West | Memorial herman - memorial city medical center | MEMORIAL CITY - OUTPATIENT SURGERY | Day surgery
YES | YES |  |  |  | 151-04130 | 151-04130 | Stryker Corporation | Mistral-Air |  |  | MEMORIAL CITY - OUTPATIENT SURGERY |  |  |  |  | 151-04130 | 151-04130 | West | Memorial herman - memorial city medical center | MEMORIAL CITY - OUTPATIENT SURGERY | Day surgery
NO | YES |  |  |  | 151-04126 | 151-04126 | Stryker Corporation | Mistral-Air |  |  | MEMORIAL CITY - OUTPATIENT SURGERY |  |  |  |  | 151-04126 | 151-04126 | West | Memorial herman - memorial city medical center | MEMORIAL CITY - OUTPATIENT SURGERY | Day surgery
YES | YES |  |  |  | 151-04124 | 151-04124 | Stryker Corporation | Mistral-Air |  |  | Memorial city - out patient surgery |  |  |  |  | 151-04124 | 151-04124 | West and memorial city | Memorial city - memorial herman hospital | Memorial city - out patient surgery | W1 302
NO | YES |  |  |  | 151-04106 | 151-04106 | Stryker Corporation | Mistral-Air |  |  | Memorial city - out patient surgery |  |  |  |  | 151-04106 | 151-04106 | West and memorial city | Memorial city - memorial herman hospital | Memorial city - out patient surgery | W1 302
YES | YES |  |  |  | 041-34456 | 041-34456 | Stryker Corporation | Mistral-Air |  |  | Memorial city - out patient surgery |  |  |  |  | 041-34456 | 041-34456 | West and memorial city | Memorial city - memorial herman hospital | Memorial city - out patient surgery | W1 hallway
NO | YES |  |  |  | 151-04110 | 151-04110 | Stryker Corporation | Mistral-Air |  |  | Memorial city - out patient surgery |  |  |  |  | 151-04110 | 151-04110 | West and memorial city | Memorial city - memorial herman hospital | Memorial city - out patient surgery | W1 hallway
NO | YES |  |  |  | 151-04112 | 151-04112 | Stryker Corporation | Mistral-Air |  |  | Memorial city - out patient surgery |  |  |  |  | 151-04112 | 151-04112 | West and memorial city | Memorial city - memorial herman hospital | Memorial city - out patient surgery | W1 hallway preop
NO | YES |  |  |  | 151-04113 | 151-04113 | Stryker Corporation | Mistral-Air |  |  | Memorial city - out patient surgery |  |  |  |  | 151-04113 | 151-04113 | West and memorial city | Memorial city - memorial herman hospital | Memorial city - out patient surgery | W1 hallway preop
NO | YES |  |  |  | 151-04115 | 151-04115 | Stryker Corporation | Mistral-Air |  |  | Memorial city - out patient surgery |  |  |  |  | 151-04115 | 151-04115 | West and memorial city | Memorial city - memorial herman hospital | Memorial city - out patient surgery | W1 hallway preop
NO | YES |  |  |  | 041-33973 | 041-33973 | Stryker Corporation | Mistral-Air |  |  | MEMORIAL CITY - CENTRAL SUPPLY |  |  |  |  | 041-33973 | 041-33973 | West | Memorial city hear and vascular - memorial city | MEMORIAL CITY - CENTRAL SUPPLY | Cath lab 5
NO | YES | Serial Number 140522476 |  |  | 099-01054 | 099-01054 | Stryker Corporation | Mistral-Air |  |  | NE - PACU |  |  |  |  | 099-01054 | 099-01054 | KATY | NE | NE - PACU | NE - PACU
YES | YES |  |  |  | 009-33227 | 009-33227 | Stryker Corporation | Mistral-Air |  |  | NE - PACU |  |  |  |  | 009-33227 | 009-33227 | KATY | NE | NE - PACU | NE - PACU
NO | YES | Serial Number 140623658 |  |  | 099-01053 | 999-01053 | Stryker Corporation | Mistral-Air |  |  | NE - PACU |  |  |  |  | 099-01053 | 999-01053 | KATY | NE | NE - PACU | NE - PACU
YES | YES |  |  |  | 151-02011 | 151-02011 | Stryker Corporation | Mistral-Air plus |  |  | L |  |  |  |  | 151-02011 | 151-02011 | Northwest | Memorial Hermann Cypress Hospital | L | C-Section2 | 5/1/19 | 5/1/20
NO | YES |  |  |  | 099-04562 | 099-04562 | Stryker Corporation | Mistral-Air plus |  |  | Pearland-OR-Preop/PACU |  |  |  |  | 099-04562 | 099-04562 | Pearland | MHHS-Pearland Hospital | Pearland-OR-Preop/PACU | Pre-Op1 | 8/1/19 | 8/1/20
NO | YES |  |  |  | 099-04565 | 099-04565 | Stryker Corporation | Mistral-Air plus |  |  | Pearland-OR-Preop/PACU |  |  |  |  | 099-04565 | 099-04565 | Pearland | MHHS-Pearland Hospital | Pearland-OR-Preop/PACU | Pre-Op2 | 8/1/19 | 8/1/20
YES | YES |  |  |  | 099-04595 | 099-04595 | Stryker Corporation | Mistral-Air plus |  |  | PEARLAND - OR - PREOP/PACU |  |  |  |  | 099-04595 | 099-04595 | Pearland | Memorial Hermann Pearland Hospital | PEARLAND - OR - PREOP/PACU | Pre-Op3
NO | YES |  |  |  | 099-04592 | 099-04592 | Stryker Corporation | Mistral-Air plus |  |  | Pearland-OR-Preop/PACU |  |  |  |  | 099-04592 | 099-04592 | Pearland | MHHS-Pearland Hospital | Pearland-OR-Preop/PACU | Pre-Op3 | 12/1/19 | 12/1/20
NO | YES |  |  |  | 099-04597 | 099-04597 | Stryker Corporation | Mistral-Air plus |  |  | Pearland-OR-Preop/PACU |  |  |  |  | 099-04597 | 099-04597 | Pearland | MHHS-Pearland Hospital | Pearland-OR-Preop/PACU | Pre-OP 4 | 11/1/19 | 11/1/20
NO | YES |  |  |  | 099-04516 | 099-04516 | Stryker Corporation | Mistral-Air plus |  |  | Pearland-OR-Preop/PACU |  |  |  |  | 099-04516 | 099-04516 | Pearland | MHHS-Pearland Hospital | Pearland-OR-Preop/PACU | Pre-Op 5 | 8/1/19 | 8/1/20
YES | YES |  |  |  | 099-04523 | 099-04523 | Stryker Corporation | Mistral-Air plus |  |  | PEARLAND - OR - PREOP/PACU |  |  |  |  | 099-04523 | 099-04523 | Pearland | Memorial Hermann Pearland Hospital | PEARLAND - OR - PREOP/PACU | PacU 1 | 6/1/19 | 6/1/20
NO | YES |  |  |  | 099-04525 | 099-04525 | Stryker Corporation | Mistral-Air plus |  |  | Pearland-OR-Preop/PACU |  |  |  |  | 099-04525 | 099-04525 | Pearland | MHHS-Pearland Hospital | Pearland-OR-Preop/PACU | PacU 2 | 5/1/19 | 5/1/20
NO | YES |  |  |  | 099-04507 | 099-04507 | Stryker Corporation | Mistral-Air plus |  |  | Pearland-4N-Med/Surg |  |  |  |  | 099-04507 | 099-04507 | Pearland | MHHS-Pearland Hospital | Pearland-4N-Med/Surg | Equipment storage 146 | 8/1/19 | 8/1/20
NO | YES |  |  |  | 099-04710 | 099-04710 | Stryker Corporation | Mistral-Air plus |  |  | Pearland-Emergency Center |  |  |  |  | 099-04710 | 099-04710 | Pearland | MHHS-Pearland Hospital | Pearland-Emergency Center | Trauma3 | 4/1/19 | 4/1/20
NO | YES |  |  |  | 099-04700 | 099-04700 | Stryker Corporation | Mistral-Air plus |  |  | Pearland-Cardiac Cath Lab |  |  |  |  | 099-04700 | 099-04700 | Pearland | MHHS-Pearland Hospital | Pearland-Cardiac Cath Lab | Cat Lab | 2/1/19 | 2/1/20
NO | YES |  |  |  | 099-04578 | 099-04578 | Stryker Corporation | Mistral-Air plus |  |  | Katy-PACU |  |  |  |  | 099-04578 | 099-04578 | Katy | MHHS-Katy | Katy-PACU | PacU8 | 5/1/19 | 5/1/20
NO | YES |  |  |  | 099-04983 | 099-04983 | Stryker Corporation | Mistral-Air plus |  |  | Katy-Med/Surg 5th Floor |  |  |  |  | 099-04983 | 099-04983 | Katy | MHHS-Katy | Katy-Med/Surg 5th Floor | Equipment Storage W5:160.1 | 5/1/19 | 5/1/20
NO | YES |  |  |  | 099-04947 | 099-04947 | Stryker Corporation | Mistral-Air plus |  |  | Katy-Med/Surg 6th Floor |  |  |  |  | 099-04947 | 099-04947 | Katy | MHHS-Katy | Katy-Med/Surg 6th Floor | W6:160.1 Storage | 6/1/19 | 6/1/20
NO | YES |  |  |  | 099-04925 | 099-04925 | Stryker Corporation | Mistral-Air Plus |  |  | Katy-Cath Lab |  |  |  |  | 099-04925 | 099-04925 | Katy | MHHS-Katy | Katy-Cath Lab | Cath lab 1 | 3/1/19 | 3/1/20
NO | YES |  |  |  | 099-04911 | 099-04911 | Stryker Corporation | Mistral-Air Plus |  |  | Katy-Cath Lab |  |  |  |  | 099-04911 | 099-04911 | Katy | MHHS-Katy | Katy-Cath Lab | Cath lab 1 | 5/1/19 | 5/1/20
NO | YES | Asset Tag 029-11536 |  |  | 029-11536 | 029-11536 | Stryker Corporation | NEPTUNE |  |  | Woodlands-OR |  |  |  |  | 029-11536 | 029-11536 | Woodlands | MHHS-Woodlands | Woodlands-OR | OR | 12/1/19 |  | 6/1/20
NO | YES | Asset Tag 009-33351 |  |  | 009-33351 | 009-33351 | Stryker Corporation | NEPTUNE |  |  | GH-OR |  |  |  |  | 009-33351 | 009-33351 | Central | MHHS-Greater Heights | GH-OR | OR | 9/1/19 |  | 3/1/20
NO | YES |  |  |  | 099-06128 | 099-06128 | Stryker Corporation | NEPTUNE |  |  | SE-OR |  |  |  |  | 099-06128 | 099-06128 | Southeast | MHHS-Southeast | SE-OR | OR corridor | 3/1/19 |  | 9/1/19
YES | YES |  |  |  | 099-06028 | 099-06028 | Stryker Corporation | NEPTUNE |  | 163-090-8483 | Memorial Hermann- SE - OR |  |  |  |  | 099-06028 | 099-06028 |  | Memorial Hermann- south east | Memorial Hermann- SE - OR | OR 3 | 3/1/19 |  | 9/1/19
YES | YES |  |  |  | 041-32065 | 041-32065 | Stryker Corporation | NEPTUNE |  | N/A | MEMORIAL CITY - MHT - JHC OR |  |  |  |  | 041-32065 | 041-32065 | West | Memorial Hermann Memorial City Medical Center | MEMORIAL CITY - MHT - JHC OR | MEMORIAL CITY - MHT - JHC OR
YES | YES |  |  |  | 151-05208 | 151-05208 | Stryker Corporation | NEPTUNE 2 |  |  | CU-OR |  |  |  |  | 151-05208 | 151-05208 | Northwest | Memorial Hermann Cypress Hospital | CU-OR | Surgical Housekeeping |  | 2/1/20
YES | YES | Serial Number Cnf |  |  | 041-33627 | 041-33627 | Stryker Corporation | Neptune 2 Docker 702-014 |  | CNF | Biomed |  |  |  |  | 041-33627 | 041-33627 | TMC | Memorial Hermann-Texas Medical Center | Biomed | S3622
YES | YES | Serial Number Cnf |  |  | 041-33628 | 041-33628 | Stryker Corporation | Neptune 2 Docker 702-014 |  | CNF | Biomed |  |  |  |  | 041-33628 | 041-33628 | TMC | Memorial Hermann-Texas Medical Center | Biomed | S3622
YES | YES | Serial Number Cnf |  |  | 041-33629 | 041-33629 | Stryker Corporation | Neptune 2 Docker 702-014 |  | CNF | Biomed |  |  |  |  | 041-33629 | 041-33629 | TMC | Memorial Hermann-Texas Medical Center | Biomed | S3622
YES | YES |  |  |  | 029-13093 | 029-13093 | Stryker Corporation | NEPTUNE 3 ROVER |  |  | Surgery |  |  |  |  | 029-13093 | 029-13093 | Woodlands | Morial Herman hospital Woodlands | Surgery | Hallway
NO | YES | Serial Number 1627203683 |  |  | 013-39250 | 013-39250 | Stryker Corporation | Neptune 3 rover |  |  | SW-OR |  |  |  |  | 013-39250 | 013-39250 | Southwest | MHHS-Southwest | SW-OR | OR storage | 5/1/19 |  | 5/1/20 | New add
NO | YES |  |  |  | 099-06135 | 099-06135 | Stryker Corporation | Neptune 3 Ultra Rover |  |  | SE-OR |  |  |  |  | 099-06135 | 099-06135 | Southeast | MHHS-Southeast | SE-OR | OR corridor
NO | YES |  |  |  | 099-06136 | 099-06136 | Stryker Corporation | Neptune 3 Ultra Rover |  |  | SE-OR |  |  |  |  | 099-06136 | 099-06136 | Southeast | MHHS-Southeast | SE-OR | OR corridor
NO | YES |  |  |  | 099-04047 | 099-04047 | Stryker Corporation | Neptune 3 Ultra Rover 0703-001-000 |  |  | Pearland-OR |  |  |  |  | 099-04047 | 099-04047 | Pearland | MHHS-Pearland Hospital | Pearland-OR | Pearland - OR | 1/1/20 | 7/1/20
NO | YES |  |  |  | 099-04322 | 099-04322 | Stryker Corporation | Neptune 3 Ultra Rover 0703-001-000 |  |  | Pearland-OR |  |  |  |  | 099-04322 | 099-04322 | Pearland | MHHS-Pearland Hospital | Pearland-OR | OR C SECTION | 1/1/20 | 7/1/20
NO | YES |  |  |  | 131-09893 | 131-09893 | Stryker Corporation | Neptune 3 Ultra Rover 0703-001-000 |  |  | Katy-OR |  |  |  |  | 131-09893 | 131-09893 | Katy | MHHS-Katy | Katy-OR | OR 6 | 7/1/19 | 3/1/20
YES | YES |  |  |  | 129-31262 | 129-31262 | Stryker Corporation | Neptune 3 Ultra Rover 0703-001-000 | [7 empty] | 129-31262 | 129-31262 | Sugar Land | Memorial Hermann Sugar Land Hospital |  | L | 1/1/20 |  | 1/1/21
YES | YES |  |  |  | 129-31263 | 129-31263 | Stryker Corporation | Neptune 3 Ultra Rover 0703-001-000 |  |  | SUGAR LAND - LABOR |  |  |  |  | 129-31263 | 129-31263 | Sugar Land | Memorial Hermann Sugar Land Hospital | SUGAR LAND - LABOR | OR 1 | 1/1/20 | 1/1/21
YES | YES |  |  |  | 029-13194 | 029-13194 | Stryker Corporation | Neptune 3 Ultra Rover 0703-001-000 |  |  | WOODLANDS - OR |  |  |  |  | 029-13194 | 029-13194 | Woodlands | Memorial Hermann The Woodlands Medical Center | WOODLANDS - OR | Equipment Storage |  |  |  | New Add
YES | YES |  |  |  | 029-13195 | 029-13195 | Stryker Corporation | Neptune 3 Ultra Rover 0703-001-000 |  |  | WOODLANDS - OR |  |  |  |  | 029-13195 | 029-13195 | Woodlands | Memorial Hermann The Woodlands Medical Center | WOODLANDS - OR | Equipment Storage |  |  |  | New add
YES | YES |  |  |  | 009-33950 | 009-33950 | Stryker Corporation | Neptune 3 Ultra Rover 0703-001-000 |  |  | OR |  |  |  |  | 009-33950 | 009-33950 | Central | Labor and delivery | OR | Clean utility | 2/1/20 |  | 2/1/21
YES | YES |  |  |  | 009-33951 | 009-33951 | Stryker Corporation | Neptune 3 Ultra Rover 0703-001-000 |  |  | OR |  |  |  |  | 009-33951 | 009-33951 | Central | Labor and delivery | OR | Clean utility | 2/1/20 |  | 2/1/21
YES | YES |  |  |  | 009-33952 | 009-33952 | Stryker Corporation | Neptune 3 Ultra Rover 0703-001-000 |  |  | GH - LABOR |  |  |  |  | 009-33952 | 009-33952 | Central | Memorial Hermann Hospital greater heights | GH - LABOR | OR | 2/1/20 |  | 2/1/21
YES | YES |  |  |  | 099-13777 | 099-13777 | Stryker Corporation | Neptune 3 Ultra Rover 0703-001-000 |  |  | SW - LABOR |  |  |  |  | 099-13777 | 099-13777 | Southwest | Memorial Hermann Southwest Hospital | SW - LABOR | OR 1 | 5/1/19 |  | 5/1/20
YES | YES |  |  |  | 099-07703 | 099-07703 | Stryker Corporation | Neptune 3 Ultra Rover 0703-001-000 |  | 163-0908203 | SE - OR |  |  |  |  | 099-07703 | 099-07703 | Southeast | Memorial Hermann Southeast Hospital | SE - OR | OR 1 | 3/1/19 |  | 9/1/19
YES | YES |  |  |  | 099-04162 | 099-04162 | Stryker Corporation | Neptune III |  |  | Operating room |  |  |  |  | 099-04162 | 099-04162 | Pearland | Memorial Hermann Pearland Hospital | Operating room | Office | 1/1/20 | 7/1/20
YES | YES |  |  |  | 099-13797 | 099-13797 | Stryker Corporation | Neptune III Rover |  |  | SW - LABOR |  |  |  |  | 099-13797 | 099-13797 | Southwest | Memorial Hermann Southwest Hospital | SW - LABOR | Delivery Room 3 |  |  |  | Only date on pm sticker
YES | YES |  |  |  | 099-07993 | 099-07993 | Stryker Corporation | P10234 |  |  | TMC - OR - HERMANN (2HP) |  |  |  |  | 099-07993 | 099-07993 | TMC | Memorial Herman Texas Medical Center | TMC - OR - HERMANN (2HP) | OR 68
YES | YES | [5 empty] | Stryker Corporation | P10234 |  |  | MEMORIAL CITY - MHT - JHC OR | [6 empty] | West | Memorial Hermann - Memorial City | MEMORIAL CITY - MHT - JHC OR | MH11 OR Room 3 |  |  |  | Visum LED II
YES | YES | [5 empty] | Stryker Corporation | P10234 |  |  | MEMORIAL CITY - Ortho OR | [6 empty] | West | Memorial Hermann - Memorial City | MEMORIAL CITY - Ortho OR | 11th Floor OR Room 8
YES | YES |  |  |  | 099-07994 | 099-07994 | Stryker Corporation | P10235 |  |  | TMC - OR - HERMANN (2HP) |  |  |  |  | 099-07994 | 099-07994 | TMC | Memorial Herman Texas Medical Center | TMC - OR - HERMANN (2HP) | OR 68
YES | YES | [5 empty] | Stryker Corporation | P10235 |  |  | MEMORIAL CITY - MHT - JHC OR | [6 empty] | West | Memorial Hermann - Memorial City | MEMORIAL CITY - MHT - JHC OR | MH11 OR Room 3 |  |  |  | Visum LED II
YES | YES | [5 empty] | Stryker Corporation | P10235 |  |  | MEMORIAL CITY - Ortho OR | [6 empty] | West | Memorial Hermann - Memorial City | MEMORIAL CITY - Ortho OR | 11th Floor OR Room 8 |  |  |  | Visim LED II
NO | YES |  |  |  | 099-10028 | 099-10028 | Stryker Corporation | P12875 |  |  | TMC-OR-Robertson (2R) |  |  |  |  | 099-10028 | 099-10028 | TMC | MHHS-TMC | TMC-OR-Robertson (2R) | OR 58
YES | YES |  |  |  | ST1553D00636 | ST1553D00636 | Stryker Corporation | P22059 |  | ST1553D00636 | MEMORIAL CITY - MHT - JHC OR |  |  |  |  | ST1553D00636 | ST1553D00636 | West | Memorial Hermann - Memorial City | MEMORIAL CITY - MHT - JHC OR | MH11 Room 503.1
YES | YES |  |  |  | 013-34015 | 013-34015 | Stryker Corporation | PC9001 |  | P119432511 | SW-OR |  |  |  |  | 013-34015 | 013-34015 | Southwest | Memorial Hermann Southwest Hospital | SW-OR | OR Hallway | 3/1/20 |  | 3/1/21
YES | YES |  |  |  | 013-38940 | 013-38940 | Stryker Corporation | Pinpoint PC9001 |  | PI19462521 | SW - OR |  |  |  |  | 013-38940 | 013-38940 | Southwest | Memorial Hermann Southwest Hospital | SW - OR | Room 18 - Storage | 2/1/20 |  | 2/1/21 | New Add
YES | YES |  |  |  | 013-38932 | 013-38932 | Stryker Corporation | Pinpoint PC9001 |  | PI19432513 | SW - OR |  |  |  |  | 013-38932 | 013-38932 | Southwest | Memorial Hermann Southwest Hospital | SW - OR | Room 18 - Storage | 2/1/20 |  | 2/1/21 | New Add
NO | YES |  |  |  | 029-32228 | 029-32228 | Stryker Corporation | PneumoClear |  | 1809CE0904 | Woodlands-OR |  |  |  |  | 029-32228 | 029-32228 | Woodlands | MHHS-Woodlands | Woodlands-OR | OR 3 |  |  | 8/1/20
YES | YES |  |  |  | 013-38944 | 013-38944 | Stryker Corporation | PneumoClear |  | 1911CE113 | SW-OR |  |  |  |  | 013-38944 | 013-38944 | Southwest | Memorial Hermann Southwest Hospital | SW-OR | OR Hallway | 3/1/20 |  | 3/1/21
YES | YES |  |  |  | 013-38928 | 013-38928 | Stryker Corporation | PneumoClear |  | 1911CE0186/0620-050-000 | SW - OR |  |  |  |  | 013-38928 | 013-38928 | Southwest | Memorial Hermann Southwest Hospital | SW - OR | Room 18 - Storage | 2/1/20 |  | 2/1/21 | New Add
YES | YES |  |  |  | 074-02063 | 074-02063 | Stryker Corporation | PneumoClear |  |  | TWC |  |  |  |  | 074-02063 | 074-02063 | TMC | Memorial Hermann Heart | TWC | CVOR 2
NO | YES | Serial Number 1902CE0390 |  |  | 069-47806 | 069-47806 | Stryker Corporation | PneumoClear |  | 1902CE0390 | Biomed |  |  |  |  | 069-47806 | 069-47806 | TMC | Memorial Hermann-Texas Medical Center | Biomed | S3622 | 12/1/19 |  | 12/1/20
YES | YES |  |  |  | 041-34279 |  | Stryker Corporation | PneumoClear |  | 1902CEO948 | MEMORIAL CITY - Outpatient |  |  |  |  | 041-34279 |  | West | Memorial Hermann Memorial City Medical Center | MEMORIAL CITY - Outpatient | MEMORIAL CITY - OUTPATIENT
YES | YES |  |  |  | 069-49274 | 069-49274 | Stryker Corporation | Precision HD |  | (21) 201-903-1363 | Memorial Hermann- Texas Medcal Center- OR |  |  |  |  | 069-49274 | 069-49274 |  | TMC | Memorial Hermann- Texas Medcal Center- OR | OR34 | 4/1/20 |  |  | PM Not Required
NO | YES | Serial Number LES8479 |  |  | 925-01119 | 925-01119 | Stryker Corporation | RF MultiGen |  | LES8479 | GH-Radiology |  |  |  |  | 925-01119 | 925-01119 | Central | MHHS-Greater Heights | GH-Radiology | CT Scan | 3/1/20 |  | 9/1/20
YES | YES |  |  |  | 133-03163 | 133-03163 | Stryker Corporation | SDC HD |  | 06k053444 | KATY - OR |  |  |  |  | 133-03163 | 133-03163 | Katy | Memorial Hermann Katy Hospital | KATY - OR | OR - Equipment
YES | YES |  |  |  | 069-25142 | 069-25142 | Stryker Corporation | SDC HD 240-050-888 |  | 07G018074 | TMC - OR - HERMANN (2HP) |  |  |  |  | 069-25142 | 069-25142 | TMC | Memorial Hermann Surgery Center Texas Medical Center (#1500) | TMC - OR - HERMANN (2HP) | TMC - OR - HERMANN STORAGE
NO | YES |  |  |  | 069-38668 | 069-38668 | Stryker Corporation | SDC Ultra 240 060 917 |  | NSN | TMC-OR-Hermann (2Hp) |  |  |  |  | 069-38668 | 069-38668 | TMC | MHHS-TMC | TMC-OR-Hermann (2Hp) | OR 51
YES | YES |  |  |  | 133-31017 | 133-31017 | Stryker Corporation | SDC Ultra 240-050-988 |  | 08H052074 | [5 empty] | 133-31017 | 133-31017 | Sugar Land | [6 empty] | No pm
YES | YES | Serial Number Cnf |  |  | 099-04661 | 099-04661 | Stryker Corporation | SDC3 |  | Cnf | KATY - OR |  |  |  |  | 099-04661 | 099-04661 | Katy | Memorial Hermann Katy Hospital | KATY - OR | Sterile core |  | 2/1/20
YES | YES | Serial Number Cnf |  |  | 133-31012 | 133-31012 | Stryker Corporation | SDC3 |  | Cnf | SUGAR LAND - OR |  |  |  |  | 133-31012 | 133-31012 | Sugar Land |  | SUGAR LAND - OR |  |  |  |  | No pm
NO | YES | Serial Number 18J582334 |  |  | 129-31020 | 129-31020 | Stryker Corporation | SDC3 |  | 18J582334 | Sugar Land-OR |  |  |  |  | 129-31020 | 129-31020 | Sugar Land | MHHS-Sugarland | Sugar Land-OR | OR 6 | 1/1/19 |  | 1/1/20
YES | YES |  |  |  | 099-07752 | 099-07752 | Stryker Corporation | SDC3 |  |  | SE - OR |  |  |  |  | 099-07752 | 099-07752 | Southeast | Memorial Hermann Southeast Hospital | SE - OR | OR14 |  |  | 4/1/20 | No pm
YES | YES | Serial Number Cnf |  |  | 041-34258 | 041-34258 | Stryker Corporation | SDC3 |  | CNF | OR |  |  |  |  | 041-34258 | 041-34258 | West | Memorial Hermann - Memorial City | OR | Back Hallway
YES | YES |  |  |  | 029-13204 | 029-13204 | Stryker Corporation | SDC3 240-060-100 |  | 16F024864 | Woodlands - OR |  |  |  |  | 029-13204 | 029-13204 | Woodlands | Memorial Hermann The Woodlands Medical Center | Woodlands - OR | Equipment Storage |  |  |  | New Add
YES | YES |  |  |  | 133-09751 | 133-09751 | Stryker Corporation | SDP1000 |  |  | KATY - OR |  |  |  |  | 133-09751 | 133-09751 | Katy | Memorial Hermann Katy Hospital | KATY - OR | Cystology Procedure Rm 5 |  | 2/1/20
YES | YES |  |  |  | 099-02639 | 099-02639 | Stryker Corporation | SDP1000 |  |  | NE - OR |  |  |  |  | 099-02639 | 099-02639 | Katy | Memorial Hermann Northeast Hospital | NE - OR | OR
YES | YES |  |  |  | 099-02638 | 099-02638 | Stryker Corporation | SDP1000 | [7 empty] | 099-02638 | 099-02638
YES | YES |  |  |  | 129-31062 | 129-31062 | Stryker Corporation | SDP1000 |  |  | SUGAR LAND - OR |  |  |  |  | 129-31062 | 129-31062 | Sugar Land | Memorial Hermann Sugar Land Hospital | SUGAR LAND - OR | OR 4
YES | YES |  |  |  | 145-01535 | 145-01535 | Stryker Corporation | SDP1000 |  |  | SUGAR LAND - OR |  |  |  |  | 145-01535 | 145-01535 | Sugar Land | Memorial Hermann Sugar Land Hospital | SUGAR LAND - OR | OR 1 |  |  |  | No pm
NO | YES | Serial Number 93322 |  |  | 133-31016 | 133-31016 | Stryker Corporation | SDP1000 | [7 empty] | 133-31016 | 133-31016 | Sugar Land | [6 empty] | No pm
NO | YES | Serial Number 95343 |  |  | 005-33151 | 005-33151 | Stryker Corporation | SDP1000 |  |  | Sugar Land-OR |  |  |  |  | 005-33151 | 005-33151 | Sugar Land | MHHS-Sugarland | Sugar Land-OR | OR 7
YES | YES |  |  |  | 029-13196 | 029-13196 | Stryker Corporation | SDP1000 |  |  | WOODLANDS - OR |  |  |  |  | 029-13196 | 029-13196 | Woodlands | Memorial Hermann The Woodlands Medical Center | WOODLANDS - OR | Equipment Storage
YES | YES |  |  |  | 029-13198 | 029-13198 | Stryker Corporation | SDP1000 |  |  | WOODLANDS - OR |  |  |  |  | 029-13198 | 029-13198 | Woodlands | Memorial Hermann The Woodlands Medical Center | WOODLANDS - OR | Equipment Storage |  |  |  | New Add
YES | YES |  |  |  | 029-13200 | 029-13200 | Stryker Corporation | SDP1000 |  |  | OR |  |  |  |  | 029-13200 | 029-13200 | Woodlands | Memorial Hermann The Woodlands Medical Center | OR | Equipment Storage |  |  |  | New Add
YES | YES |  |  |  | 029-13205 | 029-13205 | Stryker Corporation | SDP1000 |  |  | Woodlands - OR |  |  |  |  | 029-13205 | 029-13205 | Woodlands | Memorial Hermann The Woodlands Medical Center | Woodlands - OR | Equipment Storage |  |  |  | New Add
YES | YES |  |  |  | 013-38941 | 013-38941 | Stryker Corporation | SDP1000 |  |  | SW - OR |  |  |  |  | 013-38941 | 013-38941 | Southwest | Memorial Hermann Southwest Hospital | SW - OR | Room 18 - Storage |  |  |  | New Add
YES | YES |  |  |  | 013-34016 | 013-34016 | Stryker Corporation | SDP1000 |  |  | SW-OR |  |  |  |  | 013-34016 | 013-34016 | Southwest | Memorial Hermann Southwest Hospital | SW-OR | OR Hallway | 3/1/20 |  | 3/1/21
YES | YES |  |  |  | 013-38933 | 013-38933 | Stryker Corporation | SDP1000 |  |  | SW - OR |  |  |  |  | 013-38933 | 013-38933 | Southwest | Memorial Hermann Southwest Hospital | SW - OR | Room 18 - Storage |  |  | 3/1/20 | New Add
NO | YES |  |  |  | 069-41642 | 069-41642 | Stryker Corporation | SDP1000 |  |  | TWC |  |  |  |  | 069-41642 | 069-41642 | TMC | Memorial Hermann Heart | TWC | CVOR 2
YES | YES |  |  |  | 069-41643 | 069-41643 | Stryker Corporation | SDP1000 |  |  | TMC - OR - CVOR (7HVI) |  |  |  |  | 069-41643 | 069-41643 | TMC | Memorial Hermann-Texas Medical Center | TMC - OR - CVOR (7HVI) | Cv OR 1 |  |  |  | No PM Sticker
NO | YES |  |  |  | 099-12583 | 099-12583 | Stryker Corporation | SDP1000 |  |  | TMC-OR-Mobile Equip |  |  |  |  | 099-12583 | 099-12583 | TMC | MHHS-TMC | TMC-OR-Mobile Equip | Equipment Room
YES | YES |  |  |  | 099-12495 | 099-12495 | Stryker Corporation | SDP1000 |  |  | TMC - OR - HERMANN (2HP) |  |  |  |  | 099-12495 | 099-12495 | TMC | Memorial Hermann-Texas Medical Center | TMC - OR - HERMANN (2HP) | Equipment room
YES | YES | Serial Number Cnf |  |  | 099-12404 | 099-12404 | Stryker Corporation | SDP1000 |  | Cnf | TMC - OR - CVOR (7HVI) |  |  |  |  | 099-12404 | 099-12404 | TMC | Memorial Hermann-Texas Medical Center | TMC - OR - CVOR (7HVI) | Equipment storage
YES | YES | Serial Number Cnf |  |  | 041-19786 | 041-19786 | Stryker Corporation | SDP1000 |  | CNF | MEMORIAL CITY - MHT - JHC OR |  |  |  |  | 041-19786 | 041-19786 | West | Memorial Hermann - Memorial City | MEMORIAL CITY - MHT - JHC OR | MH11 Room 503.1
YES | YES |  |  |  | 041-19788 | 041-19788 | Stryker Corporation | SDP1000 |  |  | MEMORIAL CITY - MHT - JHC OR |  |  |  |  | 041-19788 | 041-19788 | West | Memorial Hermann Memorial City Medical Center | MEMORIAL CITY - MHT - JHC OR | MH11 500.1
YES | YES |  |  |  | ZRI0247 | 099-04159 | Stryker Corporation | SECURE 3000 |  |  | Pearland-3N-Med/Surg |  |  |  |  | ZRI0247 | 099-04159 | Pearland | MHHS-Pearland Hospital | Pearland-3N-Med/Surg
YES | YES |  |  |  | 029-13302 | 029-13302 | Stryker Corporation | SECURE 3000 |  | 0802 15566 | PCU 3 |  |  |  |  | 029-13302 | 029-13302 | Woodlands | Memorial Hermann The Woodlands Medical Center | PCU 3 | PCU 3
YES | YES | Serial Number Cnf |  |  | 133-07533 | 133-07533 | Stryker Corporation | Secure II 3002 |  | Cnf | Inpatient rehab |  |  |  |  | 133-07533 | 133-07533 | Katy | Memorial Hermann Rehabilitation Hospital - Katy (#102) | Inpatient rehab |  |  |  |  | No pm
YES | YES |  |  |  | 133-07258 | 133-07258 | Stryker Corporation | Secure II 3002 |  | 133-07258 | Katy - Inpatient Rehab Ste. 102 |  |  |  |  | 133-07258 | 133-07258 | Katy | Memorial Hermann Rehabilitation Hospital - Katy (#102) | Katy - Inpatient Rehab Ste. 102 | Katy - Inpatient Rehab Ste. 102
YES | YES |  |  |  | 133-07535 | 133-07535 | Stryker Corporation | Secure II 3002 |  | 133-07535 | Katy - Inpatient Rehab Ste. 102 |  |  |  |  | 133-07535 | 133-07535 | Katy | Memorial Hermann Rehabilitation Hospital - Katy (#102) | Katy - Inpatient Rehab Ste. 102 | Katy - Inpatient Rehab Ste. 102
YES | YES |  |  |  | 133-07531 | 133-07531 | Stryker Corporation | Secure II 3002 |  | 133-07531 | Katy - Inpatient Rehab Ste. 102 |  |  |  |  | 133-07531 | 133-07531 | Katy | Memorial Hermann Rehabilitation Hospital - Katy (#102) | Katy - Inpatient Rehab Ste. 102 | Katy - Inpatient Rehab Ste. 102
YES | YES |  |  |  | 133-07459 | 133-07459 | Stryker Corporation | Secure II 3002 |  | 133-07459 | Katy - Inpatient Rehab Ste. 102 |  |  |  |  | 133-07459 | 133-07459 | Katy | Memorial Hermann Rehabilitation Hospital - Katy (#102) | Katy - Inpatient Rehab Ste. 102 | Katy - Inpatient Rehab Ste. 102
YES | YES |  |  |  | 133-07487 | 133-07487 | Stryker Corporation | Secure II 3002 |  | 133-07487 | Katy - Inpatient Rehab Ste. 102 |  |  |  |  | 133-07487 | 133-07487 | Katy | Memorial Hermann Rehabilitation Hospital - Katy (#102) | Katy - Inpatient Rehab Ste. 102 | Katy - Inpatient Rehab
YES | YES | Serial Number Cnf |  |  | 133-07472 | 133-07472 | Stryker Corporation | Secure II 3002 |  | Cnf | Rehab hospital |  |  |  |  | 133-07472 | 133-07472 | Katy | Memorial Hermann Rehabilitation Hospital - Katy (#102) | Rehab hospital | Room 227 |  |  |  | Could not find serial number
YES | YES |  |  |  | 133-07279 | 133-07279 | Stryker Corporation | Secure II 3002 |  | 133-07279 | Katy - Inpatient Rehab Ste. 102 |  |  |  |  | 133-07279 | 133-07279 | Katy | Memorial Hermann Rehabilitation Hospital - Katy (#102) | Katy - Inpatient Rehab Ste. 102 | Katy - Inpatient Rehab
YES | YES |  |  |  | 133-07253 | 133-07253 | Stryker Corporation | Secure II 3002 |  | 133-07253 | Katy - Inpatient Rehab Ste. 102 |  |  |  |  | 133-07253 | 133-07253 | Katy | Memorial Hermann Rehabilitation Hospital - Katy (#102) | Katy - Inpatient Rehab Ste. 102 | Katy - Inpatient Rehab
YES | YES |  |  |  | 133-07492 | 133-07492 | Stryker Corporation | Secure II 3002 |  | 133-07492 | Katy - Inpatient Rehab Ste. 102 |  |  |  |  | 133-07492 | 133-07492 | Katy | Memorial Hermann Rehabilitation Hospital - Katy (#102) | Katy - Inpatient Rehab Ste. 102 | Katy - Inpatient Rehab
YES | YES |  |  |  | 133-07260 | 133-07260 | Stryker Corporation | Secure II 3002 |  | 133-07260 | Katy - Inpatient Rehab Ste. 102 |  |  |  |  | 133-07260 | 133-07260 | Katy | Memorial Hermann Rehabilitation Hospital - Katy (#102) | Katy - Inpatient Rehab Ste. 102 | Katy - Inpatient Rehab
YES | YES |  |  |  | 099-00446 | 099-00446 | Stryker Corporation | Secure II 3002 |  | 099-00446 | Katy - Inpatient Rehab Ste. 102 |  |  |  |  | 099-00446 | 099-00446 | Katy | Memorial Hermann Rehabilitation Hospital - Katy (#102) | Katy - Inpatient Rehab Ste. 102 | Katy - Inpatient Rehab
YES | YES |  |  |  | 133-07538 | 133-07538 | Stryker Corporation | Secure II 3002 |  | 133-07538 | Katy - Inpatient Rehab Ste. 102 |  |  |  |  | 133-07538 | 133-07538 | Katy | Memorial Hermann Rehabilitation Hospital - Katy (#102) | Katy - Inpatient Rehab Ste. 102 | Katy - Inpatient Rehab
YES | YES |  |  |  | 099-00447 | 099-00447 | Stryker Corporation | Secure II 3002 |  | 099-00447 | Katy - Inpatient Rehab Ste. 102 |  |  |  |  | 099-00447 | 099-00447 | Katy | Memorial Hermann Rehabilitation Hospital - Katy (#102) | Katy - Inpatient Rehab Ste. 102 | Katy - Inpatient Rehab
YES | YES |  |  |  | 133-07454 | 133-07454 | Stryker Corporation | Secure II 3002 |  | 133-07454 | Katy - Inpatient Rehab Ste. 102 |  |  |  |  | 133-07454 | 133-07454 | Katy | Memorial Hermann Rehabilitation Hospital - Katy (#102) | Katy - Inpatient Rehab Ste. 102 | Katy - Inpatient Rehab
YES | YES |  |  |  | 133-07274 | 133-07274 | Stryker Corporation | Secure II 3002 |  | 133-07274 | Katy - Inpatient Rehab Ste. 102 |  |  |  |  | 133-07274 | 133-07274 | Katy | Memorial Hermann Rehabilitation Hospital - Katy (#102) | Katy - Inpatient Rehab Ste. 102 | Katy - Inpatient Rehab
YES | YES | Serial Number Cnf |  |  | 583-01171 | 583-01171 | Stryker Corporation | Secure II 3002 |  | Cnf | Rehab hospital |  |  |  |  | 583-01171 | 583-01171 | Katy | Memorial Hermann Rehabilitation Hospital - Katy (#102) | Rehab hospital | Room 208 |  |  |  | Could not find a serial
YES | YES |  |  |  | 133-07474 | 133-07474 | Stryker Corporation | Secure II 3002 |  | 133-07474 | Katy - Inpatient Rehab Ste. 102 |  |  |  |  | 133-07474 | 133-07474 | Katy | Memorial Hermann Rehabilitation Hospital - Katy (#102) | Katy - Inpatient Rehab Ste. 102 | Katy - Inpatient Rehab
YES | YES | Serial Number Cnf |  |  | 133-07457 | 133-07457 | Stryker Corporation | Secure II 3002 |  | Cnf | Rehab hospital |  |  |  |  | 133-07457 | 133-07457 | Katy | Memorial Hermann Rehabilitation Hospital - Katy (#102) | Rehab hospital | Room 209 |  |  |  | Could not find serial
YES | YES |  |  |  | 133-07473 | 133-07473 | Stryker Corporation | Secure II 3002 |  | 133-07473 | Katy - Inpatient Rehab |  |  |  |  | 133-07473 | 133-07473 | Katy | Memorial Hermann Rehabilitation Hospital - Katy (#102) | Katy - Inpatient Rehab | Katy - Inpatient Rehab
YES | YES |  |  |  | 133-07525 | 133-07525 | Stryker Corporation | Secure II 3002 |  | 133-07525 | Katy - Inpatient Rehab |  |  |  |  | 133-07525 | 133-07525 | Katy | Memorial Hermann Rehabilitation Hospital - Katy (#102) | Katy - Inpatient Rehab | Katy - Inpatient Rehab
YES | YES | Serial Number Cnf |  |  | 133-07509 | 133-07509 | Stryker Corporation | Secure II 3002 |  | Cnf | Rehab hospital |  |  |  |  | 133-07509 | 133-07509 | Katy | Memorial Hermann Rehabilitation Hospital - Katy (#102) | Rehab hospital | Room 211 |  |  |  | Coupd not get to serial
YES | YES |  |  |  | 133-07470 | 133-07470 | Stryker Corporation | Secure II 3002 |  | 133-07470 | Katy - Inpatient Rehab |  |  |  |  | 133-07470 | 133-07470 | Katy | Memorial Hermann Rehabilitation Hospital - Katy (#102) | Katy - Inpatient Rehab | Katy - Inpatient Rehab
YES | YES | Serial Number Cnf |  |  | 133-07237 | 133-07237 | Stryker Corporation | Secure II 3002 |  | Cnf | Rehab hospital |  |  |  |  | 133-07237 | 133-07237 | Katy | Memorial Hermann Rehabilitation Hospital - Katy (#102) | Rehab hospital | Room 212 |  |  |  | Could not find serial
YES | YES |  |  |  | 099-00454 | 099-00454 | Stryker Corporation | Secure II 3002 |  | 099-00454 | Katy - Inpatient Rehab |  |  |  |  | 099-00454 | 099-00454 | Katy | Memorial Hermann Rehabilitation Hospital - Katy (#102) | Katy - Inpatient Rehab | Katy - Inpatient Rehab
YES | YES | Serial Number Cnf |  |  | 099-00795 | 099-00795 | Stryker Corporation | Secure II 3002 |  | Cnf | Rehab hospital |  |  |  |  | 099-00795 | 099-00795 | Katy | Memorial Hermann Rehabilitation Hospital - Katy (#102) | Rehab hospital | Room 213 |  |  |  | Could not find serial
YES | YES |  |  |  | 133-07500 | 133-07500 | Stryker Corporation | Secure II 3002 |  | 133-07500 | Katy - Inpatient Rehab |  |  |  |  | 133-07500 | 133-07500 | Katy | Memorial Hermann Rehabilitation Hospital - Katy (#102) | Katy - Inpatient Rehab | Katy - Inpatient Rehab
YES | YES |  |  |  | 133-07272 | 133-07272 | Stryker Corporation | Secure II 3002 |  | 133-07272 | Katy - Inpatient Rehab |  |  |  |  | 133-07272 | 133-07272 | Katy | Memorial Hermann Rehabilitation Hospital - Katy (#102) | Katy - Inpatient Rehab | Katy - Inpatient Rehab
YES | YES | Serial Number Cnf |  |  | 133-07263 | 133-07263 | Stryker Corporation | Secure II 3002 |  | Cnf | Rehab hospital |  |  |  |  | 133-07263 | 133-07263 | Katy | Memorial Hermann Rehabilitation Hospital - Katy (#102) | Rehab hospital | Room 2125 |  |  |  | Could not get serial
YES | YES |  |  |  | 029-13312 | 029-13312 | Stryker Corporation | Secure II 3002 |  |  | WOODLANDS - East Tower 5th Floor |  |  |  |  | 029-13312 | 029-13312 | Woodlands | Memorial Hermann Hospital boyfriends | WOODLANDS - East Tower 5th Floor | Room E543
YES | YES |  |  |  | 099-04032 | 099-04032 | Stryker Corporation | SERFAS ENERGY |  | 07g049994 | PEARLAND - OR |  |  |  |  | 099-04032 | 099-04032 | Pearland | Memorial Hermann Pearland Hospital | PEARLAND - OR | PEARLAND - OR4 | 8/1/17
YES | YES |  |  |  | 005-34276 | 005-34276 | Stryker Corporation | SERFAS ENERGY |  |  | SE - OR - Clean Supply |  |  |  |  | 005-34276 | 005-34276 | Southeast | Memorial Hermann Southeast Hospital | SE - OR - Clean Supply | OR - Clean Supply | 6/1/20 |  | 6/1/21
YES | YES |  |  |  | SV7329D0041 | SV729D0041 | Stryker Corporation | Single Flat Panel 32 |  | SV7329D0041 | MEMORIAL CITY MOR |  |  |  |  | SV7329D0041 | SV729D0041 | West | Memorial Hermann Memorial City Medical Center | MEMORIAL CITY MOR | MEMORIAL CITY MOR
YES | YES |  |  |  | 099-12676 | 099-12676 | Stryker Corporation | Smoke E vac |  | 01108417361008101117112821V11499 | TMC - HVI - OR |  |  |  |  | 099-12676 | 099-12676 | TMC | Memorial Hermann- Texas Medical Center | TMC - HVI - OR | OR 4 | 3/1/20 |  |  | No PM Sticker
YES | YES |  |  |  | 013-39324 | 013-39324 | Stryker Corporation | Sonopet iQ 5500-255-000 |  |  | SW - OR |  |  |  |  | 013-39324 | 013-39324 | Southwest | Memorial Hermann Southwest Hospital | SW - OR | Room 15 1/2 | 1/1/20 |  | 1/1/21 | New Add
YES | YES |  |  |  | 013-39323 | 013-39323 | Stryker Corporation | Sonopet iQ 5500-255-000 |  |  | SW - OR |  |  |  |  | 013-39323 | 013-39323 | Southwest | Memorial Hermann Southwest Hospital | SW - OR | Or core 15.5 | 1/1/20 |  | 1/1/21
YES | YES |  |  |  | 029-13088 | 029-13088 | Stryker Corporation | Sp3-3-c |  |  | Surgery |  |  |  |  | 029-13088 | 029-13088 | Woodlands | Memorial Hermann Hospital Woodlands | Surgery | Surgery room 18
YES | YES |  |  |  | 029-12990 | 029-12990 | Stryker Corporation | SP3-3-C |  |  | Surgery OR |  |  |  |  | 029-12990 | 029-12990 | Woodlands | Memorial Hermann Hospital Woodlands | Surgery OR | OR Room 18 |  |  |  | Boom
YES | YES |  |  |  | 099-14489 | 099-14489 | Stryker Corporation | Spirit Select |  | Nsn | Tmc |  |  |  |  | 099-14489 | 099-14489 | TMC | Memorial Hermann-Texas Medical Center | Tmc | Biomed Shop |  |  |  | No PM Sticker
NO | YES |  |  |  | SP15261025 | SP15261025 | Stryker Corporation | Spy Elite |  | SP15261025 | OR East Building |  |  |  |  | SP15261025 | SP15261025 | West | Memorial Hermann - Memorial City | OR East Building | E2 Room 300 Storage Equipment Room
YES | YES |  |  |  | 069-45717 | 069-45717 | Stryker Corporation | SteriShield Flyte 408-655 |  | 0901219753I6 | OR |  |  |  |  | 069-45717 | 069-45717 | TMC | Memorial Hermann-Texas Medical Center | OR | S3 3412 dirty equipment depot | 3/1/20 |  | 3/1/21
YES | YES |  |  |  | 069-38156 | 069-38156 | Stryker Corporation | SteriShield Flyte 408-655 |  | 1106202263IZ | TMC - SAROFIM 3 - OR |  |  |  |  | 069-38156 | 069-38156 | TMC | Memorial Hermann-Texas Medical Center | TMC - SAROFIM 3 - OR | Anesthesia decontamination S3413
YES | YES | Serial Number Cnf |  |  | 069-46597 | 069-46597 | Stryker Corporation | STRYKECAM |  | CNF | TMC - OR - PEDS Roberson building |  |  |  |  | 069-46597 | 069-46597 | TMC | Memorial Hermann Texas Medical Center | TMC - OR - PEDS Roberson building | OR 58
YES | YES | [5 empty] | Stryker Corporation | Suite Stream HD Codec |  |  | MEMORIAL CITY - MHT - JHC OR | [6 empty] | West | Memorial Hermann - Memorial City | MEMORIAL CITY - MHT - JHC OR | MH11 Room 503.1 |  |  |  | Unable to get SN or Model # from back of box.
YES | YES |  |  |  | IP1-SYS D1412019 | IP1-SYS D1412019 | Stryker Corporation | SuiteStream |  | IP1-SYS D1412019 | MEMORIAL CITY - MHT - JHC OR |  |  |  |  | IP1-SYS D1412019 | IP1-SYS D1412019 | West | Memorial Hermann Memorial City Medical Center | MEMORIAL CITY - MHT - JHC OR | MH11 500.1
YES | YES |  |  |  | 005-13132 | 005-13132 | Stryker Corporation | Surgical table |  |  | SE - LABOR |  |  |  |  | 005-13132 | 005-13132 | Southeast | Memorial Hermann Southeast Hospital | SE - LABOR | Or 1 | 4/1/20 |  | 7/1/20
YES | YES | Serial Number Cnf |  |  | 151-05078 | 151-05078 | Stryker Corporation | SwitchPoint Infinity 3 |  | Cnf | Or |  |  |  |  | 151-05078 | 151-05078 | Northwest | Memorial Hermann Cypress Hospital | Or | By or 5 | 2/1/20 |  |  | Could not get behind unit to get pics or serial
YES | YES |  |  |  | 099-04555 | 099-04555 | Stryker Corporation | SwitchPoint Infinity 3 |  | 15J006718 | KATY - OR |  |  |  |  | 099-04555 | 099-04555 | Katy | Memorial Hermann Katy Hospital | KATY - OR | O.R.6 |  | 2/1/20
YES | YES |  |  |  | 099-04552 | 099-04552 | Stryker Corporation | SwitchPoint Infinity 3 |  | 15J006648 | O.R. |  |  |  |  | 099-04552 | 099-04552 | Katy | Memorial Hermann Katy Hospital | O.R. | Clean storage rom W340.5 O.R.
YES | YES | Serial Number Cnf |  |  | 099-03185 | 099-03185 | Stryker Corporation | SwitchPoint Infinity 3 |  | Cnf | OR |  |  |  |  | 099-03185 | 099-03185 | Katy | Memorial Hermann Katy Hospital | OR | OR storage | 2/1/20 |  |  | No pm, coupd not get to serial
YES | YES | Serial Number Cnf |  |  | 099-03186 | 099-03186 | Stryker Corporation | SwitchPoint Infinity 3 |  | Cnf | OR |  |  |  |  | 099-03186 | 099-03186 | Katy | Memorial Hermann Katy Hospital | OR | OR storage | 2/1/20 |  |  | Unit is very high up, could not get serial
YES | YES |  |  |  | 099-04551 | 099-04551 | Stryker Corporation | SwitchPoint Infinity 3 |  | 15J006668 | Katy-O.R. |  |  |  |  | 099-04551 | 099-04551 | Katy | Memorial Hermann Katy Hospital | Katy-O.R. | O.R. Storage W2: 340.4
YES | YES | Serial Number Cnf |  |  | 099-03985 | 099-03985 | Stryker Corporation | SwitchPoint Infinity 3 |  | Cnf | KATY - OR |  |  |  |  | 099-03985 | 099-03985 | Katy | Memorial Hermann Katy Hospital | KATY - OR | OR 11 Sterile Core
YES | YES |  |  |  | 099-04660 | 099-04660 | Stryker Corporation | SwitchPoint Infinity 3 |  | 16G512108 | KATY - OR |  |  |  |  | 099-04660 | 099-04660 | Katy | Memorial Hermann Katy Hospital | KATY - OR | Sterile core |  | 2/1/20
YES | YES | Serial Number Cnf |  |  | 099-04658 | 099-04658 | Stryker Corporation | SwitchPoint Infinity 3 |  | CNF | KATY - OR |  |  |  |  | 099-04658 | 099-04658 | Katy | Memorial Hermann Katy Hospital | KATY - OR | Sterile Core
YES | YES |  |  |  | 099-01984 | 099-01984 | Stryker Corporation | SwitchPoint Infinity 3 |  | 18I507268 | NE - OR |  |  |  |  | 099-01984 | 099-01984 | Katy | Memorial Hermann Northeast Hospital | NE - OR | OR 6
YES | YES | Serial Number Cnf |  |  | 099-01963 | 099-01963 | Stryker Corporation | SwitchPoint Infinity 3 |  | Cnf | NE - OR |  |  |  |  | 099-01963 | 099-01963 | Katy | Memorial Hermann Northeast Hospital | NE - OR | OR 8
YES | YES |  |  |  | 099-07751 | 099-07751 | Stryker Corporation | SwitchPoint Infinity 3 |  | 18J539658 | SE - OR |  |  |  |  | 099-07751 | 099-07751 | Southeast | Memorial Hermann Southeast Hospital | SE - OR | OR14
YES | YES |  |  |  | 041-34409 | 041-34409 | Stryker Corporation | SwitchPoint Infinity 3 |  |  | MEMORIAL CITY - MOR |  |  |  |  | 041-34409 | 041-34409 | West | Memorial Hermann Memorial City Medical Center | MEMORIAL CITY - MOR | OR 8
YES | YES | Serial Number Cnf |  |  | 099-04675 | 099-04675 | Stryker Corporation | SwitchPoint Infinity 3 cntrol syst |  | Cnf | Katy-O.R. |  |  |  |  | 099-04675 | 099-04675 | Katy | Memorial Hermann Katy Hospital | Katy-O.R. | W2:340.5 clean storage | 2/1/20
YES | YES | Serial Number Cnf |  |  | 099-04677 | 099-04677 | Stryker Corporation | SwitchPoint Infinity 3 cntrol syst |  | Cnf | Katy-O.R. |  |  |  |  | 099-04677 | 099-04677 | Katy | Memorial Hermann Katy Hospital | Katy-O.R. | W2:340.4 o.R. Storage
YES | YES | Serial Number Cbf |  |  | 099-04678 | 099-04678 | Stryker Corporation | SwitchPoint Infinity 3 cntrol syst |  | Cbf | Katy-O.R. |  |  |  |  | 099-04678 | 099-04678 | Katy | Memorial Hermann Katy Hospital | Katy-O.R. | O.R.6
YES | YES |  |  |  | 013-38937 | 013-38937 | Stryker Corporation | SYNK 0240-031-010 |  | 19J505694 | SW - OR |  |  |  |  | 013-38937 | 013-38937 | Southwest | Memorial Hermann Southwest Hospital | SW - OR | Room 18 - Storage | 2/1/20 |  | 2/1/21 | New Add
YES | YES |  |  |  | 013-38929 | 013-38929 | Stryker Corporation | SYNK 0240-031-010 |  | 19I564084 | SW - OR |  |  |  |  | 013-38929 | 013-38929 | Southwest | Memorial Hermann Southwest Hospital | SW - OR | Room 18 - Storage | 2/1/20 |  | 2/1/21 | New Add
YES | YES |  |  |  | 013-39328 | 013-39328 | Stryker Corporation | Synk wireless transmitter |  |  | SW-OR |  |  |  |  | 013-39328 | 013-39328 | Southwest | Memorial Hermann Southwest Hospital | SW-OR | OR Hallway | 3/1/20 |  | 3/1/21
YES | YES |  |  |  | 069-27351 | 069-27351 | Stryker Corporation | SYSTEM 6 |  | Nsn | TMC - OR - HERMANN (2HP) |  |  |  |  | 069-27351 | 069-27351 |  | Memorial Hermann-tmc | TMC - OR - HERMANN (2HP) | Or 35 | 7/1/17 |  | 7/1/18
YES | YES |  |  |  | 099-01966 | 099-01966 | Stryker Corporation | T4 |  |  | OR |  |  |  |  | 099-01966 | 099-01966 | Katy | Memorial Hermann Northeast Hospital | OR | OR Storage
YES | YES | Serial Number Cnf |  |  | 142-09542 | 142-09542 | Stryker Corporation | TF 422 |  | CNF | SE-Labor |  |  |  |  | 142-09542 | 142-09542 | Southwest | Memorial Hermann Southwest Hospital | SE-Labor
YES | YES | Serial Number Cnf |  |  | 142-09552 | 142-09552 | Stryker Corporation | TF 422 |  | CNF | SW-Labor and delivery |  |  |  |  | 142-09552 | 142-09552 | Southwest | Memorial Hermann Southwest Hospital | SW-Labor and delivery
YES | YES | Serial Number Cnf |  |  | 041-33775 | 041-33775 | Stryker Corporation | Tower |  | CNF | MEMORIAL CITY - Surgery |  |  |  |  | 041-33775 | 041-33775 | West | Memorial Hermann Memorial City Medical Center | MEMORIAL CITY - Surgery | Surgery Procedure Room 10 |  |  |  | Tower #2. No pm sticker.
YES | YES |  |  |  | 069-36048 | 069-36048 | Stryker Corporation | Tower Cart |  |  | TMC - OR - HERMANN (2HP) |  |  |  |  | 069-36048 | 069-36048 | TMC | Memorial Hermann-Texas Medical Center | TMC - OR - HERMANN (2HP) | H2/412 Storage
YES | YES |  |  |  | 099-07419 | 099-07419 | Stryker Corporation | Tp-412-B |  |  | SE - OR |  |  |  |  | 099-07419 | 099-07419 | Southeast | Memorial Hermann Southeast Hospital | SE - OR | Room 12
YES | YES |  |  |  | 099-07418 | 099-07418 | Stryker Corporation | Tp-622 |  |  | SE - OR |  |  |  |  | 099-07418 | 099-07418 | Southeast | Memorial Hermann Southeast Hospital | SE - OR | Room 12
YES | YES |  |  |  | 133-08168 | 133-08168 | Stryker Corporation | TP700C |  | TP700F41014 | Biomed shop |  |  |  |  | 133-08168 | 133-08168 | TMC | Memorial Hermann-Texas Medical Center | Biomed shop | Biomed shop
YES | YES |  |  |  | 133-08465 | 133-08465 | Stryker Corporation | TP700C |  | TP700C41128 | Biomed shop |  |  |  |  | 133-08465 | 133-08465 | TMC | Memorial Hermann-Texas Medical Center | Biomed shop | Biomed shop | 8/1/18 |  | 3/1/20
YES | YES |  |  |  | 133-08173 | 133-08173 | Stryker Corporation | TP700C |  | TP700F41592 | Biomed shop |  |  |  |  | 133-08173 | 133-08173 | TMC | Memorial Hermann-Texas Medical Center | Biomed shop | Biomed shop
YES | YES |  |  |  | 099-06209 | 099-06209 | Stryker Corporation | TPT9 |  |  | Biomedical |  |  |  |  | 099-06209 | 099-06209 | Southeast | Memorial Hermann Southeast Hospital | Biomedical | Biomed shop |  |  |  | No pm
YES | YES |  |  |  | 099-04394 | 099-04394 | Stryker Corporation | Vision Elect |  | SVE216G0236 | KATY - PACU |  |  |  |  | 099-04394 | 099-04394 | Katy | Memorial Hermann Katy Hospital | KATY - PACU | OR Hallway
YES | YES |  |  |  | 133-08245 | 133-08245 | Stryker Corporation | Vision Elect |  | SVE218D0124 | KATY - Biomed |  |  |  |  | 133-08245 | 133-08245 | Katy | Memorial Hermann Katy Hospital | KATY - Biomed | Biomed storage | 4/1/15 | 4/1/16
YES | YES |  |  |  | 069-24843 | 069-24843 | Stryker Corporation | Vision Elect HDTV |  | SVE217F1015 | TMC |  |  |  |  | 069-24843 | 069-24843 | TMC | Memorial Hermann-Texas Medical Center | TMC | Biomed Shop | 8/1/12 |  | 4/1/13
YES | YES |  |  |  | 099-12496 | 099-12496 | Stryker Corporation | Vision pro 26 |  | Vpd268b0616 | TMC - OR - HERMANN (2HP) |  |  |  |  | 099-12496 | 099-12496 | TMC | Memorial Hermann-Texas Medical Center | TMC - OR - HERMANN (2HP) | Equipment room |  |  |  | No PM Sticker
YES | YES |  |  |  | 099-12492 | 099-12492 | Stryker Corporation | Vision pro 26 |  | Vpd266h0083 | TMC - OR - HERMANN (2HP) |  |  |  |  | 099-12492 | 099-12492 | TMC | Memorial Hermann-Texas Medical Center | TMC - OR - HERMANN (2HP) | Equipment room | 2/1/19 |  | 2/1/20 | PM Past Due
YES | YES |  |  |  | 099-12490 | 099-12490 | Stryker Corporation | Vision pro 26 |  | Vpd263k0011 | TMC - OR - CVOR (7HVI) |  |  |  |  | 099-12490 | 099-12490 | TMC | Memorial Hermann-Texas Medical Center | TMC - OR - CVOR (7HVI) | Equipment room 7 |  |  |  | No PM Sticker
YES | YES |  |  |  | 029-13159 | 029-13159 | Stryker Corporation | VISION PRO SYNK |  | SVP265H0341 | WOODLANDS - OR |  |  |  |  | 029-13159 | 029-13159 | Woodlands |  | WOODLANDS - OR | Storage room
YES | YES |  |  |  | VPD264F0163 | VPD264F0163 | Stryker Corporation | VISION PRO SYNK |  | VPD264F0163 | MEMORIAL CITY - ANESTHESIOLOGY |  |  |  |  | VPD264F0163 | VPD264F0163 | West | Memorial Hermann Memorial City Medical Center | MEMORIAL CITY - ANESTHESIOLOGY | OR 7
YES | YES |  |  |  | VPD264F0177 | VPD264F0177 | Stryker Corporation | VISION PRO SYNK |  | VPD264F0177 | MEMORIAL CITY - ANESTHESIOLOGY |  |  |  |  | VPD264F0177 | VPD264F0177 | West | Memorial Hermann Memorial City Medical Center | MEMORIAL CITY - ANESTHESIOLOGY | OR 7
YES | YES |  |  |  | 005-11537 | 005-11537 | Stryker Corporation | Visionpro |  | 266A0412 | SE - OR |  |  |  |  | 005-11537 | 005-11537 | Southeast | Memorial Hermann Southeast Hospital | SE - OR | OR | 1/1/20 |  | 1/1/21
YES | YES |  |  |  | 069-41650 | 069-41650 | Stryker Corporation | VisionPro 0240-031-020 |  | Vpd263e0472 | TMC - OR - ROBERTSON (2R) |  |  |  |  | 069-41650 | 069-41650 | TMC | Memorial Hermann-Texas Medical Center | TMC - OR - ROBERTSON (2R) | Hallway
YES | YES |  |  |  | 069-43001 | 069-43001 | Stryker Corporation | VisionPro 0240-031-020 |  | Vpd263e0430 | TMC - OR - (2HP) |  |  |  |  | 069-43001 | 069-43001 | TMC | Memorial Hermann-Texas Medical Center | TMC - OR - (2HP) | Storage
YES | YES |  |  |  | 029-13281 | 029-13281 | Stryker Corporation | VisionPro 0240031000 |  | SVP263G0336 | Woodlands - OR |  |  |  |  | 029-13281 | 029-13281 | Woodlands | Memorial Hermann The Woodlands Medical Center | Woodlands - OR | Equipment Storage |  |  |  | New Add |  | Monitor, Video | MONITORVIDEO-STRYKER-VisionPro 0240031000 | [23 empty] | MONITORVIDEO | Monitor, Video | STRYKER
YES | YES |  |  |  | 029-13325 | 029-13325 | Stryker Corporation | VisionPro 0240031000 |  | SVP264F0129 | WOODLANDS - OR |  |  |  |  | 029-13325 | 029-13325 | Woodlands | Memorial Hermann The Woodlands Medical Center | WOODLANDS - OR |  |  |  |  | New Add |  | Monitor, Video | MONITORVIDEO-STRYKER-VisionPro 0240031000 | [23 empty] | MONITORVIDEO | Monitor, Video | STRYKER
NO | YES |  |  |  | 029-13165 | 029-13165 | Stryker Corporation | VisionPro 0240031000 |  | SVP263G0254 | Woodlands-OR |  |  |  |  | 029-13165 | 029-13165 | Woodlands | MHHS-Woodlands | Woodlands-OR |  |  |  |  | New Add |  | Monitor, Video | MONITORVIDEO-STRYKER-VisionPro 0240031000 | [23 empty] | MONITORVIDEO | Monitor, Video | STRYKER
YES | YES |  |  |  | 069-40441 | 069-40441 | Stryker Corporation | VisionPro 26?Au |  | VPD26K0026 | TMC - OR - PEDI OR (2R) |  |  |  |  | 069-40441 | 069-40441 | TMC | Memorial Hermann-Texas Medical Center | TMC - OR - PEDI OR (2R) | S2 401
YES | YES | Serial Number Cnf |  |  | 099-04022 | 099-04022 | Stryker Corporation | Visionpro LED Display |  | Cnf | KATY - OR |  |  |  |  | 099-04022 | 099-04022 | Katy | Memorial Hermann Katy Hospital | KATY - OR | OR 9 | [5 empty] | Monitor, Video | MONITORVIDEO-STRYKER-VisionPro 0240031000 | [23 empty] | MONITORVIDEO | Monitor, Video | STRYKER
NO | YES |  |  |  | 099-04023 | 099-04023 | Stryker Corporation | Visionpro LED Display |  | VPD265C0412 | Katy-OR |  |  |  |  | 099-04023 | 099-04023 | Katy | MHHS-Katy | Katy-OR | OR 9 | [5 empty] | Monitor, Video | MONITORVIDEO-STRYKER-VisionPro 0240031000 | [23 empty] | MONITORVIDEO | Monitor, Video | STRYKER
YES | YES | [5 empty] | Stryker Corporation | Visiopro led display |  |  | Memorial city Operating room | [6 empty] | West Memorial city | Memorial city - memorial herman hospital | Memorial city Operating room | Procedure room 2 |  |  |  | No pm found
YES | YES | [5 empty] | Stryker Corporation | Visiopro led display |  |  | Memorial city Operating room | [6 empty] | West Memorial city | Memorial city - memorial herman hospital | Memorial city Operating room | Procedure room 2 |  |  |  | No pm found
YES | YES |  |  |  | 099-04396 | 099-04396 | Stryker Corporation | Visium II LED |  |  | KATY - OR |  |  |  |  | 099-04396 | 099-04396 | Katy | Memorial Hermann Katy Hospital | KATY - OR | Cystology Procedure Room 5
YES | YES |  |  |  | 099-04395 | 099-04395 | Stryker Corporation | Visium LED 2 Surgical Light |  |  | KATY - OR |  |  |  |  | 099-04395 | 099-04395 | Katy | Memorial Hermann Katy Hospital | KATY - OR | Cystology Procedure Room 5
YES | YES | Serial Number Cnf |  |  | 099-03984 | 099-03984 | Stryker Corporation | Visium LED Surgical Light System |  | Cnf | KATY - OR |  |  |  |  | 099-03984 | 099-03984 | Katy | Memorial Hermann Katy Hospital | KATY - OR | OR 11 Sterile Core
YES | YES |  |  |  | 000-04451 | 000-04451 | Stryker Corporation | Visum Blade LED |  | ST1822601489 | ER |  |  |  |  | 000-04451 | 000-04451 | Katy | Memorial Hermann Convenient Care Center in Kingwood (Kingwood CCC) | ER | Trauma 1 | 10/1/19 | 10/1/20
YES | YES |  |  |  | 005-11982 | 005-11982 | Stryker Corporation | Visum Blade LED |  | ST1738601309 | [5 empty] | 005-11982 | 005-11982
YES | YES |  |  |  | 005-11980 | 005-11980 | Stryker Corporation | Visum Blade LED |  | ST1738601311 | SWE-CCC |  |  |  |  | 005-11980 | 005-11980 | Southeast | Memorial Hermann Convenient Care Center in League City (League City CCC) | SWE-CCC | CCC-ER
YES | YES |  |  |  | 005-11981 | 005-11981 | Stryker Corporation | Visum Blade LED |  | ST1738601310 | SWE-CCC |  |  |  |  | 005-11981 | 005-11981 | Southeast | Memorial Hermann Convenient Care Center in League City (League City CCC) | SWE-CCC | CCC-ER
YES | YES | Serial Number Cnf |  |  | 099-04016 | 099-04016 | Stryker Corporation | Visum Led |  | Cnf | KATY - OR |  |  |  |  | 099-04016 | 099-04016 | Katy | Memorial Hermann Katy Hospital | KATY - OR | OR Storage W2 340.4
YES | YES |  |  |  | 099-04657 | 099-04657 | Stryker Corporation | Visum LED |  | 16J005668 | Katy-O.R. |  |  |  |  | 099-04657 | 099-04657 | Katy | Memorial Hermann Katy Hospital | Katy-O.R. | W2:340.5 clean storage
NO | YES | Serial Number 15J005678 |  |  | 099-04676 | 099-04676 | Stryker Corporation | Visum LED |  | 15J005678 | Katy-O.R. |  |  |  |  | 099-04676 | 099-04676 | Katy | Memorial Hermann Katy Hospital | Katy-O.R. | W2:340.4 o.R. Storage |  | 2/1/20
NO | YES | Serial Number 15J005028 |  |  | 099-04679 | 099-04679 | Stryker Corporation | Visum LED |  | 15J005028 | Katy-O.R. |  |  |  |  | 099-04679 | 099-04679 | Katy | Memorial Hermann Katy Hospital | Katy-O.R. | O.R.6
NO | YES |  |  |  | 069-38365 | 069-38365 | Stryker Corporation | Visum LED |  |  | Childrens or robertson building |  |  |  |  | 069-38365 | 069-38365 | TMC | Memorial Hermann-Texas Medical Center | Childrens or robertson building | Or 59
YES | YES |  |  |  | 099-07599 | 099-07599 | Stryker Corporation | Visum LED |  |  | Childrens or robertson building |  |  |  |  | 099-07599 | 099-07599 | TMC | Memorial Hermann-Texas Medical Center | Childrens or robertson building | Or 59 |  |  |  | Light 2
YES | YES |  |  |  | 099-09911 | 099-09911 | Stryker Corporation | Visum LED |  |  | TMC - OR - HERMANN (2HP) |  |  |  |  | 099-09911 | 099-09911 | TMC | Memorial Hermann-Texas Medical Center | TMC - OR - HERMANN (2HP) | TMC OR HERMANN (2HP)
YES | YES |  |  |  | 099-09912 | 099-09912 | Stryker Corporation | Visum LED |  |  | TMC - OR - HERMANN (2HP) |  |  |  |  | 099-09912 | 099-09912 | TMC | Memorial Hermann-Texas Medical Center | TMC - OR - HERMANN (2HP) | TMC OR HERMANN (2HP)
YES | YES | [5 empty] | Stryker Corporation | Visum LED |  |  | MEMORIAL CITY - MOR | [6 empty] | West | Memorial Hermann Memorial City Medical Center | MEMORIAL CITY - MOR | OR 8
YES | YES | [5 empty] | Stryker Corporation | Visum LED |  |  | MEMORIAL CITY - MOR | [6 empty] | West | Memorial Hermann Memorial City Medical Center | MEMORIAL CITY - MOR | OR 8
YES | YES | [5 empty] | Stryker Corporation | Visum LED |  |  | MEMORIAL CITY - ANESTHESIOLOGY | [6 empty] | West | Memorial Hermann Memorial City Medical Center | MEMORIAL CITY - ANESTHESIOLOGY | OR 7
NO | YES | Serial Number 100000000075423 |  |  |  |  | Stryker Corporation | Visum LED |  |  | MEMORIAL CITY - ANESTHESIOLOGY | [6 empty] | West | Memorial Hermann Memorial City Medical Center | MEMORIAL CITY - ANESTHESIOLOGY | OR 7
NO | YES | [5 empty] | Stryker Corporation | Visum led ll |  |  | Memorial city Operating room | [6 empty] | West Memorial city | Memorial city - memorial herman hospital | Memorial city Operating room | Procedure room 2 |  |  |  | No pm found
NO | YES | [5 empty] | Stryker Corporation | Visum led ll |  |  | Memorial city Operating room | [6 empty] | West Memorial city | Memorial city - memorial herman hospital | Memorial city Operating room | Procedure room 2 |  |  |  | No pm found
YES | YES | [5 empty] | Stryker Corporation | Visum led ll |  |  | Memorial city Operating room | [6 empty] | West Memorial city | Memorial city - memorial herman hospital | Memorial city Operating room | Procedure room 2 |  |  |  | No pm found
YES | YES | Serial Number Cnf |  |  | 099-04659 | 099-04659 | Stryker Corporation | Visum LED Power Supply Box |  | CNF | KATY - OR |  |  |  |  | 099-04659 | 099-04659 | Katy | Memorial Hermann Katy Hospital | KATY - OR | Sterile Core
YES | YES |  |  |  | 099-04011 | 099-04011 | Stryker Corporation | Visum LED-2 |  |  | KATY - OR |  |  |  |  | 099-04011 | 099-04011 | Katy | Memorial Hermann Katy Hospital | KATY - OR | OR 6
YES | YES |  |  |  | 099-04012 | 099-04012 | Stryker Corporation | Visum LED-2 |  |  | KATY - OR |  |  |  |  | 099-04012 | 099-04012 | Katy | Memorial Hermann Katy Hospital | KATY - OR | OR 6
YES | YES |  |  |  |  | 099-03184 | Stryker Corporation | Visum LED-2 |  |  | OR | [5 empty] | 099-03184 | Katy | Memorial Hermann Katy Hospital | OR | OR 7 |  |  |  | No pm
YES | YES |  |  |  |  | 099-03185 | Stryker Corporation | Visum LED-2 |  |  | OR | [5 empty] | 099-03185 | Katy | Memorial Hermann Katy Hospital | OR | OR 7
YES | YES |  |  |  | 099-03291 | 099-03291 | Stryker Corporation | Visum LED-2 |  |  | KATY - OR |  |  |  |  | 099-03291 | 099-03291 | Katy | Memorial Hermann Katy Hospital | KATY - OR | OR1
YES | YES |  |  |  | 099-03292 | 099-03292 | Stryker Corporation | Visum LED-2 |  |  | KATY - OR |  |  |  |  | 099-03292 | 099-03292 | Katy | Memorial Hermann Katy Hospital | KATY - OR | OR1
YES | YES |  |  |  | 099-03198 | 099-03198 | Stryker Corporation | Visum LED-2 |  |  | OR |  |  |  |  | 099-03198 | 099-03198 | Katy | Memorial Hermann Katy Hospital | OR | OR 3 |  |  |  | No pm
YES | YES |  |  |  | 099-03199 | 099-03199 | Stryker Corporation | Visum LED-2 |  |  | OR |  |  |  |  | 099-03199 | 099-03199 | Katy | Memorial Hermann Katy Hospital | OR | OR 3 |  |  |  | No pm
YES | YES |  |  |  | 099-03200 | 099-03200 | Stryker Corporation | Visum LED-2 |  |  | OR |  |  |  |  | 099-03200 | 099-03200 | Katy | Memorial Hermann Katy Hospital | OR | OR 3
YES | YES |  |  |  | 099-03300 | 099-03300 | Stryker Corporation | Visum LED-2 |  |  | KATY - OR |  |  |  |  | 099-03300 | 099-03300 | Katy | Memorial Hermann Katy Hospital | KATY - OR | OR10
YES | YES |  |  |  | 099-03301 | 099-03301 | Stryker Corporation | Visum LED-2 |  |  | KATY - OR |  |  |  |  | 099-03301 | 099-03301 | Katy | Memorial Hermann Katy Hospital | KATY - OR | OR10
NO | YES | Serial Number 100000000075415 |  |  | 099-04832 | 099-04832 | Stryker Corporation | Visum LED-2 |  |  | KATY - AMBULATORY CARE |  |  |  |  | 099-04832 | 099-04832 | Katy | Memorial Hermann Katy Hospital | KATY - AMBULATORY CARE | Minor Procedure Room
YES | YES |  |  |  | 099-07598 | 099-07598 | Stryker Corporation | Visum LED-2 |  |  | TMC - OR - ROBERTSON (2R) |  |  |  |  | 099-07598 | 099-07598 | TMC | Childrens or robertson bldg | TMC - OR - ROBERTSON (2R) | Or 59 |  |  |  | Light 1
YES | YES |  |  |  | 099-07103 | 099-07103 | Stryker Corporation | Visum LED-2 |  |  | TMC - OR - HERMANN (2HP) |  |  |  |  | 099-07103 | 099-07103 |  | Memorial Hermann-tmc | TMC - OR - HERMANN (2HP) | Or 64 |  |  |  | No PM Sticker
YES | YES |  |  |  | 099-07978 | 099-07978 | Stryker Corporation | Visum LED-2 |  |  | TMC - OR - ROBERTSON (2R) |  |  |  |  | 099-07978 | 099-07978 |  | Memorial Hermann-tmc | TMC - OR - ROBERTSON (2R) | Or69 |  |  |  | No PM Sticker
YES | YES |  |  |  | 099-07979 | 099-07979 | Stryker Corporation | Visum LED-2 |  |  | TMC - OR - ROBERTSON (2R) |  |  |  |  | 099-07979 | 099-07979 |  | Memorial Hermann-tmc | TMC - OR - ROBERTSON (2R) | Or69 |  |  |  | No PM Sticker
YES | YES |  |  |  | 041-33433 | 041-33433 | Stryker Corporation | Visum LED-2 |  |  | MEMORIAL CITY - LABOR |  |  |  |  | 041-33433 | 041-33433 | West | Women?s Memorial Hermann Memorial City Hospital | MEMORIAL CITY - LABOR | OR 2
NO | YES | Serial Number 100000000143367 |  |  | 041-33434 | 041-33434 | Stryker Corporation | Visum LED-2 |  |  | Memorial City-Labor & Delivery |  |  |  |  | 041-33434 | 041-33434 | West | MHHS-Mem City | Memorial City-Labor & Delivery | OR 2
NO | YES | Serial Number 100000000143366 |  |  | 005-13155 | 005-13155 | Stryker Corporation | Visum LED-2 |  |  | MEMORIAL CITY - LABOR |  |  |  |  | 005-13155 | 005-13155 | West | Womens Memorial Hermann Memorial City Hospital | MEMORIAL CITY - LABOR | L
YES | YES |  |  |  | 005-13154 | 005-13154 | Stryker Corporation | Visum LED-2 |  |  | MEMORIAL CITY - LABOR |  |  |  |  | 005-13154 | 005-13154 | West | Womens Memorial Hermann Memorial City Hospital | MEMORIAL CITY - LABOR | L
YES | YES |  |  |  | 041-33435 | 041-33435 | Stryker Corporation | Visum LED-2 |  |  | MEMORIAL CITY - LABOR |  |  |  |  | 041-33435 | 041-33435 | West | Women?s Memorial Hermann Memorial City Hospital | MEMORIAL CITY - LABOR | OR 4
NO | YES | Serial Number 100000000054416 |  |  | 041-33436 | 041-33436 | Stryker Corporation | Visum LED-2 |  |  | Memorial City-Labor & Delivery |  |  |  |  | 041-33436 | 041-33436 | West | MHHS-Mem City | Memorial City-Labor & Delivery | OR 4
YES | YES |  |  |  | 041-33437 | 041-33437 | Stryker Corporation | Visum LED-2 |  |  | MEMORIAL CITY - LABOR |  |  |  |  | 041-33437 | 041-33437 | West | Women?s Memorial Hermann Memorial City Hospital | MEMORIAL CITY - LABOR | OR 1
NO | YES | Serial Number 100000000143566 |  |  | 041-33438 | 041-33438 | Stryker Corporation | Visum LED-2 |  |  | Memorial City-Labor & Delivery |  |  |  |  | 041-33438 | 041-33438 | West | MHHS-Mem City | Memorial City-Labor & Delivery | OR 1
YES | YES | [5 empty] | Stryker Corporation | Visum LED-2 |  |  | MEMORIAL CITY - MHT - JHC OR | [6 empty] | West | Memorial Hermann Memorial City Medical Center | MEMORIAL CITY - MHT - JHC OR | MEMORIAL CITY - MHT - JHC OR
YES | YES | [5 empty] | Stryker Corporation | Visum LED-2 |  |  | MEMORIAL CITY - MHT - JHC OR | [6 empty] | West | Memorial Hermann Memorial City Medical Center | MEMORIAL CITY - MHT - JHC OR | MEMORIAL CITY - MHT - JHC OR
YES | YES | [5 empty] | Stryker Corporation | Visum LED-2 |  |  | MEMORIAL CITY - Orthopedic Surgery | [6 empty] | West | Memorial Hermann Memorial City Medical Center | MEMORIAL CITY - Orthopedic Surgery | Memorial City - Orthopedic Surgery MH11 500 OR 1 |  |  |  | No pm sticker
YES | YES | [5 empty] | Stryker Corporation | Visum LED-2 |  |  | MEMORIAL CITY - Orthopedic Surgery | [6 empty] | West | Memorial Hermann Memorial City Medical Center | MEMORIAL CITY - Orthopedic Surgery | Memorial City - Orthopedic Surgery MH11 500 OR 1 |  |  |  | No pm sticker
YES | YES | [5 empty] | Stryker Corporation | Visum LED-2 |  |  | MEMORIAL CITY - Orthopedic Surgery | [6 empty] | West | Memorial Hermann Memorial City Medical Center | MEMORIAL CITY - Orthopedic Surgery | Memorial City - Orthopetic Surgery Or room 5 |  |  |  | No pm sticker
YES | YES | [5 empty] | Stryker Corporation | Visum LED-2 |  |  | Memorial City - Orthopetic Surgery OR 5 | [6 empty] | West | Memorial Hermann Memorial City Medical Center | Memorial City - Orthopetic Surgery OR 5 | Memorial City - Orthopetic Surgery OR 5 |  |  |  | No pm sticker
YES | YES |  |  |  | 099-02689 | 099-02689 | Stryker Corporation | Visum XBlade |  |  | ER |  |  |  |  | 099-02689 | 099-02689 | Katy | Memorial Hermann Convenient Care Center in Kingwood (Kingwood CCC) | ER | Hall | [5 empty] | Lamp, Surgical, Ceiling | LAMPSURGCEILING-Stryker-Visum XBlade | [23 empty] | LAMPSURGCEILING | Lamp, Surgical, Ceiling | Stryker
YES | YES |  |  |  | 099-02762 | 099-02762 | Stryker Corporation | Visum XBlade |  |  | ER |  |  |  |  | 099-02762 | 099-02762 | Katy | Memorial Hermann Convenient Care Center in Kingwood (Kingwood CCC) | ER | Truma 1 | 10/1/19 | 10/1/20 |  |  |  | Lamp, Surgical, Ceiling | LAMPSURGCEILING-Stryker-Visum XBlade | [23 empty] | LAMPSURGCEILING | Lamp, Surgical, Ceiling | Stryker
YES | YES |  |  |  | 009-10608 | 009-10608 | Stryker Corporation | Visum XBlade |  |  | 1st floor |  |  |  |  | 009-10608 | 009-10608 | Katy | Katy | 1st floor | ER |  |  |  | No pm |  | Lamp, Surgical, Ceiling | LAMPSURGCEILING-Stryker-Visum XBlade | [23 empty] | LAMPSURGCEILING | Lamp, Surgical, Ceiling | Stryker
YES | YES |  |  |  | 009-10609 | 009-10609 | Stryker Corporation | Visum XBlade |  |  | Emergency Center |  |  |  |  | 009-10609 | 009-10609 | Central | Memorial Hermann Urgent Care Greater Heights (#100) | Emergency Center | Trauma | 4/1/19 | 4/1/20 |  |  |  | Lamp, Surgical, Ceiling | LAMPSURGCEILING-Stryker-Visum XBlade | [23 empty] | LAMPSURGCEILING | Lamp, Surgical, Ceiling | Stryker
YES | YES |  |  |  | 069-44793 | 069-44793 | Stryker Corporation | Visum XBlade |  |  | TMC - Jones - HYPERBARIC/WOUND CARE (JG) |  |  |  |  | 069-44793 | 069-44793 | TMC | Memorial Hermann-Texas Medical Center | TMC - Jones - HYPERBARIC/WOUND CARE (JG)
NO | YES |  |  |  | 074-02110 | 074-02110 | Stryker Corporation | WiSE HDTV |  | 11g014724 | TMC-OR-CVOR (7Hvi) |  |  |  |  | 074-02110 | 074-02110 | TMC | MHHS-TMC | TMC-OR-CVOR (7Hvi) | Equipment room 7 |  |  |  | PM Not Required
YES | YES |  |  |  | 005-05488 | 005-05488 | Stryker Corporation | X8000 |  | 07D025004 | SE - RESPIRATORY |  |  |  |  | 005-05488 | 005-05488 | Southeast | Memorial Hermann Southeast Hospital | SE - RESPIRATORY | 4Th floor storage
NO | YES |  |  |  | 013-38400 | 013-38400 | Stryker Endoscopy Div Stryker Corp |  |  | 19G566014 | SW-OR | MHHS-Southwest |  | Controller, Camera |  | 013-38400 | 013-38400 | Southwest | MHHS-Southwest | SW-OR | OR Hallway | 9/1/19 |  | 9/1/20 |  | CAMERAS | Controller, Camera | CONTROLLERCAMERA-Stryker-1088 | CONTROLLERCAMERA |  |  |  |  | Stryker | Controller, Camera |  | CONTROLLERCAMERA-Stryker-1088 |  | 7/1/18 |  |  | Covered PM Repair - Biomedical | MHHS-Southwest | [8 empty] | CONTROLLERCAMERA | Controller, Camera | Stryker
NO | YES |  |  |  | 013-38409 | 013-38409 | Stryker Endoscopy Div Stryker Corp |  |  | 19F502624 | SW-OR | MHHS-Southwest |  | Controller, Camera |  | 013-38409 | 013-38409 | Southwest | MHHS-Southwest | SW-OR | Room 18 - Storage | 9/1/19 |  | 9/1/20 |  | CAMERAS | Controller, Camera | CONTROLLERCAMERA-Stryker-1088 | CONTROLLERCAMERA |  |  |  |  | Stryker | Controller, Camera |  | CONTROLLERCAMERA-Stryker-1088 |  | 7/19/14 |  |  | Covered PM Repair - Biomedical | MHHS-Southwest | [8 empty] | CONTROLLERCAMERA | Controller, Camera | Stryker
NO | YES |  |  |  | 009-10251 | 009-10251 | Stryker Endoscopy Div Stryker Corp | 1188 HD |  | 08I027054 | MH MG-(GH)-GH Urology [Mp1-Ste500] | MHHS-MG |  | Camera, Video |  | 009-10251 | 009-10251 | Central | MHHS-MG | MH MG-(GH)-GH Urology [Mp1-Ste500] | Eurology clinic 500 | 4/1/19 |  | 4/1/20 |  | CAMERAS | Camera, Video | CAMERAVIDEO-Stryker-1188HD | CAMERAVIDEO | 1188HD |  |  |  | Stryker | Camera, Video |  |  | CAMERAVIDEO-Stryker-1188HD |  |  |  | Covered PM Repair - Biomedical | MHHS-MG | [8 empty] | CAMERAVIDEO | Camera, Video | Stryker
NO | YES |  |  |  | 151-02218 | 151-02218 | Stryker Endoscopy Div Stryker Corp | 1588 AIM |  | 16L538924 | CY-OR | MHHS-Cypress |  | Camera, Video |  | 151-02218 | 151-02218 | Northwest | MHHS-Cypress | CY-OR | OR 8 |  | 2/1/20 |  |  | CAMERAS | Camera, Video | CAMERAVIDEO-STRYKER-1588 AIM | CAMERAVIDEO | 1588 AIM |  |  |  | STRYKER | Camera, Video |  | CAMERAVIDEO-STRYKER-1588 AIM |  | 3/31/14 |  |  | Covered PM Repair - Biomedical | MHHS-Cypress | [8 empty] | CAMERAVIDEO | Camera, Video | STRYKER
NO | YES |  |  |  | 151-02240 | 151-02240 | Stryker Endoscopy Div Stryker Corp | 1588 AIM |  | 16L539044 | CY-OR | MHHS-Cypress |  | Camera, Video |  | 151-02240 | 151-02240 | Northwest | MHHS-Cypress | CY-OR | OR 6 | 12/1/18 |  |  |  | CAMERAS | Camera, Video | CAMERAVIDEO-STRYKER-1588 AIM | CAMERAVIDEO | 1588 AIM |  |  |  | STRYKER | Camera, Video |  | CAMERAVIDEO-STRYKER-1588 AIM |  | 3/31/14 |  |  | Covered PM Repair - Biomedical | MHHS-Cypress | [8 empty] | CAMERAVIDEO | Camera, Video | STRYKER
NO | YES |  |  |  | 151-02246 | 151-02246 | Stryker Endoscopy Div Stryker Corp | 1588 AIM |  | 16L538934 | CY-OR | MHHS-Cypress |  | Camera, Video |  | 151-02246 | 151-02246 | Northwest | MHHS-Cypress | CY-OR | OR7 |  |  |  |  | CAMERAS | Camera, Video | CAMERAVIDEO-STRYKER-1588 AIM | CAMERAVIDEO | 1588 AIM |  |  |  | STRYKER | Camera, Video |  | CAMERAVIDEO-STRYKER-1588 AIM |  | 3/31/14 |  |  | Covered PM Repair - Biomedical | MHHS-Cypress | [8 empty] | CAMERAVIDEO | Camera, Video | STRYKER
NO | YES |  |  |  | 151-02252 | 151-02252 | Stryker Endoscopy Div Stryker Corp | 1588 AIM |  | 16L534904 | CY-OR | MHHS-Cypress |  | Camera, Video |  | 151-02252 | 151-02252 | Northwest | MHHS-Cypress | CY-OR | Or | 12/1/18 | 12/1/19 |  |  | CAMERAS | Camera, Video | CAMERAVIDEO-STRYKER-1588 AIM | CAMERAVIDEO | 1588 AIM |  |  |  | STRYKER | Camera, Video |  | CAMERAVIDEO-STRYKER-1588 AIM |  |  |  |  | Covered PM Repair - Biomedical | MHHS-Cypress | [8 empty] | CAMERAVIDEO | Camera, Video | STRYKER
NO | YES |  |  |  | 041-19332 | 041-19332 | Stryker Endoscopy Div Stryker Corp | 1588 AIM |  | 17F565924 | MEMORIAL CITY - MOR | MHHS-Mem City |  | Camera, Video |  | 041-19332 | 041-19332 | West | Memorial City - Memorial Hermann Hospital | MEMORIAL CITY - MOR | E2 321 Surgery Rm 6 |  |  |  | ?AuNO PM REQUIRED?Au sticker found on unit | CAMERAS |  | CAMERAVIDEO-STRYKER-1588 AIM | CAMERAVIDEO | 1588 AIM |  |  |  | STRYKER | Camera, Video |  | CAMERAVIDEO-STRYKER-1588 AIM |  |  |  |  | Covered PM Repair - Biomedical | MHHS-Mem City
NO | YES |  |  |  | 041-19334 | 041-19334 | Stryker Endoscopy Div Stryker Corp | 1588 AIM |  | 17F565904 | MEMORIAL CITY - MOR | MHHS-Mem City |  | Camera, Video |  | 041-19334 | 041-19334 | West | Memorial City - Memorial Hermann Hospital | MEMORIAL CITY - MOR | Hallway |  |  |  | ?AuNO PM REQUIRED?Au sticker on unit | CAMERAS |  | CAMERAVIDEO-STRYKER-1588 AIM | CAMERAVIDEO | 1588 AIM |  |  |  | STRYKER | Camera, Video |  | CAMERAVIDEO-STRYKER-1588 AIM |  |  |  |  | Covered PM Repair - Biomedical | MHHS-Mem City
NO | YES |  |  |  | 041-19335 | 041-19335 | Stryker Endoscopy Div Stryker Corp | 1588 AIM |  | 17F565804 | MEMORIAL CITY MOR | MHHS-Mem City |  | Camera, Video |  | 041-19335 | 041-19335 | West | Memorial Hermann Memorial City Medical Center | MEMORIAL CITY MOR | MEMORIAL CITY MOR |  |  |  |  | CAMERAS |  | CAMERAVIDEO-STRYKER-1588 AIM | CAMERAVIDEO | 1588 AIM |  |  |  | STRYKER | Camera, Video |  | CAMERAVIDEO-STRYKER-1588 AIM |  |  |  |  | Covered PM Repair - Biomedical | MHHS-Mem City
NO | YES |  |  |  | 041-19336 | 041-19336 | Stryker Endoscopy Div Stryker Corp | 1588 AIM |  |  | MEMORIAL CITY - Surgery room 10 | MHHS-Mem City |  | Camera, Video |  | 041-19336 | 041-19336 | West | Memorial Hermann Memorial City Medical Center | MEMORIAL CITY - Surgery room 10 | Surgery room 10 |  |  |  | States no pm required | CAMERAS |  | CAMERAVIDEO-STRYKER-1588 AIM | CAMERAVIDEO | 1588 AIM |  |  |  | STRYKER | Camera, Video |  | CAMERAVIDEO-STRYKER-1588 AIM |  |  |  |  | Covered PM Repair - Biomedical | MHHS-Mem City
NO | YES |  |  |  | 041-19338 | 041-19338 | Stryker Endoscopy Div Stryker Corp | 1588 AIM |  |  | OR | MHHS-Mem City |  | Camera, Video |  | 041-19338 | 041-19338 | West | Memorial Hermann - Memorial City | OR | Back Hallway |  |  |  |  | CAMERAS |  | CAMERAVIDEO-STRYKER-1588 AIM | CAMERAVIDEO | 1588 AIM |  |  |  | STRYKER | Camera, Video |  | CAMERAVIDEO-STRYKER-1588 AIM |  |  |  |  | Covered PM Repair - Biomedical | MHHS-Mem City
NO | YES |  |  |  | 041-32754 | 041-32754 | Stryker Endoscopy Div Stryker Corp | 1588 AIM |  | 18F503554 | MEMORIAL CITY - MOR | MHHS-Mem City |  | Camera, Video |  | 041-32754 | 041-32754 | West | Memorial Hermann Memorial City Medical Center | MEMORIAL CITY - MOR | OR 8 |  |  |  |  | CAMERAS |  | CAMERAVIDEO-STRYKER-1588 AIM | CAMERAVIDEO | 1588 AIM |  |  |  | STRYKER | Camera, Video |  | CAMERAVIDEO-STRYKER-1588 AIM |  |  |  |  | Covered PM Repair - Biomedical | MHHS-Mem City
NO | YES |  |  |  | 142-07223 | 142-07223 | Stryker Endoscopy Div Stryker Corp | 1588 AIM |  |  | NE-OR | MHHS-Northeast |  | Camera, Video |  | 142-07223 | 142-07223 | Katy | MHHS-Northeast | NE-OR | OR 2 | 9/1/19 | 9/1/20 |  |  | CAMERAS | Camera, Video | CAMERAVIDEO-STRYKER-1588 AIM | CAMERAVIDEO | 1588 AIM |  |  |  | STRYKER | Camera, Video |  | CAMERAVIDEO-STRYKER-1588 AIM |  |  |  |  | Covered PM Repair - Biomedical | MHHS-Northeast | [8 empty] | CAMERAVIDEO | Camera, Video | STRYKER
NO | YES |  |  |  | 142-07229 | 142-07229 | Stryker Endoscopy Div Stryker Corp | 1588 AIM |  |  | NE-OR | MHHS-Northeast |  | Camera, Video |  | 142-07229 | 142-07229 | Katy | MHHS-Northeast | NE-OR | OR1 | 8/1/19 | 8/1/20 |  |  | CAMERAS | Camera, Video | CAMERAVIDEO-STRYKER-1588 AIM | CAMERAVIDEO | 1588 AIM |  |  |  | STRYKER | Camera, Video |  | CAMERAVIDEO-STRYKER-1588 AIM |  |  |  |  | Covered PM Repair - Biomedical | MHHS-Northeast | [8 empty] | CAMERAVIDEO | Camera, Video | STRYKER
NO | YES |  |  |  | 142-07235 | 142-07235 | Stryker Endoscopy Div Stryker Corp | 1588 AIM |  |  | NE-OR | MHHS-Northeast |  | Camera, Video |  | 142-07235 | 142-07235 | Katy | MHHS-Northeast | NE-OR | OR 3 | 9/1/19 | 9/1/20 |  |  | CAMERAS | Camera, Video | CAMERAVIDEO-STRYKER-1588 AIM | CAMERAVIDEO | 1588 AIM |  |  |  | STRYKER | Camera, Video |  | CAMERAVIDEO-STRYKER-1588 AIM |  |  |  |  | Covered PM Repair - Biomedical | MHHS-Northeast | [8 empty] | CAMERAVIDEO | Camera, Video | STRYKER
NO | YES |  |  |  | 142-07241 | 142-07241 | Stryker Endoscopy Div Stryker Corp | 1588 AIM |  |  | NE-OR | MHHS-Northeast |  | Camera, Video |  | 142-07241 | 142-07241 | Katy | MHHS-Northeast | NE-OR | OR4 | 8/1/19 | 8/1/20 |  |  | CAMERAS | Camera, Video | CAMERAVIDEO-STRYKER-1588 AIM | CAMERAVIDEO | 1588 AIM |  |  |  | STRYKER | Camera, Video |  | CAMERAVIDEO-STRYKER-1588 AIM |  |  |  |  | Covered PM Repair - Biomedical | MHHS-Northeast | [8 empty] | CAMERAVIDEO | Camera, Video | STRYKER
NO | YES |  |  |  | 142-08317 | 142-08317 | Stryker Endoscopy Div Stryker Corp | 1588 AIM |  | 19g525344 | NE-OR | MHHS-Northeast |  | Camera, Video |  | 142-08317 | 142-08317 | Katy | MHHS-Northeast | NE-OR | OR | 8/1/19 | 8/1/20 |  |  | CAMERAS | Camera, Video | CAMERAVIDEO-STRYKER-1588 AIM | CAMERAVIDEO | 1588 AIM |  |  |  | STRYKER | Camera, Video |  | CAMERAVIDEO-STRYKER-1588 AIM |  |  |  |  | Covered PM Repair - Biomedical | MHHS-Northeast | [8 empty] | CAMERAVIDEO | Camera, Video | STRYKER
NO | YES |  |  |  | 145-00480 | 145-00480 | Stryker Endoscopy Div Stryker Corp | 1588 AIM |  | 16A045754 | Pearland-OR | MHHS-Pearland Hospital |  | Camera, Video |  | 145-00480 | 145-00480 | Pearland | MHHS-Pearland Hospital | Pearland-OR | Pearland - OR |  |  |  |  | CAMERAS | Camera, Video | CAMERAVIDEO-STRYKER-1588 AIM | CAMERAVIDEO | 1588 AIM |  |  |  | STRYKER | Camera, Video |  | CAMERAVIDEO-STRYKER-1588 AIM |  |  |  |  | Covered PM Repair - Biomedical | MHHS-Pearland Hospital | [8 empty] | CAMERAVIDEO | Camera, Video | STRYKER
NO | YES |  |  |  | 145-00488 | 145-00488 | Stryker Endoscopy Div Stryker Corp | 1588 AIM |  | 16B003444 | Pearland-OR | MHHS-Pearland Hospital |  | Camera, Video |  | 145-00488 | 145-00488 | Pearland | MHHS-Pearland Hospital | Pearland-OR | OR1 | 10/1/18 | 10/1/20 |  |  | CAMERAS | Camera, Video | CAMERAVIDEO-STRYKER-1588 AIM | CAMERAVIDEO | 1588 AIM |  |  |  | STRYKER | Camera, Video |  | CAMERAVIDEO-STRYKER-1588 AIM |  |  |  |  | Covered PM Repair - Biomedical | MHHS-Pearland Hospital | [8 empty] | CAMERAVIDEO | Camera, Video | STRYKER
NO | YES |  |  |  | 145-00492 | 145-00492 | Stryker Endoscopy Div Stryker Corp | 1588 AIM |  | 16A045724 | Pearland-OR | MHHS-Pearland Hospital |  | Camera, Video |  | 145-00492 | 145-00492 | Pearland | MHHS-Pearland Hospital | Pearland-OR | PEARLAND - OR4 | 9/1/19 | 9/1/20 |  |  | CAMERAS | Camera, Video | CAMERAVIDEO-STRYKER-1588 AIM | CAMERAVIDEO | 1588 AIM |  |  |  | STRYKER | Camera, Video |  | CAMERAVIDEO-STRYKER-1588 AIM |  | 4/10/16 |  |  | Covered PM Repair - Biomedical | MHHS-Pearland Hospital | [8 empty] | CAMERAVIDEO | Camera, Video | STRYKER
NO | YES |  |  |  | 145-00507 | 145-00507 | Stryker Endoscopy Div Stryker Corp | 1588 AIM |  | 16A000714 | Pearland-OR | MHHS-Pearland Hospital |  | Camera, Video |  | 145-00507 | 145-00507 | Pearland | MHHS-Pearland Hospital | Pearland-OR | OR 3 | 9/1/19 | 9/1/20 |  |  | CAMERAS | Camera, Video | CAMERAVIDEO-STRYKER-1588 AIM | CAMERAVIDEO | 1588 AIM |  |  |  | STRYKER | Camera, Video |  | CAMERAVIDEO-STRYKER-1588 AIM |  | 4/10/16 |  |  | Covered PM Repair - Biomedical | MHHS-Pearland Hospital | [8 empty] | CAMERAVIDEO | Camera, Video | STRYKER
NO | YES |  |  |  | 005-11098 | 005-11098 | Stryker Endoscopy Div Stryker Corp | 1588 AIM |  | 16D00014 | SE-OR | MHHS-Southeast |  | Camera, Video |  | 005-11098 | 005-11098 | Southeast | MHHS-Southeast | SE-OR | Or 11 | 4/1/20 |  | 4/1/21 |  | CAMERAS |  | CAMERAVIDEO-STRYKER-1588 AIM | CAMERAVIDEO | 1588 AIM |  |  |  | STRYKER | Camera, Video |  | CAMERAVIDEO-STRYKER-1588 AIM |  |  |  |  | Covered PM Repair - Biomedical | MHHS-Southeast
NO | YES |  |  |  | 005-11126 | 005-11126 | Stryker Endoscopy Div Stryker Corp | 1588 AIM |  | 16D000104 | SE-OR | MHHS-Southeast |  | Camera, Video |  | 005-11126 | 005-11126 | Southeast | MHHS-Southeast | SE-OR | OR | 5/1/19 |  | 5/1/20 |  | CAMERAS |  | CAMERAVIDEO-STRYKER-1588 AIM | CAMERAVIDEO | 1588 AIM |  |  |  | STRYKER | Camera, Video |  | CAMERAVIDEO-STRYKER-1588 AIM |  | 5/14/15 |  |  | Covered PM Repair - Biomedical | MHHS-Southeast
NO | YES |  |  |  | 005-11242 | 005-11242 | Stryker Endoscopy Div Stryker Corp | 1588 AIM |  | 16C049024 | SE-OR | MHHS-Southeast |  | Camera, Video |  | 005-11242 | 005-11242 | Southeast | MHHS-Southeast | SE-OR | OR | 4/1/19 |  | 4/1/20 |  | CAMERAS |  | CAMERAVIDEO-STRYKER-1588 AIM | CAMERAVIDEO | 1588 AIM |  |  |  | STRYKER | Camera, Video |  | CAMERAVIDEO-STRYKER-1588 AIM |  | 5/5/15 |  |  | Covered PM Repair - Biomedical | MHHS-Southeast
NO | YES |  |  |  | 005-11528 | 005-11528 | Stryker Endoscopy Div Stryker Corp | 1588 AIM |  | 16D000194 | SE-OR | MHHS-Southeast |  | Camera, Video |  | 005-11528 | 005-11528 | Southeast | MHHS-Southeast | SE-OR | OR | 12/1/19 |  | 12/1/20 |  | CAMERAS |  | CAMERAVIDEO-STRYKER-1588 AIM | CAMERAVIDEO | 1588 AIM |  |  |  | STRYKER | Camera, Video |  | CAMERAVIDEO-STRYKER-1588 AIM |  | 5/14/15 |  |  | Covered PM Repair - Biomedical | MHHS-Southeast
NO | YES |  |  |  | 005-11542 | 005-11542 | Stryker Endoscopy Div Stryker Corp | 1588 AIM |  | 16C047134 | SE-OR | MHHS-Southeast |  | Camera, Video |  | 005-11542 | 005-11542 | Southeast | MHHS-Southeast | SE-OR | OR | 4/1/19 |  | 4/1/20 |  | CAMERAS |  | CAMERAVIDEO-STRYKER-1588 AIM | CAMERAVIDEO | 1588 AIM |  |  |  | STRYKER | Camera, Video |  | CAMERAVIDEO-STRYKER-1588 AIM |  | 5/14/14 |  |  | Covered PM Repair - Biomedical | MHHS-Southeast
NO | YES |  |  |  | 005-11547 | 005-11547 | Stryker Endoscopy Div Stryker Corp | 1588 AIM |  | 16C037274 | SE-OR | MHHS-Southeast |  | Camera, Video |  | 005-11547 | 005-11547 | Southeast | MHHS-Southeast | SE-OR |  | 4/1/19 |  | 4/1/20 |  | CAMERAS |  | CAMERAVIDEO-STRYKER-1588 AIM | CAMERAVIDEO | 1588 AIM |  |  |  | STRYKER | Camera, Video |  | CAMERAVIDEO-STRYKER-1588 AIM |  | 5/12/15 |  |  | Covered PM Repair - Biomedical | MHHS-Southeast
NO | YES |  |  |  | 005-11552 | 005-11552 | Stryker Endoscopy Div Stryker Corp | 1588 AIM |  | 16D000154 | SE-OR | MHHS-Southeast |  | Camera, Video |  | 005-11552 | 005-11552 | Southeast | MHHS-Southeast | SE-OR | OR | 4/1/19 |  | 4/1/20 |  | CAMERAS |  | CAMERAVIDEO-STRYKER-1588 AIM | CAMERAVIDEO | 1588 AIM |  |  |  | STRYKER | Camera, Video |  | CAMERAVIDEO-STRYKER-1588 AIM |  | 5/14/17 |  |  | Covered PM Repair - Biomedical | MHHS-Southeast
NO | YES |  |  |  | 005-11626 | 005-11626 | Stryker Endoscopy Div Stryker Corp | 1588 AIM |  | 16D000074 | SE-OR | MHHS-Southeast |  | Camera, Video |  | 005-11626 | 005-11626 | Southeast | MHHS-Southeast | SE-OR | SE -OR | 4/1/19 |  | 4/1/20 |  | CAMERAS |  | CAMERAVIDEO-STRYKER-1588 AIM | CAMERAVIDEO | 1588 AIM |  |  |  | STRYKER | Camera, Video |  | CAMERAVIDEO-STRYKER-1588 AIM |  | 5/14/15 |  |  | Covered PM Repair - Biomedical | MHHS-Southeast
NO | YES |  |  |  | 005-11925 | 005-11925 | Stryker Endoscopy Div Stryker Corp | 1588 AIM |  | 16D000184 | SE-OR | MHHS-Southeast |  | Camera, Video |  | 005-11925 | 005-11925 | Southeast | MHHS-Southeast | SE-OR | OR | 4/1/19 |  | 4/1/20 |  | CAMERAS |  | CAMERAVIDEO-STRYKER-1588 AIM | CAMERAVIDEO | 1588 AIM |  |  |  | STRYKER | Camera, Video |  | CAMERAVIDEO-STRYKER-1588 AIM |  | 5/14/15 |  |  | Covered PM Repair - Biomedical | MHHS-Southeast
NO | YES |  |  |  | 005-13018 | 005-13018 | Stryker Endoscopy Div Stryker Corp | 1588 AIM |  | 16C049014 | SE-OR | MHHS-Southeast |  | Camera, Video |  | 005-13018 | 005-13018 | Southeast | MHHS-Southeast | SE-OR | OR | 9/1/19 |  | 9/1/20 |  | CAMERAS |  | CAMERAVIDEO-STRYKER-1588 AIM | CAMERAVIDEO | 1588 AIM |  |  |  | STRYKER | Camera, Video |  | CAMERAVIDEO-STRYKER-1588 AIM |  |  |  |  | Covered PM Repair - Biomedical | MHHS-Southeast
NO | YES |  |  |  | 005-33916 | 005-33916 | Stryker Endoscopy Div Stryker Corp | 1588 AIM |  | 18J543944 | SE-OR | MHHS-Southeast |  | Camera, Video |  | 005-33916 | 005-33916 | Southeast | MHHS-Southeast | SE-OR | Room 12 | 4/1/19 |  | 4/1/20 |  | CAMERAS |  | CAMERAVIDEO-STRYKER-1588 AIM | CAMERAVIDEO | 1588 AIM |  |  |  | STRYKER | Camera, Video |  | CAMERAVIDEO-STRYKER-1588 AIM |  |  |  |  | Covered PM Repair - Biomedical | MHHS-Southeast
NO | YES |  |  |  | 005-33923 | 005-33923 | Stryker Endoscopy Div Stryker Corp | 1588 AIM |  | 18J547394 | SE-OR | MHHS-Southeast |  | Camera, Video |  | 005-33923 | 005-33923 | Southeast | MHHS-Southeast | SE-OR | OR14 | 5/1/19 |  |  |  | CAMERAS |  | CAMERAVIDEO-STRYKER-1588 AIM | CAMERAVIDEO | 1588 AIM |  |  |  | STRYKER | Camera, Video |  | CAMERAVIDEO-STRYKER-1588 AIM |  |  |  |  | Covered PM Repair - Biomedical | MHHS-Southeast
NO | YES |  |  |  | 129-07844 | 129-07844 | Stryker Endoscopy Div Stryker Corp | 1588 AIM |  |  | Sugar Land-OR | MHHS-Sugarland |  | Camera, Video |  | 129-07844 | 129-07844 | Sugar Land | MHHS-Sugarland | Sugar Land-OR | OR 1 | 7/1/19 |  | 7/1/20 |  | CAMERAS | Camera, Video | CAMERAVIDEO-STRYKER-1588 AIM | CAMERAVIDEO | 1588 AIM |  |  |  | STRYKER | Camera, Video |  | CAMERAVIDEO-STRYKER-1588 AIM |  |  |  |  | Covered PM Repair - Biomedical | MHHS-Sugarland | [8 empty] | CAMERAVIDEO | Camera, Video | STRYKER
NO | YES |  |  |  | 129-31023 | 129-31023 | Stryker Endoscopy Div Stryker Corp | 1588 AIM |  | 18J534094 | Sugar Land-OR | MHHS-Sugarland |  | Camera, Video |  | 129-31023 | 129-31023 | Sugar Land | MHHS-Sugarland | Sugar Land-OR | OR 6 | 7/1/19 |  | 1/1/20 |  | CAMERAS | Camera, Video | CAMERAVIDEO-STRYKER-1588 AIM | CAMERAVIDEO | 1588 AIM |  |  |  | STRYKER | Camera, Video |  | CAMERAVIDEO-STRYKER-1588 AIM |  |  |  |  | Covered PM Repair - Biomedical | MHHS-Sugarland | [8 empty] | CAMERAVIDEO | Camera, Video | STRYKER
NO | YES |  |  |  | 129-31084 | 129-31084 | Stryker Endoscopy Div Stryker Corp | 1588 AIM |  | 18L528624 | Sugar Land-OR | MHHS-Sugarland |  | Camera, Video |  | 129-31084 | 129-31084 | Sugar Land | MHHS-Sugarland | Sugar Land-OR | OR | 7/1/19 |  | 7/1/20 |  | CAMERAS | Camera, Video | CAMERAVIDEO-STRYKER-1588 AIM | CAMERAVIDEO | 1588 AIM |  |  |  | STRYKER | Camera, Video |  | CAMERAVIDEO-STRYKER-1588 AIM |  |  |  |  | Covered PM Repair - Biomedical | MHHS-Sugarland | [8 empty] | CAMERAVIDEO | Camera, Video | STRYKER
NO | YES |  |  |  | 129-31085 | 129-31085 | Stryker Endoscopy Div Stryker Corp | 1588 AIM |  | 18L528584 | Sugar Land-OR | MHHS-Sugarland |  | Camera, Video |  | 129-31085 | 129-31085 | Sugar Land | MHHS-Sugarland | Sugar Land-OR | OR 4 | 7/1/19 |  |  |  | CAMERAS | Camera, Video | CAMERAVIDEO-STRYKER-1588 AIM | CAMERAVIDEO | 1588 AIM |  |  |  | STRYKER | Camera, Video |  | CAMERAVIDEO-STRYKER-1588 AIM |  |  |  |  | Covered PM Repair - Biomedical | MHHS-Sugarland | [8 empty] | CAMERAVIDEO | Camera, Video | STRYKER
NO | YES |  |  |  | 129-31086 | 129-31086 | Stryker Endoscopy Div Stryker Corp | 1588 AIM |  | 18L528674 | Sugar Land-OR | MHHS-Sugarland |  | Camera, Video |  | 129-31086 | 129-31086 | Sugar Land | MHHS-Sugarland | Sugar Land-OR | OR 2 | 7/1/19 |  | 7/1/20 |  | CAMERAS | Camera, Video | CAMERAVIDEO-STRYKER-1588 AIM | CAMERAVIDEO | 1588 AIM |  |  |  | STRYKER | Camera, Video |  | CAMERAVIDEO-STRYKER-1588 AIM |  |  |  |  | Covered PM Repair - Biomedical | MHHS-Sugarland | [8 empty] | CAMERAVIDEO | Camera, Video | STRYKER
NO | YES |  |  |  | 129-31118 | 129-31118 | Stryker Endoscopy Div Stryker Corp | 1588 AIM |  | 18L52814 | Sugar Land-OR | MHHS-Sugarland |  | Camera, Video |  | 129-31118 | 129-31118 | Sugar Land | MHHS-Sugarland | Sugar Land-OR | OR | 8/1/19 |  | 8/1/20 |  | CAMERAS | Camera, Video | CAMERAVIDEO-STRYKER-1588 AIM | CAMERAVIDEO | 1588 AIM |  |  |  | STRYKER | Camera, Video |  | CAMERAVIDEO-STRYKER-1588 AIM |  |  |  |  | Covered PM Repair - Biomedical | MHHS-Sugarland | [8 empty] | CAMERAVIDEO | Camera, Video | STRYKER
NO | YES |  |  |  | 129-31122 | 129-31122 | Stryker Endoscopy Div Stryker Corp | 1588 AIM |  | 18L528644 | Sugar Land-OR | MHHS-Sugarland |  | Camera, Video |  | 129-31122 | 129-31122 | Sugar Land | MHHS-Sugarland | Sugar Land-OR | OR 8 | 7/1/19 |  | 7/1/20 |  | CAMERAS | Camera, Video | CAMERAVIDEO-STRYKER-1588 AIM | CAMERAVIDEO | 1588 AIM |  |  |  | STRYKER | Camera, Video |  | CAMERAVIDEO-STRYKER-1588 AIM |  |  |  |  | Covered PM Repair - Biomedical | MHHS-Sugarland | [8 empty] | CAMERAVIDEO | Camera, Video | STRYKER
NO | YES |  |  |  | 074-02069 | 074-02069 | Stryker Endoscopy Div Stryker Corp | 1588 AIM |  | 18J563284 | TMC-OR-CVOR (7Hvi) | MHHS-TMC |  | Camera, Video |  | 074-02069 | 074-02069 | TMC | MHHS-TMC | TMC-OR-CVOR (7Hvi) | TMC - OR - CVOR (7HVI) | 12/1/19 |  | 12/1/20 |  | CAMERAS | Camera, Video | CAMERAVIDEO-STRYKER-1588 AIM | CAMERAVIDEO | 1588 AIM |  |  |  | STRYKER | Camera, Video |  | CAMERAVIDEO-STRYKER-1588 AIM |  | 6/24/12 |  |  | Covered PM Repair - Biomedical | MHHS-TMC | [8 empty] | CAMERAVIDEO | Camera, Video | STRYKER
NO | YES |  |  |  | 074-02070 | 074-02070 | Stryker Endoscopy Div Stryker Corp | 1588 AIM |  | 18J563324 | TWC | MHHS-TMC |  | Camera, Video |  | 074-02070 | 074-02070 | TMC | Memorial Hermann Heart | TWC | CVOR 2 | 12/1/19 |  | 12/1/20 |  | CAMERAS | Camera, Video | CAMERAVIDEO-STRYKER-1588 AIM | CAMERAVIDEO | 1588 AIM |  |  |  | STRYKER | Camera, Video |  | CAMERAVIDEO-STRYKER-1588 AIM |  |  |  |  | Covered PM Repair - Biomedical | MHHS-TMC | [8 empty] | CAMERAVIDEO | Camera, Video | STRYKER
NO | YES |  |  |  | 074-02071 | 074-02071 | Stryker Endoscopy Div Stryker Corp | 1588 AIM |  | 18J563344 | TMC-OR-Hermann (2Hp) | MHHS-TMC |  | Camera, Video |  | 074-02071 | 074-02071 | TMC | MHHS-TMC | TMC-OR-Hermann (2Hp) | Equipment room | 11/1/19 |  | 11/1/20 |  | CAMERAS | Camera, Video | CAMERAVIDEO-STRYKER-1588 AIM | CAMERAVIDEO | 1588 AIM |  |  |  | STRYKER | Camera, Video |  | CAMERAVIDEO-STRYKER-1588 AIM |  |  |  |  | Covered PM Repair - Biomedical | MHHS-TMC | [8 empty] | CAMERAVIDEO | Camera, Video | STRYKER
NO | YES |  |  |  | 074-02072 | 074-02072 | Stryker Endoscopy Div Stryker Corp | 1588 AIM |  | 18J563364 | TMC-OR-CVOR (7Hvi) | MHHS-TMC |  | Camera, Video |  | 074-02072 | 074-02072 | TMC | MHHS-TMC | TMC-OR-CVOR (7Hvi) | Cv OR 1 | 12/1/19 |  | 12/1/20 |  | CAMERAS | Camera, Video | CAMERAVIDEO-STRYKER-1588 AIM | CAMERAVIDEO | 1588 AIM |  |  |  | STRYKER | Camera, Video |  | CAMERAVIDEO-STRYKER-1588 AIM |  |  |  |  | Covered PM Repair - Biomedical | MHHS-TMC | [8 empty] | CAMERAVIDEO | Camera, Video | STRYKER
NO | YES |  |  |  | 074-02073 | 074-02073 | Stryker Endoscopy Div Stryker Corp | 1588 AIM |  | 18J563374 | TMC-OR-CVOR (7Hvi) | MHHS-TMC |  | Camera, Video |  | 074-02073 | 074-02073 | TMC | MHHS-TMC | TMC-OR-CVOR (7Hvi) | OR 04 | 8/1/19 |  | 8/1/20 |  | CAMERAS | Camera, Video | CAMERAVIDEO-STRYKER-1588 AIM | CAMERAVIDEO | 1588 AIM |  |  |  | STRYKER | Camera, Video |  | CAMERAVIDEO-STRYKER-1588 AIM |  |  |  |  | Covered PM Repair - Biomedical | MHHS-TMC | [8 empty] | CAMERAVIDEO | Camera, Video | STRYKER
NO | YES |  |  |  | 074-03195 | 074-03195 | Stryker Endoscopy Div Stryker Corp | 1588 AIM |  | 18J563334 | TMC-OR-CVOR (7Hvi) | MHHS-TMC |  | Camera, Video |  | 074-03195 | 074-03195 | TMC | MHHS-TMC | TMC-OR-CVOR (7Hvi) | OR 3 | 11/1/19 |  | 11/1/20 |  | CAMERAS | Camera, Video | CAMERAVIDEO-STRYKER-1588 AIM | CAMERAVIDEO | 1588 AIM |  |  |  | STRYKER | Camera, Video |  | CAMERAVIDEO-STRYKER-1588 AIM |  |  |  |  | Covered PM Repair - Biomedical | MHHS-TMC | [8 empty] | CAMERAVIDEO | Camera, Video | STRYKER
NO | YES |  |  |  | 069-42472 | 069-42472 | Stryker Endoscopy Div Stryker Corp | 1588 AIM |  | 16G025144 | TMC-OR-Mobile Equip | MHHS-TMC |  | Camera, Video |  | 069-42472 | 069-42472 | TMC | MHHS-TMC | TMC-OR-Mobile Equip | OR-66 | 4/1/19 |  |  |  | CAMERAS |  | CAMERAVIDEO-STRYKER-1588 AIM | CAMERAVIDEO | 1588 AIM |  |  |  | STRYKER | Camera, Video |  | CAMERAVIDEO-STRYKER-1588 AIM |  |  |  |  | Covered PM Repair - Biomedical | MHHS-TMC
NO | YES |  |  |  | 069-42475 | 069-42475 | Stryker Endoscopy Div Stryker Corp | 1588 AIM |  | 16G021514 | TMC-OR-Pedi OR (2R) | MHHS-TMC |  | Camera, Video |  | 069-42475 | 069-42475 | TMC | MHHS-TMC | TMC-OR-Pedi OR (2R) | S2 401 | 4/1/18 |  |  |  | CAMERAS |  | CAMERAVIDEO-STRYKER-1588 AIM | CAMERAVIDEO | 1588 AIM |  |  |  | STRYKER | Camera, Video |  | CAMERAVIDEO-STRYKER-1588 AIM |  | 6/22/12 |  |  | Covered PM Repair - Biomedical | MHHS-TMC
NO | YES |  |  |  | 069-42476 | 069-42476 | Stryker Endoscopy Div Stryker Corp | 1588 AIM |  | 16G025174 | TMC-OR-CVOR (7Hvi) | MHHS-TMC |  | Camera, Video |  | 069-42476 | 069-42476 | TMC | MHHS-TMC | TMC-OR-CVOR (7Hvi) | Equipment storage | 2/1/20 |  | 2/1/21 |  | CAMERAS | Camera, Video | CAMERAVIDEO-STRYKER-1588 AIM | CAMERAVIDEO | 1588 AIM |  |  |  | STRYKER | Camera, Video |  | CAMERAVIDEO-STRYKER-1588 AIM |  | 6/21/12 |  |  | Covered PM Repair - Biomedical | MHHS-TMC | [8 empty] | CAMERAVIDEO | Camera, Video | STRYKER
NO | YES |  |  |  | 069-42478 | 069-42478 | Stryker Endoscopy Div Stryker Corp | 1588 AIM |  | 16G025184 | TMC-OR-Mobile Equip | MHHS-TMC |  | Camera, Video |  | 069-42478 | 069-42478 | TMC | MHHS-TMC | TMC-OR-Mobile Equip | Equipment room | 4/1/19 |  |  |  | CAMERAS | Camera, Video | CAMERAVIDEO-STRYKER-1588 AIM | CAMERAVIDEO | 1588 AIM |  |  |  | STRYKER | Camera, Video |  | CAMERAVIDEO-STRYKER-1588 AIM |  | 6/22/12 |  |  | Covered PM Repair - Biomedical | MHHS-TMC | [8 empty] | CAMERAVIDEO | Camera, Video | STRYKER
NO | YES |  |  |  | 069-47795 | 069-47795 | Stryker Endoscopy Div Stryker Corp | 1588 AIM |  | 18L513454 | TMC-Sarofim 2-OR | MHHS-TMC |  | Camera, Video |  | 069-47795 | 069-47795 | TMC | MHHS-TMC | TMC-Sarofim 2-OR | TMC - SAROFIM 2 -OR | 12/1/19 |  | 12/1/20 |  | CAMERAS |  | CAMERAVIDEO-STRYKER-1588 AIM | CAMERAVIDEO | 1588 AIM |  |  |  | STRYKER | Camera, Video |  | CAMERAVIDEO-STRYKER-1588 AIM |  | 6/21/12 |  |  | Covered PM Repair - Respiratory/Steriliz | MHHS-TMC
NO | YES |  |  |  | 069-47824 | 069-47824 | Stryker Endoscopy Div Stryker Corp | 1588 AIM |  | 18L519134 | TMC-Sarofim 3-OR | MHHS-TMC |  | Camera, Video |  | 069-47824 | 069-47824 | TMC | MHHS-TMC | TMC-Sarofim 3-OR | OR3 |  |  |  |  | CAMERAS |  | CAMERAVIDEO-STRYKER-1588 AIM | CAMERAVIDEO | 1588 AIM |  |  |  | STRYKER | Camera, Video |  | CAMERAVIDEO-STRYKER-1588 AIM |  | 6/21/12 |  |  | Covered PM Repair - Biomedical | MHHS-TMC
NO | YES |  |  |  | 069-47938 | 069-47938 | Stryker Endoscopy Div Stryker Corp | 1588 AIM |  | 18L513434 | TMC-Sarofim 2-OR | MHHS-TMC |  | Camera, Video |  | 069-47938 | 069-47938 | TMC | MHHS-TMC | TMC-Sarofim 2-OR | OR15 | 12/1/19 |  | 12/1/20 |  | CAMERAS |  | CAMERAVIDEO-STRYKER-1588 AIM | CAMERAVIDEO | 1588 AIM |  |  |  | STRYKER | Camera, Video |  | CAMERAVIDEO-STRYKER-1588 AIM |  |  |  |  | Covered PM Repair - Biomedical | MHHS-TMC
NO | YES |  |  |  | 069-44139 | 069-44139 | Stryker Endoscopy Div Stryker Corp | 1588 AIM |  | 18L513364 | TMC-Sarofim 3-OR | MHHS-TMC |  | Camera, Video |  | 069-44139 | 069-44139 | TMC | MHHS-TMC | TMC-Sarofim 3-OR | OR 40 | 12/1/19 |  | 12/1/20 |  | CAMERAS |  | CAMERAVIDEO-STRYKER-1588 AIM | CAMERAVIDEO | 1588 AIM |  |  |  | STRYKER | Camera, Video |  | CAMERAVIDEO-STRYKER-1588 AIM |  | 6/21/12 |  |  | Covered PM Repair - Biomedical | MHHS-TMC
NO | YES |  |  |  | 069-47628 | 069-47628 | Stryker Endoscopy Div Stryker Corp | 1588 AIM |  | 18L513344 | TMC-MHTMC-Central Supply | MHHS-TMC |  | Camera, Video |  | 069-47628 | 069-47628 | TMC | MHHS-TMC | TMC-MHTMC-Central Supply | Or 42 | 12/1/19 |  | 12/1/20 |  | CAMERAS |  | CAMERAVIDEO-STRYKER-1588 AIM | CAMERAVIDEO | 1588 AIM |  |  |  | STRYKER | Camera, Video |  | CAMERAVIDEO-STRYKER-1588 AIM |  | 6/21/12 |  |  | Covered PM Repair - Biomedical | MHHS-TMC
NO | YES |  |  |  | 069-47809 | 069-47809 | Stryker Endoscopy Div Stryker Corp | 1588 AIM |  | 18L513374 | TMC-Sarofim 3-OR | MHHS-TMC |  | Camera, Video |  | 069-47809 | 069-47809 | TMC | MHHS-TMC | TMC-Sarofim 3-OR | S3622 | 12/1/19 |  | 12/1/20 |  | CAMERAS |  | CAMERAVIDEO-STRYKER-1588 AIM | CAMERAVIDEO | 1588 AIM |  |  |  | STRYKER | Camera, Video |  | CAMERAVIDEO-STRYKER-1588 AIM |  |  |  |  | Covered PM Repair - Biomedical | MHHS-TMC
NO | YES |  |  |  | 069-47810 | 069-47810 | Stryker Endoscopy Div Stryker Corp | 1588 AIM |  | 18L519124 | Biomed | MHHS-TMC |  | Camera, Video |  | 069-47810 | 069-47810 | TMC | Memorial Hermann-Texas Medical Center | Biomed | S3622 | 12/1/19 |  | 12/1/20 |  | CAMERAS |  | CAMERAVIDEO-STRYKER-1588 AIM | CAMERAVIDEO | 1588 AIM |  |  |  | STRYKER | Camera, Video |  | CAMERAVIDEO-STRYKER-1588 AIM |  |  |  |  | Covered PM Repair - Biomedical | MHHS-TMC
NO | YES |  |  |  | 029-10415 | 029-10415 | Stryker Endoscopy Div Stryker Corp | 1588 AIM |  | 16CO49054 | Woodlands-OR | MHHS-Woodlands |  | Camera, Video |  | 029-10415 | 029-10415 | Woodlands | MHHS-Woodlands | Woodlands-OR | Equipment Storage | 7/1/19 |  | 7/1/20 |  | CAMERAS | Camera, Video | CAMERAVIDEO-STRYKER-1588 AIM | CAMERAVIDEO | 1588 AIM |  |  |  | STRYKER | Camera, Video |  | CAMERAVIDEO-STRYKER-1588 AIM |  |  |  |  | Covered PM Repair - Biomedical | MHHS-Woodlands | [8 empty] | CAMERAVIDEO | Camera, Video | STRYKER
NO | YES |  |  |  | 029-10422 | 029-10422 | Stryker Endoscopy Div Stryker Corp | 1588 AIM |  | 16C049104 | Woodlands-OR | MHHS-Woodlands |  | Camera, Video |  | 029-10422 | 029-10422 | Woodlands | MHHS-Woodlands | Woodlands-OR |  | 10/1/19 |  | 10/1/20 |  | CAMERAS | Camera, Video | CAMERAVIDEO-STRYKER-1588 AIM | CAMERAVIDEO | 1588 AIM |  |  |  | STRYKER | Camera, Video |  | CAMERAVIDEO-STRYKER-1588 AIM |  |  |  |  | Covered PM Repair - Biomedical | MHHS-Woodlands | [8 empty] | CAMERAVIDEO | Camera, Video | STRYKER
NO | YES |  |  |  | 029-10488 | 029-10488 | Stryker Endoscopy Div Stryker Corp | 1588 AIM |  | 16C049254 | Woodlands-OR | MHHS-Woodlands |  | Camera, Video |  | 029-10488 | 029-10488 | Woodlands | MHHS-Woodlands | Woodlands-OR | Equipment Storage | 7/1/19 |  | 7/1/20 |  | CAMERAS | Camera, Video | CAMERAVIDEO-STRYKER-1588 AIM | CAMERAVIDEO | 1588 AIM |  |  |  | STRYKER | Camera, Video |  | CAMERAVIDEO-STRYKER-1588 AIM |  |  |  |  | Covered PM Repair - Biomedical | MHHS-Woodlands | [8 empty] | CAMERAVIDEO | Camera, Video | STRYKER
NO | YES |  |  |  | 029-10495 | 029-10495 | Stryker Endoscopy Div Stryker Corp | 1588 AIM |  | 16C049084 | Woodlands-OR | MHHS-Woodlands |  | Camera, Video |  | 029-10495 | 029-10495 | Woodlands | MHHS-Woodlands | Woodlands-OR |  | 10/1/19 |  | 10/1/20 |  | CAMERAS | Camera, Video | CAMERAVIDEO-STRYKER-1588 AIM | CAMERAVIDEO | 1588 AIM |  |  |  | STRYKER | Camera, Video |  | CAMERAVIDEO-STRYKER-1588 AIM |  |  |  |  | Covered PM Repair - Biomedical | MHHS-Woodlands | [8 empty] | CAMERAVIDEO | Camera, Video | STRYKER
NO | YES |  |  |  | 029-10502 | 029-10502 | Stryker Endoscopy Div Stryker Corp | 1588 AIM |  | 16C049274 | Woodlands-OR | MHHS-Woodlands |  | Camera, Video |  | 029-10502 | 029-10502 | Woodlands | MHHS-Woodlands | Woodlands-OR | OR 3 | 7/1/19 |  | 7/1/20 |  | CAMERAS | Camera, Video | CAMERAVIDEO-STRYKER-1588 AIM | CAMERAVIDEO | 1588 AIM |  |  |  | STRYKER | Camera, Video |  | CAMERAVIDEO-STRYKER-1588 AIM |  |  |  |  | Covered PM Repair - Biomedical | MHHS-Woodlands | [8 empty] | CAMERAVIDEO | Camera, Video | STRYKER
NO | YES |  |  |  | 029-10509 | 029-10509 | Stryker Endoscopy Div Stryker Corp | 1588 AIM |  | 16C049044 | Woodlands-OR | MHHS-Woodlands |  | Camera, Video |  | 029-10509 | 029-10509 | Woodlands | MHHS-Woodlands | Woodlands-OR |  | 7/1/19 |  | 7/1/20 |  | CAMERAS | Camera, Video | CAMERAVIDEO-STRYKER-1588 AIM | CAMERAVIDEO | 1588 AIM |  |  |  | STRYKER | Camera, Video |  | CAMERAVIDEO-STRYKER-1588 AIM |  |  |  |  | Covered PM Repair - Biomedical | MHHS-Woodlands | [8 empty] | CAMERAVIDEO | Camera, Video | STRYKER
NO | YES |  |  |  | 029-10516 | 029-10516 | Stryker Endoscopy Div Stryker Corp | 1588 AIM |  | 16C049034 | Woodlands-OR | MHHS-Woodlands |  | Camera, Video |  | 029-10516 | 029-10516 | Woodlands | MHHS-Woodlands | Woodlands-OR |  | 10/1/19 |  | 10/1/20 |  | CAMERAS | Camera, Video | CAMERAVIDEO-STRYKER-1588 AIM | CAMERAVIDEO | 1588 AIM |  |  |  | STRYKER | Camera, Video |  | CAMERAVIDEO-STRYKER-1588 AIM |  |  |  |  | Covered PM Repair - Biomedical | MHHS-Woodlands | [8 empty] | CAMERAVIDEO | Camera, Video | STRYKER
NO | YES |  |  |  | 029-12103 | 029-12103 | Stryker Endoscopy Div Stryker Corp | 1588 AIM |  | 16D049124 | Woodlands-OR | MHHS-Woodlands |  | Camera, Video |  | 029-12103 | 029-12103 | Woodlands | MHHS-Woodlands | Woodlands-OR |  | 7/1/19 |  | 7/1/20 |  | CAMERAS | Camera, Video | CAMERAVIDEO-STRYKER-1588 AIM | CAMERAVIDEO | 1588 AIM |  |  |  | STRYKER | Camera, Video |  | CAMERAVIDEO-STRYKER-1588 AIM |  | 5/14/15 |  |  | Covered PM Repair - Biomedical | MHHS-Woodlands | [8 empty] | CAMERAVIDEO | Camera, Video | STRYKER
NO | NO |  |  |  | 142-08208 |  | Stryker Endoscopy Div Stryker Corp | 1588 AIM |  | 18J587834 | NE - OR | MHHS-Northeast |  | Camera, Video |  | 142-08208 |  | Katy |  | NE - OR | [5 empty] | CAMERAS |  | CAMERAVIDEO-STRYKER-1588 AIM | CAMERAVIDEO | 1588 AIM |  |  |  | STRYKER | Camera, Video |  | CAMERAVIDEO-STRYKER-1588 AIM |  |  |  |  | Covered PM Repair - Biomedical | MHHS-Northeast
NO | NO |  |  |  | 142-08312 |  | Stryker Endoscopy Div Stryker Corp | 1588 AIM |  | 19G525294 | NE - OR | MHHS-Northeast |  | Camera, Video |  | 142-08312 |  | Katy |  | NE - OR | [5 empty] | CAMERAS |  | CAMERAVIDEO-STRYKER-1588 AIM | CAMERAVIDEO | 1588 AIM |  |  |  | STRYKER | Camera, Video |  | CAMERAVIDEO-STRYKER-1588 AIM |  |  |  |  | Covered PM Repair - Biomedical | MHHS-Northeast
NO | NO |  |  |  | 069-44493 |  | Stryker Endoscopy Div Stryker Corp | 1588 AIM |  | 17I1566454 | TMC - JONES - TSCU (9J) | MHHS-TMC |  | Camera, Video |  | 069-44493 |  | TMC |  | TMC - JONES - TSCU (9J) | [5 empty] | CAMERAS |  | CAMERAVIDEO-STRYKER-1588 AIM | CAMERAVIDEO | 1588 AIM |  |  |  | STRYKER | Camera, Video |  | CAMERAVIDEO-STRYKER-1588 AIM |  |  |  |  | Covered PM Repair - Biomedical | MHHS-TMC
NO | NO |  |  |  | 069-42470 |  | Stryker Endoscopy Div Stryker Corp | 1588 AIM |  | 16G028664 | TMC - OR - HERMANN (2HP) | MHHS-TMC |  | Camera, Video |  | 069-42470 |  | TMC |  | TMC - OR - HERMANN (2HP) | [5 empty] | CAMERAS |  | CAMERAVIDEO-STRYKER-1588 AIM | CAMERAVIDEO | 1588 AIM |  |  |  | STRYKER | Camera, Video |  | CAMERAVIDEO-STRYKER-1588 AIM |  |  |  |  | Covered PM Repair - Biomedical | MHHS-TMC
NO | NO |  |  |  | 069-42471 |  | Stryker Endoscopy Div Stryker Corp | 1588 AIM |  | 16G028714 | TMC - OR - HERMANN (2HP) | MHHS-TMC |  | Camera, Video |  | 069-42471 |  | TMC |  | TMC - OR - HERMANN (2HP) | [5 empty] | CAMERAS |  | CAMERAVIDEO-STRYKER-1588 AIM | CAMERAVIDEO | 1588 AIM |  |  |  | STRYKER | Camera, Video |  | CAMERAVIDEO-STRYKER-1588 AIM |  |  |  |  | Covered PM Repair - Biomedical | MHHS-TMC
NO | NO |  |  |  | 069-42473 |  | Stryker Endoscopy Div Stryker Corp | 1588 AIM |  | 16G025134 | TMC - OR - HERMANN (2HP) | MHHS-TMC |  | Camera, Video |  | 069-42473 |  | TMC |  | TMC - OR - HERMANN (2HP) | [5 empty] | CAMERAS |  | CAMERAVIDEO-STRYKER-1588 AIM | CAMERAVIDEO | 1588 AIM |  |  |  | STRYKER | Camera, Video |  | CAMERAVIDEO-STRYKER-1588 AIM |  |  |  |  | Covered PM Repair - Biomedical | MHHS-TMC
NO | NO |  |  |  | 069-42469 |  | Stryker Endoscopy Div Stryker Corp | 1588 AIM |  | 16H526394 | TMC - OR - MOBILE EQUIP | MHHS-TMC |  | Camera, Video |  | 069-42469 |  | TMC |  | TMC - OR - MOBILE EQUIP | [5 empty] | CAMERAS |  | CAMERAVIDEO-STRYKER-1588 AIM | CAMERAVIDEO | 1588 AIM |  |  |  | STRYKER | Camera, Video |  | CAMERAVIDEO-STRYKER-1588 AIM |  |  |  |  | Covered PM Repair - Biomedical | MHHS-TMC
NO | NO |  |  |  | 069-42477 |  | Stryker Endoscopy Div Stryker Corp | 1588 AIM |  | 16H526434 | TMC - OR - MOBILE EQUIP | MHHS-TMC |  | Camera, Video |  | 069-42477 |  | TMC |  | TMC - OR - MOBILE EQUIP | [5 empty] | CAMERAS |  | CAMERAVIDEO-STRYKER-1588 AIM | CAMERAVIDEO | 1588 AIM |  |  |  | STRYKER | Camera, Video |  | CAMERAVIDEO-STRYKER-1588 AIM |  |  |  |  | Covered PM Repair - Biomedical | MHHS-TMC
NO | YES |  |  |  | 133-31138 | 133-31138 | Stryker Endoscopy Div Stryker Corp |  |  | 19K539204 | Katy-OR | MHHS-Katy |  |  |  | 133-31138 | 133-31138 | Katy | MHHS-Katy | Katy-OR | OR |  |  |  |  | LIGHT SOURCES, FIBEROPTIC |  | .needs class | [5 empty] | Stryker |  |  |  |  | 4/1/17 |  |  | Covered PM Repair - Biomedical | MHHS-Katy
NO | YES |  |  |  | 133-05738 | 133-05738 | Stryker Endoscopy Div Stryker Corp | 240-030-930 |  | SVE217J1006 | Katy-OR | MHHS-Katy |  | Monitor, Video |  | 133-05738 | 133-05738 | Katy | MHHS-Katy | Katy-OR | OR | 7/1/16 |  |  |  | MONITORS, VIDEO | Monitor, Video | MONITORVIDEO-Stryker-240-030-930 | MONITORVIDEO | 240-030-930 |  |  |  | Stryker | Monitor, Video |  | MONITORVIDEO-Stryker-240-030-930 |  |  |  |  | Covered PM Repair - Biomedical | MHHS-Katy | [8 empty] | MONITORVIDEO | Monitor, Video | Stryker
NO | YES | [5 empty] | Stryker Endoscopy Div Stryker Corp | 240-030-930 |  | VEH262F0068 | TMC-OR-Hermann (2Hp) | MHHS-TMC |  | Monitor, Video |  |  |  | TMC | MHHS-TMC | TMC-OR-Hermann (2Hp) | H2/412 Storage |  |  |  |  | MONITORS, VIDEO |  | MONITORVIDEO-Stryker-240-030-930 | MONITORVIDEO | 240-030-930 |  |  |  | Stryker | Monitor, Video |  | MONITORVIDEO-Stryker-240-030-930 |  |  |  |  | Covered PM Repair - Biomedical | MHHS-TMC
NO | NO |  |  |  | 133-06138 |  | Stryker Endoscopy Div Stryker Corp | 240-030-930 |  | SVE218C0350 | KATY - OR | MHHS-Katy |  | Monitor, Video |  | 133-06138 |  | Katy |  | KATY - OR | [5 empty] | MONITORS, VIDEO |  | MONITORVIDEO-Stryker-240-030-930 | MONITORVIDEO | 240-030-930 |  |  |  | Stryker | Monitor, Video |  | MONITORVIDEO-Stryker-240-030-930 |  |  |  |  | Covered PM Repair - Biomedical | MHHS-Katy
NO | NO |  |  |  | 069-38603 |  | Stryker Endoscopy Div Stryker Corp | 240-030-930 |  | SVE218J0384 | TMC - OR - CVOR (7HVI) | MHHS-TMC |  | Monitor, Video |  | 069-38603 |  | TMC |  | TMC - OR - CVOR (7HVI) | [5 empty] | MONITORS, VIDEO |  | MONITORVIDEO-Stryker-240-030-930 | MONITORVIDEO | 240-030-930 |  |  |  | Stryker | Monitor, Video |  | MONITORVIDEO-Stryker-240-030-930 |  |  |  |  | Covered PM Repair - Biomedical | MHHS-TMC
NO | YES |  |  |  | 133-09007 | 133-09007 | Stryker Endoscopy Div Stryker Corp | 240-030-970 |  | VHW261C0026 | Katy-OR | MHHS-Katy |  |  |  | 133-09007 | 133-09007 | Katy | MHHS-Katy | Katy-OR | Bronchoscopy | 7/1/19 | 7/1/20 |  |  | MONITORS, VIDEO | Monitor, Video | MONITORVIDEO-Stryker-0240030970 |  |  |  |  | MONITORVIDEO-Stryker-0240030970 | Stryker |  |  |  |  | 12/6/18 |  |  | Not Covered Vendor Only - Lab Ana/Anes | MHHS-Katy | [8 empty] | MONITORVIDEO | Monitor, Video | Stryker
NO | YES |  |  |  | 133-09008 | 133-09008 | Stryker Endoscopy Div Stryker Corp | 240-030-970 |  | VHW260C0159 | Katy-Endoscopy | MHHS-Katy |  |  |  | 133-09008 | 133-09008 | Katy | MHHS-Katy | Katy-Endoscopy | Pacu |  |  |  |  | MONITORS, VIDEO | Monitor, Video | MONITORVIDEO-Stryker-0240030970 |  |  |  |  | MONITORVIDEO-Stryker-0240030970 | Stryker |  |  |  |  | 12/6/18 |  |  | Not Covered Vendor Only - Lab Ana/Anes | MHHS-Katy | [8 empty] | MONITORVIDEO | Monitor, Video | Stryker
NO | YES |  |  |  | 133-08563 | 133-08563 | Stryker Endoscopy Div Stryker Corp | 240-030-970 |  | VHW262E0192 | Katy-OR | MHHS-Katy |  |  |  | 133-08563 | 133-08563 | Katy | MHHS-Katy | Katy-OR | Sterile Core | 7/1/16 |  |  |  | MONITORS, VIDEO | Monitor, Video | MONITORVIDEO-Stryker-0240030970 |  |  |  |  | MONITORVIDEO-Stryker-0240030970 | Stryker |  |  |  |  | 12/6/18 |  |  | Not Covered Vendor Only - Lab Ana/Anes | MHHS-Katy | [8 empty] | MONITORVIDEO | Monitor, Video | Stryker
NO | NO | [5 empty] | Stryker Endoscopy Div Stryker Corp | 240-030-970 |  | VHW262D0107 | WOODLANDS - OR | MHHS-Woodlands | [5 empty] | Woodlands |  | WOODLANDS - OR | [5 empty] | MONITORS, VIDEO |  | MONITORVIDEO-Stryker-0240030970 |  |  |  |  | MONITORVIDEO-Stryker-0240030970 | Stryker | [7 empty] | Not Covered Vendor Only - Lab Ana/Anes | MHHS-Woodlands
NO | YES |  |  |  | 005-07909 | 005-07909 | Stryker Endoscopy Div Stryker Corp | 240-099-011 |  | 100827AM006 | SE-OR | MHHS-Southeast |  | Cart, Equipment |  | 005-07909 | 005-07909 | Southeast | MHHS-Southeast | SE-OR | OR |  |  |  |  | CARTS |  | CARTEQUIPMENT-Stryker-240-099-011 | CARTEQUIPMENT | 240-099-011 |  |  |  | Stryker | Cart, Equipment |  | CARTEQUIPMENT-Stryker-240-099-011 |  |  |  |  | Covered PM Repair - Biomedical | MHHS-Southeast
NO | YES |  |  |  | 005-07910 | 005-07910 | Stryker Endoscopy Div Stryker Corp | 240-099-011 |  | 100827AM005 | SE-OR | MHHS-Southeast |  | Cart, Equipment |  | 005-07910 | 005-07910 | Southeast | MHHS-Southeast | SE-OR | OR | 4/1/19 |  |  |  | CARTS |  | CARTEQUIPMENT-Stryker-240-099-011 | CARTEQUIPMENT | 240-099-011 |  |  |  | Stryker | Cart, Equipment |  | CARTEQUIPMENT-Stryker-240-099-011 |  |  |  |  | Covered PM Repair - Biomedical | MHHS-Southeast
NO | YES |  |  |  | 005-34270 | 005-34270 | Stryker Endoscopy Div Stryker Corp | 240-099-011 |  | 070521AD039 | SE-OR | MHHS-Southeast |  | Cart, Equipment |  | 005-34270 | 005-34270 | Southeast | MHHS-Southeast | SE-OR | OR | 4/1/19 |  | 4/1/20 |  | CARTS |  | CARTEQUIPMENT-Stryker-240-099-011 | CARTEQUIPMENT | 240-099-011 |  |  |  | Stryker | Cart, Equipment |  | CARTEQUIPMENT-Stryker-240-099-011 |  |  |  |  | Covered PM Repair - Biomedical | MHHS-Southeast
NO | YES |  |  |  | 005-34277 | 005-34277 | Stryker Endoscopy Div Stryker Corp | 240-099-011 |  | 070423AD061 | SE-OR | MHHS-Southeast |  | Cart, Equipment |  | 005-34277 | 005-34277 | Southeast | MHHS-Southeast | SE-OR | OR | 4/1/19 |  | 4/1/20 |  | CARTS |  | CARTEQUIPMENT-Stryker-240-099-011 | CARTEQUIPMENT | 240-099-011 |  |  |  | Stryker | Cart, Equipment |  | CARTEQUIPMENT-Stryker-240-099-011 |  | 1/1/15 |  |  | Covered PM Repair - Biomedical | MHHS-Southeast
NO | YES |  |  |  | 069-40426 | 069-40426 | Stryker Endoscopy Div Stryker Corp | 240-099-011 |  | 150112AM010 | (null) | MHHS-TMC |  | Cart, Equipment |  | 069-40426 | 069-40426 | (null) | MHHS-TMC | (null) | (null) |  |  |  | (null) | CARTS |  | CARTEQUIPMENT-Stryker-240-099-011 | CARTEQUIPMENT | 240-099-011 |  |  |  | Stryker | Cart, Equipment | (null) | CARTEQUIPMENT-Stryker-240-099-011 |  | 12/6/18 | (null) |  | Not Covered Vendor Only - Lab Ana/Anes | MHHS-TMC
NO | YES |  |  |  | 069-40430 | 069-40430 | Stryker Endoscopy Div Stryker Corp | 240-099-011 |  | 150112AM008 | TWC | MHHS-TMC |  | Cart, Equipment |  | 069-40430 | 069-40430 | TMC | Memorial Hermann Heart | TWC | Equipment Room |  |  |  |  | CARTS | Cart, Equipment | CARTEQUIPMENT-Stryker-240-099-011 | CARTEQUIPMENT | 240-099-011 |  |  |  | Stryker | Cart, Equipment |  | CARTEQUIPMENT-Stryker-240-099-011 |  | 12/6/18 |  |  | Not Covered Vendor Only - Lab Ana/Anes | MHHS-TMC | [8 empty] | CARTEQUIPMENT | Cart, Equipment | Stryker
NO | YES |  |  |  | 069-40457 | 069-40457 | Stryker Endoscopy Div Stryker Corp | 240-099-011 |  | 150112AM007 | TMC-OR-Hermann (2Hp) | MHHS-TMC |  | Cart, Equipment |  | 069-40457 | 069-40457 | TMC | MHHS-TMC | TMC-OR-Hermann (2Hp) | Equipment room | 4/1/16 |  |  | No PM Sticker | CARTS | Cart, Equipment | CARTEQUIPMENT-Stryker-240-099-011 | CARTEQUIPMENT | 240-099-011 |  |  |  | Stryker | Cart, Equipment |  | CARTEQUIPMENT-Stryker-240-099-011 |  |  |  |  | Covered PM Repair - Biomedical | MHHS-TMC | [8 empty] | CARTEQUIPMENT | Cart, Equipment | Stryker
NO | YES |  |  |  |  | 069-21146 | Stryker Endoscopy Div Stryker Corp | 240-099-011 |  |  | TMC-OR-Pedi OR (2R) | MHHS-TMC |  | Cart, Equipment |  |  | 069-21146 | TMC | MHHS-TMC | TMC-OR-Pedi OR (2R) | OR Hallway | 4/1/16 |  |  |  | CARTS |  | CARTEQUIPMENT-Stryker-240-099-011 | CARTEQUIPMENT | 240-099-011 |  |  |  | Stryker | Cart, Equipment |  | CARTEQUIPMENT-Stryker-240-099-011 |  | 8/1/17 |  |  | Not Covered Vendor Only - Biomedical | MHHS-TMC
NO | YES |  |  |  | 000-04417 | 000-04417 | Stryker Endoscopy Div Stryker Corp | 240-099-011 |  | 160315AM010 | SE-OR |  |  |  |  | 000-04417 | 000-04417 | Southeast | MHHS-Southeast | SE-OR | OR | 4/1/19 |  | 4/1/20
YES | YES |  |  |  | 099-06374 | 099-06374 | Stryker Endoscopy Div Stryker Corp | 240-099-011 |  | 160315AM011 | SE - OR |  |  |  |  | 099-06374 | 099-06374 | Southeast | Memorial Hermann Southeast Hospital | SE - OR | OR
NO | YES |  |  |  | 005-11806 | 005-11806 | Stryker Endoscopy Div Stryker Corp | 240-099-011 |  | 100827AM007 | SE-OR |  |  |  |  | 005-11806 | 005-11806 | Southeast | MHHS-Southeast | SE-OR | OR
NO | NO |  |  |  | 069-40447 |  | Stryker Endoscopy Div Stryker Corp | 240-099-011 |  | 150112AM013 | TMC - OR - MOBILE EQUIP | MHHS-TMC |  | Cart, Equipment |  | 069-40447 |  | TMC |  | TMC - OR - MOBILE EQUIP | [5 empty] | CARTS |  | CARTEQUIPMENT-Stryker-240-099-011 | CARTEQUIPMENT | 240-099-011 |  |  |  | Stryker | Cart, Equipment |  | CARTEQUIPMENT-Stryker-240-099-011 |  |  |  |  | Covered PM Repair - Biomedical | MHHS-TMC
NO | NO |  |  |  | 069-40438 |  | Stryker Endoscopy Div Stryker Corp | 240-099-011 |  | 150112AM014 | TMC - OR - PEDI OR (2R) | MHHS-TMC |  | Cart, Equipment |  | 069-40438 |  | TMC |  | TMC - OR - PEDI OR (2R) | [5 empty] | CARTS |  | CARTEQUIPMENT-Stryker-240-099-011 | CARTEQUIPMENT | 240-099-011 |  |  |  | Stryker | Cart, Equipment |  | CARTEQUIPMENT-Stryker-240-099-011 |  |  |  |  | Not Covered Vendor Only - Biomedical | MHHS-TMC
NO | NO | [5 empty] | Stryker Endoscopy Div Stryker Corp | 240-099-011 |  | 120925AM010 | TMC - OR - PEDI OR (2R) | MHHS-TMC |  | Cart, Equipment |  |  |  | TMC |  | TMC - OR - PEDI OR (2R) | [5 empty] | CARTS |  | CARTEQUIPMENT-Stryker-240-099-011 | CARTEQUIPMENT | 240-099-011 |  |  |  | Stryker | Cart, Equipment |  | CARTEQUIPMENT-Stryker-240-099-011 |  |  |  |  | Covered PM Repair - Biomedical | MHHS-TMC
NO | NO | [5 empty] | Stryker Endoscopy Div Stryker Corp | 240-099-011 |  | 120925AM009 | TMC - OR - PEDI OR (2R) | MHHS-TMC |  | Cart, Equipment |  |  |  | TMC |  | TMC - OR - PEDI OR (2R) | [5 empty] | CARTS |  | CARTEQUIPMENT-Stryker-240-099-011 | CARTEQUIPMENT | 240-099-011 |  |  |  | Stryker | Cart, Equipment |  | CARTEQUIPMENT-Stryker-240-099-011 |  |  |  |  | No Coverage Specified | MHHS-TMC
NO | NO | [5 empty] | Stryker Endoscopy Div Stryker Corp | 240-099-011 |  | 121119AM024 | TMC - OR - PEDI OR (2R) | MHHS-TMC |  | Cart, Equipment |  |  |  | TMC |  | TMC - OR - PEDI OR (2R) | [5 empty] | CARTS |  | CARTEQUIPMENT-Stryker-240-099-011 | CARTEQUIPMENT | 240-099-011 |  |  |  | Stryker | Cart, Equipment |  | CARTEQUIPMENT-Stryker-240-099-011 |  |  |  |  | No Coverage Specified | MHHS-TMC
NO | NO |  |  |  | 069-33783 |  | Stryker Endoscopy Div Stryker Corp | 240-099-011 |  | 100819AM005 | TMC - OR - ROBERTSON (2R) | MHHS-TMC |  | Cart, Equipment |  | 069-33783 |  | TMC |  | TMC - OR - ROBERTSON (2R) | [5 empty] | CARTS |  | CARTEQUIPMENT-Stryker-240-099-011 | CARTEQUIPMENT | 240-099-011 |  |  |  | Stryker | Cart, Equipment |  | CARTEQUIPMENT-Stryker-240-099-011 |  |  |  |  | No Coverage Specified | MHHS-TMC
NO | NO |  |  |  | 069-41856 |  | Stryker Endoscopy Div Stryker Corp | 240-099-011 |  | 121212AM023 | TMC - OR - ROBERTSON (2R) | MHHS-TMC |  | Cart, Equipment |  | 069-41856 |  | TMC |  | TMC - OR - ROBERTSON (2R) | [5 empty] | CARTS |  | CARTEQUIPMENT-Stryker-240-099-011 | CARTEQUIPMENT | 240-099-011 |  |  |  | Stryker | Cart, Equipment |  | CARTEQUIPMENT-Stryker-240-099-011 |  |  |  |  | No Coverage Specified | MHHS-TMC
NO | YES |  |  |  | 129-07842 | 129-07842 | Stryker Endoscopy Div Stryker Corp |  |  | 5K28-SYS-H1839010 | Sugar Land-OR | MHHS-Sugarland |  |  |  | 129-07842 | 129-07842 | Sugar Land | MHHS-Sugarland | Sugar Land-OR | OR 1 | 7/1/19 |  | 7/1/20 |  | ENDOSCOPIC EQUIPMENT, VIDEO CART | Cart, Equipment | CARTEQUIPMENT-STRYKER-Auxillary Cart |  |  |  |  | CARTEQUIPMENT-STRYKER-Auxillary Cart | Stryker | [7 empty] | Covered PM Repair - Radiology, Low End | MHHS-Sugarland | [8 empty] | CARTEQUIPMENT | Cart, Equipment | STRYKER
NO | YES |  |  |  |  | 069-21148 | Stryker Endoscopy Div Stryker Corp | 277-200-100 |  | 05g025224 | TMC-OR-Pedi OR (2R) | MHHS-TMC |  | Controller |  |  | 069-21148 | TMC | MHHS-TMC | TMC-OR-Pedi OR (2R) |  | 12/1/19 |  |  |  | ENDOSCOPIC EQUIPMENT |  | CONTROLLER-Stryker-277-200-100 | CONTROLLER | 277-200-100 |  |  |  | Stryker | Controller |  | CONTROLLER-Stryker-277-200-100 |  | 12/31/13 |  |  | Covered PM Repair - Biomedical | MHHS-TMC
NO | YES |  |  |  |  | 069-21186 | Stryker Endoscopy Div Stryker Corp |  |  | 05G031124 | TMC-OR-Pedi OR (2R) | MHHS-TMC |  | Controller, Camera |  |  | 069-21186 | TMC | MHHS-TMC | TMC-OR-Pedi OR (2R) | OR Hallway |  |  |  |  | CAMERAS |  | CONTROLLERCAMERA-Stryker-888 | CONTROLLERCAMERA |  |  |  |  | Stryker | Controller, Camera |  | CONTROLLERCAMERA-Stryker-888 |  |  |  |  | Covered PM Repair - Biomedical | MHHS-TMC
NO | YES |  |  |  | 005-11238 | 005-11238 | Stryker Endoscopy Div Stryker Corp | CLARITY VIDEO ENHANCER |  |  | SE-OR | MHHS-Southeast |  |  |  | 005-11238 | 005-11238 | Southeast | MHHS-Southeast | SE-OR | OR | 1/1/20 |  | 1/1/21 |  | ENDOSCOPIC EQUIPMENT |  | PROCVID-STRYKER-Clarity |  |  |  |  | PROCVID-STRYKER-Clarity | Stryker |  |  |  |  | 11/1/18 |  |  | Covered PM Repair - Biomedical | MHHS-Southeast
NO | YES |  |  |  | 005-11239 | 005-11239 | Stryker Endoscopy Div Stryker Corp | CLARITY VIDEO ENHANCER |  |  | SE-OR | MHHS-Southeast |  |  |  | 005-11239 | 005-11239 | Southeast | MHHS-Southeast | SE-OR | OR | 10/1/19 |  |  |  | ENDOSCOPIC EQUIPMENT |  | PROCVID-STRYKER-Clarity |  |  |  |  | PROCVID-STRYKER-Clarity | Stryker |  |  |  |  | 11/1/18 |  |  | Covered PM Repair - Biomedical | MHHS-Southeast
NO | YES |  |  |  | 005-11246 | 005-11246 | Stryker Endoscopy Div Stryker Corp | CLARITY VIDEO ENHANCER |  |  | SE-OR | MHHS-Southeast |  |  |  | 005-11246 | 005-11246 | Southeast | MHHS-Southeast | SE-OR | OR |  |  |  |  | ENDOSCOPIC EQUIPMENT |  | PROCVID-STRYKER-Clarity |  |  |  |  | PROCVID-STRYKER-Clarity | Stryker |  |  |  |  | 3/1/20 |  |  | Not Covered Vendor Only - Biomedical | MHHS-Southeast
NO | YES |  |  |  | 005-11252 | 005-11252 | Stryker Endoscopy Div Stryker Corp | CLARITY VIDEO ENHANCER |  |  | SE-OR | MHHS-Southeast |  |  |  | 005-11252 | 005-11252 | Southeast | MHHS-Southeast | SE-OR | OR |  |  |  |  | ENDOSCOPIC EQUIPMENT |  | PROCVID-STRYKER-Clarity |  |  |  |  | PROCVID-STRYKER-Clarity | Stryker | [7 empty] | Covered PM Repair - Biomedical | MHHS-Southeast
NO | YES | Serial Number 16C041204 |  |  | 005-11253 | 005-11253 | Stryker Endoscopy Div Stryker Corp | CLARITY VIDEO ENHANCER |  | 16C041204 | SE-OR | MHHS-Southeast |  |  |  | 005-11253 | 005-11253 | Southeast | MHHS-Southeast | SE-OR | OR |  |  |  |  | ENDOSCOPIC EQUIPMENT |  | PROCVID-STRYKER-Clarity |  |  |  |  | PROCVID-STRYKER-Clarity | Stryker | [7 empty] | Clinical Miscellaneous | MHHS-Southeast
NO | YES |  |  |  | 005-11540 | 005-11540 | Stryker Endoscopy Div Stryker Corp | CLARITY VIDEO ENHANCER |  |  | SE-OR | MHHS-Southeast |  |  |  | 005-11540 | 005-11540 | Southeast | MHHS-Southeast | SE-OR | [5 empty] | ENDOSCOPIC EQUIPMENT |  | PROCVID-STRYKER-Clarity |  |  |  |  | PROCVID-STRYKER-Clarity | Stryker |  |  |  |  | 2/5/19 |  |  | Covered PM Repair - Biomedical | MHHS-Southeast
NO | YES |  |  |  | 005-11545 | 005-11545 | Stryker Endoscopy Div Stryker Corp | CLARITY VIDEO ENHANCER |  |  | SE-OR | MHHS-Southeast |  |  |  | 005-11545 | 005-11545 | Southeast | MHHS-Southeast | SE-OR | SE -OR |  |  |  |  | ENDOSCOPIC EQUIPMENT |  | PROCVID-STRYKER-Clarity |  |  |  |  | PROCVID-STRYKER-Clarity | Stryker |  |  |  |  | 2/5/19 |  |  | Covered PM Repair - Biomedical | MHHS-Southeast
NO | YES |  |  |  | 005-11550 | 005-11550 | Stryker Endoscopy Div Stryker Corp | CLARITY VIDEO ENHANCER |  |  | SE-OR | MHHS-Southeast |  |  |  | 005-11550 | 005-11550 | Southeast | MHHS-Southeast | SE-OR | OR |  |  |  |  | ENDOSCOPIC EQUIPMENT |  | PROCVID-STRYKER-Clarity |  |  |  |  | PROCVID-STRYKER-Clarity | Stryker |  |  |  |  | 10/20/19 |  |  | Covered PM Repair - Biomedical | MHHS-Southeast
NO | YES |  |  |  | 005-11922 | 005-11922 | Stryker Endoscopy Div Stryker Corp | CLARITY VIDEO ENHANCER |  |  | SE-OR | MHHS-Southeast |  |  |  | 005-11922 | 005-11922 | Southeast | MHHS-Southeast | SE-OR | OR | 10/1/19 |  |  |  | ENDOSCOPIC EQUIPMENT |  | PROCVID-STRYKER-Clarity |  |  |  |  | PROCVID-STRYKER-Clarity | Stryker |  |  |  |  | 10/20/19 |  |  | Covered PM Repair - Biomedical | MHHS-Southeast
NO | YES |  |  |  | 069-42490 | 069-42490 | Stryker Endoscopy Div Stryker Corp | CLARITY VIDEO ENHANCER |  |  | TMC-OR-Mobile Equip | MHHS-TMC |  |  |  | 069-42490 | 069-42490 | TMC | MHHS-TMC | TMC-OR-Mobile Equip | Equipment room | 4/1/19 |  |  |  | ENDOSCOPIC EQUIPMENT | Processor, Video | PROCVID-STRYKER-Clarity |  |  |  |  | PROCVID-STRYKER-Clarity | Stryker |  |  |  |  | 2/1/17 |  |  | Covered PM Repair - Biomedical | MHHS-TMC | [8 empty] | PROCVID | Processor, Video | STRYKER
NO | YES |  |  |  | 069-47812 | 069-47812 | Stryker Endoscopy Div Stryker Corp | CLARITY VIDEO ENHANCER |  |  | Biomed | MHHS-TMC |  |  |  | 069-47812 | 069-47812 | TMC | Memorial Hermann-Texas Medical Center | Biomed | S3622 | 12/1/19 |  | 12/1/20 |  | ENDOSCOPIC EQUIPMENT |  | PROCVID-STRYKER-Clarity |  |  |  |  | PROCVID-STRYKER-Clarity | Stryker |  |  |  |  | 3/1/20 |  |  | Not Covered Vendor Only - Biomedical | MHHS-TMC
NO | YES |  |  |  | 069-47813 | 069-47813 | Stryker Endoscopy Div Stryker Corp | CLARITY VIDEO ENHANCER |  |  | Biomed | MHHS-TMC |  |  |  | 069-47813 | 069-47813 | TMC | Memorial Hermann-Texas Medical Center | Biomed | S3622 | 12/1/19 |  | 12/1/20 |  | ENDOSCOPIC EQUIPMENT |  | PROCVID-STRYKER-Clarity |  |  |  |  | PROCVID-STRYKER-Clarity | Stryker |  |  |  |  | 8/1/18 |  |  | Covered PM Repair - Biomedical | MHHS-TMC
NO | NO |  |  |  | 005-11627 |  | Stryker Endoscopy Div Stryker Corp | CLARITY VIDEO ENHANCER |  |  | SE - OR | MHHS-Southeast |  |  |  | 005-11627 |  | Southeast & Bay Area |  | SE - OR | [5 empty] | ENDOSCOPIC EQUIPMENT |  | PROCVID-STRYKER-Clarity |  |  |  |  | PROCVID-STRYKER-Clarity | Stryker | [7 empty] | Covered PM Repair - Biomedical | MHHS-Southeast
NO | NO |  |  |  | 069-42489 |  | Stryker Endoscopy Div Stryker Corp | CLARITY VIDEO ENHANCER |  |  | TMC - OR - HERMANN (2HP) | MHHS-TMC |  |  |  | 069-42489 |  | TMC |  | TMC - OR - HERMANN (2HP) | [5 empty] | ENDOSCOPIC EQUIPMENT |  | PROCVID-STRYKER-Clarity |  |  |  |  | PROCVID-STRYKER-Clarity | Stryker | [7 empty] | Covered PM Repair - Biomedical | MHHS-TMC
NO | NO |  |  |  | 069-42492 |  | Stryker Endoscopy Div Stryker Corp | CLARITY VIDEO ENHANCER |  |  | TMC - OR - HERMANN (2HP) | MHHS-TMC |  |  |  | 069-42492 |  | TMC |  | TMC - OR - HERMANN (2HP) | [5 empty] | ENDOSCOPIC EQUIPMENT |  | PROCVID-STRYKER-Clarity |  |  |  |  | PROCVID-STRYKER-Clarity | Stryker | [7 empty] | Covered PM Repair - Biomedical | MHHS-TMC
NO | NO |  |  |  | 069-42494 |  | Stryker Endoscopy Div Stryker Corp | CLARITY VIDEO ENHANCER |  |  | TMC - OR - HERMANN (2HP) | MHHS-TMC |  |  |  | 069-42494 |  | TMC |  | TMC - OR - HERMANN (2HP) | [5 empty] | ENDOSCOPIC EQUIPMENT |  | PROCVID-STRYKER-Clarity |  |  |  |  | PROCVID-STRYKER-Clarity | Stryker | [7 empty] | Covered PM Repair - Biomedical | MHHS-TMC
NO | NO |  |  |  | 069-42496 |  | Stryker Endoscopy Div Stryker Corp | CLARITY VIDEO ENHANCER |  |  | TMC - OR - HERMANN (2HP) | MHHS-TMC |  |  |  | 069-42496 |  | TMC |  | TMC - OR - HERMANN (2HP) | [5 empty] | ENDOSCOPIC EQUIPMENT |  | PROCVID-STRYKER-Clarity |  |  |  |  | PROCVID-STRYKER-Clarity | Stryker | [7 empty] | Covered PM Repair - Biomedical | MHHS-TMC
NO | NO |  |  |  | 069-42491 |  | Stryker Endoscopy Div Stryker Corp | CLARITY VIDEO ENHANCER |  |  | TMC - OR - MOBILE EQUIP | MHHS-TMC |  |  |  | 069-42491 |  | TMC |  | TMC - OR - MOBILE EQUIP | [5 empty] | ENDOSCOPIC EQUIPMENT |  | PROCVID-STRYKER-Clarity |  |  |  |  | PROCVID-STRYKER-Clarity | Stryker | [7 empty] | Covered PM Repair - Biomedical | MHHS-TMC
NO | NO |  |  |  | 069-42495 |  | Stryker Endoscopy Div Stryker Corp | CLARITY VIDEO ENHANCER |  |  | TMC - OR - MOBILE EQUIP | MHHS-TMC |  |  |  | 069-42495 |  | TMC |  | TMC - OR - MOBILE EQUIP | [5 empty] | ENDOSCOPIC EQUIPMENT |  | PROCVID-STRYKER-Clarity |  |  |  |  | PROCVID-STRYKER-Clarity | Stryker | [7 empty] | Not Covered Vendor Only - Biomedical | MHHS-TMC
NO | NO |  |  |  | 069-42497 |  | Stryker Endoscopy Div Stryker Corp | CLARITY VIDEO ENHANCER |  |  | TMC - OR - MOBILE EQUIP | MHHS-TMC |  |  |  | 069-42497 |  | TMC |  | TMC - OR - MOBILE EQUIP | [5 empty] | ENDOSCOPIC EQUIPMENT |  | PROCVID-STRYKER-Clarity |  |  |  |  | PROCVID-STRYKER-Clarity | Stryker | [7 empty] | Covered PM Repair - Biomedical | MHHS-TMC
NO | NO |  |  |  | 069-42498 |  | Stryker Endoscopy Div Stryker Corp | CLARITY VIDEO ENHANCER |  |  | TMC - OR - MOBILE EQUIP | MHHS-TMC |  |  |  | 069-42498 |  | TMC |  | TMC - OR - MOBILE EQUIP | [5 empty] | ENDOSCOPIC EQUIPMENT |  | PROCVID-STRYKER-Clarity |  |  |  |  | PROCVID-STRYKER-Clarity | Stryker | [7 empty] | Covered PM Repair - Biomedical | MHHS-TMC
NO | NO |  |  |  | 069-47739 |  | Stryker Endoscopy Div Stryker Corp | CLARITY VIDEO ENHANCER |  |  | TMC - SAROFIM 2 - OR | MHHS-TMC |  |  |  | 069-47739 |  | TMC |  | TMC - SAROFIM 2 - OR | [5 empty] | ENDOSCOPIC EQUIPMENT |  | PROCVID-STRYKER-Clarity |  |  |  |  | PROCVID-STRYKER-Clarity | Stryker | [7 empty] | Covered PM Repair - Biomedical | MHHS-TMC
NO | NO |  |  |  | 069-47797 |  | Stryker Endoscopy Div Stryker Corp | CLARITY VIDEO ENHANCER |  |  | TMC - SAROFIM 2 - OR | MHHS-TMC |  |  |  | 069-47797 |  | TMC |  | TMC - SAROFIM 2 - OR | [5 empty] | ENDOSCOPIC EQUIPMENT |  | PROCVID-STRYKER-Clarity |  |  |  |  | PROCVID-STRYKER-Clarity | Stryker | [7 empty] | Covered PM Repair - Biomedical | MHHS-TMC
NO | NO |  |  |  | 069-47827 |  | Stryker Endoscopy Div Stryker Corp | CLARITY VIDEO ENHANCER |  |  | TMC - SAROFIM 2 - OR | MHHS-TMC |  |  |  | 069-47827 |  | TMC |  | TMC - SAROFIM 2 - OR | [5 empty] | ENDOSCOPIC EQUIPMENT |  | PROCVID-STRYKER-Clarity |  |  |  |  | PROCVID-STRYKER-Clarity | Stryker | [7 empty] | Covered PM Repair - Biomedical | MHHS-TMC
NO | NO |  |  |  | 069-47940 |  | Stryker Endoscopy Div Stryker Corp | CLARITY VIDEO ENHANCER |  |  | TMC - SAROFIM 2 - OR | MHHS-TMC |  |  |  | 069-47940 |  | TMC |  | TMC - SAROFIM 2 - OR | [5 empty] | ENDOSCOPIC EQUIPMENT |  | PROCVID-STRYKER-Clarity |  |  |  |  | PROCVID-STRYKER-Clarity | Stryker | [7 empty] | Covered PM Repair - Biomedical | MHHS-TMC
NO | NO |  |  |  | 069-44138 |  | Stryker Endoscopy Div Stryker Corp | CLARITY VIDEO ENHANCER |  |  | TMC - SAROFIM 3 - OR | MHHS-TMC |  |  |  | 069-44138 |  | TMC |  | TMC - SAROFIM 3 - OR | [5 empty] | ENDOSCOPIC EQUIPMENT |  | PROCVID-STRYKER-Clarity |  |  |  |  | PROCVID-STRYKER-Clarity | Stryker | [7 empty] | Not Covered Vendor Only - Biomedical | MHHS-TMC
NO | NO |  |  |  | 069-47627 |  | Stryker Endoscopy Div Stryker Corp | CLARITY VIDEO ENHANCER |  |  | TMC - SAROFIM 3 - OR | MHHS-TMC |  |  |  | 069-47627 |  | TMC |  | TMC - SAROFIM 3 - OR | [5 empty] | ENDOSCOPIC EQUIPMENT |  | PROCVID-STRYKER-Clarity |  |  |  |  | PROCVID-STRYKER-Clarity | Stryker | [7 empty] | Covered PM Repair - Biomedical | MHHS-TMC
NO | YES |  |  |  | 029-08749 | 029-08749 | Stryker Endoscopy Div Stryker Corp | CROSSFIRE |  | 13B022504 | Woodlands-OR | MHHS-Woodlands |  | Shaver System Control Unit |  | 029-08749 | 029-08749 | Woodlands | MHHS-Woodlands | Woodlands-OR | Equipment Storage | 8/1/19 |  | 2/1/20 |  | ARTHROSCOPIC SHAVER SYSTEMS | Shaver System Control Unit | SHAVERSYSCONTROLUNIT-Stryker-CROSSFIRE | SHAVERSYSCONTROLUNIT | CROSSFIRE |  |  |  | Stryker | Shaver System Control Unit |  | SHAVERSYSCONTROLUNIT-Stryker-CROSSFIRE |  | 4/20/17 |  |  | Covered PM Repair - Biomedical | MHHS-Woodlands | [8 empty] | SHAVERSYSCONTROLUNIT | Shaver System Control Unit | Stryker
NO | NO | [5 empty] | Stryker Endoscopy Div Stryker Corp | CROSSFIRE |  | 11f043754 | WOODLANDS - OR | MHHS-Woodlands |  | Shaver System Control Unit |  |  |  | Woodlands |  | WOODLANDS - OR | [5 empty] | ARTHROSCOPIC SHAVER SYSTEMS |  | SHAVERSYSCONTROLUNIT-Stryker-CROSSFIRE | SHAVERSYSCONTROLUNIT | CROSSFIRE |  |  |  | Stryker | Shaver System Control Unit |  | SHAVERSYSCONTROLUNIT-Stryker-CROSSFIRE |  |  |  |  | Covered PM Repair - Biomedical | MHHS-Woodlands
NO | YES |  |  |  | 151-02217 | 151-02217 | Stryker Endoscopy Div Stryker Corp | CROSSFIRE 2 RESECTION |  | 17B516054 | CY-OR | MHHS-Cypress |  |  |  | 151-02217 | 151-02217 | Northwest | MHHS-Cypress | CY-OR | OR 6 | 12/1/19 | 12/1/20 |  |  | ARTHROSCOPIC SHAVER SYSTEMS |  | .needs class | [5 empty] | Stryker |  |  |  |  | 4/19/17 |  |  | Covered PM Repair - Biomedical | MHHS-Cypress
NO | YES |  |  |  | 151-02223 | 151-02223 | Stryker Endoscopy Div Stryker Corp | CROSSFIRE 2 RESECTION |  | 16K536684 | CY-OR | MHHS-Cypress |  |  |  | 151-02223 | 151-02223 | Northwest | MHHS-Cypress | CY-OR | OR 8 | 1/1/20 | 1/1/21 |  |  | ARTHROSCOPIC SHAVER SYSTEMS |  | .needs class | [5 empty] | Stryker |  |  |  |  | 4/19/17 |  |  | Covered PM Repair - Biomedical | MHHS-Cypress
NO | YES |  |  |  | 151-02233 | 151-02233 | Stryker Endoscopy Div Stryker Corp | CROSSFIRE 2 RESECTION |  | 17B516094 | CY-OR | MHHS-Cypress |  |  |  | 151-02233 | 151-02233 | Northwest | MHHS-Cypress | CY-OR | Or 5 | 12/1/18 | 12/1/19 |  |  | ARTHROSCOPIC SHAVER SYSTEMS |  | .needs class | [5 empty] | Stryker |  |  |  |  | 4/20/17 |  |  | Covered PM Repair - Biomedical | MHHS-Cypress
NO | YES |  |  |  | 151-02239 | 151-02239 | Stryker Endoscopy Div Stryker Corp | CROSSFIRE 2 RESECTION |  | 17B516064 | CY-OR | MHHS-Cypress |  |  |  | 151-02239 | 151-02239 | Northwest | MHHS-Cypress | CY-OR | Or | 12/1/19 | 12/1/20 |  |  | ARTHROSCOPIC SHAVER SYSTEMS |  | .needs class | [5 empty] | Stryker |  |  |  |  | 4/19/17 |  |  | Covered PM Repair - Biomedical | MHHS-Cypress
NO | YES |  |  |  | 151-02245 | 151-02245 | Stryker Endoscopy Div Stryker Corp | CROSSFIRE 2 RESECTION |  | 17B517874 | CY-OR | MHHS-Cypress |  |  |  | 151-02245 | 151-02245 | Northwest | MHHS-Cypress | CY-OR | Or 2 | 12/1/19 | 6/1/20 |  |  | ARTHROSCOPIC SHAVER SYSTEMS |  | .needs class | [5 empty] | Stryker |  |  |  |  | 4/20/17 |  |  | Covered PM Repair - Biomedical | MHHS-Cypress
NO | YES |  |  |  | 151-02251 | 151-02251 | Stryker Endoscopy Div Stryker Corp | CROSSFIRE 2 RESECTION |  | 16L503924 | CY-OR | MHHS-Cypress |  |  |  | 151-02251 | 151-02251 | Northwest | MHHS-Cypress | CY-OR | Or 7 | 12/1/19 | 12/1/20 |  |  | ARTHROSCOPIC SHAVER SYSTEMS |  | .needs class | [5 empty] | Stryker |  |  |  |  | 4/20/17 |  |  | Covered PM Repair - Biomedical | MHHS-Cypress
NO | YES |  |  |  | 133-09143 | 133-09143 | Stryker Endoscopy Div Stryker Corp | CROSSFIRE 2 RESECTION |  | 16D013524 | Katy-OR | MHHS-Katy |  |  |  | 133-09143 | 133-09143 | Katy | MHHS-Katy | Katy-OR | W2:207 O.R. Storage | 7/1/19 | 7/1/20 |  |  | ARTHROSCOPIC SHAVER SYSTEMS |  | .needs class | [5 empty] | Stryker |  |  |  |  | 4/19/17 |  |  | Covered PM Repair - Biomedical | MHHS-Katy
NO | YES |  |  |  | 133-09144 | 133-09144 | Stryker Endoscopy Div Stryker Corp | CROSSFIRE 2 RESECTION |  | 16C044274 | Katy-OR | MHHS-Katy |  |  |  | 133-09144 | 133-09144 | Katy | MHHS-Katy | Katy-OR | W2:207 O.R. Storage | 7/1/19 | 6/1/20 |  |  | ARTHROSCOPIC SHAVER SYSTEMS |  | .needs class | [5 empty] | Stryker |  |  |  |  | 4/19/17 |  |  | Covered PM Repair - Biomedical | MHHS-Katy
NO | YES |  |  |  | 133-10289 | 133-10289 | Stryker Endoscopy Div Stryker Corp | CROSSFIRE 2 RESECTION |  | NSN | Katy-OR | MHHS-Katy |  |  |  | 133-10289 | 133-10289 | Katy | MHHS-Katy | Katy-OR | W2:207 O.R. Storage | 7/1/19 | 7/1/20 |  |  | ARTHROSCOPIC SHAVER SYSTEMS |  | .needs class | [5 empty] | Stryker |  |  |  |  | 4/19/17 |  |  | Covered PM Repair - Biomedical | MHHS-Katy
NO | YES |  |  |  | 133-10290 | 133-10290 | Stryker Endoscopy Div Stryker Corp | CROSSFIRE 2 RESECTION |  | NSN | Katy-OR | MHHS-Katy |  |  |  | 133-10290 | 133-10290 | Katy | MHHS-Katy | Katy-OR | W2:207 O.R. Storage | 7/1/19 | 7/1/20 |  |  | ARTHROSCOPIC SHAVER SYSTEMS |  | .needs class | [5 empty] | Stryker |  |  |  |  | 4/20/17 |  |  | Covered PM Repair - Biomedical | MHHS-Katy
NO | YES |  |  |  | 145-00180 | 145-00180 | Stryker Endoscopy Div Stryker Corp | CROSSFIRE 2 RESECTION |  | 16D019324 | Pearland-OR | MHHS-Pearland Hospital |  |  |  | 145-00180 | 145-00180 | Pearland | MHHS-Pearland Hospital | Pearland-OR | O.R. Pack syorage 207 | 9/1/19 | 9/1/20 |  |  | ARTHROSCOPIC SHAVER SYSTEMS |  | .needs class | [5 empty] | Stryker |  |  |  |  | 4/19/17 |  |  | Covered PM Repair - Biomedical | MHHS-Pearland Hospital
NO | YES |  |  |  | 145-00181 | 145-00181 | Stryker Endoscopy Div Stryker Corp | CROSSFIRE 2 RESECTION |  | 16D030054 | Pearland-OR | MHHS-Pearland Hospital |  |  |  | 145-00181 | 145-00181 | Pearland | MHHS-Pearland Hospital | Pearland-OR | Room 207 storage | 9/1/19 | 9/1/20 |  |  | ARTHROSCOPIC SHAVER SYSTEMS |  | .needs class | [5 empty] | Stryker |  |  |  |  | 4/17/18 |  |  | Covered PM Repair - Biomedical | MHHS-Pearland Hospital
NO | YES |  |  |  | 145-00182 | 145-00182 | Stryker Endoscopy Div Stryker Corp | CROSSFIRE 2 RESECTION |  | 16D028264 | Pearland-OR | MHHS-Pearland Hospital |  |  |  | 145-00182 | 145-00182 | Pearland | MHHS-Pearland Hospital | Pearland-OR | Room 207 storage | 9/1/19 | 9/1/20 |  |  | ARTHROSCOPIC SHAVER SYSTEMS |  | .needs class | [5 empty] | Stryker |  |  |  |  | 4/19/17 |  |  | Covered PM Repair - Biomedical | MHHS-Pearland Hospital
NO | YES |  |  |  | 145-00183 | 145-00183 | Stryker Endoscopy Div Stryker Corp | CROSSFIRE 2 RESECTION |  | 16D025004 | Pearland-OR | MHHS-Pearland Hospital |  |  |  | 145-00183 | 145-00183 | Pearland | MHHS-Pearland Hospital | Pearland-OR | O.R. Pack storage 207 | 9/1/19 | 9/1/20 |  |  | ARTHROSCOPIC SHAVER SYSTEMS |  | .needs class | [5 empty] | Stryker |  |  |  |  | 4/19/17 |  |  | Covered PM Repair - Biomedical | MHHS-Pearland Hospital
NO | YES |  |  |  | 151-02220 | 151-02220 | Stryker Endoscopy Div Stryker Corp | CROSSFLOW |  | 17B526704 | CY-OR | MHHS-Cypress |  | Irrigation/Aspiration Unit |  | 151-02220 | 151-02220 | Northwest | MHHS-Cypress | CY-OR | Or | 12/1/19 | 12/1/20 |  |  | IRRIGATION/DISTENTION SYSTEMS | Irrigation/Aspiration Unit | IRRIGATIONASPNUNIT-Stryker-CrossFlow | IRRIGATIONASPNUNIT | CrossFlow |  |  |  | Stryker | Irrigation/Aspiration Unit |  | IRRIGATIONASPNUNIT-Stryker-CrossFlow |  | 4/19/17 |  | IAU-SA | Covered PM Repair - Biomedical | MHHS-Cypress | [8 empty] | IRRIGATIONASPNUNIT | Irrigation/Aspiration Unit | Stryker
NO | YES |  |  |  | 151-02226 | 151-02226 | Stryker Endoscopy Div Stryker Corp | CROSSFLOW |  | 17B26694 | CY-OR | MHHS-Cypress |  | Irrigation/Aspiration Unit |  | 151-02226 | 151-02226 | Northwest | MHHS-Cypress | CY-OR | Or 2 | 12/1/19 | 12/1/20 |  |  | IRRIGATION/DISTENTION SYSTEMS | Irrigation/Aspiration Unit | IRRIGATIONASPNUNIT-Stryker-CrossFlow | IRRIGATIONASPNUNIT | CrossFlow |  |  |  | Stryker | Irrigation/Aspiration Unit |  | IRRIGATIONASPNUNIT-Stryker-CrossFlow |  | 4/19/17 |  | IAU-SA | Covered PM Repair - Biomedical | MHHS-Cypress | [8 empty] | IRRIGATIONASPNUNIT | Irrigation/Aspiration Unit | Stryker
NO | YES |  |  |  | 151-02236 | 151-02236 | Stryker Endoscopy Div Stryker Corp | CROSSFLOW |  | 17B532424 | CY-OR | MHHS-Cypress |  | Irrigation/Aspiration Unit |  | 151-02236 | 151-02236 | Northwest | MHHS-Cypress | CY-OR | OR 6 | 12/1/19 | 12/1/20 |  |  | IRRIGATION/DISTENTION SYSTEMS | Irrigation/Aspiration Unit | IRRIGATIONASPNUNIT-Stryker-CrossFlow | IRRIGATIONASPNUNIT | CrossFlow |  |  |  | Stryker | Irrigation/Aspiration Unit |  | IRRIGATIONASPNUNIT-Stryker-CrossFlow |  | 4/19/17 |  | IAU-SA | Covered PM Repair - Biomedical | MHHS-Cypress | [8 empty] | IRRIGATIONASPNUNIT | Irrigation/Aspiration Unit | Stryker
NO | YES |  |  |  | 151-02242 | 151-02242 | Stryker Endoscopy Div Stryker Corp | CROSSFLOW |  | 17B522514 | CY-OR | MHHS-Cypress |  | Irrigation/Aspiration Unit |  | 151-02242 | 151-02242 | Northwest | MHHS-Cypress | CY-OR | OR 4 | 12/1/19 | 2/1/20 |  |  | IRRIGATION/DISTENTION SYSTEMS | Irrigation/Aspiration Unit | IRRIGATIONASPNUNIT-Stryker-CrossFlow | IRRIGATIONASPNUNIT | CrossFlow |  |  |  | Stryker | Irrigation/Aspiration Unit |  | IRRIGATIONASPNUNIT-Stryker-CrossFlow |  | 4/19/17 |  | IAU-SA | Covered PM Repair - Biomedical | MHHS-Cypress | [8 empty] | IRRIGATIONASPNUNIT | Irrigation/Aspiration Unit | Stryker
NO | YES |  |  |  | 151-02248 | 151-02248 | Stryker Endoscopy Div Stryker Corp | CROSSFLOW |  | 16L500604 | CY-OR | MHHS-Cypress |  | Irrigation/Aspiration Unit |  | 151-02248 | 151-02248 | Northwest | MHHS-Cypress | CY-OR | Or 2 | 12/1/19 | 6/1/20 |  |  | IRRIGATION/DISTENTION SYSTEMS | Irrigation/Aspiration Unit | IRRIGATIONASPNUNIT-Stryker-CrossFlow | IRRIGATIONASPNUNIT | CrossFlow |  |  |  | Stryker | Irrigation/Aspiration Unit |  | IRRIGATIONASPNUNIT-Stryker-CrossFlow |  | 4/19/17 |  | IAU-SA | Covered PM Repair - Biomedical | MHHS-Cypress | [8 empty] | IRRIGATIONASPNUNIT | Irrigation/Aspiration Unit | Stryker
NO | YES |  |  |  | 133-09145 | 133-09145 | Stryker Endoscopy Div Stryker Corp | CROSSFLOW |  | 16D046374 | Katy-OR | MHHS-Katy |  | Irrigation/Aspiration Unit |  | 133-09145 | 133-09145 | Katy | MHHS-Katy | Katy-OR | W2:207 O.R. Storage | 7/1/19 | 7/1/20 |  |  | IRRIGATION/DISTENTION SYSTEMS | Irrigation/Aspiration Unit | IRRIGATIONASPNUNIT-Stryker-CrossFlow | IRRIGATIONASPNUNIT | CrossFlow |  |  |  | Stryker | Irrigation/Aspiration Unit |  | IRRIGATIONASPNUNIT-Stryker-CrossFlow |  | 4/20/17 |  | IAU-SA | Covered PM Repair - Biomedical | MHHS-Katy | [8 empty] | IRRIGATIONASPNUNIT | Irrigation/Aspiration Unit | Stryker
NO | YES |  |  |  | 133-09146 | 133-09146 | Stryker Endoscopy Div Stryker Corp | CROSSFLOW |  | 16D046344 | Katy-OR | MHHS-Katy |  | Irrigation/Aspiration Unit |  | 133-09146 | 133-09146 | Katy | MHHS-Katy | Katy-OR | W2:207 O.R. Storage | 7/1/19 | 7/1/20 |  |  | IRRIGATION/DISTENTION SYSTEMS | Irrigation/Aspiration Unit | IRRIGATIONASPNUNIT-Stryker-CrossFlow | IRRIGATIONASPNUNIT | CrossFlow |  |  |  | Stryker | Irrigation/Aspiration Unit |  | IRRIGATIONASPNUNIT-Stryker-CrossFlow |  | 4/19/17 |  | IAU-SA | Covered PM Repair - Biomedical | MHHS-Katy | [8 empty] | IRRIGATIONASPNUNIT | Irrigation/Aspiration Unit | Stryker
NO | YES |  |  |  | 133-09156 | 133-09156 | Stryker Endoscopy Div Stryker Corp | CROSSFLOW |  | 16D046334 | Katy-OR | MHHS-Katy |  | Irrigation/Aspiration Unit |  | 133-09156 | 133-09156 | Katy | MHHS-Katy | Katy-OR | W2:207 O.R. Storage | 7/1/19 | 7/1/20 |  |  | IRRIGATION/DISTENTION SYSTEMS | Irrigation/Aspiration Unit | IRRIGATIONASPNUNIT-Stryker-CrossFlow | IRRIGATIONASPNUNIT | CrossFlow |  |  |  | Stryker | Irrigation/Aspiration Unit |  | IRRIGATIONASPNUNIT-Stryker-CrossFlow |  | 4/20/17 |  | IAU-SA | Covered PM Repair - Biomedical | MHHS-Katy | [8 empty] | IRRIGATIONASPNUNIT | Irrigation/Aspiration Unit | Stryker
NO | YES |  |  |  | 133-09157 | 133-09157 | Stryker Endoscopy Div Stryker Corp | CROSSFLOW |  | 16D038064 | Katy-OR | MHHS-Katy |  | Irrigation/Aspiration Unit |  | 133-09157 | 133-09157 | Katy | MHHS-Katy | Katy-OR | W2:207 O.R. Storage | 7/1/19 | 7/1/20 |  |  | IRRIGATION/DISTENTION SYSTEMS | Irrigation/Aspiration Unit | IRRIGATIONASPNUNIT-Stryker-CrossFlow | IRRIGATIONASPNUNIT | CrossFlow |  |  |  | Stryker | Irrigation/Aspiration Unit |  | IRRIGATIONASPNUNIT-Stryker-CrossFlow |  | 4/20/17 |  | IAU-SA | Covered PM Repair - Biomedical | MHHS-Katy | [8 empty] | IRRIGATIONASPNUNIT | Irrigation/Aspiration Unit | Stryker
NO | NO |  |  |  | 151-02254 |  | Stryker Endoscopy Div Stryker Corp | CROSSFLOW |  | 16L508234 | CY - OR | MHHS-Cypress |  | Irrigation/Aspiration Unit |  | 151-02254 |  | Northwest & Cypress |  | CY - OR | [5 empty] | IRRIGATION/DISTENTION SYSTEMS |  | IRRIGATIONASPNUNIT-Stryker-CrossFlow | IRRIGATIONASPNUNIT | CrossFlow |  |  |  | Stryker | Irrigation/Aspiration Unit |  | IRRIGATIONASPNUNIT-Stryker-CrossFlow |  |  |  |  | Covered PM Repair - Biomedical | MHHS-Cypress
NO | NO |  |  |  | 069-42653 |  | Stryker Endoscopy Div Stryker Corp | FLOCONTROL |  | 1208CE035 | TMC - OR - ROBERTSON (2R) | MHHS-TMC |  | Irrigation/Aspiration Unit |  | 069-42653 |  | TMC |  | TMC - OR - ROBERTSON (2R) | [5 empty] | IRRIGATION/DISTENTION SYSTEMS |  | IRRIGATIONASPNUNIT-Stryker-FloControl | IRRIGATIONASPNUNIT | FloControl |  |  |  | Stryker | Irrigation/Aspiration Unit |  | IRRIGATIONASPNUNIT-Stryker-FloControl |  |  |  |  | Covered PM Repair - Biomedical | MHHS-TMC
NO | YES |  |  |  | 151-02484 | 151-02484 | Stryker Endoscopy Div Stryker Corp | GOV - SDC3 |  | 16J504714 | CY-OR | MHHS-Cypress |  | System, Interface |  | 151-02484 | 151-02484 | Northwest | MHHS-Cypress | CY-OR |  | 10/1/17 |  |  |  | IMAGE STORAGE DEVICES | System, Interface | SYSTEMINTERFACE-Stryker-SDC3 | SYSTEMINTERFACE | SDC3 |  |  |  | Stryker | System, Interface |  | SYSTEMINTERFACE-Stryker-SDC3 |  |  |  |  | Covered PM Repair - Biomedical | MHHS-Cypress | [8 empty] | SYSTEMINTERFACE | System, Interface | Stryker
NO | YES |  |  |  | 151-02496 | 151-02496 | Stryker Endoscopy Div Stryker Corp | GOV - SDC3 |  | 17B519934 | CY-OR | MHHS-Cypress |  | System, Interface |  | 151-02496 | 151-02496 | Northwest | MHHS-Cypress | CY-OR | Hallway by OR6 | 10/1/17 |  |  |  | IMAGE STORAGE DEVICES | System, Interface | SYSTEMINTERFACE-Stryker-SDC3 | SYSTEMINTERFACE | SDC3 |  |  |  | Stryker | System, Interface |  | SYSTEMINTERFACE-Stryker-SDC3 |  |  |  |  | Covered PM Repair - Biomedical | MHHS-Cypress | [8 empty] | SYSTEMINTERFACE | System, Interface | Stryker
NO | YES |  |  |  | 151-02501 | 151-02501 | Stryker Endoscopy Div Stryker Corp | GOV - SDC3 |  | 16L504754 | CY-OR | MHHS-Cypress |  | System, Interface |  | 151-02501 | 151-02501 | Northwest | MHHS-Cypress | CY-OR | Hallway by OR 6 | 10/1/17 | 2/1/20 |  |  | IMAGE STORAGE DEVICES | System, Interface | SYSTEMINTERFACE-Stryker-SDC3 | SYSTEMINTERFACE | SDC3 |  |  |  | Stryker | System, Interface |  | SYSTEMINTERFACE-Stryker-SDC3 |  | 5/18/19 |  |  | Covered PM Repair - Biomedical | MHHS-Cypress | [8 empty] | SYSTEMINTERFACE | System, Interface | Stryker
NO | YES |  |  |  | 151-02504 | 151-02504 | Stryker Endoscopy Div Stryker Corp | GOV - SDC3 |  | 16J516094 | CY-OR | MHHS-Cypress |  | System, Interface |  | 151-02504 | 151-02504 | Northwest | MHHS-Cypress | CY-OR | By or 8 | 10/1/17 |  |  | One time safety inspection | IMAGE STORAGE DEVICES | System, Interface | SYSTEMINTERFACE-Stryker-SDC3 | SYSTEMINTERFACE | SDC3 |  |  |  | Stryker | System, Interface |  | SYSTEMINTERFACE-Stryker-SDC3 |  | 5/18/19 |  |  | Covered PM Repair - Biomedical | MHHS-Cypress | [8 empty] | SYSTEMINTERFACE | System, Interface | Stryker
NO | YES |  |  |  | 133-08213 | 133-08213 | Stryker Endoscopy Div Stryker Corp | GOV - SDC3 |  | 14J018154 | Katy-OR | MHHS-Katy |  | System, Interface |  | 133-08213 | 133-08213 | Katy | MHHS-Katy | Katy-OR | OR1 | 11/1/14 |  |  |  | IMAGE STORAGE DEVICES | System, Interface | SYSTEMINTERFACE-Stryker-SDC3 | SYSTEMINTERFACE | SDC3 |  |  |  | Stryker | System, Interface |  | SYSTEMINTERFACE-Stryker-SDC3 |  | 7/6/18 |  |  | Covered PM Repair - Biomedical | MHHS-Katy | [8 empty] | SYSTEMINTERFACE | System, Interface | Stryker
NO | YES |  |  |  | 133-08214 | 133-08214 | Stryker Endoscopy Div Stryker Corp | GOV - SDC3 |  | 14J017884 | Katy-OR | MHHS-Katy |  | System, Interface |  | 133-08214 | 133-08214 | Katy | MHHS-Katy | Katy-OR | OR | 11/1/14 |  |  | No pm required | IMAGE STORAGE DEVICES | System, Interface | SYSTEMINTERFACE-Stryker-SDC3 | SYSTEMINTERFACE | SDC3 |  |  |  | Stryker | System, Interface |  | SYSTEMINTERFACE-Stryker-SDC3 |  | 1/1/13 |  |  | Covered PM Repair - Biomedical | MHHS-Katy | [8 empty] | SYSTEMINTERFACE | System, Interface | Stryker
NO | YES |  |  |  | 133-08215 | 133-08215 | Stryker Endoscopy Div Stryker Corp | GOV - SDC3 |  | 14J017774 | Katy-OR | MHHS-Katy |  | System, Interface |  | 133-08215 | 133-08215 | Katy | MHHS-Katy | Katy-OR | OR 3 | 11/1/14 |  |  | One time safety | IMAGE STORAGE DEVICES | System, Interface | SYSTEMINTERFACE-Stryker-SDC3 | SYSTEMINTERFACE | SDC3 |  |  |  | Stryker | System, Interface |  | SYSTEMINTERFACE-Stryker-SDC3 |  | 1/1/13 |  |  | Covered PM Repair - Biomedical | MHHS-Katy | [8 empty] | SYSTEMINTERFACE | System, Interface | Stryker
NO | YES |  |  |  | 133-08216 | 133-08216 | Stryker Endoscopy Div Stryker Corp | GOV - SDC3 |  | 14J006624 | Katy-OR | MHHS-Katy |  | System, Interface |  | 133-08216 | 133-08216 | Katy | MHHS-Katy | Katy-OR | OR 4 | 11/1/14 |  |  | One time safety | IMAGE STORAGE DEVICES | System, Interface | SYSTEMINTERFACE-Stryker-SDC3 | SYSTEMINTERFACE | SDC3 |  |  |  | Stryker | System, Interface |  | SYSTEMINTERFACE-Stryker-SDC3 |  |  |  |  | Covered PM Repair - Biomedical | MHHS-Katy | [8 empty] | SYSTEMINTERFACE | System, Interface | Stryker
NO | YES |  |  |  | 133-08223 | 133-08223 | Stryker Endoscopy Div Stryker Corp | GOV - SDC3 |  | 14J017814 | Katy-OR | MHHS-Katy |  | System, Interface |  | 133-08223 | 133-08223 | Katy | MHHS-Katy | Katy-OR | Clean storage rom W340.5 O.R. | 11/1/14 |  |  |  | IMAGE STORAGE DEVICES | System, Interface | SYSTEMINTERFACE-Stryker-SDC3 | SYSTEMINTERFACE | SDC3 |  |  |  | Stryker | System, Interface |  | SYSTEMINTERFACE-Stryker-SDC3 |  | 9/15/18 |  |  | Covered PM Repair - Biomedical | MHHS-Katy | [8 empty] | SYSTEMINTERFACE | System, Interface | Stryker
NO | YES |  |  |  | 133-09266 | 133-09266 | Stryker Endoscopy Div Stryker Corp | GOV - SDC3 |  | 15J015024 | Katy-OR | MHHS-Katy |  | System, Interface |  | 133-09266 | 133-09266 | Katy | MHHS-Katy | Katy-OR | O.R.6 | 11/1/15 |  |  |  | IMAGE STORAGE DEVICES | System, Interface | SYSTEMINTERFACE-Stryker-SDC3 | SYSTEMINTERFACE | SDC3 |  |  |  | Stryker | System, Interface |  | SYSTEMINTERFACE-Stryker-SDC3 |  | 9/15/18 |  |  | Covered PM Repair - Biomedical | MHHS-Katy | [8 empty] | SYSTEMINTERFACE | System, Interface | Stryker
NO | YES |  |  |  | 133-09267 | 133-09267 | Stryker Endoscopy Div Stryker Corp | GOV - SDC3 |  | 15J012764 | Katy-OR | MHHS-Katy |  | System, Interface |  | 133-09267 | 133-09267 | Katy | MHHS-Katy | Katy-OR | O.R. Storage W2: 340.4 | 11/1/15 |  |  |  | IMAGE STORAGE DEVICES | System, Interface | SYSTEMINTERFACE-Stryker-SDC3 | SYSTEMINTERFACE | SDC3 |  |  |  | Stryker | System, Interface |  | SYSTEMINTERFACE-Stryker-SDC3 |  |  |  |  | Covered PM Repair - Biomedical | MHHS-Katy | [8 empty] | SYSTEMINTERFACE | System, Interface | Stryker
NO | YES |  |  |  | 133-09268 | 133-09268 | Stryker Endoscopy Div Stryker Corp | GOV - SDC3 |  | 15J012754 | Katy-OR | MHHS-Katy |  | System, Interface |  | 133-09268 | 133-09268 | Katy | MHHS-Katy | Katy-OR | Cystology Procedure Rm 5 | 11/1/15 |  |  |  | IMAGE STORAGE DEVICES | System, Interface | SYSTEMINTERFACE-Stryker-SDC3 | SYSTEMINTERFACE | SDC3 |  |  |  | Stryker | System, Interface |  | SYSTEMINTERFACE-Stryker-SDC3 |  |  |  |  | Covered PM Repair - Biomedical | MHHS-Katy | [8 empty] | SYSTEMINTERFACE | System, Interface | Stryker
NO | YES |  |  |  | 133-09269 | 133-09269 | Stryker Endoscopy Div Stryker Corp | GOV - SDC3 |  | 15J016444 | Katy-OR | MHHS-Katy |  | System, Interface |  | 133-09269 | 133-09269 | Katy | MHHS-Katy | Katy-OR | OR Storage W2 340.4 | 11/1/15 |  |  |  | IMAGE STORAGE DEVICES | System, Interface | SYSTEMINTERFACE-Stryker-SDC3 | SYSTEMINTERFACE | SDC3 |  |  |  | Stryker | System, Interface |  | SYSTEMINTERFACE-Stryker-SDC3 |  |  |  |  | Covered PM Repair - Biomedical | MHHS-Katy | [8 empty] | SYSTEMINTERFACE | System, Interface | Stryker
NO | YES |  |  |  | 133-09748 | 133-09748 | Stryker Endoscopy Div Stryker Corp | GOV - SDC3 |  | 16F046124 | Katy-OR | MHHS-Katy |  | System, Interface |  | 133-09748 | 133-09748 | Katy | MHHS-Katy | Katy-OR | OR 11 Sterile Core | 8/1/16 |  |  |  | IMAGE STORAGE DEVICES | System, Interface | SYSTEMINTERFACE-Stryker-SDC3 | SYSTEMINTERFACE | SDC3 |  |  |  | Stryker | System, Interface |  | SYSTEMINTERFACE-Stryker-SDC3 |  |  |  |  | Not Covered Vendor Only - Lab Ana/Anes | MHHS-Katy | [8 empty] | SYSTEMINTERFACE | System, Interface | Stryker
NO | YES |  |  |  | 041-19690 | 041-19690 | Stryker Endoscopy Div Stryker Corp | GOV - SDC3 |  | 15J035994 | MEMORIAL CITY - MHT - JHC OR | MHHS-Mem City |  | System, Interface |  | 041-19690 | 041-19690 | West | Memorial Hermann Memorial City Medical Center | MEMORIAL CITY - MHT - JHC OR | MEMORIAL CITY - MHT - JHC OR |  |  |  |  | IMAGE STORAGE DEVICES |  | SYSTEMINTERFACE-Stryker-SDC3 | SYSTEMINTERFACE | SDC3 |  |  |  | Stryker | System, Interface |  | SYSTEMINTERFACE-Stryker-SDC3 |  |  |  |  | Covered PM Repair - Biomedical | MHHS-Mem City
NO | YES |  |  |  | 041-19694 | 041-19694 | Stryker Endoscopy Div Stryker Corp | GOV - SDC3 |  | 15g002454 | MEMORIAL CITY - MHT - JHC OR | MHHS-Mem City |  | System, Interface |  | 041-19694 | 041-19694 | West | Weat | MEMORIAL CITY - MHT - JHC OR | Mh11:507.1 equipment storage |  |  |  |  | IMAGE STORAGE DEVICES |  | SYSTEMINTERFACE-Stryker-SDC3 | SYSTEMINTERFACE | SDC3 |  |  |  | Stryker | System, Interface |  | SYSTEMINTERFACE-Stryker-SDC3 |  |  |  |  | Not Covered Vendor Only - Biomedical | MHHS-Mem City
NO | YES |  |  |  | 041-19698 | 041-19698 | Stryker Endoscopy Div Stryker Corp | GOV - SDC3 |  | 15g000044 | MEMORIAL CITY - Orthopedics Surgery | MHHS-Mem City |  | System, Interface |  | 041-19698 | 041-19698 | West | Memorial City - Memorial Hermann Hospital | MEMORIAL CITY - Orthopedics Surgery | MH11 506.1 Equipment Storage |  |  |  | One time inspection sticker | IMAGE STORAGE DEVICES |  | SYSTEMINTERFACE-Stryker-SDC3 | SYSTEMINTERFACE | SDC3 |  |  |  | Stryker | System, Interface |  | SYSTEMINTERFACE-Stryker-SDC3 |  |  |  |  | Covered PM Repair - Biomedical | MHHS-Mem City
NO | YES |  |  |  | 041-19724 | 041-19724 | Stryker Endoscopy Div Stryker Corp | GOV - SDC3 |  | 15g000104 | Memorial City Surgery Dept - Ortho | MHHS-Mem City |  | System, Interface |  | 041-19724 | 041-19724 | West | Memorial Hermann - Memorial City | Memorial City Surgery Dept - Ortho | MH11 508.1 Equipment Storage |  |  |  |  | IMAGE STORAGE DEVICES |  | SYSTEMINTERFACE-Stryker-SDC3 | SYSTEMINTERFACE | SDC3 |  |  |  | Stryker | System, Interface |  | SYSTEMINTERFACE-Stryker-SDC3 |  |  |  |  | Covered PM Repair - Biomedical | MHHS-Mem City
NO | YES |  |  |  | 041-19731 | 041-19731 | Stryker Endoscopy Div Stryker Corp | GOV - SDC3 |  | 15g000054 | MEMORIAL CITY - MHT - JHC OR | MHHS-Mem City |  | System, Interface |  | 041-19731 | 041-19731 | West | Memorial Hermann - Memorial City | MEMORIAL CITY - MHT - JHC OR | MH11 Room 503.1 |  |  |  |  | IMAGE STORAGE DEVICES |  | SYSTEMINTERFACE-Stryker-SDC3 | SYSTEMINTERFACE | SDC3 |  |  |  | Stryker | System, Interface |  | SYSTEMINTERFACE-Stryker-SDC3 |  |  |  |  | Covered PM Repair - Biomedical | MHHS-Mem City
NO | YES |  |  |  | 041-19735 | 041-19735 | Stryker Endoscopy Div Stryker Corp | GOV - SDC3 |  | 15g002504 | MEMORIAL CITY - Orthopedics surgery | MHHS-Mem City |  | System, Interface |  | 041-19735 | 041-19735 | West | Memorial City - Memorial Hermann Hospital | MEMORIAL CITY - Orthopedics surgery | MH11 505.1 Equipment Storage |  |  |  |  | IMAGE STORAGE DEVICES |  | SYSTEMINTERFACE-Stryker-SDC3 | SYSTEMINTERFACE | SDC3 |  |  |  | Stryker | System, Interface |  | SYSTEMINTERFACE-Stryker-SDC3 |  |  |  |  | Not Covered Vendor Only - Biomedical | MHHS-Mem City
NO | YES |  |  |  | 041-19739 | 041-19739 | Stryker Endoscopy Div Stryker Corp | GOV - SDC3 |  | 15g00008 | MEMORIAL CITY - MHT - JHC OR | MHHS-Mem City |  | System, Interface |  | 041-19739 | 041-19739 | West | Memorial Hermann Memorial City Medical Center | MEMORIAL CITY - MHT - JHC OR | MH11 500.1 |  |  |  |  | IMAGE STORAGE DEVICES |  | SYSTEMINTERFACE-Stryker-SDC3 | SYSTEMINTERFACE | SDC3 |  |  |  | Stryker | System, Interface |  | SYSTEMINTERFACE-Stryker-SDC3 |  |  |  |  | Covered PM Repair - Biomedical | MHHS-Mem City
NO | YES |  |  |  | 041-20691 | 041-20691 | Stryker Endoscopy Div Stryker Corp | GOV - SDC3 |  |  | MEMORIAL CITY - MHT - JHC OR | MHHS-Mem City |  | System, Interface |  | 041-20691 | 041-20691 | West | West | MEMORIAL CITY - MHT - JHC OR | MH11:504.1 Equipment Storage |  |  |  |  | IMAGE STORAGE DEVICES |  | SYSTEMINTERFACE-Stryker-SDC3 | SYSTEMINTERFACE | SDC3 |  |  |  | Stryker | System, Interface |  | SYSTEMINTERFACE-Stryker-SDC3 |  |  |  |  | Not Covered Vendor Only - Biomedical | MHHS-Mem City
NO | YES |  |  |  | 041-20628 | 041-20628 | Stryker Endoscopy Div Stryker Corp | GOV - SDC3 |  | 16A027554 | Sugar Land OR | MHHS-Mem City |  | System, Interface |  | 041-20628 | 041-20628 | West | Memorial Hermann Sugar Land Hospital | Sugar Land OR | OR 7 | 1/1/17 |  |  |  | IMAGE STORAGE DEVICES | System, Interface | SYSTEMINTERFACE-Stryker-SDC3 | SYSTEMINTERFACE | SDC3 |  |  |  | Stryker | System, Interface |  | SYSTEMINTERFACE-Stryker-SDC3 |  | 4/15/16 |  |  | Covered PM Repair - Biomedical | MHHS-Mem City | [8 empty] | SYSTEMINTERFACE | System, Interface | Stryker
NO | YES |  |  |  | 041-21001 | 041-21001 | Stryker Endoscopy Div Stryker Corp | GOV - SDC3 |  | 17F552584 | MEMORIAL CITY - Surgery room 10 | MHHS-Mem City |  | System, Interface |  | 041-21001 | 041-21001 | West | Memorial Hermann Memorial City Medical Center | MEMORIAL CITY - Surgery room 10 | Surgery room 10 |  |  |  | States no pm required | IMAGE STORAGE DEVICES |  | SYSTEMINTERFACE-Stryker-SDC3 | SYSTEMINTERFACE | SDC3 |  |  |  | Stryker | System, Interface |  | SYSTEMINTERFACE-Stryker-SDC3 |  |  |  |  | Covered PM Repair - Biomedical | MHHS-Mem City
NO | YES |  |  |  | 041-21002 | 041-21002 | Stryker Endoscopy Div Stryker Corp | GOV - SDC3 |  | 17F563054 | MEMORIAL CITY - MOR | MHHS-Mem City |  | System, Interface |  | 041-21002 | 041-21002 | West | Memorial Hermann Memorial City Medical Center | MEMORIAL CITY - MOR | OR 8 |  |  |  |  | IMAGE STORAGE DEVICES |  | SYSTEMINTERFACE-Stryker-SDC3 | SYSTEMINTERFACE | SDC3 |  |  |  | Stryker | System, Interface |  | SYSTEMINTERFACE-Stryker-SDC3 |  |  |  |  | Covered PM Repair Labor Only - Biomedica | MHHS-Mem City
NO | YES |  |  |  | 041-21003 | 041-21003 | Stryker Endoscopy Div Stryker Corp | GOV - SDC3 |  | 17F562984 | OR | MHHS-Mem City |  | System, Interface |  | 041-21003 | 041-21003 | West | Memorial Hermann - Memorial City | OR | Back Hallway |  |  |  |  | IMAGE STORAGE DEVICES |  | SYSTEMINTERFACE-Stryker-SDC3 | SYSTEMINTERFACE | SDC3 |  |  |  | Stryker | System, Interface |  | SYSTEMINTERFACE-Stryker-SDC3 |  |  |  |  | Covered PM Repair Labor Only - Biomedica | MHHS-Mem City
NO | YES |  |  |  | 041-21004 | 041-21004 | Stryker Endoscopy Div Stryker Corp | GOV - SDC3 |  | 17F562964 | MEMORIAL CITY - MOR | MHHS-Mem City |  | System, Interface |  | 041-21004 | 041-21004 | West | Memorial City - Memorial Hermann Hospital | MEMORIAL CITY - MOR | Hallway |  |  |  | ?AuNO PM REQUIRED?Au sticker on unit | IMAGE STORAGE DEVICES |  | SYSTEMINTERFACE-Stryker-SDC3 | SYSTEMINTERFACE | SDC3 |  |  |  | Stryker | System, Interface |  | SYSTEMINTERFACE-Stryker-SDC3 |  |  |  |  | Covered PM Repair Labor Only - Biomedica | MHHS-Mem City
NO | YES |  |  |  | 041-21005 | 041-21005 | Stryker Endoscopy Div Stryker Corp | GOV - SDC3 |  |  | MEMORIAL CITY - MOR | MHHS-Mem City |  | System, Interface |  | 041-21005 | 041-21005 | West | Memorial City - Memorial Hermann Hospital | MEMORIAL CITY - MOR | E2 321 Surgery Rm 6 |  |  |  | ?AuNO PM REQUIRED?Au sticker located on unit. | IMAGE STORAGE DEVICES |  | SYSTEMINTERFACE-Stryker-SDC3 | SYSTEMINTERFACE | SDC3 |  |  |  | Stryker | System, Interface |  | SYSTEMINTERFACE-Stryker-SDC3 |  |  |  |  | Covered PM Repair Labor Only - Biomedica | MHHS-Mem City
NO | YES |  |  |  | 041-32753 | 041-32753 | Stryker Endoscopy Div Stryker Corp | GOV - SDC3 |  |  | OR | MHHS-Mem City |  | System, Interface |  | 041-32753 | 041-32753 | West | Memorial Hermann - Memorial City | OR | Back Hallway |  |  |  |  | IMAGE STORAGE DEVICES |  | SYSTEMINTERFACE-Stryker-SDC3 | SYSTEMINTERFACE | SDC3 |  |  |  | Stryker | System, Interface |  | SYSTEMINTERFACE-Stryker-SDC3 |  |  |  |  | Covered PM Repair - Biomedical | MHHS-Mem City
NO | YES |  |  |  |  | 142-06242 | Stryker Endoscopy Div Stryker Corp | GOV - SDC3 |  | 1K018704 | NE-OR | MHHS-Northeast |  | System, Interface |  |  | 142-06242 | Katy | MHHS-Northeast | NE-OR | Or storage | 2/1/15 |  |  | One time safety | IMAGE STORAGE DEVICES | System, Interface | SYSTEMINTERFACE-Stryker-SDC3 | SYSTEMINTERFACE | SDC3 |  |  |  | Stryker | System, Interface |  | SYSTEMINTERFACE-Stryker-SDC3 |  | 7/6/18 |  |  | Covered PM Repair - Biomedical | MHHS-Northeast | [8 empty] | SYSTEMINTERFACE | System, Interface | Stryker
NO | YES |  |  |  | 142-07222 | 142-07222 | Stryker Endoscopy Div Stryker Corp | GOV - SDC3 |  |  | NE-OR | MHHS-Northeast |  | System, Interface |  | 142-07222 | 142-07222 | Katy | MHHS-Northeast | NE-OR | OR4 | 8/1/19 | 8/1/20 |  |  | IMAGE STORAGE DEVICES | System, Interface | SYSTEMINTERFACE-Stryker-SDC3 | SYSTEMINTERFACE | SDC3 |  |  |  | Stryker | System, Interface |  | SYSTEMINTERFACE-Stryker-SDC3 |  | 7/6/18 |  |  | Covered PM Repair - Biomedical | MHHS-Northeast | [8 empty] | SYSTEMINTERFACE | System, Interface | Stryker
NO | YES |  |  |  | 142-07228 | 142-07228 | Stryker Endoscopy Div Stryker Corp | GOV - SDC3 |  | 17H549204 | NE-OR | MHHS-Northeast |  | System, Interface |  | 142-07228 | 142-07228 | Katy | MHHS-Northeast | NE-OR | OR 3 | 9/1/19 | 9/1/20 |  |  | IMAGE STORAGE DEVICES | System, Interface | SYSTEMINTERFACE-Stryker-SDC3 | SYSTEMINTERFACE | SDC3 |  |  |  | Stryker | System, Interface |  | SYSTEMINTERFACE-Stryker-SDC3 |  | 7/6/18 |  |  | Covered PM Repair - Biomedical | MHHS-Northeast | [8 empty] | SYSTEMINTERFACE | System, Interface | Stryker
NO | YES |  |  |  | 142-07234 | 142-07234 | Stryker Endoscopy Div Stryker Corp | GOV - SDC3 |  | 17H564464 | NE-OR | MHHS-Northeast |  | System, Interface |  | 142-07234 | 142-07234 | Katy | MHHS-Northeast | NE-OR | OR1 | 8/1/19 | 8/1/20 |  |  | IMAGE STORAGE DEVICES | System, Interface | SYSTEMINTERFACE-Stryker-SDC3 | SYSTEMINTERFACE | SDC3 |  |  |  | Stryker | System, Interface |  | SYSTEMINTERFACE-Stryker-SDC3 |  | 7/6/18 |  |  | Covered PM Repair - Biomedical | MHHS-Northeast | [8 empty] | SYSTEMINTERFACE | System, Interface | Stryker
NO | YES |  |  |  | 142-07240 | 142-07240 | Stryker Endoscopy Div Stryker Corp | GOV - SDC3 |  |  | NE-OR | MHHS-Northeast |  | System, Interface |  | 142-07240 | 142-07240 | Katy | MHHS-Northeast | NE-OR | OR 2 | 9/1/19 | 9/1/20 |  |  | IMAGE STORAGE DEVICES | System, Interface | SYSTEMINTERFACE-Stryker-SDC3 | SYSTEMINTERFACE | SDC3 |  |  |  | Stryker | System, Interface |  | SYSTEMINTERFACE-Stryker-SDC3 |  | 7/6/18 |  |  | Covered PM Repair - Biomedical | MHHS-Northeast | [8 empty] | SYSTEMINTERFACE | System, Interface | Stryker
NO | YES |  |  |  | 142-08206 | 142-08206 | Stryker Endoscopy Div Stryker Corp | GOV - SDC3 |  | 17G524034 | NE-OR | MHHS-Northeast |  | System, Interface |  | 142-08206 | 142-08206 | Katy | MHHS-Northeast | NE-OR | OR | 3/1/19 |  |  |  | IMAGE STORAGE DEVICES | System, Interface | SYSTEMINTERFACE-Stryker-SDC3 | SYSTEMINTERFACE | SDC3 |  |  |  | Stryker | System, Interface |  | SYSTEMINTERFACE-Stryker-SDC3 |  | 7/6/18 |  |  | Covered PM Repair - Biomedical | MHHS-Northeast | [8 empty] | SYSTEMINTERFACE | System, Interface | Stryker
NO | YES |  |  |  | 142-08315 | 142-08315 | Stryker Endoscopy Div Stryker Corp | GOV - SDC3 |  | 19b562674 | NE-OR | MHHS-Northeast |  | System, Interface |  | 142-08315 | 142-08315 | Katy | MHHS-Northeast | NE-OR | OR |  |  |  |  | IMAGE STORAGE DEVICES | System, Interface | SYSTEMINTERFACE-Stryker-SDC3 | SYSTEMINTERFACE | SDC3 |  |  |  | Stryker | System, Interface |  | SYSTEMINTERFACE-Stryker-SDC3 |  | 7/6/18 |  |  | Covered PM Repair - Biomedical | MHHS-Northeast | [8 empty] | SYSTEMINTERFACE | System, Interface | Stryker
NO | YES |  |  |  | 005-11100 | 005-11100 | Stryker Endoscopy Div Stryker Corp | GOV - SDC3 |  | 16C041094 | SE-OR | MHHS-Southeast |  | System, Interface |  | 005-11100 | 005-11100 | Southeast | MHHS-Southeast | SE-OR | OR |  |  |  |  | IMAGE STORAGE DEVICES |  | SYSTEMINTERFACE-Stryker-SDC3 | SYSTEMINTERFACE | SDC3 |  |  |  | Stryker | System, Interface |  | SYSTEMINTERFACE-Stryker-SDC3 |  | 1/16/19 |  |  | Covered PM Repair - Biomedical | MHHS-Southeast
NO | YES |  |  |  | 005-11128 | 005-11128 | Stryker Endoscopy Div Stryker Corp | GOV - SDC3 |  | 16C043714 | SE-OR | MHHS-Southeast |  | System, Interface |  | 005-11128 | 005-11128 | Southeast | MHHS-Southeast | SE-OR | OR | 4/1/16 |  |  |  | IMAGE STORAGE DEVICES |  | SYSTEMINTERFACE-Stryker-SDC3 | SYSTEMINTERFACE | SDC3 |  |  |  | Stryker | System, Interface |  | SYSTEMINTERFACE-Stryker-SDC3 |  | 1/16/19 |  |  | Covered PM Repair - Biomedical | MHHS-Southeast
NO | YES | Serial Number 16C043724 |  |  | 005-11244 | 005-11244 | Stryker Endoscopy Div Stryker Corp | GOV - SDC3 |  | 16C043724 | SE-OR | MHHS-Southeast |  | System, Interface |  | 005-11244 | 005-11244 | Southeast | MHHS-Southeast | SE-OR | OR |  |  |  |  | IMAGE STORAGE DEVICES |  | SYSTEMINTERFACE-Stryker-SDC3 | SYSTEMINTERFACE | SDC3 |  |  |  | Stryker | System, Interface |  | SYSTEMINTERFACE-Stryker-SDC3 |  | 1/16/19 |  |  | Covered PM Repair - Biomedical | MHHS-Southeast
NO | YES |  |  |  | 005-11532 | 005-11532 | Stryker Endoscopy Div Stryker Corp | GOV - SDC3 |  | 16C038604 | SE-OR | MHHS-Southeast |  | System, Interface |  | 005-11532 | 005-11532 | Southeast | MHHS-Southeast | SE-OR | OR | 7/1/16 |  |  |  | IMAGE STORAGE DEVICES |  | SYSTEMINTERFACE-Stryker-SDC3 | SYSTEMINTERFACE | SDC3 |  |  |  | Stryker | System, Interface |  | SYSTEMINTERFACE-Stryker-SDC3 |  | 1/16/19 |  |  | Covered PM Repair - Biomedical | MHHS-Southeast
NO | YES | Serial Number 16C041204 |  |  | 005-11533 | 005-11533 | Stryker Endoscopy Div Stryker Corp | GOV - SDC3 |  | 16C041204 | SE-OR | MHHS-Southeast |  | System, Interface |  | 005-11533 | 005-11533 | Southeast | MHHS-Southeast | SE-OR | OR |  |  |  |  | IMAGE STORAGE DEVICES |  | SYSTEMINTERFACE-Stryker-SDC3 | SYSTEMINTERFACE | SDC3 |  |  |  | Stryker | System, Interface |  | SYSTEMINTERFACE-Stryker-SDC3 |  | 1/16/19 |  |  | Covered PM Repair - Biomedical | MHHS-Southeast
NO | YES |  |  |  | 005-11538 | 005-11538 | Stryker Endoscopy Div Stryker Corp | GOV - SDC3 |  | 16C043804 | SE-OR | MHHS-Southeast |  | System, Interface |  | 005-11538 | 005-11538 | Southeast | MHHS-Southeast | SE-OR | OR |  |  | 4/1/20 |  | IMAGE STORAGE DEVICES |  | SYSTEMINTERFACE-Stryker-SDC3 | SYSTEMINTERFACE | SDC3 |  |  |  | Stryker | System, Interface |  | SYSTEMINTERFACE-Stryker-SDC3 |  | 1/16/19 |  |  | Covered PM Repair - Biomedical | MHHS-Southeast
NO | YES |  |  |  | 005-11544 | 005-11544 | Stryker Endoscopy Div Stryker Corp | GOV - SDC3 |  | 16C041074 | SE-OR | MHHS-Southeast |  | System, Interface |  | 005-11544 | 005-11544 | Southeast | MHHS-Southeast | SE-OR | SE -OR |  |  |  |  | IMAGE STORAGE DEVICES |  | SYSTEMINTERFACE-Stryker-SDC3 | SYSTEMINTERFACE | SDC3 |  |  |  | Stryker | System, Interface |  | SYSTEMINTERFACE-Stryker-SDC3 |  | 1/16/19 |  |  | Covered PM Repair - Biomedical | MHHS-Southeast
NO | YES |  |  |  | 005-11554 | 005-11554 | Stryker Endoscopy Div Stryker Corp | GOV - SDC3 |  | 16C043754 | SE-OR | MHHS-Southeast |  | System, Interface |  | 005-11554 | 005-11554 | Southeast | MHHS-Southeast | SE-OR | OR |  |  |  |  | IMAGE STORAGE DEVICES |  | SYSTEMINTERFACE-Stryker-SDC3 | SYSTEMINTERFACE | SDC3 |  |  |  | Stryker | System, Interface |  | SYSTEMINTERFACE-Stryker-SDC3 |  | 1/16/19 |  |  | Covered PM Repair - Biomedical | MHHS-Southeast
NO | YES |  |  |  | 005-11562 | 005-11562 | Stryker Endoscopy Div Stryker Corp | GOV - SDC3 |  | 16C041114 | SE-OR | MHHS-Southeast |  | System, Interface |  | 005-11562 | 005-11562 | Southeast | MHHS-Southeast | SE-OR | OR | 8/1/16 |  |  |  | IMAGE STORAGE DEVICES |  | SYSTEMINTERFACE-Stryker-SDC3 | SYSTEMINTERFACE | SDC3 |  |  |  | Stryker | System, Interface |  | SYSTEMINTERFACE-Stryker-SDC3 |  | 1/16/19 |  |  | Covered PM Repair - Biomedical | MHHS-Southeast
NO | YES |  |  |  | 005-11625 | 005-11625 | Stryker Endoscopy Div Stryker Corp | GOV - SDC3 |  | 16C041144 | SE-OR | MHHS-Southeast |  | System, Interface |  | 005-11625 | 005-11625 | Southeast | MHHS-Southeast | SE-OR | Or 11 |  |  |  | No pm | IMAGE STORAGE DEVICES |  | SYSTEMINTERFACE-Stryker-SDC3 | SYSTEMINTERFACE | SDC3 |  |  |  | Stryker | System, Interface |  | SYSTEMINTERFACE-Stryker-SDC3 |  | 1/16/19 |  |  | Covered PM Repair - Biomedical | MHHS-Southeast
NO | YES |  |  |  | 005-33920 | 005-33920 | Stryker Endoscopy Div Stryker Corp | GOV - SDC3 |  | 18I511884 | SE-OR | MHHS-Southeast |  | System, Interface |  | 005-33920 | 005-33920 | Southeast | MHHS-Southeast | SE-OR | Room 12 |  |  |  |  | IMAGE STORAGE DEVICES |  | SYSTEMINTERFACE-Stryker-SDC3 | SYSTEMINTERFACE | SDC3 |  |  |  | Stryker | System, Interface |  | SYSTEMINTERFACE-Stryker-SDC3 |  | 7/6/18 |  |  | Covered PM Repair - Biomedical | MHHS-Southeast
NO | YES |  |  |  | 005-34268 | 005-34268 | Stryker Endoscopy Div Stryker Corp | GOV - SDC3 |  | 16C043794 | SE-OR | MHHS-Southeast |  | System, Interface |  | 005-34268 | 005-34268 | Southeast | MHHS-Southeast | SE-OR |  | 4/1/19 |  | 4/1/20 |  | IMAGE STORAGE DEVICES |  | SYSTEMINTERFACE-Stryker-SDC3 | SYSTEMINTERFACE | SDC3 |  |  |  | Stryker | System, Interface |  | SYSTEMINTERFACE-Stryker-SDC3 |  | 7/6/18 |  |  | Covered PM Repair - Biomedical | MHHS-Southeast
NO | YES |  |  |  | 129-31057 | 129-31057 | Stryker Endoscopy Div Stryker Corp | GOV - SDC3 |  | 18J582314 | Sugar Land-OR | MHHS-Sugarland |  | System, Interface |  | 129-31057 | 129-31057 | Sugar Land | MHHS-Sugarland | Sugar Land-OR | OR | 7/1/19 |  | 7/1/20 |  | IMAGE STORAGE DEVICES | System, Interface | SYSTEMINTERFACE-Stryker-SDC3 | SYSTEMINTERFACE | SDC3 |  |  |  | Stryker | System, Interface |  | SYSTEMINTERFACE-Stryker-SDC3 |  |  |  |  | Covered PM Repair - Biomedical | MHHS-Sugarland | [8 empty] | SYSTEMINTERFACE | System, Interface | Stryker
NO | YES |  |  |  | 129-31058 | 129-31058 | Stryker Endoscopy Div Stryker Corp | GOV - SDC3 |  | 18J579464 | Sugar Land-OR | MHHS-Sugarland |  | System, Interface |  | 129-31058 | 129-31058 | Sugar Land | MHHS-Sugarland | Sugar Land-OR | OR 2 | 7/1/19 |  | 7/1/20 |  | IMAGE STORAGE DEVICES | System, Interface | SYSTEMINTERFACE-Stryker-SDC3 | SYSTEMINTERFACE | SDC3 |  |  |  | Stryker | System, Interface |  | SYSTEMINTERFACE-Stryker-SDC3 |  | 11/16/14 |  |  | Covered PM Repair - Biomedical | MHHS-Sugarland | [8 empty] | SYSTEMINTERFACE | System, Interface | Stryker
NO | YES |  |  |  | 129-31059 | 129-31059 | Stryker Endoscopy Div Stryker Corp | GOV - SDC3 |  | 19J579414 | Sugar Land-OR | MHHS-Sugarland |  | System, Interface |  | 129-31059 | 129-31059 | Sugar Land | MHHS-Sugarland | Sugar Land-OR | OR 4 | 2/1/19 |  |  |  | IMAGE STORAGE DEVICES | System, Interface | SYSTEMINTERFACE-Stryker-SDC3 | SYSTEMINTERFACE | SDC3 |  |  |  | Stryker | System, Interface |  | SYSTEMINTERFACE-Stryker-SDC3 |  |  |  |  | Covered PM Repair - Biomedical | MHHS-Sugarland | [8 empty] | SYSTEMINTERFACE | System, Interface | Stryker
NO | YES |  |  |  | 129-31114 | 129-31114 | Stryker Endoscopy Div Stryker Corp | GOV - SDC3 |  | 18J579384 | Sugar Land-OR | MHHS-Sugarland |  | System, Interface |  | 129-31114 | 129-31114 | Sugar Land | MHHS-Sugarland | Sugar Land-OR | OR | 3/1/19 |  |  |  | IMAGE STORAGE DEVICES | System, Interface | SYSTEMINTERFACE-Stryker-SDC3 | SYSTEMINTERFACE | SDC3 |  |  |  | Stryker | System, Interface |  | SYSTEMINTERFACE-Stryker-SDC3 |  |  |  |  | Covered PM Repair - Biomedical | MHHS-Sugarland | [8 empty] | SYSTEMINTERFACE | System, Interface | Stryker
NO | YES |  |  |  | 129-31120 | 129-31120 | Stryker Endoscopy Div Stryker Corp | GOV - SDC3 |  | 18J571194 | Sugar Land-OR | MHHS-Sugarland |  | System, Interface |  | 129-31120 | 129-31120 | Sugar Land | MHHS-Sugarland | Sugar Land-OR | OR 8 | 7/1/19 |  | 7/1/20 |  | IMAGE STORAGE DEVICES | System, Interface | SYSTEMINTERFACE-Stryker-SDC3 | SYSTEMINTERFACE | SDC3 |  |  |  | Stryker | System, Interface |  | SYSTEMINTERFACE-Stryker-SDC3 |  |  |  |  | Covered PM Repair - Biomedical | MHHS-Sugarland | [8 empty] | SYSTEMINTERFACE | System, Interface | Stryker
NO | YES | Serial Number 18J582334 |  |  | 129-31202 | 129-31202 | Stryker Endoscopy Div Stryker Corp | GOV - SDC3 |  | 18J582334 | SUGAR LAND - ENDOSCOPY | MHHS-Sugarland |  | System, Interface |  | 129-31202 | 129-31202 | Sugar Land | Memorial Hermann Sugar Land Hospital | SUGAR LAND - ENDOSCOPY | Clean supply room | 1/1/20 |  | 1/1/21 |  | IMAGE STORAGE DEVICES | System, Interface | SYSTEMINTERFACE-Stryker-SDC3 | SYSTEMINTERFACE | SDC3 |  |  |  | Stryker | System, Interface |  | SYSTEMINTERFACE-Stryker-SDC3 |  | 1/1/10 |  |  | Covered PM Repair - Biomedical | MHHS-Sugarland | [8 empty] | SYSTEMINTERFACE | System, Interface | Stryker
NO | YES |  |  |  | 074-02065 | 074-02065 | Stryker Endoscopy Div Stryker Corp | GOV - SDC3 |  | 18J562994 | TWC | MHHS-TMC |  | System, Interface |  | 074-02065 | 074-02065 | TMC | Memorial Hermann Heart | TWC | CVOR 2 | 11/1/18 |  |  |  | IMAGE STORAGE DEVICES | System, Interface | SYSTEMINTERFACE-Stryker-SDC3 | SYSTEMINTERFACE | SDC3 |  |  |  | Stryker | System, Interface |  | SYSTEMINTERFACE-Stryker-SDC3 |  |  |  |  | Covered PM Repair - Biomedical | MHHS-TMC | [8 empty] | SYSTEMINTERFACE | System, Interface | Stryker
NO | YES |  |  |  | 074-02066 | 074-02066 | Stryker Endoscopy Div Stryker Corp | GOV - SDC3 |  | 18J563004 | TMC-OR-Hermann (2Hp) | MHHS-TMC |  | System, Interface |  | 074-02066 | 074-02066 | TMC | MHHS-TMC | TMC-OR-Hermann (2Hp) | Equipment room | 11/1/18 |  |  | PM Not Required | IMAGE STORAGE DEVICES | System, Interface | SYSTEMINTERFACE-Stryker-SDC3 | SYSTEMINTERFACE | SDC3 |  |  |  | Stryker | System, Interface |  | SYSTEMINTERFACE-Stryker-SDC3 |  | 7/3/09 |  |  | Covered PM Repair - Biomedical | MHHS-TMC | [8 empty] | SYSTEMINTERFACE | System, Interface | Stryker
NO | YES |  |  |  | 074-02068 | 074-02068 | Stryker Endoscopy Div Stryker Corp | GOV - SDC3 |  | 18J567764 | TMC-OR-CVOR (7Hvi) | MHHS-TMC |  | System, Interface |  | 074-02068 | 074-02068 | TMC | MHHS-TMC | TMC-OR-CVOR (7Hvi) | OR 04 | 11/1/18 |  |  | No PM Sticker | IMAGE STORAGE DEVICES | System, Interface | SYSTEMINTERFACE-Stryker-SDC3 | SYSTEMINTERFACE | SDC3 |  |  |  | Stryker | System, Interface |  | SYSTEMINTERFACE-Stryker-SDC3 |  | 6/26/18 |  |  | Covered PM Repair - Biomedical | MHHS-TMC | [8 empty] | SYSTEMINTERFACE | System, Interface | Stryker
NO | YES |  |  |  | 074-03191 | 074-03191 | Stryker Endoscopy Div Stryker Corp | GOV - SDC3 |  | 18J567774 | TMC-OR-CVOR (7Hvi) | MHHS-TMC |  | System, Interface |  | 074-03191 | 074-03191 | TMC | MHHS-TMC | TMC-OR-CVOR (7Hvi) | OR 3 | 11/1/18 |  |  |  | IMAGE STORAGE DEVICES | System, Interface | SYSTEMINTERFACE-Stryker-SDC3 | SYSTEMINTERFACE | SDC3 |  |  |  | Stryker | System, Interface |  | SYSTEMINTERFACE-Stryker-SDC3 |  | 10/22/15 |  |  | Covered PM Repair - Biomedical | MHHS-TMC | [8 empty] | SYSTEMINTERFACE | System, Interface | Stryker
NO | YES |  |  |  | 069-38650 | 069-38650 | Stryker Endoscopy Div Stryker Corp | GOV - SDC3 |  | 12H048604 | TMC-OR-Hermann (2Hp) | MHHS-TMC |  | System, Interface |  | 069-38650 | 069-38650 | TMC | MHHS-TMC | TMC-OR-Hermann (2Hp) | H2/412 Storage |  |  |  |  | IMAGE STORAGE DEVICES |  | SYSTEMINTERFACE-Stryker-SDC3 | SYSTEMINTERFACE | SDC3 |  |  |  | Stryker | System, Interface |  | SYSTEMINTERFACE-Stryker-SDC3 |  |  |  |  | Covered PM Repair - Biomedical | MHHS-TMC
NO | YES |  |  |  | 029-10420 | 029-10420 | Stryker Endoscopy Div Stryker Corp | GOV - SDC3 |  | 16C033654 | Woodlands-OR | MHHS-Woodlands |  | System, Interface |  | 029-10420 | 029-10420 | Woodlands | MHHS-Woodlands | Woodlands-OR |  | 4/1/17 |  |  | ?AuOne Time Inspection?Au sticker | IMAGE STORAGE DEVICES | System, Interface | SYSTEMINTERFACE-Stryker-SDC3 | SYSTEMINTERFACE | SDC3 |  |  |  | Stryker | System, Interface |  | SYSTEMINTERFACE-Stryker-SDC3 |  | 1/1/01 |  |  | Covered PM Repair - Biomedical | MHHS-Woodlands | [8 empty] | SYSTEMINTERFACE | System, Interface | Stryker
NO | YES |  |  |  | 029-10486 | 029-10486 | Stryker Endoscopy Div Stryker Corp | GOV - SDC3 |  | 16C041174 | Woodlands-OR | MHHS-Woodlands |  | System, Interface |  | 029-10486 | 029-10486 | Woodlands | MHHS-Woodlands | Woodlands-OR | Equipment Storage | 4/1/16 |  |  | ?AuOne Time Inspection?Au sticker | IMAGE STORAGE DEVICES | System, Interface | SYSTEMINTERFACE-Stryker-SDC3 | SYSTEMINTERFACE | SDC3 |  |  |  | Stryker | System, Interface |  | SYSTEMINTERFACE-Stryker-SDC3 |  | 1/1/10 |  |  | Covered PM Repair - Biomedical | MHHS-Woodlands | [8 empty] | SYSTEMINTERFACE | System, Interface | Stryker
NO | YES |  |  |  | 029-10500 | 029-10500 | Stryker Endoscopy Div Stryker Corp | GOV - SDC3 |  | 16C041104 | Woodlands-OR | MHHS-Woodlands |  | System, Interface |  | 029-10500 | 029-10500 | Woodlands | MHHS-Woodlands | Woodlands-OR | OR 3 | 4/1/17 |  | 4/1/18 |  | IMAGE STORAGE DEVICES | System, Interface | SYSTEMINTERFACE-Stryker-SDC3 | SYSTEMINTERFACE | SDC3 |  |  |  | Stryker | System, Interface |  | SYSTEMINTERFACE-Stryker-SDC3 |  | 1/1/19 |  |  | Covered PM Repair - Biomedical | MHHS-Woodlands | [8 empty] | SYSTEMINTERFACE | System, Interface | Stryker
NO | YES |  |  |  | 029-10514 | 029-10514 | Stryker Endoscopy Div Stryker Corp | GOV - SDC3 |  | 16C041164 | Woodlands-OR | MHHS-Woodlands |  | System, Interface |  | 029-10514 | 029-10514 | Woodlands | MHHS-Woodlands | Woodlands-OR |  | 4/1/18 |  |  | ?AuOne Time Inspection?Au sticker | IMAGE STORAGE DEVICES | System, Interface | SYSTEMINTERFACE-Stryker-SDC3 | SYSTEMINTERFACE | SDC3 |  |  |  | Stryker | System, Interface |  | SYSTEMINTERFACE-Stryker-SDC3 |  | 1/1/19 |  |  | Covered PM Repair - Biomedical | MHHS-Woodlands | [8 empty] | SYSTEMINTERFACE | System, Interface | Stryker
NO | YES |  |  |  | 029-12102 | 029-12102 | Stryker Endoscopy Div Stryker Corp | GOV - SDC3 |  | NSN | Woodlands-OR | MHHS-Woodlands |  | System, Interface |  | 029-12102 | 029-12102 | Woodlands | MHHS-Woodlands | Woodlands-OR |  | 5/1/17 |  |  | ?AuOne Time Inspection?Au sticker | IMAGE STORAGE DEVICES | System, Interface | SYSTEMINTERFACE-Stryker-SDC3 | SYSTEMINTERFACE | SDC3 |  |  |  | Stryker | System, Interface |  | SYSTEMINTERFACE-Stryker-SDC3 |  |  |  |  | Covered PM Repair - Biomedical | MHHS-Woodlands | [8 empty] | SYSTEMINTERFACE | System, Interface | Stryker
NO | YES |  |  |  | 029-12608 | 029-12608 | Stryker Endoscopy Div Stryker Corp | GOV - SDC3 |  | 19F544174 | Woodlands-OR | MHHS-Woodlands |  | System, Interface |  | 029-12608 | 029-12608 | Woodlands | MHHS-Woodlands | Woodlands-OR | Equipment Storage | 8/1/19 |  |  | ?AuNo PM Required?Au sticker | IMAGE STORAGE DEVICES | System, Interface | SYSTEMINTERFACE-Stryker-SDC3 | SYSTEMINTERFACE | SDC3 |  |  |  | Stryker | System, Interface |  | SYSTEMINTERFACE-Stryker-SDC3 |  |  |  |  | Covered PM Repair - Biomedical | MHHS-Woodlands | [8 empty] | SYSTEMINTERFACE | System, Interface | Stryker
NO | NO |  |  |  | 133-09749 |  | Stryker Endoscopy Div Stryker Corp | GOV - SDC3 |  | 16F046144 | KATY - OR | MHHS-Katy |  | System, Interface |  | 133-09749 |  | Katy |  | KATY - OR | [5 empty] | IMAGE STORAGE DEVICES |  | SYSTEMINTERFACE-Stryker-SDC3 | SYSTEMINTERFACE | SDC3 |  |  |  | Stryker | System, Interface |  | SYSTEMINTERFACE-Stryker-SDC3 |  |  |  |  | Covered PM Repair - Biomedical | MHHS-Katy
NO | NO |  |  |  | 041-20517 |  | Stryker Endoscopy Div Stryker Corp | GOV - SDC3 |  | 16G07284 | MEMORIAL CITY - CATH LAB | MHHS-Mem City |  | System, Interface |  | 041-20517 |  | West & Memorial City |  | MEMORIAL CITY - CATH LAB | [5 empty] | IMAGE STORAGE DEVICES |  | SYSTEMINTERFACE-Stryker-SDC3 | SYSTEMINTERFACE | SDC3 |  |  |  | Stryker | System, Interface |  | SYSTEMINTERFACE-Stryker-SDC3 |  |  |  |  | Covered PM Repair - Biomedical | MHHS-Mem City
NO | NO |  |  |  | 041-19727 |  | Stryker Endoscopy Div Stryker Corp | GOV - SDC3 |  | 15g000024 | MEMORIAL CITY - MHT - JHC OR | MHHS-Mem City |  | System, Interface |  | 041-19727 |  | West & Memorial City |  | MEMORIAL CITY - MHT - JHC OR | [5 empty] | IMAGE STORAGE DEVICES |  | SYSTEMINTERFACE-Stryker-SDC3 | SYSTEMINTERFACE | SDC3 |  |  |  | Stryker | System, Interface |  | SYSTEMINTERFACE-Stryker-SDC3 |  |  |  |  | Covered PM Repair - Biomedical | MHHS-Mem City
NO | NO | [5 empty] | Stryker Endoscopy Div Stryker Corp | GOV - SDC3 |  | 12H038344 | NE - OR | MHHS-Northeast |  | System, Interface |  |  |  | Katy |  | NE - OR | [5 empty] | IMAGE STORAGE DEVICES |  | SYSTEMINTERFACE-Stryker-SDC3 | SYSTEMINTERFACE | SDC3 |  |  |  | Stryker | System, Interface |  | SYSTEMINTERFACE-Stryker-SDC3 |  |  |  |  | Covered PM Repair - Biomedical | MHHS-Northeast
NO | NO | [5 empty] | Stryker Endoscopy Div Stryker Corp | GOV - SDC3 |  | 12H027814 | NE - OR | MHHS-Northeast |  | System, Interface |  |  |  | Katy |  | NE - OR | [5 empty] | IMAGE STORAGE DEVICES |  | SYSTEMINTERFACE-Stryker-SDC3 | SYSTEMINTERFACE | SDC3 |  |  |  | Stryker | System, Interface |  | SYSTEMINTERFACE-Stryker-SDC3 |  |  |  |  | Covered PM Repair - Biomedical | MHHS-Northeast
NO | NO |  |  |  | 069-44494 |  | Stryker Endoscopy Div Stryker Corp | GOV - SDC3 |  | 17k547204 | TMC - JONES - TSCU (9J) | MHHS-TMC |  | System, Interface |  | 069-44494 |  | TMC |  | TMC - JONES - TSCU (9J) | [5 empty] | IMAGE STORAGE DEVICES |  | SYSTEMINTERFACE-Stryker-SDC3 | SYSTEMINTERFACE | SDC3 |  |  |  | Stryker | System, Interface |  | SYSTEMINTERFACE-Stryker-SDC3 |  |  |  |  | Covered PM Repair - Biomedical | MHHS-TMC
NO | NO |  |  |  | 074-02067 |  | Stryker Endoscopy Div Stryker Corp | GOV - SDC3 |  | 18J567684 | TMC - OR - CVOR (7HVI) | MHHS-TMC |  | System, Interface |  | 074-02067 |  | TMC |  | TMC - OR - CVOR (7HVI) | [5 empty] | IMAGE STORAGE DEVICES |  | SYSTEMINTERFACE-Stryker-SDC3 | SYSTEMINTERFACE | SDC3 |  |  |  | Stryker | System, Interface |  | SYSTEMINTERFACE-Stryker-SDC3 |  |  |  |  | Covered PM Repair - Biomedical | MHHS-TMC
NO | NO | [5 empty] | Stryker Endoscopy Div Stryker Corp | GOV - SDC3 |  | 13C011544 | TMC - OR - CVOR (7HVI) | MHHS-TMC |  | System, Interface |  |  |  | TMC |  | TMC - OR - CVOR (7HVI) | [5 empty] | IMAGE STORAGE DEVICES |  | SYSTEMINTERFACE-Stryker-SDC3 | SYSTEMINTERFACE | SDC3 |  |  |  | Stryker | System, Interface |  | SYSTEMINTERFACE-Stryker-SDC3 |  |  |  |  | Covered PM Repair - Biomedical | MHHS-TMC
NO | NO |  |  |  | 069-38649 |  | Stryker Endoscopy Div Stryker Corp | GOV - SDC3 |  |  | TMC - OR - ROBERTSON (2R) | MHHS-TMC |  | System, Interface |  | 069-38649 |  | TMC |  | TMC - OR - ROBERTSON (2R) | [5 empty] | IMAGE STORAGE DEVICES |  | SYSTEMINTERFACE-Stryker-SDC3 | SYSTEMINTERFACE | SDC3 |  |  |  | Stryker | System, Interface |  | SYSTEMINTERFACE-Stryker-SDC3 |  |  |  |  | Covered PM Repair - Biomedical | MHHS-TMC
NO | NO |  |  |  | 069-38672 |  | Stryker Endoscopy Div Stryker Corp | GOV - SDC3 |  |  | TMC - OR - ROBERTSON (2R) | MHHS-TMC |  | System, Interface |  | 069-38672 |  | TMC |  | TMC - OR - ROBERTSON (2R) | [5 empty] | IMAGE STORAGE DEVICES |  | SYSTEMINTERFACE-Stryker-SDC3 | SYSTEMINTERFACE | SDC3 |  |  |  | Stryker | System, Interface |  | SYSTEMINTERFACE-Stryker-SDC3 |  |  |  |  | Covered PM Repair - Biomedical | MHHS-TMC
NO | NO |  |  |  | 029-10493 |  | Stryker Endoscopy Div Stryker Corp | GOV - SDC3 |  | 16C038694 | WOODLANDS - OR | MHHS-Woodlands |  | System, Interface |  | 029-10493 |  | Woodlands |  | WOODLANDS - OR | [5 empty] | IMAGE STORAGE DEVICES |  | SYSTEMINTERFACE-Stryker-SDC3 | SYSTEMINTERFACE | SDC3 |  |  |  | Stryker | System, Interface |  | SYSTEMINTERFACE-Stryker-SDC3 |  |  |  |  | Covered PM Repair - Biomedical | MHHS-Woodlands
NO | YES |  |  |  | 005-09350 | 005-09350 | Stryker Endoscopy Div Stryker Corp | HIGH FLOW |  | 1202CE202 | SE-OR | MHHS-Southeast |  |  |  | 005-09350 | 005-09350 | Southeast | MHHS-Southeast | SE-OR | SE -OR | 10/1/19 |  | 4/1/20 |  | INSUFFLATORS |  | .needs class | [5 empty] | Stryker | [7 empty] | Covered PM Repair - Biomedical | MHHS-Southeast
NO | YES |  |  |  | 005-09363 | 005-09363 | Stryker Endoscopy Div Stryker Corp | HIGH FLOW |  | 1202CE203 | SE-OR | MHHS-Southeast |  |  |  | 005-09363 | 005-09363 | Southeast | MHHS-Southeast | SE-OR | OR14 | 12/1/19 |  |  |  | INSUFFLATORS |  | .needs class | [5 empty] | Stryker | [7 empty] | Covered PM Repair - Biomedical | MHHS-Southeast
NO | YES |  |  |  | 129-31081 | 129-31081 | Stryker Endoscopy Div Stryker Corp | L10 LED LIGHT SOURCE WITH AI |  | 18K581574 | Sugar Land-OR | MHHS-Sugarland |  | Light Source, Fiberoptic |  | 129-31081 | 129-31081 | Sugar Land | MHHS-Sugarland | Sugar Land-OR | OR | 2/1/19 |  | 2/1/20 |  | LIGHT SOURCES, FIBEROPTIC | Light Source, Fiberoptic | LIGHTSOURCEFIBEROPT-STRYKER-L10 AIM | LIGHTSOURCEFIBEROPT | L10 AIM |  |  |  | STRYKER | Light Source, Fiberoptic |  | LIGHTSOURCEFIBEROPT-STRYKER-L10 AIM |  | 1/2/16 |  |  | Covered PM Repair - Respiratory/Steriliz | MHHS-Sugarland | [8 empty] | LIGHTSOURCEFIBEROPT | Light Source, Fiberoptic | STRYKER
NO | YES |  |  |  | 151-02219 | 151-02219 | Stryker Endoscopy Div Stryker Corp | L10 LED LIGHT SOURCE WITH AIM |  | 16K552404 | CY-OR | MHHS-Cypress |  | Light Source, Fiberoptic |  | 151-02219 | 151-02219 | Northwest | MHHS-Cypress | CY-OR | OR 4 | 12/1/18 |  |  | Cnf pm | LIGHT SOURCES, FIBEROPTIC | Light Source, Fiberoptic | LIGHTSOURCEFIBEROPT-STRYKER-L10 AIM | LIGHTSOURCEFIBEROPT | L10 AIM |  |  |  | STRYKER | Light Source, Fiberoptic |  | LIGHTSOURCEFIBEROPT-STRYKER-L10 AIM |  |  |  |  | Covered PM Repair - Biomedical | MHHS-Cypress | [8 empty] | LIGHTSOURCEFIBEROPT | Light Source, Fiberoptic | STRYKER
NO | YES |  |  |  | 151-02225 | 151-02225 | Stryker Endoscopy Div Stryker Corp | L10 LED LIGHT SOURCE WITH AIM |  | 16K552424 | CY-OR | MHHS-Cypress |  | Light Source, Fiberoptic |  | 151-02225 | 151-02225 | Northwest | MHHS-Cypress | CY-OR | OR7 |  |  |  |  | LIGHT SOURCES, FIBEROPTIC | Light Source, Fiberoptic | LIGHTSOURCEFIBEROPT-STRYKER-L10 AIM | LIGHTSOURCEFIBEROPT | L10 AIM |  |  |  | STRYKER | Light Source, Fiberoptic |  | LIGHTSOURCEFIBEROPT-STRYKER-L10 AIM |  |  |  |  | Covered PM Repair - Biomedical | MHHS-Cypress | [8 empty] | LIGHTSOURCEFIBEROPT | Light Source, Fiberoptic | STRYKER
NO | YES |  |  |  | 151-02241 | 151-02241 | Stryker Endoscopy Div Stryker Corp | L10 LED LIGHT SOURCE WITH AIM |  | 16K549964 | CY-OR | MHHS-Cypress |  | Light Source, Fiberoptic |  | 151-02241 | 151-02241 | Northwest | MHHS-Cypress | CY-OR | OR 6 | 12/1/18 |  |  | Cnf pm | LIGHT SOURCES, FIBEROPTIC | Light Source, Fiberoptic | LIGHTSOURCEFIBEROPT-STRYKER-L10 AIM | LIGHTSOURCEFIBEROPT | L10 AIM |  |  |  | STRYKER | Light Source, Fiberoptic |  | LIGHTSOURCEFIBEROPT-STRYKER-L10 AIM |  |  |  |  | Covered PM Repair - Biomedical | MHHS-Cypress | [8 empty] | LIGHTSOURCEFIBEROPT | Light Source, Fiberoptic | STRYKER
NO | YES |  |  |  | 151-02247 | 151-02247 | Stryker Endoscopy Div Stryker Corp | L10 LED LIGHT SOURCE WITH AIM |  | 16K552414 | CY-OR | MHHS-Cypress |  | Light Source, Fiberoptic |  | 151-02247 | 151-02247 | Northwest | MHHS-Cypress | CY-OR | OR 8 |  |  |  |  | LIGHT SOURCES, FIBEROPTIC | Light Source, Fiberoptic | LIGHTSOURCEFIBEROPT-STRYKER-L10 AIM | LIGHTSOURCEFIBEROPT | L10 AIM |  |  |  | STRYKER | Light Source, Fiberoptic |  | LIGHTSOURCEFIBEROPT-STRYKER-L10 AIM |  |  |  |  | Not Covered Vendor Only - Biomedical | MHHS-Cypress | [8 empty] | LIGHTSOURCEFIBEROPT | Light Source, Fiberoptic | STRYKER
NO | YES |  |  |  | 151-02253 | 151-02253 | Stryker Endoscopy Div Stryker Corp | L10 LED LIGHT SOURCE WITH AIM |  | 16K549974 | CY-OR | MHHS-Cypress |  | Light Source, Fiberoptic |  | 151-02253 | 151-02253 | Northwest | MHHS-Cypress | CY-OR | Or |  |  |  |  | LIGHT SOURCES, FIBEROPTIC | Light Source, Fiberoptic | LIGHTSOURCEFIBEROPT-STRYKER-L10 AIM | LIGHTSOURCEFIBEROPT | L10 AIM |  |  |  | STRYKER | Light Source, Fiberoptic |  | LIGHTSOURCEFIBEROPT-STRYKER-L10 AIM |  |  |  |  | Not Covered Vendor Only - Biomedical | MHHS-Cypress | [8 empty] | LIGHTSOURCEFIBEROPT | Light Source, Fiberoptic | STRYKER
NO | YES |  |  |  | 041-19325 | 041-19325 | Stryker Endoscopy Div Stryker Corp | L10 LED LIGHT SOURCE WITH AIM |  |  | MEMORIAL CITY - MOR | MHHS-Mem City |  | Light Source, Fiberoptic |  | 041-19325 | 041-19325 | West | Memorial Hermann Memorial City Medical Center | MEMORIAL CITY - MOR | OR 8 |  |  |  |  | LIGHT SOURCES, FIBEROPTIC |  | LIGHTSOURCEFIBEROPT-STRYKER-L10 AIM | LIGHTSOURCEFIBEROPT | L10 AIM |  |  |  | STRYKER | Light Source, Fiberoptic |  | LIGHTSOURCEFIBEROPT-STRYKER-L10 AIM |  |  |  |  | Not Covered Vendor Only - Biomedical | MHHS-Mem City
NO | YES |  |  |  | 041-19326 | 041-19326 | Stryker Endoscopy Div Stryker Corp | L10 LED LIGHT SOURCE WITH AIM |  |  | MEMORIAL CITY - MOR | MHHS-Mem City |  | Light Source, Fiberoptic |  | 041-19326 | 041-19326 | West | Memorial City - Memorial Hermann Hospital | MEMORIAL CITY - MOR | E2 321 Surgery Rm 6 |  |  |  | ?AuNO PM REQUIRED?Au sticker found | LIGHT SOURCES, FIBEROPTIC |  | LIGHTSOURCEFIBEROPT-STRYKER-L10 AIM | LIGHTSOURCEFIBEROPT | L10 AIM |  |  |  | STRYKER | Light Source, Fiberoptic |  | LIGHTSOURCEFIBEROPT-STRYKER-L10 AIM |  |  |  |  | Not Covered Vendor Only - Biomedical | MHHS-Mem City
NO | YES |  |  |  | 041-19327 | 041-19327 | Stryker Endoscopy Div Stryker Corp | L10 LED LIGHT SOURCE WITH AIM |  |  | OR | MHHS-Mem City |  | Light Source, Fiberoptic |  | 041-19327 | 041-19327 | West | Memorial Hermann - Memorial City | OR | Back Hallway |  |  |  |  | LIGHT SOURCES, FIBEROPTIC |  | LIGHTSOURCEFIBEROPT-STRYKER-L10 AIM | LIGHTSOURCEFIBEROPT | L10 AIM |  |  |  | STRYKER | Light Source, Fiberoptic |  | LIGHTSOURCEFIBEROPT-STRYKER-L10 AIM |  |  |  |  | Not Covered Vendor Only - Biomedical | MHHS-Mem City
NO | YES |  |  |  | 041-19328 | 041-19328 | Stryker Endoscopy Div Stryker Corp | L10 LED LIGHT SOURCE WITH AIM |  | 17F551874 | MEMORIAL CITY - MOR | MHHS-Mem City |  | Light Source, Fiberoptic |  | 041-19328 | 041-19328 | West | Memorial City - Memorial Hermann Hospital | MEMORIAL CITY - MOR | Hallway |  |  |  | ?AuNO PM REQUIRED?Au sticker on unit | LIGHT SOURCES, FIBEROPTIC |  | LIGHTSOURCEFIBEROPT-STRYKER-L10 AIM | LIGHTSOURCEFIBEROPT | L10 AIM |  |  |  | STRYKER | Light Source, Fiberoptic |  | LIGHTSOURCEFIBEROPT-STRYKER-L10 AIM |  |  |  |  | Not Covered Vendor Only - Biomedical | MHHS-Mem City
NO | YES |  |  |  | 041-19329 | 041-19329 | Stryker Endoscopy Div Stryker Corp | L10 LED LIGHT SOURCE WITH AIM |  |  | MEMORIAL CITY MOR | MHHS-Mem City |  | Light Source, Fiberoptic |  | 041-19329 | 041-19329 | West | Memorial Hermann Memorial City Medical Center | MEMORIAL CITY MOR | MEMORIAL CITY MOR |  |  |  |  | LIGHT SOURCES, FIBEROPTIC |  | LIGHTSOURCEFIBEROPT-STRYKER-L10 AIM | LIGHTSOURCEFIBEROPT | L10 AIM |  |  |  | STRYKER | Light Source, Fiberoptic |  | LIGHTSOURCEFIBEROPT-STRYKER-L10 AIM |  |  |  |  | Covered PM Repair - Biomedical | MHHS-Mem City
NO | YES |  |  |  | 041-19331 | 041-19331 | Stryker Endoscopy Div Stryker Corp | L10 LED LIGHT SOURCE WITH AIM |  |  | MEMORIAL CITY - Surgery room 10 | MHHS-Mem City |  | Light Source, Fiberoptic |  | 041-19331 | 041-19331 | West | Memorial Hermann Memorial City Medical Center | MEMORIAL CITY - Surgery room 10 | Surgery room 10 |  |  |  | States no pm required | LIGHT SOURCES, FIBEROPTIC |  | LIGHTSOURCEFIBEROPT-STRYKER-L10 AIM | LIGHTSOURCEFIBEROPT | L10 AIM |  |  |  | STRYKER | Light Source, Fiberoptic |  | LIGHTSOURCEFIBEROPT-STRYKER-L10 AIM |  |  |  |  | Covered PM Repair - Biomedical | MHHS-Mem City
NO | YES |  |  |  | 041-32755 | 041-32755 | Stryker Endoscopy Div Stryker Corp | L10 LED LIGHT SOURCE WITH AIM |  | 18G529814 | OR | MHHS-Mem City |  | Light Source, Fiberoptic |  | 041-32755 | 041-32755 | West | Memorial Hermann - Memorial City | OR | Back Hallway |  |  |  |  | LIGHT SOURCES, FIBEROPTIC |  | LIGHTSOURCEFIBEROPT-STRYKER-L10 AIM | LIGHTSOURCEFIBEROPT | L10 AIM |  |  |  | STRYKER | Light Source, Fiberoptic |  | LIGHTSOURCEFIBEROPT-STRYKER-L10 AIM |  |  |  |  | Covered PM Repair - Biomedical | MHHS-Mem City
NO | YES |  |  |  | 142-07224 | 142-07224 | Stryker Endoscopy Div Stryker Corp | L10 LED LIGHT SOURCE WITH AIM |  | 17H571874 | NE-OR | MHHS-Northeast |  | Light Source, Fiberoptic |  | 142-07224 | 142-07224 | Katy | MHHS-Northeast | NE-OR | OR4 | 8/1/19 | 8/1/20 |  |  | LIGHT SOURCES, FIBEROPTIC | Light Source, Fiberoptic | LIGHTSOURCEFIBEROPT-STRYKER-L10 AIM | LIGHTSOURCEFIBEROPT | L10 AIM |  |  |  | STRYKER | Light Source, Fiberoptic |  | LIGHTSOURCEFIBEROPT-STRYKER-L10 AIM |  |  |  |  | Covered PM Repair - Respiratory/Steriliz | MHHS-Northeast | [8 empty] | LIGHTSOURCEFIBEROPT | Light Source, Fiberoptic | STRYKER
NO | YES |  |  |  | 142-07230 | 142-07230 | Stryker Endoscopy Div Stryker Corp | L10 LED LIGHT SOURCE WITH AIM |  | 16L514794 | NE-OR | MHHS-Northeast |  | Light Source, Fiberoptic |  | 142-07230 | 142-07230 | Katy | MHHS-Northeast | NE-OR | OR 3 | 9/1/19 | 9/1/20 |  |  | LIGHT SOURCES, FIBEROPTIC | Light Source, Fiberoptic | LIGHTSOURCEFIBEROPT-STRYKER-L10 AIM | LIGHTSOURCEFIBEROPT | L10 AIM |  |  |  | STRYKER | Light Source, Fiberoptic |  | LIGHTSOURCEFIBEROPT-STRYKER-L10 AIM |  | 1/5/16 |  |  | Covered PM Repair - Respiratory/Steriliz | MHHS-Northeast | [8 empty] | LIGHTSOURCEFIBEROPT | Light Source, Fiberoptic | STRYKER
NO | YES |  |  |  | 142-07236 | 142-07236 | Stryker Endoscopy Div Stryker Corp | L10 LED LIGHT SOURCE WITH AIM |  | 16L541334 | NE-OR | MHHS-Northeast |  | Light Source, Fiberoptic |  | 142-07236 | 142-07236 | Katy | MHHS-Northeast | NE-OR | OR1 | 8/1/19 | 8/1/20 |  |  | LIGHT SOURCES, FIBEROPTIC | Light Source, Fiberoptic | LIGHTSOURCEFIBEROPT-STRYKER-L10 AIM | LIGHTSOURCEFIBEROPT | L10 AIM |  |  |  | STRYKER | Light Source, Fiberoptic |  | LIGHTSOURCEFIBEROPT-STRYKER-L10 AIM |  | 1/5/16 |  |  | Covered PM Repair - Respiratory/Steriliz | MHHS-Northeast | [8 empty] | LIGHTSOURCEFIBEROPT | Light Source, Fiberoptic | STRYKER
NO | YES |  |  |  | 142-07242 | 142-07242 | Stryker Endoscopy Div Stryker Corp | L10 LED LIGHT SOURCE WITH AIM |  | 16L525524 | NE-OR | MHHS-Northeast |  | Light Source, Fiberoptic |  | 142-07242 | 142-07242 | Katy | MHHS-Northeast | NE-OR | OR | 8/1/19 | 8/1/20 |  |  | LIGHT SOURCES, FIBEROPTIC | Light Source, Fiberoptic | LIGHTSOURCEFIBEROPT-STRYKER-L10 AIM | LIGHTSOURCEFIBEROPT | L10 AIM |  |  |  | STRYKER | Light Source, Fiberoptic |  | LIGHTSOURCEFIBEROPT-STRYKER-L10 AIM |  | 1/5/16 |  |  | Covered PM Repair - Respiratory/Steriliz | MHHS-Northeast | [8 empty] | LIGHTSOURCEFIBEROPT | Light Source, Fiberoptic | STRYKER
NO | YES |  |  |  | 142-08207 | 142-08207 | Stryker Endoscopy Div Stryker Corp | L10 LED LIGHT SOURCE WITH AIM |  | 18D511814 | NE-OR | MHHS-Northeast |  | Light Source, Fiberoptic |  | 142-08207 | 142-08207 | Katy | MHHS-Northeast | NE-OR | OR 2 | 9/1/19 | 9/1/20 |  |  | LIGHT SOURCES, FIBEROPTIC | Light Source, Fiberoptic | LIGHTSOURCEFIBEROPT-STRYKER-L10 AIM | LIGHTSOURCEFIBEROPT | L10 AIM |  |  |  | STRYKER | Light Source, Fiberoptic |  | LIGHTSOURCEFIBEROPT-STRYKER-L10 AIM |  | 1/30/16 |  |  | Covered PM Repair - Respiratory/Steriliz | MHHS-Northeast | [8 empty] | LIGHTSOURCEFIBEROPT | Light Source, Fiberoptic | STRYKER
NO | YES |  |  |  | 142-08318 | 142-08318 | Stryker Endoscopy Div Stryker Corp | L10 LED LIGHT SOURCE WITH AIM |  |  | NE-OR | MHHS-Northeast |  | Light Source, Fiberoptic |  | 142-08318 | 142-08318 | Katy | MHHS-Northeast | NE-OR | OR | 8/1/19 | 8/1/20 |  |  | LIGHT SOURCES, FIBEROPTIC | Light Source, Fiberoptic | LIGHTSOURCEFIBEROPT-STRYKER-L10 AIM | LIGHTSOURCEFIBEROPT | L10 AIM |  |  |  | STRYKER | Light Source, Fiberoptic |  | LIGHTSOURCEFIBEROPT-STRYKER-L10 AIM |  | 1/2/16 |  |  | Covered PM Repair - Respiratory/Steriliz | MHHS-Northeast | [8 empty] | LIGHTSOURCEFIBEROPT | Light Source, Fiberoptic | STRYKER
NO | YES |  |  |  | 145-00479 | 145-00479 | Stryker Endoscopy Div Stryker Corp | L10 LED LIGHT SOURCE WITH AIM |  | 16C006324 | Pearland-OR | MHHS-Pearland Hospital |  | Light Source, Fiberoptic |  | 145-00479 | 145-00479 | Pearland | MHHS-Pearland Hospital | Pearland-OR | Pearland - OR | 10/1/19 | 10/1/20 |  |  | LIGHT SOURCES, FIBEROPTIC | Light Source, Fiberoptic | LIGHTSOURCEFIBEROPT-STRYKER-L10 AIM | LIGHTSOURCEFIBEROPT | L10 AIM |  |  |  | STRYKER | Light Source, Fiberoptic |  | LIGHTSOURCEFIBEROPT-STRYKER-L10 AIM |  |  |  |  | Covered PM Repair - Biomedical | MHHS-Pearland Hospital | [8 empty] | LIGHTSOURCEFIBEROPT | Light Source, Fiberoptic | STRYKER
NO | YES |  |  |  | 145-00489 | 145-00489 | Stryker Endoscopy Div Stryker Corp | L10 LED LIGHT SOURCE WITH AIM |  | 16C006414 | Pearland-OR | MHHS-Pearland Hospital |  | Light Source, Fiberoptic |  | 145-00489 | 145-00489 | Pearland | MHHS-Pearland Hospital | Pearland-OR | PEARLAND - OR4 | 12/1/18 | 12/1/19 |  |  | LIGHT SOURCES, FIBEROPTIC | Light Source, Fiberoptic | LIGHTSOURCEFIBEROPT-STRYKER-L10 AIM | LIGHTSOURCEFIBEROPT | L10 AIM |  |  |  | STRYKER | Light Source, Fiberoptic |  | LIGHTSOURCEFIBEROPT-STRYKER-L10 AIM |  |  |  |  | Not Covered Vendor Only - Biomedical | MHHS-Pearland Hospital | [8 empty] | LIGHTSOURCEFIBEROPT | Light Source, Fiberoptic | STRYKER
NO | YES |  |  |  | 145-00493 | 145-00493 | Stryker Endoscopy Div Stryker Corp | L10 LED LIGHT SOURCE WITH AIM |  | 16C003874 | Pearland-OR | MHHS-Pearland Hospital |  | Light Source, Fiberoptic |  | 145-00493 | 145-00493 | Pearland | MHHS-Pearland Hospital | Pearland-OR | OR1 | 9/1/19 | 9/1/20 |  |  | LIGHT SOURCES, FIBEROPTIC | Light Source, Fiberoptic | LIGHTSOURCEFIBEROPT-STRYKER-L10 AIM | LIGHTSOURCEFIBEROPT | L10 AIM |  |  |  | STRYKER | Light Source, Fiberoptic |  | LIGHTSOURCEFIBEROPT-STRYKER-L10 AIM |  | 3/1/15 |  |  | Covered PM Repair - Biomedical | MHHS-Pearland Hospital | [8 empty] | LIGHTSOURCEFIBEROPT | Light Source, Fiberoptic | STRYKER
NO | YES |  |  |  | 145-00508 | 145-00508 | Stryker Endoscopy Div Stryker Corp | L10 LED LIGHT SOURCE WITH AIM |  | 16C006354 | Pearland-OR | MHHS-Pearland Hospital |  | Light Source, Fiberoptic |  | 145-00508 | 145-00508 | Pearland | MHHS-Pearland Hospital | Pearland-OR | OR 3 | 9/1/19 | 9/1/20 |  |  | LIGHT SOURCES, FIBEROPTIC | Light Source, Fiberoptic | LIGHTSOURCEFIBEROPT-STRYKER-L10 AIM | LIGHTSOURCEFIBEROPT | L10 AIM |  |  |  | STRYKER | Light Source, Fiberoptic |  | LIGHTSOURCEFIBEROPT-STRYKER-L10 AIM |  | 3/2/15 |  |  | Covered PM Repair - Biomedical | MHHS-Pearland Hospital | [8 empty] | LIGHTSOURCEFIBEROPT | Light Source, Fiberoptic | STRYKER
NO | YES |  |  |  | 005-11099 | 005-11099 | Stryker Endoscopy Div Stryker Corp | L10 LED LIGHT SOURCE WITH AIM |  | 16C034704 | SE-OR | MHHS-Southeast |  | Light Source, Fiberoptic |  | 005-11099 | 005-11099 | Southeast | MHHS-Southeast | SE-OR | OR | 4/1/19 |  |  |  | LIGHT SOURCES, FIBEROPTIC |  | LIGHTSOURCEFIBEROPT-STRYKER-L10 AIM | LIGHTSOURCEFIBEROPT | L10 AIM |  |  |  | STRYKER | Light Source, Fiberoptic |  | LIGHTSOURCEFIBEROPT-STRYKER-L10 AIM |  | 2/2/17 |  |  | Covered PM Repair - Biomedical | MHHS-Southeast
NO | YES |  |  |  | 005-11127 | 005-11127 | Stryker Endoscopy Div Stryker Corp | L10 LED LIGHT SOURCE WITH AIM |  | 16C048704 | SE-OR | MHHS-Southeast |  | Light Source, Fiberoptic |  | 005-11127 | 005-11127 | Southeast | MHHS-Southeast | SE-OR | OR | 4/1/19 |  | 4/1/20 |  | LIGHT SOURCES, FIBEROPTIC |  | LIGHTSOURCEFIBEROPT-STRYKER-L10 AIM | LIGHTSOURCEFIBEROPT | L10 AIM |  |  |  | STRYKER | Light Source, Fiberoptic |  | LIGHTSOURCEFIBEROPT-STRYKER-L10 AIM |  | 2/2/17 |  |  | Covered PM Repair - Biomedical | MHHS-Southeast
NO | YES | Serial Number 16C043724 |  |  | 005-11243 | 005-11243 | Stryker Endoscopy Div Stryker Corp | L10 LED LIGHT SOURCE WITH AIM |  | 16C043724 | SE-OR | MHHS-Southeast |  | Light Source, Fiberoptic |  | 005-11243 | 005-11243 | Southeast | MHHS-Southeast | SE-OR | OR | 4/1/19 |  | 4/1/20 |  | LIGHT SOURCES, FIBEROPTIC |  | LIGHTSOURCEFIBEROPT-STRYKER-L10 AIM | LIGHTSOURCEFIBEROPT | L10 AIM |  |  |  | STRYKER | Light Source, Fiberoptic |  | LIGHTSOURCEFIBEROPT-STRYKER-L10 AIM |  | 3/2/16 |  |  | Covered PM Repair - Respiratory/Steriliz | MHHS-Southeast
NO | YES |  |  |  | 005-11530 | 005-11530 | Stryker Endoscopy Div Stryker Corp | L10 LED LIGHT SOURCE WITH AIM |  | 16C044794 | SE-OR | MHHS-Southeast |  | Light Source, Fiberoptic |  | 005-11530 | 005-11530 | Southeast | MHHS-Southeast | SE-OR | Or 11 | 12/1/19 |  | 12/1/20 |  | LIGHT SOURCES, FIBEROPTIC |  | LIGHTSOURCEFIBEROPT-STRYKER-L10 AIM | LIGHTSOURCEFIBEROPT | L10 AIM |  |  |  | STRYKER | Light Source, Fiberoptic |  | LIGHTSOURCEFIBEROPT-STRYKER-L10 AIM |  | 3/30/16 |  |  | Covered PM Repair - Respiratory/Steriliz | MHHS-Southeast
NO | YES |  |  |  | 005-11531 | 005-11531 | Stryker Endoscopy Div Stryker Corp | L10 LED LIGHT SOURCE WITH AIM |  | 16C048714 | SE-OR | MHHS-Southeast |  | Light Source, Fiberoptic |  | 005-11531 | 005-11531 | Southeast | MHHS-Southeast | SE-OR | OR | 4/1/19 |  | 4/1/20 |  | LIGHT SOURCES, FIBEROPTIC |  | LIGHTSOURCEFIBEROPT-STRYKER-L10 AIM | LIGHTSOURCEFIBEROPT | L10 AIM |  |  |  | STRYKER | Light Source, Fiberoptic |  | LIGHTSOURCEFIBEROPT-STRYKER-L10 AIM |  | 3/30/16 |  |  | Covered PM Repair - Respiratory/Steriliz | MHHS-Southeast
NO | YES |  |  |  | 005-11541 | 005-11541 | Stryker Endoscopy Div Stryker Corp | L10 LED LIGHT SOURCE WITH AIM |  | 16C036804 | SE-OR | MHHS-Southeast |  | Light Source, Fiberoptic |  | 005-11541 | 005-11541 | Southeast | MHHS-Southeast | SE-OR |  | 4/1/19 |  | 4/1/20 |  | LIGHT SOURCES, FIBEROPTIC |  | LIGHTSOURCEFIBEROPT-STRYKER-L10 AIM | LIGHTSOURCEFIBEROPT | L10 AIM |  |  |  | STRYKER | Light Source, Fiberoptic |  | LIGHTSOURCEFIBEROPT-STRYKER-L10 AIM |  |  |  |  | Not Covered Vendor Only - Biomedical | MHHS-Southeast
NO | YES |  |  |  | 005-11548 | 005-11548 | Stryker Endoscopy Div Stryker Corp | L10 LED LIGHT SOURCE WITH AIM |  | 16C034654 | SE-OR | MHHS-Southeast |  | Light Source, Fiberoptic |  | 005-11548 | 005-11548 | Southeast | MHHS-Southeast | SE-OR | SE - OR | 4/1/19 |  | 4/1/20 |  | LIGHT SOURCES, FIBEROPTIC |  | LIGHTSOURCEFIBEROPT-STRYKER-L10 AIM | LIGHTSOURCEFIBEROPT | L10 AIM |  |  |  | STRYKER | Light Source, Fiberoptic |  | LIGHTSOURCEFIBEROPT-STRYKER-L10 AIM |  | 1/15/20 |  |  | Not Covered Vendor Only - Biomedical | MHHS-Southeast
NO | YES |  |  |  | 005-11553 | 005-11553 | Stryker Endoscopy Div Stryker Corp | L10 LED LIGHT SOURCE WITH AIM |  | 16C046324 | SE-OR | MHHS-Southeast |  | Light Source, Fiberoptic |  | 005-11553 | 005-11553 | Southeast | MHHS-Southeast | SE-OR | OR | 4/1/19 |  | 4/1/20 |  | LIGHT SOURCES, FIBEROPTIC |  | LIGHTSOURCEFIBEROPT-STRYKER-L10 AIM | LIGHTSOURCEFIBEROPT | L10 AIM |  |  |  | STRYKER | Light Source, Fiberoptic |  | LIGHTSOURCEFIBEROPT-STRYKER-L10 AIM |  | 1/15/20 |  |  | Not Covered Vendor Only - Biomedical | MHHS-Southeast
NO | YES |  |  |  | 005-33915 | 005-33915 | Stryker Endoscopy Div Stryker Corp | L10 LED LIGHT SOURCE WITH AIM |  | 18I518734 | SE-OR | MHHS-Southeast |  | Light Source, Fiberoptic |  | 005-33915 | 005-33915 | Southeast | MHHS-Southeast | SE-OR | Room 12 | 4/1/19 |  | 4/1/21 |  | LIGHT SOURCES, FIBEROPTIC |  | LIGHTSOURCEFIBEROPT-STRYKER-L10 AIM | LIGHTSOURCEFIBEROPT | L10 AIM |  |  |  | STRYKER | Light Source, Fiberoptic |  | LIGHTSOURCEFIBEROPT-STRYKER-L10 AIM |  | 6/6/13 |  |  | Covered PM Repair - Biomedical | MHHS-Southeast
NO | YES |  |  |  | 005-33922 | 005-33922 | Stryker Endoscopy Div Stryker Corp | L10 LED LIGHT SOURCE WITH AIM |  | 18I518634 | SE-OR | MHHS-Southeast |  | Light Source, Fiberoptic |  | 005-33922 | 005-33922 | Southeast | MHHS-Southeast | SE-OR | OR14 | 5/1/19 |  |  |  | LIGHT SOURCES, FIBEROPTIC |  | LIGHTSOURCEFIBEROPT-STRYKER-L10 AIM | LIGHTSOURCEFIBEROPT | L10 AIM |  |  |  | STRYKER | Light Source, Fiberoptic |  | LIGHTSOURCEFIBEROPT-STRYKER-L10 AIM |  | 6/30/12 |  |  | Covered PM Repair - Biomedical | MHHS-Southeast
NO | YES |  |  |  | 005-34271 | 005-34271 | Stryker Endoscopy Div Stryker Corp | L10 LED LIGHT SOURCE WITH AIM |  | 16C048684 | SE-OR | MHHS-Southeast |  | Light Source, Fiberoptic |  | 005-34271 | 005-34271 | Southeast | MHHS-Southeast | SE-OR | OR | 4/1/19 |  | 4/1/20 |  | LIGHT SOURCES, FIBEROPTIC |  | LIGHTSOURCEFIBEROPT-STRYKER-L10 AIM | LIGHTSOURCEFIBEROPT | L10 AIM |  |  |  | STRYKER | Light Source, Fiberoptic |  | LIGHTSOURCEFIBEROPT-STRYKER-L10 AIM |  | 10/29/13 |  |  | Covered PM Repair - Biomedical | MHHS-Southeast
NO | YES |  |  |  | 013-38401 | 013-38401 | Stryker Endoscopy Div Stryker Corp | L10 LED LIGHT SOURCE WITH AIM |  | 19H546504 | SW-OR | MHHS-Southwest |  | Light Source, Fiberoptic |  | 013-38401 | 013-38401 | Southwest | MHHS-Southwest | SW-OR | OR Hallway | 9/1/19 |  | 9/1/20 |  | LIGHT SOURCES, FIBEROPTIC | Light Source, Fiberoptic | LIGHTSOURCEFIBEROPT-STRYKER-L10 AIM | LIGHTSOURCEFIBEROPT | L10 AIM |  |  |  | STRYKER | Light Source, Fiberoptic |  | LIGHTSOURCEFIBEROPT-STRYKER-L10 AIM |  | 6/30/14 |  |  | Covered PM Repair - Respiratory/Steriliz | MHHS-Southwest | [8 empty] | LIGHTSOURCEFIBEROPT | Light Source, Fiberoptic | STRYKER
NO | YES |  |  |  | 013-38410 | 013-38410 | Stryker Endoscopy Div Stryker Corp | L10 LED LIGHT SOURCE WITH AIM |  | 19H546514 | SW-OR | MHHS-Southwest |  | Light Source, Fiberoptic |  | 013-38410 | 013-38410 | Southwest | MHHS-Southwest | SW-OR | Room 18 - Storage | 9/1/19 |  | 9/1/20 |  | LIGHT SOURCES, FIBEROPTIC | Light Source, Fiberoptic | LIGHTSOURCEFIBEROPT-STRYKER-L10 AIM | LIGHTSOURCEFIBEROPT | L10 AIM |  |  |  | STRYKER | Light Source, Fiberoptic |  | LIGHTSOURCEFIBEROPT-STRYKER-L10 AIM |  | 6/30/14 |  |  | Covered PM Repair - Respiratory/Steriliz | MHHS-Southwest | [8 empty] | LIGHTSOURCEFIBEROPT | Light Source, Fiberoptic | STRYKER
NO | YES |  |  |  | 129-07843 | 129-07843 | Stryker Endoscopy Div Stryker Corp | L10 LED LIGHT SOURCE WITH AIM |  | 10K561554 | Sugar Land-OR | MHHS-Sugarland |  | Light Source, Fiberoptic |  | 129-07843 | 129-07843 | Sugar Land | MHHS-Sugarland | Sugar Land-OR | OR 1 | 7/1/19 |  | 7/1/20 |  | LIGHT SOURCES, FIBEROPTIC | Light Source, Fiberoptic | LIGHTSOURCEFIBEROPT-STRYKER-L10 AIM | LIGHTSOURCEFIBEROPT | L10 AIM |  |  |  | STRYKER | Light Source, Fiberoptic |  | LIGHTSOURCEFIBEROPT-STRYKER-L10 AIM |  | 1/2/16 |  |  | Covered PM Repair - Respiratory/Steriliz | MHHS-Sugarland | [8 empty] | LIGHTSOURCEFIBEROPT | Light Source, Fiberoptic | STRYKER
NO | YES |  |  |  | 129-31022 | 129-31022 | Stryker Endoscopy Div Stryker Corp | L10 LED LIGHT SOURCE WITH AIM |  | 18K581714 | Sugar Land-OR | MHHS-Sugarland |  | Light Source, Fiberoptic |  | 129-31022 | 129-31022 | Sugar Land | MHHS-Sugarland | Sugar Land-OR | OR 6 | 3/1/19 |  |  |  | LIGHT SOURCES, FIBEROPTIC | Light Source, Fiberoptic | LIGHTSOURCEFIBEROPT-STRYKER-L10 AIM | LIGHTSOURCEFIBEROPT | L10 AIM |  |  |  | STRYKER | Light Source, Fiberoptic |  | LIGHTSOURCEFIBEROPT-STRYKER-L10 AIM |  | 1/1/16 |  |  | Covered PM Repair - Respiratory/Steriliz | MHHS-Sugarland | [8 empty] | LIGHTSOURCEFIBEROPT | Light Source, Fiberoptic | STRYKER
NO | YES |  |  |  | 129-31082 | 129-31082 | Stryker Endoscopy Div Stryker Corp | L10 LED LIGHT SOURCE WITH AIM |  | 18K581594 | Sugar Land-OR | MHHS-Sugarland |  | Light Source, Fiberoptic |  | 129-31082 | 129-31082 | Sugar Land | MHHS-Sugarland | Sugar Land-OR | OR 4 | 2/1/19 |  |  |  | LIGHT SOURCES, FIBEROPTIC | Light Source, Fiberoptic | LIGHTSOURCEFIBEROPT-STRYKER-L10 AIM | LIGHTSOURCEFIBEROPT | L10 AIM |  |  |  | STRYKER | Light Source, Fiberoptic |  | LIGHTSOURCEFIBEROPT-STRYKER-L10 AIM |  | 1/1/16 |  |  | Covered PM Repair - Respiratory/Steriliz | MHHS-Sugarland | [8 empty] | LIGHTSOURCEFIBEROPT | Light Source, Fiberoptic | STRYKER
NO | YES |  |  |  | 129-31083 | 129-31083 | Stryker Endoscopy Div Stryker Corp | L10 LED LIGHT SOURCE WITH AIM |  |  | Sugar Land-OR | MHHS-Sugarland |  | Light Source, Fiberoptic |  | 129-31083 | 129-31083 | Sugar Land | MHHS-Sugarland | Sugar Land-OR | OR 2 | 2/1/19 |  |  |  | LIGHT SOURCES, FIBEROPTIC | Light Source, Fiberoptic | LIGHTSOURCEFIBEROPT-STRYKER-L10 AIM | LIGHTSOURCEFIBEROPT | L10 AIM |  |  |  | STRYKER | Light Source, Fiberoptic |  | LIGHTSOURCEFIBEROPT-STRYKER-L10 AIM |  | 9/5/20 |  |  | Not Covered Vendor Only - Biomedical | MHHS-Sugarland | [8 empty] | LIGHTSOURCEFIBEROPT | Light Source, Fiberoptic | STRYKER
NO | YES |  |  |  | 129-31117 | 129-31117 | Stryker Endoscopy Div Stryker Corp | L10 LED LIGHT SOURCE WITH AIM |  | 18K63174 | Sugar Land-OR | MHHS-Sugarland |  | Light Source, Fiberoptic |  | 129-31117 | 129-31117 | Sugar Land | MHHS-Sugarland | Sugar Land-OR | OR | 3/1/19 |  |  |  | LIGHT SOURCES, FIBEROPTIC | Light Source, Fiberoptic | LIGHTSOURCEFIBEROPT-STRYKER-L10 AIM | LIGHTSOURCEFIBEROPT | L10 AIM |  |  |  | STRYKER | Light Source, Fiberoptic |  | LIGHTSOURCEFIBEROPT-STRYKER-L10 AIM |  |  |  |  | Covered PM Repair - Biomedical | MHHS-Sugarland | [8 empty] | LIGHTSOURCEFIBEROPT | Light Source, Fiberoptic | STRYKER
NO | YES |  |  |  | 129-31121 | 129-31121 | Stryker Endoscopy Div Stryker Corp | L10 LED LIGHT SOURCE WITH AIM |  | 18K581584 | Sugar Land-OR | MHHS-Sugarland |  | Light Source, Fiberoptic |  | 129-31121 | 129-31121 | Sugar Land | MHHS-Sugarland | Sugar Land-OR | OR 8 |  |  |  | No pm required | LIGHT SOURCES, FIBEROPTIC | Light Source, Fiberoptic | LIGHTSOURCEFIBEROPT-STRYKER-L10 AIM | LIGHTSOURCEFIBEROPT | L10 AIM |  |  |  | STRYKER | Light Source, Fiberoptic |  | LIGHTSOURCEFIBEROPT-STRYKER-L10 AIM |  |  |  |  | Covered PM Repair - Biomedical | MHHS-Sugarland | [8 empty] | LIGHTSOURCEFIBEROPT | Light Source, Fiberoptic | STRYKER
NO | YES |  |  |  | 074-02074 | 074-02074 | Stryker Endoscopy Div Stryker Corp | L10 LED LIGHT SOURCE WITH AIM |  | 18C576634 | TMC-OR-Hermann (2Hp) | MHHS-TMC |  | Light Source, Fiberoptic |  | 074-02074 | 074-02074 | TMC | MHHS-TMC | TMC-OR-Hermann (2Hp) | Equipment room | 11/1/19 |  | 11/1/20 |  | LIGHT SOURCES, FIBEROPTIC | Light Source, Fiberoptic | LIGHTSOURCEFIBEROPT-STRYKER-L10 AIM | LIGHTSOURCEFIBEROPT | L10 AIM |  |  |  | STRYKER | Light Source, Fiberoptic |  | LIGHTSOURCEFIBEROPT-STRYKER-L10 AIM |  | 9/1/20 |  |  | Not Covered Vendor Only - Biomedical | MHHS-TMC | [8 empty] | LIGHTSOURCEFIBEROPT | Light Source, Fiberoptic | STRYKER
NO | YES |  |  |  | 074-03194 | 074-03194 | Stryker Endoscopy Div Stryker Corp | L10 LED LIGHT SOURCE WITH AIM |  | 18G560914 | TMC-OR-CVOR (7Hvi) | MHHS-TMC |  | Light Source, Fiberoptic |  | 074-03194 | 074-03194 | TMC | MHHS-TMC | TMC-OR-CVOR (7Hvi) | OR 3 | 11/1/19 |  | 11/1/20 |  | LIGHT SOURCES, FIBEROPTIC | Light Source, Fiberoptic | LIGHTSOURCEFIBEROPT-STRYKER-L10 AIM | LIGHTSOURCEFIBEROPT | L10 AIM |  |  |  | STRYKER | Light Source, Fiberoptic |  | LIGHTSOURCEFIBEROPT-STRYKER-L10 AIM |  | 9/1/20 |  |  | Not Covered Vendor Only - Biomedical | MHHS-TMC | [8 empty] | LIGHTSOURCEFIBEROPT | Light Source, Fiberoptic | STRYKER
NO | YES |  |  |  | 074-05242 | 074-05242 | Stryker Endoscopy Div Stryker Corp | L10 LED LIGHT SOURCE WITH AIM |  | 18C582314 | TMC-OR-CVOR (7Hvi) | MHHS-TMC |  | Light Source, Fiberoptic |  | 074-05242 | 074-05242 | TMC | MHHS-TMC | TMC-OR-CVOR (7Hvi) | TMC - OR - CVOR (7HVI) | 12/1/19 |  | 12/1/20 |  | LIGHT SOURCES, FIBEROPTIC | Light Source, Fiberoptic | LIGHTSOURCEFIBEROPT-STRYKER-L10 AIM | LIGHTSOURCEFIBEROPT | L10 AIM |  |  |  | STRYKER | Light Source, Fiberoptic |  | LIGHTSOURCEFIBEROPT-STRYKER-L10 AIM |  | 9/1/20 |  |  | Not Covered Vendor Only - Biomedical | MHHS-TMC | [8 empty] | LIGHTSOURCEFIBEROPT | Light Source, Fiberoptic | STRYKER
NO | YES |  |  |  | 074-05243 | 074-05243 | Stryker Endoscopy Div Stryker Corp | L10 LED LIGHT SOURCE WITH AIM |  | 18C582324 | TMC-OR-CVOR (7Hvi) | MHHS-TMC |  | Light Source, Fiberoptic |  | 074-05243 | 074-05243 | TMC | MHHS-TMC | TMC-OR-CVOR (7Hvi) | Cv OR 1 | 12/1/19 |  | 3/1/20 |  | LIGHT SOURCES, FIBEROPTIC | Light Source, Fiberoptic | LIGHTSOURCEFIBEROPT-STRYKER-L10 AIM | LIGHTSOURCEFIBEROPT | L10 AIM |  |  |  | STRYKER | Light Source, Fiberoptic |  | LIGHTSOURCEFIBEROPT-STRYKER-L10 AIM |  | 9/1/20 |  |  | Not Covered Vendor Only - Biomedical | MHHS-TMC | [8 empty] | LIGHTSOURCEFIBEROPT | Light Source, Fiberoptic | STRYKER
NO | YES |  |  |  | 074-05244 | 074-05244 | Stryker Endoscopy Div Stryker Corp | L10 LED LIGHT SOURCE WITH AIM |  | 18D500844 | TWC | MHHS-TMC |  | Light Source, Fiberoptic |  | 074-05244 | 074-05244 | TMC | Memorial Hermann Heart | TWC | CVOR 2 | 12/1/19 |  | 12/1/20 |  | LIGHT SOURCES, FIBEROPTIC | Light Source, Fiberoptic | LIGHTSOURCEFIBEROPT-STRYKER-L10 AIM | LIGHTSOURCEFIBEROPT | L10 AIM |  |  |  | STRYKER | Light Source, Fiberoptic |  | LIGHTSOURCEFIBEROPT-STRYKER-L10 AIM |  | 9/1/20 |  |  | Not Covered Vendor Only - Biomedical | MHHS-TMC | [8 empty] | LIGHTSOURCEFIBEROPT | Light Source, Fiberoptic | STRYKER
NO | YES |  |  |  | 074-05245 | 074-05245 | Stryker Endoscopy Div Stryker Corp | L10 LED LIGHT SOURCE WITH AIM |  | 18G560924 | TMC-OR-CVOR (7Hvi) | MHHS-TMC |  | Light Source, Fiberoptic |  | 074-05245 | 074-05245 | TMC | MHHS-TMC | TMC-OR-CVOR (7Hvi) | OR 04 | 11/1/19 |  | 11/1/20 |  | LIGHT SOURCES, FIBEROPTIC | Light Source, Fiberoptic | LIGHTSOURCEFIBEROPT-STRYKER-L10 AIM | LIGHTSOURCEFIBEROPT | L10 AIM |  |  |  | STRYKER | Light Source, Fiberoptic |  | LIGHTSOURCEFIBEROPT-STRYKER-L10 AIM |  | 9/1/20 |  |  | Not Covered Vendor Only - Biomedical | MHHS-TMC | [8 empty] | LIGHTSOURCEFIBEROPT | Light Source, Fiberoptic | STRYKER
NO | YES |  |  |  | 069-42482 | 069-42482 | Stryker Endoscopy Div Stryker Corp | L10 LED LIGHT SOURCE WITH AIM |  | 16I503614 | TMC-OR-Pedi OR (2R) | MHHS-TMC |  | Light Source, Fiberoptic |  | 069-42482 | 069-42482 | TMC | MHHS-TMC | TMC-OR-Pedi OR (2R) | S2 401 | 4/1/19 |  |  |  | LIGHT SOURCES, FIBEROPTIC |  | LIGHTSOURCEFIBEROPT-STRYKER-L10 AIM | LIGHTSOURCEFIBEROPT | L10 AIM |  |  |  | STRYKER | Light Source, Fiberoptic |  | LIGHTSOURCEFIBEROPT-STRYKER-L10 AIM |  |  |  |  | Covered PM Repair - Biomedical | MHHS-TMC
NO | YES |  |  |  | 069-42481 | 069-42481 | Stryker Endoscopy Div Stryker Corp | L10 LED LIGHT SOURCE WITH AIM |  | 16I501634 | TMC-OR-CVOR (7Hvi) | MHHS-TMC |  | Light Source, Fiberoptic |  | 069-42481 | 069-42481 | TMC | MHHS-TMC | TMC-OR-CVOR (7Hvi) | Equipment storage |  |  |  |  | LIGHT SOURCES, FIBEROPTIC | Light Source, Fiberoptic | LIGHTSOURCEFIBEROPT-STRYKER-L10 AIM | LIGHTSOURCEFIBEROPT | L10 AIM |  |  |  | STRYKER | Light Source, Fiberoptic |  | LIGHTSOURCEFIBEROPT-STRYKER-L10 AIM |  | 1/15/19 |  |  | Covered PM Repair - Biomedical | MHHS-TMC | [8 empty] | LIGHTSOURCEFIBEROPT | Light Source, Fiberoptic | STRYKER
NO | YES |  |  |  | 069-42484 | 069-42484 | Stryker Endoscopy Div Stryker Corp | L10 LED LIGHT SOURCE WITH AIM |  | 16I503564 | TMC-OR-Mobile Equip | MHHS-TMC |  | Light Source, Fiberoptic |  | 069-42484 | 069-42484 | TMC | MHHS-TMC | TMC-OR-Mobile Equip | Equipment Room | 4/1/19 |  |  |  | LIGHT SOURCES, FIBEROPTIC | Light Source, Fiberoptic | LIGHTSOURCEFIBEROPT-STRYKER-L10 AIM | LIGHTSOURCEFIBEROPT | L10 AIM |  |  |  | STRYKER | Light Source, Fiberoptic |  | LIGHTSOURCEFIBEROPT-STRYKER-L10 AIM |  |  |  |  | Covered PM Repair - Biomedical | MHHS-TMC | [8 empty] | LIGHTSOURCEFIBEROPT | Light Source, Fiberoptic | STRYKER
NO | YES |  |  |  | 069-42487 | 069-42487 | Stryker Endoscopy Div Stryker Corp | L10 LED LIGHT SOURCE WITH AIM |  | 16I503554 | TMC-OR-Mobile Equip | MHHS-TMC |  | Light Source, Fiberoptic |  | 069-42487 | 069-42487 | TMC | MHHS-TMC | TMC-OR-Mobile Equip | OR-66 | 4/1/18 |  |  |  | LIGHT SOURCES, FIBEROPTIC |  | LIGHTSOURCEFIBEROPT-STRYKER-L10 AIM | LIGHTSOURCEFIBEROPT | L10 AIM |  |  |  | STRYKER | Light Source, Fiberoptic |  | LIGHTSOURCEFIBEROPT-STRYKER-L10 AIM |  |  |  |  | Covered PM Repair - Biomedical | MHHS-TMC
NO | YES |  |  |  | 069-47737 | 069-47737 | Stryker Endoscopy Div Stryker Corp | L10 LED LIGHT SOURCE WITH AIM |  | 19A517574 | TMC-Sarofim 2-OR | MHHS-TMC |  | Light Source, Fiberoptic |  | 069-47737 | 069-47737 | TMC | MHHS-TMC | TMC-Sarofim 2-OR | S2 OR 1 | 12/1/19 |  | 12/1/20 |  | LIGHT SOURCES, FIBEROPTIC |  | LIGHTSOURCEFIBEROPT-STRYKER-L10 AIM | LIGHTSOURCEFIBEROPT | L10 AIM |  |  |  | STRYKER | Light Source, Fiberoptic |  | LIGHTSOURCEFIBEROPT-STRYKER-L10 AIM |  | 4/1/14 |  |  | Covered PM Repair - Biomedical | MHHS-TMC
NO | YES |  |  |  | 069-47796 | 069-47796 | Stryker Endoscopy Div Stryker Corp | L10 LED LIGHT SOURCE WITH AIM |  | 19A517514 | TMC-Sarofim 2-OR | MHHS-TMC |  | Light Source, Fiberoptic |  | 069-47796 | 069-47796 | TMC | MHHS-TMC | TMC-Sarofim 2-OR | TMC - SAROFIM 2 -OR | 12/1/19 |  | 12/1/20 |  | LIGHT SOURCES, FIBEROPTIC |  | LIGHTSOURCEFIBEROPT-STRYKER-L10 AIM | LIGHTSOURCEFIBEROPT | L10 AIM |  |  |  | STRYKER | Light Source, Fiberoptic |  | LIGHTSOURCEFIBEROPT-STRYKER-L10 AIM |  |  |  |  | Covered PM Repair - Biomedical | MHHS-TMC
NO | YES |  |  |  | 069-47825 | 069-47825 | Stryker Endoscopy Div Stryker Corp | L10 LED LIGHT SOURCE WITH AIM |  | 18L559524 | TMC-Sarofim 3-OR | MHHS-TMC |  | Light Source, Fiberoptic |  | 069-47825 | 069-47825 | TMC | MHHS-TMC | TMC-Sarofim 3-OR | OR3 |  |  |  |  | LIGHT SOURCES, FIBEROPTIC |  | LIGHTSOURCEFIBEROPT-STRYKER-L10 AIM | LIGHTSOURCEFIBEROPT | L10 AIM |  |  |  | STRYKER | Light Source, Fiberoptic |  | LIGHTSOURCEFIBEROPT-STRYKER-L10 AIM |  |  |  |  | Covered PM Repair - Biomedical | MHHS-TMC
NO | YES |  |  |  | 069-47939 | 069-47939 | Stryker Endoscopy Div Stryker Corp | L10 LED LIGHT SOURCE WITH AIM |  | 18L559474 | TMC-Sarofim 2-OR | MHHS-TMC |  | Light Source, Fiberoptic |  | 069-47939 | 069-47939 | TMC | MHHS-TMC | TMC-Sarofim 2-OR | OR15 | 12/1/19 |  | 12/1/20 |  | LIGHT SOURCES, FIBEROPTIC |  | LIGHTSOURCEFIBEROPT-STRYKER-L10 AIM | LIGHTSOURCEFIBEROPT | L10 AIM |  |  |  | STRYKER | Light Source, Fiberoptic |  | LIGHTSOURCEFIBEROPT-STRYKER-L10 AIM |  |  |  |  | Covered PM Repair - Biomedical | MHHS-TMC
NO | YES |  |  |  | 069-44140 | 069-44140 | Stryker Endoscopy Div Stryker Corp | L10 LED LIGHT SOURCE WITH AIM |  | 18L559434 | TMC-Sarofim 3-OR | MHHS-TMC |  | Light Source, Fiberoptic |  | 069-44140 | 069-44140 | TMC | MHHS-TMC | TMC-Sarofim 3-OR | OR 40 | 12/1/19 |  | 12/1/20 |  | LIGHT SOURCES, FIBEROPTIC |  | LIGHTSOURCEFIBEROPT-STRYKER-L10 AIM | LIGHTSOURCEFIBEROPT | L10 AIM |  |  |  | STRYKER | Light Source, Fiberoptic |  | LIGHTSOURCEFIBEROPT-STRYKER-L10 AIM |  |  |  |  | Covered PM Repair - Biomedical | MHHS-TMC
NO | YES |  |  |  | 069-47629 | 069-47629 | Stryker Endoscopy Div Stryker Corp | L10 LED LIGHT SOURCE WITH AIM |  | 18L559504 | TMC-MHTMC-Central Supply | MHHS-TMC |  | Light Source, Fiberoptic |  | 069-47629 | 069-47629 | TMC | MHHS-TMC | TMC-MHTMC-Central Supply | Or 42 | 12/1/19 |  | 12/1/20 |  | LIGHT SOURCES, FIBEROPTIC |  | LIGHTSOURCEFIBEROPT-STRYKER-L10 AIM | LIGHTSOURCEFIBEROPT | L10 AIM |  |  |  | STRYKER | Light Source, Fiberoptic |  | LIGHTSOURCEFIBEROPT-STRYKER-L10 AIM |  | 10/1/20 |  |  | Not Covered Vendor Only - Biomedical | MHHS-TMC
NO | YES |  |  |  | 069-47804 | 069-47804 | Stryker Endoscopy Div Stryker Corp | L10 LED LIGHT SOURCE WITH AIM |  | 19A517584 | TMC-Sarofim 3-OR | MHHS-TMC |  | Light Source, Fiberoptic |  | 069-47804 | 069-47804 | TMC | MHHS-TMC | TMC-Sarofim 3-OR | S3622 | 12/1/19 |  | 12/1/20 |  | LIGHT SOURCES, FIBEROPTIC |  | LIGHTSOURCEFIBEROPT-STRYKER-L10 AIM | LIGHTSOURCEFIBEROPT | L10 AIM |  |  |  | STRYKER | Light Source, Fiberoptic |  | LIGHTSOURCEFIBEROPT-STRYKER-L10 AIM |  | 10/1/20 |  |  | Not Covered Vendor Only - Biomedical | MHHS-TMC
NO | YES |  |  |  | 069-47811 | 069-47811 | Stryker Endoscopy Div Stryker Corp | L10 LED LIGHT SOURCE WITH AIM |  | 18L559494 | TMC-Sarofim 3-OR | MHHS-TMC |  | Light Source, Fiberoptic |  | 069-47811 | 069-47811 | TMC | MHHS-TMC | TMC-Sarofim 3-OR | S3622 | 12/1/19 |  | 4/1/20 |  | LIGHT SOURCES, FIBEROPTIC |  | LIGHTSOURCEFIBEROPT-STRYKER-L10 AIM | LIGHTSOURCEFIBEROPT | L10 AIM |  |  |  | STRYKER | Light Source, Fiberoptic |  | LIGHTSOURCEFIBEROPT-STRYKER-L10 AIM |  | 10/1/20 |  |  | Not Covered Vendor Only - Biomedical | MHHS-TMC
NO | YES |  |  |  | 029-10414 | 029-10414 | Stryker Endoscopy Div Stryker Corp | L10 LED LIGHT SOURCE WITH AIM |  | 16C019244 | Woodlands-OR | MHHS-Woodlands |  | Light Source, Fiberoptic |  | 029-10414 | 029-10414 | Woodlands | MHHS-Woodlands | Woodlands-OR | Equipment Storage | 7/1/19 |  | 7/1/20 |  | LIGHT SOURCES, FIBEROPTIC | Light Source, Fiberoptic | LIGHTSOURCEFIBEROPT-STRYKER-L10 AIM | LIGHTSOURCEFIBEROPT | L10 AIM |  |  |  | STRYKER | Light Source, Fiberoptic |  | LIGHTSOURCEFIBEROPT-STRYKER-L10 AIM |  |  |  |  | Covered PM Repair - Biomedical | MHHS-Woodlands | [8 empty] | LIGHTSOURCEFIBEROPT | Light Source, Fiberoptic | STRYKER
NO | YES |  |  |  | 029-10421 | 029-10421 | Stryker Endoscopy Div Stryker Corp | L10 LED LIGHT SOURCE WITH AIM |  | 16C048764 | Woodlands-OR | MHHS-Woodlands |  | Light Source, Fiberoptic |  | 029-10421 | 029-10421 | Woodlands | MHHS-Woodlands | Woodlands-OR |  | 7/1/19 |  | 7/1/20 |  | LIGHT SOURCES, FIBEROPTIC | Light Source, Fiberoptic | LIGHTSOURCEFIBEROPT-STRYKER-L10 AIM | LIGHTSOURCEFIBEROPT | L10 AIM |  |  |  | STRYKER | Light Source, Fiberoptic |  | LIGHTSOURCEFIBEROPT-STRYKER-L10 AIM |  |  |  |  | Rounds - Fixed | MHHS-Woodlands | [8 empty] | LIGHTSOURCEFIBEROPT | Light Source, Fiberoptic | STRYKER
NO | YES |  |  |  | 029-10487 | 029-10487 | Stryker Endoscopy Div Stryker Corp | L10 LED LIGHT SOURCE WITH AIM |  | 16C012924 | Woodlands-OR | MHHS-Woodlands |  | Light Source, Fiberoptic |  | 029-10487 | 029-10487 | Woodlands | MHHS-Woodlands | Woodlands-OR | Equipment Storage | 7/1/19 |  | 7/1/20 |  | LIGHT SOURCES, FIBEROPTIC | Light Source, Fiberoptic | LIGHTSOURCEFIBEROPT-STRYKER-L10 AIM | LIGHTSOURCEFIBEROPT | L10 AIM |  |  |  | STRYKER | Light Source, Fiberoptic |  | LIGHTSOURCEFIBEROPT-STRYKER-L10 AIM |  |  |  |  | Covered PM Repair - Biomedical | MHHS-Woodlands | [8 empty] | LIGHTSOURCEFIBEROPT | Light Source, Fiberoptic | STRYKER
NO | YES |  |  |  | 029-10494 | 029-10494 | Stryker Endoscopy Div Stryker Corp | L10 LED LIGHT SOURCE WITH AIM |  | 16C036854 | Woodlands-OR | MHHS-Woodlands |  | Light Source, Fiberoptic |  | 029-10494 | 029-10494 | Woodlands | MHHS-Woodlands | Woodlands-OR | OR 3 | 10/1/19 |  | 10/1/20 |  | LIGHT SOURCES, FIBEROPTIC | Light Source, Fiberoptic | LIGHTSOURCEFIBEROPT-STRYKER-L10 AIM | LIGHTSOURCEFIBEROPT | L10 AIM |  |  |  | STRYKER | Light Source, Fiberoptic |  | LIGHTSOURCEFIBEROPT-STRYKER-L10 AIM |  |  |  |  | Not Covered Vendor Only - Biomedical | MHHS-Woodlands | [8 empty] | LIGHTSOURCEFIBEROPT | Light Source, Fiberoptic | STRYKER
NO | YES |  |  |  | 029-10501 | 029-10501 | Stryker Endoscopy Div Stryker Corp | L10 LED LIGHT SOURCE WITH AIM |  | 16C044804 | Woodlands-OR | MHHS-Woodlands |  | Light Source, Fiberoptic |  | 029-10501 | 029-10501 | Woodlands | MHHS-Woodlands | Woodlands-OR |  | 10/1/19 |  | 10/1/20 |  | LIGHT SOURCES, FIBEROPTIC | Light Source, Fiberoptic | LIGHTSOURCEFIBEROPT-STRYKER-L10 AIM | LIGHTSOURCEFIBEROPT | L10 AIM |  |  |  | STRYKER | Light Source, Fiberoptic |  | LIGHTSOURCEFIBEROPT-STRYKER-L10 AIM |  |  |  |  | Covered PM Repair - Biomedical | MHHS-Woodlands | [8 empty] | LIGHTSOURCEFIBEROPT | Light Source, Fiberoptic | STRYKER
NO | YES |  |  |  | 029-10508 | 029-10508 | Stryker Endoscopy Div Stryker Corp | L10 LED LIGHT SOURCE WITH AIM |  | 16C036844 | Woodlands-OR | MHHS-Woodlands |  | Light Source, Fiberoptic |  | 029-10508 | 029-10508 | Woodlands | MHHS-Woodlands | Woodlands-OR |  | 7/1/19 |  | 7/1/20 |  | LIGHT SOURCES, FIBEROPTIC | Light Source, Fiberoptic | LIGHTSOURCEFIBEROPT-STRYKER-L10 AIM | LIGHTSOURCEFIBEROPT | L10 AIM |  |  |  | STRYKER | Light Source, Fiberoptic |  | LIGHTSOURCEFIBEROPT-STRYKER-L10 AIM |  |  |  |  | Covered PM Repair - Biomedical | MHHS-Woodlands | [8 empty] | LIGHTSOURCEFIBEROPT | Light Source, Fiberoptic | STRYKER
NO | YES |  |  |  | 029-10515 | 029-10515 | Stryker Endoscopy Div Stryker Corp | L10 LED LIGHT SOURCE WITH AIM |  | 16C034754 | Woodlands-OR | MHHS-Woodlands |  | Light Source, Fiberoptic |  | 029-10515 | 029-10515 | Woodlands | MHHS-Woodlands | Woodlands-OR |  | 10/1/19 |  | 10/1/20 |  | LIGHT SOURCES, FIBEROPTIC | Light Source, Fiberoptic | LIGHTSOURCEFIBEROPT-STRYKER-L10 AIM | LIGHTSOURCEFIBEROPT | L10 AIM |  |  |  | STRYKER | Light Source, Fiberoptic |  | LIGHTSOURCEFIBEROPT-STRYKER-L10 AIM |  |  |  |  | Covered PM Repair - Biomedical | MHHS-Woodlands | [8 empty] | LIGHTSOURCEFIBEROPT | Light Source, Fiberoptic | STRYKER
NO | YES |  |  |  | 029-10589 | 029-10589 | Stryker Endoscopy Div Stryker Corp | L10 LED LIGHT SOURCE WITH AIM |  | 16C036824 | Woodlands-OR | MHHS-Woodlands |  | Light Source, Fiberoptic |  | 029-10589 | 029-10589 | Woodlands | MHHS-Woodlands | Woodlands-OR |  | 10/1/19 |  | 10/1/20 |  | LIGHT SOURCES, FIBEROPTIC | Light Source, Fiberoptic | LIGHTSOURCEFIBEROPT-STRYKER-L10 AIM | LIGHTSOURCEFIBEROPT | L10 AIM |  |  |  | STRYKER | Light Source, Fiberoptic |  | LIGHTSOURCEFIBEROPT-STRYKER-L10 AIM |  |  |  |  | Covered PM Repair - Biomedical | MHHS-Woodlands | [8 empty] | LIGHTSOURCEFIBEROPT | Light Source, Fiberoptic | STRYKER
NO | NO |  |  |  | 151-02235 |  | Stryker Endoscopy Div Stryker Corp | L10 LED LIGHT SOURCE WITH AIM |  | 16K520674 | CY - OR | MHHS-Cypress |  | Light Source, Fiberoptic |  | 151-02235 |  | Northwest & Cypress |  | CY - OR | [5 empty] | LIGHT SOURCES, FIBEROPTIC |  | LIGHTSOURCEFIBEROPT-STRYKER-L10 AIM | LIGHTSOURCEFIBEROPT | L10 AIM |  |  |  | STRYKER | Light Source, Fiberoptic |  | LIGHTSOURCEFIBEROPT-STRYKER-L10 AIM |  |  |  |  | Covered PM Repair - Biomedical | MHHS-Cypress
NO | NO |  |  |  | 142-08313 |  | Stryker Endoscopy Div Stryker Corp | L10 LED LIGHT SOURCE WITH AIM |  |  | NE - OR | MHHS-Northeast |  | Light Source, Fiberoptic |  | 142-08313 |  | Katy |  | NE - OR | [5 empty] | LIGHT SOURCES, FIBEROPTIC |  | LIGHTSOURCEFIBEROPT-STRYKER-L10 AIM | LIGHTSOURCEFIBEROPT | L10 AIM |  |  |  | STRYKER | Light Source, Fiberoptic |  | LIGHTSOURCEFIBEROPT-STRYKER-L10 AIM |  |  |  |  | Covered PM Repair - Biomedical | MHHS-Northeast
NO | NO |  |  |  | 005-11561 |  | Stryker Endoscopy Div Stryker Corp | L10 LED LIGHT SOURCE WITH AIM |  | 16C036794 | SE - OR | MHHS-Southeast |  | Light Source, Fiberoptic |  | 005-11561 |  | Southeast & Bay Area |  | SE - OR | [5 empty] | LIGHT SOURCES, FIBEROPTIC |  | LIGHTSOURCEFIBEROPT-STRYKER-L10 AIM | LIGHTSOURCEFIBEROPT | L10 AIM |  |  |  | STRYKER | Light Source, Fiberoptic |  | LIGHTSOURCEFIBEROPT-STRYKER-L10 AIM |  |  |  |  | Covered PM Repair - Biomedical | MHHS-Southeast
NO | NO |  |  |  | 005-11624 |  | Stryker Endoscopy Div Stryker Corp | L10 LED LIGHT SOURCE WITH AIM |  | 16C036834 | SE - OR | MHHS-Southeast |  | Light Source, Fiberoptic |  | 005-11624 |  | Southeast & Bay Area |  | SE - OR | [5 empty] | LIGHT SOURCES, FIBEROPTIC |  | LIGHTSOURCEFIBEROPT-STRYKER-L10 AIM | LIGHTSOURCEFIBEROPT | L10 AIM |  |  |  | STRYKER | Light Source, Fiberoptic |  | LIGHTSOURCEFIBEROPT-STRYKER-L10 AIM |  |  |  |  | Covered PM Repair - Biomedical | MHHS-Southeast
NO | NO |  |  |  | 069-44492 |  | Stryker Endoscopy Div Stryker Corp | L10 LED LIGHT SOURCE WITH AIM |  | 17G541214 | TMC - JONES - TSCU (9J) | MHHS-TMC |  | Light Source, Fiberoptic |  | 069-44492 |  | TMC |  | TMC - JONES - TSCU (9J) | [5 empty] | LIGHT SOURCES, FIBEROPTIC |  | LIGHTSOURCEFIBEROPT-STRYKER-L10 AIM | LIGHTSOURCEFIBEROPT | L10 AIM |  |  |  | STRYKER | Light Source, Fiberoptic |  | LIGHTSOURCEFIBEROPT-STRYKER-L10 AIM |  |  |  |  | Not Covered Vendor Only - Biomedical | MHHS-TMC
NO | NO |  |  |  | 069-42479 |  | Stryker Endoscopy Div Stryker Corp | L10 LED LIGHT SOURCE WITH AIM |  | 16I503594 | TMC - OR - HERMANN (2HP) | MHHS-TMC |  | Light Source, Fiberoptic |  | 069-42479 |  | TMC |  | TMC - OR - HERMANN (2HP) | [5 empty] | LIGHT SOURCES, FIBEROPTIC |  | LIGHTSOURCEFIBEROPT-STRYKER-L10 AIM | LIGHTSOURCEFIBEROPT | L10 AIM |  |  |  | STRYKER | Light Source, Fiberoptic |  | LIGHTSOURCEFIBEROPT-STRYKER-L10 AIM |  |  |  |  | Not Covered Vendor Only - Biomedical | MHHS-TMC
NO | NO |  |  |  | 069-42480 |  | Stryker Endoscopy Div Stryker Corp | L10 LED LIGHT SOURCE WITH AIM |  | 16I503734 | TMC - OR - HERMANN (2HP) | MHHS-TMC |  | Light Source, Fiberoptic |  | 069-42480 |  | TMC |  | TMC - OR - HERMANN (2HP) | [5 empty] | LIGHT SOURCES, FIBEROPTIC |  | LIGHTSOURCEFIBEROPT-STRYKER-L10 AIM | LIGHTSOURCEFIBEROPT | L10 AIM |  |  |  | STRYKER | Light Source, Fiberoptic |  | LIGHTSOURCEFIBEROPT-STRYKER-L10 AIM |  |  |  |  | Covered PM Repair - Biomedical | MHHS-TMC
NO | NO |  |  |  | 069-42485 |  | Stryker Endoscopy Div Stryker Corp | L10 LED LIGHT SOURCE WITH AIM |  | 16I501654 | TMC - OR - HERMANN (2HP) | MHHS-TMC |  | Light Source, Fiberoptic |  | 069-42485 |  | TMC |  | TMC - OR - HERMANN (2HP) | [5 empty] | LIGHT SOURCES, FIBEROPTIC |  | LIGHTSOURCEFIBEROPT-STRYKER-L10 AIM | LIGHTSOURCEFIBEROPT | L10 AIM |  |  |  | STRYKER | Light Source, Fiberoptic |  | LIGHTSOURCEFIBEROPT-STRYKER-L10 AIM |  |  |  |  | Covered PM Repair - Biomedical | MHHS-TMC
NO | NO |  |  |  | 069-42486 |  | Stryker Endoscopy Div Stryker Corp | L10 LED LIGHT SOURCE WITH AIM |  | 16I501624 | TMC - OR - HERMANN (2HP) | MHHS-TMC |  | Light Source, Fiberoptic |  | 069-42486 |  | TMC |  | TMC - OR - HERMANN (2HP) | [5 empty] | LIGHT SOURCES, FIBEROPTIC |  | LIGHTSOURCEFIBEROPT-STRYKER-L10 AIM | LIGHTSOURCEFIBEROPT | L10 AIM |  |  |  | STRYKER | Light Source, Fiberoptic |  | LIGHTSOURCEFIBEROPT-STRYKER-L10 AIM |  |  |  |  | Covered PM Repair - Biomedical | MHHS-TMC
NO | NO |  |  |  | 069-42488 |  | Stryker Endoscopy Div Stryker Corp | L10 LED LIGHT SOURCE WITH AIM |  | 16I503744 | TMC - OR - MOBILE EQUIP | MHHS-TMC |  | Light Source, Fiberoptic |  | 069-42488 |  | TMC |  | TMC - OR - MOBILE EQUIP | [5 empty] | LIGHT SOURCES, FIBEROPTIC |  | LIGHTSOURCEFIBEROPT-STRYKER-L10 AIM | LIGHTSOURCEFIBEROPT | L10 AIM |  |  |  | STRYKER | Light Source, Fiberoptic |  | LIGHTSOURCEFIBEROPT-STRYKER-L10 AIM |  |  |  |  | Covered PM Repair - Biomedical | MHHS-TMC
NO | NO |  |  |  | 009-34636 |  | Stryker Endoscopy Div Stryker Corp | PC9001 |  | PI19362387 | GH - OR | MHHS-Greater Heights |  |  |  | 009-34636 |  | Central & Greater Heights |  | GH - OR | [5 empty] | ENDOSCOPIC EQUIPMENT, VIDEO PROCESSOR |  | .needs class | [5 empty] | Stryker | [7 empty] | Not Covered Vendor Only - Biomedical | MHHS-Greater Heights
NO | YES |  |  |  | 142-08320 | 142-08320 | Stryker Endoscopy Div Stryker Corp | PNEUMO SURE |  | 1003ce022 | NE-OR | MHHS-Northeast |  | Insufflator, Carbon Dioxide |  | 142-08320 | 142-08320 | Katy | MHHS-Northeast | NE-OR | OR | 8/1/19 | 2/1/20 |  |  | ENDOSCOPIC EQUIPMENT | Insufflator, Carbon Dioxide | INSUFFLATORCARBONDIOX-Stryker-PneumoSure | INSUFFLATORCARBONDIOX | PneumoSure |  |  |  | Stryker | Insufflator, Carbon Dioxide |  |  | INSUFFLATORCARBONDIOX-Stryker-PneumoSure |  |  | ICD-SA | Covered PM Repair - Biomedical | MHHS-Northeast | [8 empty] | INSUFFLATORCARBONDIOX | Insufflator, Carbon Dioxide | Stryker
NO | YES |  |  |  | 145-00487 | 145-00487 | Stryker Endoscopy Div Stryker Corp | PNEUMO SURE |  | 1511CE0359 | Pearland-OR | MHHS-Pearland Hospital |  | Insufflator, Carbon Dioxide |  | 145-00487 | 145-00487 | Pearland | MHHS-Pearland Hospital | Pearland-OR | Room 207 storage | 9/1/19 | 9/1/20 |  |  | ENDOSCOPIC EQUIPMENT | Insufflator, Carbon Dioxide | INSUFFLATORCARBONDIOX-Stryker-PneumoSure | INSUFFLATORCARBONDIOX | PneumoSure |  |  |  | Stryker | Insufflator, Carbon Dioxide |  |  | INSUFFLATORCARBONDIOX-Stryker-PneumoSure | 3/1/13 |  | ICD-SA | Covered PM Repair - Biomedical | MHHS-Pearland Hospital | [8 empty] | INSUFFLATORCARBONDIOX | Insufflator, Carbon Dioxide | Stryker
NO | YES |  |  |  | 005-09369 | 005-09369 | Stryker Endoscopy Div Stryker Corp | PNEUMO SURE |  | 1205CE475 | SE-OR | MHHS-Southeast |  | Insufflator, Carbon Dioxide |  | 005-09369 | 005-09369 | Southeast | MHHS-Southeast | SE-OR | Room 12 | 4/1/19 |  | 4/1/20 |  | ENDOSCOPIC EQUIPMENT |  | INSUFFLATORCARBONDIOX-Stryker-PneumoSure | INSUFFLATORCARBONDIOX | PneumoSure |  |  |  | Stryker | Insufflator, Carbon Dioxide |  |  | INSUFFLATORCARBONDIOX-Stryker-PneumoSure | 12/26/20 |  |  | No Coverage Specified | MHHS-Southeast
NO | YES |  |  |  | 005-11124 | 005-11124 | Stryker Endoscopy Div Stryker Corp | PNEUMO SURE |  | 1511CE0931 | SE-OR | MHHS-Southeast |  | Insufflator, Carbon Dioxide |  | 005-11124 | 005-11124 | Southeast | MHHS-Southeast | SE-OR | OR | 4/1/19 |  | 4/1/20 |  | ENDOSCOPIC EQUIPMENT |  | INSUFFLATORCARBONDIOX-Stryker-PneumoSure | INSUFFLATORCARBONDIOX | PneumoSure |  |  |  | Stryker | Insufflator, Carbon Dioxide |  |  | INSUFFLATORCARBONDIOX-Stryker-PneumoSure | 3/1/13 |  |  | Covered PM Repair - Biomedical | MHHS-Southeast
NO | YES |  |  |  | 005-33921 | 005-33921 | Stryker Endoscopy Div Stryker Corp | PNEUMO SURE |  | 1711CE0020 | SE-OR | MHHS-Southeast |  | Insufflator, Carbon Dioxide |  | 005-33921 | 005-33921 | Southeast | MHHS-Southeast | SE-OR |  | 1/1/19 |  | 1/1/20 |  | ENDOSCOPIC EQUIPMENT |  | INSUFFLATORCARBONDIOX-Stryker-PneumoSure | INSUFFLATORCARBONDIOX | PneumoSure |  |  |  | Stryker | Insufflator, Carbon Dioxide |  |  | INSUFFLATORCARBONDIOX-Stryker-PneumoSure | 11/1/13 |  |  | Covered PM Repair - Biomedical | MHHS-Southeast
NO | YES |  |  |  | 069-42501 | 069-42501 | Stryker Endoscopy Div Stryker Corp | PNEUMO SURE |  | 1604CE0691 | TMC-OR-CVOR (7Hvi) | MHHS-TMC |  | Insufflator, Carbon Dioxide |  | 069-42501 | 069-42501 | TMC | MHHS-TMC | TMC-OR-CVOR (7Hvi) | Equipment storage | 3/1/20 |  | 3/1/21 |  | ENDOSCOPIC EQUIPMENT | Insufflator, Carbon Dioxide | INSUFFLATORCARBONDIOX-Stryker-PneumoSure | INSUFFLATORCARBONDIOX | PneumoSure |  |  |  | Stryker | Insufflator, Carbon Dioxide |  |  | INSUFFLATORCARBONDIOX-Stryker-PneumoSure | 12/26/20 |  | ICD-SA | No Coverage Specified | MHHS-TMC | [8 empty] | INSUFFLATORCARBONDIOX | Insufflator, Carbon Dioxide | Stryker
NO | YES |  |  |  | 069-42502 | 069-42502 | Stryker Endoscopy Div Stryker Corp | PNEUMO SURE |  | 1604CE0669 | TMC-OR-Pedi OR (2R) | MHHS-TMC |  | Insufflator, Carbon Dioxide |  | 069-42502 | 069-42502 | TMC | MHHS-TMC | TMC-OR-Pedi OR (2R) | S2 401 | 2/1/20 |  | 2/1/21 |  | ENDOSCOPIC EQUIPMENT |  | INSUFFLATORCARBONDIOX-Stryker-PneumoSure | INSUFFLATORCARBONDIOX | PneumoSure |  |  |  | Stryker | Insufflator, Carbon Dioxide |  |  | INSUFFLATORCARBONDIOX-Stryker-PneumoSure | 12/26/20 |  |  | No Coverage Specified | MHHS-TMC
NO | YES |  |  |  | 029-10418 | 029-10418 | Stryker Endoscopy Div Stryker Corp | PNEUMO SURE |  | 1602CE0721 | Woodlands-OR | MHHS-Woodlands |  | Insufflator, Carbon Dioxide |  | 029-10418 | 029-10418 | Woodlands | MHHS-Woodlands | Woodlands-OR |  |  |  |  | No PM Sticker Visible | ENDOSCOPIC EQUIPMENT | Insufflator, Carbon Dioxide | INSUFFLATORCARBONDIOX-Stryker-PneumoSure | INSUFFLATORCARBONDIOX | PneumoSure |  |  |  | Stryker | Insufflator, Carbon Dioxide |  |  | INSUFFLATORCARBONDIOX-Stryker-PneumoSure | 3/1/13 |  | ICD-SA | Covered PM Repair - Biomedical | MHHS-Woodlands | [8 empty] | INSUFFLATORCARBONDIOX | Insufflator, Carbon Dioxide | Stryker
NO | NO |  |  |  | 142-08319 |  | Stryker Endoscopy Div Stryker Corp | PNEUMO SURE |  | 1405ce189 | NE - OR | MHHS-Northeast |  | Insufflator, Carbon Dioxide |  | 142-08319 |  | Katy |  | NE - OR | [5 empty] | ENDOSCOPIC EQUIPMENT |  | INSUFFLATORCARBONDIOX-Stryker-PneumoSure | INSUFFLATORCARBONDIOX | PneumoSure |  |  |  | Stryker | Insufflator, Carbon Dioxide |  |  | INSUFFLATORCARBONDIOX-Stryker-PneumoSure |  |  |  | Covered PM Repair - Biomedical | MHHS-Northeast
NO | NO |  |  |  | 005-33917 |  | Stryker Endoscopy Div Stryker Corp | PNEUMO SURE |  | 1711CE0018 | SE - OR | MHHS-Southeast |  | Insufflator, Carbon Dioxide |  | 005-33917 |  | Southeast & Bay Area |  | SE - OR | [5 empty] | ENDOSCOPIC EQUIPMENT |  | INSUFFLATORCARBONDIOX-Stryker-PneumoSure | INSUFFLATORCARBONDIOX | PneumoSure |  |  |  | Stryker | Insufflator, Carbon Dioxide |  |  | INSUFFLATORCARBONDIOX-Stryker-PneumoSure |  |  |  | Covered PM Repair - Biomedical | MHHS-Southeast
NO | NO |  |  |  | 069-42499 |  | Stryker Endoscopy Div Stryker Corp | PNEUMO SURE |  | 1604CE0555 | TMC - OR - HERMANN (2HP) | MHHS-TMC |  | Insufflator, Carbon Dioxide |  | 069-42499 |  | TMC |  | TMC - OR - HERMANN (2HP) | [5 empty] | ENDOSCOPIC EQUIPMENT |  | INSUFFLATORCARBONDIOX-Stryker-PneumoSure | INSUFFLATORCARBONDIOX | PneumoSure |  |  |  | Stryker | Insufflator, Carbon Dioxide |  |  | INSUFFLATORCARBONDIOX-Stryker-PneumoSure |  |  |  | Covered PM Repair - Biomedical | MHHS-TMC
NO | NO |  |  |  | 029-10411 |  | Stryker Endoscopy Div Stryker Corp | PNEUMO SURE |  | 1602CE0741 | WOODLANDS - OR | MHHS-Woodlands |  | Insufflator, Carbon Dioxide |  | 029-10411 |  | Woodlands |  | WOODLANDS - OR | [5 empty] | ENDOSCOPIC EQUIPMENT |  | INSUFFLATORCARBONDIOX-Stryker-PneumoSure | INSUFFLATORCARBONDIOX | PneumoSure |  |  |  | Stryker | Insufflator, Carbon Dioxide |  |  | INSUFFLATORCARBONDIOX-Stryker-PneumoSure |  |  |  | Covered PM Repair - Biomedical | MHHS-Woodlands
NO | NO |  |  |  | 029-10484 |  | Stryker Endoscopy Div Stryker Corp | PNEUMO SURE |  | 1602CE0740 | WOODLANDS - OR | MHHS-Woodlands |  | Insufflator, Carbon Dioxide |  | 029-10484 |  | Woodlands |  | WOODLANDS - OR | [5 empty] | ENDOSCOPIC EQUIPMENT |  | INSUFFLATORCARBONDIOX-Stryker-PneumoSure | INSUFFLATORCARBONDIOX | PneumoSure |  |  |  | Stryker | Insufflator, Carbon Dioxide |  |  | INSUFFLATORCARBONDIOX-Stryker-PneumoSure |  |  |  | Covered PM Repair - Biomedical | MHHS-Woodlands
NO | NO |  |  |  | 029-10491 |  | Stryker Endoscopy Div Stryker Corp | PNEUMO SURE |  | 1602CE0719 | WOODLANDS - OR | MHHS-Woodlands |  | Insufflator, Carbon Dioxide |  | 029-10491 |  | Woodlands |  | WOODLANDS - OR | [5 empty] | ENDOSCOPIC EQUIPMENT |  | INSUFFLATORCARBONDIOX-Stryker-PneumoSure | INSUFFLATORCARBONDIOX | PneumoSure |  |  |  | Stryker | Insufflator, Carbon Dioxide |  |  | INSUFFLATORCARBONDIOX-Stryker-PneumoSure |  |  |  | Covered PM Repair - Biomedical | MHHS-Woodlands
NO | NO |  |  |  | 029-10498 |  | Stryker Endoscopy Div Stryker Corp | PNEUMO SURE |  | 1602CE0720 | WOODLANDS - OR | MHHS-Woodlands |  | Insufflator, Carbon Dioxide |  | 029-10498 |  | Woodlands |  | WOODLANDS - OR | [5 empty] | ENDOSCOPIC EQUIPMENT |  | INSUFFLATORCARBONDIOX-Stryker-PneumoSure | INSUFFLATORCARBONDIOX | PneumoSure |  |  |  | Stryker | Insufflator, Carbon Dioxide |  |  | INSUFFLATORCARBONDIOX-Stryker-PneumoSure |  |  |  | Covered PM Repair - Biomedical | MHHS-Woodlands
NO | NO |  |  |  | 029-10505 |  | Stryker Endoscopy Div Stryker Corp | PNEUMO SURE |  | 1602CE0718 | WOODLANDS - OR | MHHS-Woodlands |  | Insufflator, Carbon Dioxide |  | 029-10505 |  | Woodlands |  | WOODLANDS - OR | [5 empty] | ENDOSCOPIC EQUIPMENT |  | INSUFFLATORCARBONDIOX-Stryker-PneumoSure | INSUFFLATORCARBONDIOX | PneumoSure |  |  |  | Stryker | Insufflator, Carbon Dioxide |  |  | INSUFFLATORCARBONDIOX-Stryker-PneumoSure |  |  |  | Covered PM Repair - Biomedical | MHHS-Woodlands
NO | YES |  |  |  | 151-02216 | 151-02216 | Stryker Endoscopy Div Stryker Corp | PNEUMO SURE XL |  | 1611CE0578 | CY-OR | MHHS-Cypress |  | Insufflator, Carbon Dioxide |  | 151-02216 | 151-02216 | Northwest | MHHS-Cypress | CY-OR | Or | 12/1/19 | 2/1/20 |  |  | INSUFFLATORS | Insufflator, Carbon Dioxide | INSUFFLATORCARBONDIOX-Stryker-PneumoSure XL | INSUFFLATORCARBONDIOX | PneumoSure XL |  |  |  | Stryker | Insufflator, Carbon Dioxide |  |  | INSUFFLATORCARBONDIOX-Stryker-PneumoSure XL | 3/1/13 |  | ICD-SA | Covered PM Repair - Biomedical | MHHS-Cypress | [8 empty] | INSUFFLATORCARBONDIOX | Insufflator, Carbon Dioxide | Stryker
NO | YES |  |  |  | 151-02222 | 151-02222 | Stryker Endoscopy Div Stryker Corp | PNEUMO SURE XL |  | 1611CE0718 | CY-OR | MHHS-Cypress |  | Insufflator, Carbon Dioxide |  | 151-02222 | 151-02222 | Northwest | MHHS-Cypress | CY-OR | OR 4 | 12/1/19 | 12/1/20 |  |  | INSUFFLATORS | Insufflator, Carbon Dioxide | INSUFFLATORCARBONDIOX-Stryker-PneumoSure XL | INSUFFLATORCARBONDIOX | PneumoSure XL |  |  |  | Stryker | Insufflator, Carbon Dioxide |  |  | INSUFFLATORCARBONDIOX-Stryker-PneumoSure XL | 3/1/13 |  | ICD-SA | Covered PM Repair - Biomedical | MHHS-Cypress | [8 empty] | INSUFFLATORCARBONDIOX | Insufflator, Carbon Dioxide | Stryker
NO | YES |  |  |  | 151-02232 | 151-02232 | Stryker Endoscopy Div Stryker Corp | PNEUMO SURE XL |  | 1611CE0577 | CY-OR | MHHS-Cypress |  | Insufflator, Carbon Dioxide |  | 151-02232 | 151-02232 | Northwest | MHHS-Cypress | CY-OR | Or 5 | 12/1/19 | 12/1/20 |  |  | INSUFFLATORS | Insufflator, Carbon Dioxide | INSUFFLATORCARBONDIOX-Stryker-PneumoSure XL | INSUFFLATORCARBONDIOX | PneumoSure XL |  |  |  | Stryker | Insufflator, Carbon Dioxide |  |  | INSUFFLATORCARBONDIOX-Stryker-PneumoSure XL | 3/1/13 |  | ICD-SA | Covered PM Repair - Biomedical | MHHS-Cypress | [8 empty] | INSUFFLATORCARBONDIOX | Insufflator, Carbon Dioxide | Stryker
NO | YES |  |  |  | 151-02238 | 151-02238 | Stryker Endoscopy Div Stryker Corp | PNEUMO SURE XL |  | 1611CE0580 | CY-OR | MHHS-Cypress |  | Insufflator, Carbon Dioxide |  | 151-02238 | 151-02238 | Northwest | MHHS-Cypress | CY-OR | OR 6 | 12/1/19 | 12/1/20 |  |  | INSUFFLATORS | Insufflator, Carbon Dioxide | INSUFFLATORCARBONDIOX-Stryker-PneumoSure XL | INSUFFLATORCARBONDIOX | PneumoSure XL |  |  |  | Stryker | Insufflator, Carbon Dioxide |  |  | INSUFFLATORCARBONDIOX-Stryker-PneumoSure XL | 3/1/13 |  | ICD-SA | Covered PM Repair - Biomedical | MHHS-Cypress | [8 empty] | INSUFFLATORCARBONDIOX | Insufflator, Carbon Dioxide | Stryker
NO | YES |  |  |  | 151-02244 | 151-02244 | Stryker Endoscopy Div Stryker Corp | PNEUMO SURE XL |  | 1611CE0579 | CY-OR | MHHS-Cypress |  | Insufflator, Carbon Dioxide |  | 151-02244 | 151-02244 | Northwest | MHHS-Cypress | CY-OR | Or 7 | 1/1/20 | 1/1/21 |  |  | INSUFFLATORS | Insufflator, Carbon Dioxide | INSUFFLATORCARBONDIOX-Stryker-PneumoSure XL | INSUFFLATORCARBONDIOX | PneumoSure XL |  |  |  | Stryker | Insufflator, Carbon Dioxide |  |  | INSUFFLATORCARBONDIOX-Stryker-PneumoSure XL | 3/1/13 |  | ICD-SA | Covered PM Repair - Biomedical | MHHS-Cypress | [8 empty] | INSUFFLATORCARBONDIOX | Insufflator, Carbon Dioxide | Stryker
NO | YES |  |  |  | 151-02250 | 151-02250 | Stryker Endoscopy Div Stryker Corp | PNEUMO SURE XL |  | 1611CE0582 | CY-OR | MHHS-Cypress |  | Insufflator, Carbon Dioxide |  | 151-02250 | 151-02250 | Northwest | MHHS-Cypress | CY-OR | OR 8 |  |  |  |  | INSUFFLATORS | Insufflator, Carbon Dioxide | INSUFFLATORCARBONDIOX-Stryker-PneumoSure XL | INSUFFLATORCARBONDIOX | PneumoSure XL |  |  |  | Stryker | Insufflator, Carbon Dioxide |  |  | INSUFFLATORCARBONDIOX-Stryker-PneumoSure XL | 3/1/13 |  | ICD-SA | Covered PM Repair - Biomedical | MHHS-Cypress | [8 empty] | INSUFFLATORCARBONDIOX | Insufflator, Carbon Dioxide | Stryker
NO | YES |  |  |  | 041-19069 | 041-19069 | Stryker Endoscopy Div Stryker Corp | PNEUMO SURE XL |  | 1507ce0653 | MEMORIAL CITY - MOR | MHHS-Mem City |  | Insufflator, Carbon Dioxide |  | 041-19069 | 041-19069 | West | Memorial City - Memorial Hermann Hospital | MEMORIAL CITY - MOR | MOR 11 |  |  |  |  | INSUFFLATORS |  | INSUFFLATORCARBONDIOX-Stryker-PneumoSure XL | INSUFFLATORCARBONDIOX | PneumoSure XL |  |  |  | Stryker | Insufflator, Carbon Dioxide |  |  | INSUFFLATORCARBONDIOX-Stryker-PneumoSure XL |  |  |  | Covered PM Repair - Biomedical | MHHS-Mem City
NO | YES |  |  |  |  | 142-06241 | Stryker Endoscopy Div Stryker Corp | PNEUMO SURE XL |  | 1410CE251 | NE-OR | MHHS-Northeast |  | Insufflator, Carbon Dioxide |  |  | 142-06241 | Katy | MHHS-Northeast | NE-OR | OR | 7/1/19 | 1/1/20 |  |  | INSUFFLATORS | Insufflator, Carbon Dioxide | INSUFFLATORCARBONDIOX-Stryker-PneumoSure XL | INSUFFLATORCARBONDIOX | PneumoSure XL |  |  |  | Stryker | Insufflator, Carbon Dioxide |  |  | INSUFFLATORCARBONDIOX-Stryker-PneumoSure XL | 3/1/13 |  | ICD-SA | Covered PM Repair - Biomedical | MHHS-Northeast | [8 empty] | INSUFFLATORCARBONDIOX | Insufflator, Carbon Dioxide | Stryker
NO | YES |  |  |  | 142-07221 | 142-07221 | Stryker Endoscopy Div Stryker Corp | PNEUMO SURE XL |  | 1705CE0176 | NE-OR | MHHS-Northeast |  | Insufflator, Carbon Dioxide |  | 142-07221 | 142-07221 | Katy | MHHS-Northeast | NE-OR | OR4 | 8/1/19 | 8/1/20 |  |  | INSUFFLATORS | Insufflator, Carbon Dioxide | INSUFFLATORCARBONDIOX-Stryker-PneumoSure XL | INSUFFLATORCARBONDIOX | PneumoSure XL |  |  |  | Stryker | Insufflator, Carbon Dioxide |  |  | INSUFFLATORCARBONDIOX-Stryker-PneumoSure XL | 3/1/13 |  | ICD-SA | Covered PM Repair - Biomedical | MHHS-Northeast | [8 empty] | INSUFFLATORCARBONDIOX | Insufflator, Carbon Dioxide | Stryker
NO | YES |  |  |  | 142-07227 | 142-07227 | Stryker Endoscopy Div Stryker Corp | PNEUMO SURE XL |  | 1705CE0180 | NE-OR | MHHS-Northeast |  | Insufflator, Carbon Dioxide |  | 142-07227 | 142-07227 | Katy | MHHS-Northeast | NE-OR | OR 3 | 9/1/19 | 9/1/20 |  |  | INSUFFLATORS | Insufflator, Carbon Dioxide | INSUFFLATORCARBONDIOX-Stryker-PneumoSure XL | INSUFFLATORCARBONDIOX | PneumoSure XL |  |  |  | Stryker | Insufflator, Carbon Dioxide |  |  | INSUFFLATORCARBONDIOX-Stryker-PneumoSure XL | 3/1/13 |  | ICD-SA | Covered PM Repair - Biomedical | MHHS-Northeast | [8 empty] | INSUFFLATORCARBONDIOX | Insufflator, Carbon Dioxide | Stryker
NO | YES |  |  |  | 142-07233 | 142-07233 | Stryker Endoscopy Div Stryker Corp | PNEUMO SURE XL |  | 1705CE0178 | NE-OR | MHHS-Northeast |  | Insufflator, Carbon Dioxide |  | 142-07233 | 142-07233 | Katy | MHHS-Northeast | NE-OR | OR1 | 8/1/19 | 8/1/20 |  |  | INSUFFLATORS | Insufflator, Carbon Dioxide | INSUFFLATORCARBONDIOX-Stryker-PneumoSure XL | INSUFFLATORCARBONDIOX | PneumoSure XL |  |  |  | Stryker | Insufflator, Carbon Dioxide |  |  | INSUFFLATORCARBONDIOX-Stryker-PneumoSure XL | 3/1/13 |  | ICD-SA | Covered PM Repair - Biomedical | MHHS-Northeast | [8 empty] | INSUFFLATORCARBONDIOX | Insufflator, Carbon Dioxide | Stryker
NO | YES |  |  |  | 142-07239 | 142-07239 | Stryker Endoscopy Div Stryker Corp | PNEUMO SURE XL |  | 1705CE0181 | NE-OR | MHHS-Northeast |  | Insufflator, Carbon Dioxide |  | 142-07239 | 142-07239 | Katy | MHHS-Northeast | NE-OR | OR 2 | 9/1/19 | 9/1/20 |  |  | INSUFFLATORS | Insufflator, Carbon Dioxide | INSUFFLATORCARBONDIOX-Stryker-PneumoSure XL | INSUFFLATORCARBONDIOX | PneumoSure XL |  |  |  | Stryker | Insufflator, Carbon Dioxide |  |  | INSUFFLATORCARBONDIOX-Stryker-PneumoSure XL | 3/1/13 |  | ICD-SA | Covered PM Repair - Biomedical | MHHS-Northeast | [8 empty] | INSUFFLATORCARBONDIOX | Insufflator, Carbon Dioxide | Stryker
NO | YES |  |  |  | 142-08205 | 142-08205 | Stryker Endoscopy Div Stryker Corp | PNEUMO SURE XL |  | 1811CE0841 | Surgery | MHHS-Northeast |  | Insufflator, Carbon Dioxide |  | 142-08205 | 142-08205 | Katy | Memorial Hermann Northeast Hospital | Surgery | Storage |  |  |  |  | INSUFFLATORS |  | INSUFFLATORCARBONDIOX-Stryker-PneumoSure XL | INSUFFLATORCARBONDIOX | PneumoSure XL |  |  |  | Stryker | Insufflator, Carbon Dioxide |  |  | INSUFFLATORCARBONDIOX-Stryker-PneumoSure XL |  |  |  | Covered PM Repair - Biomedical | MHHS-Northeast
NO | YES |  |  |  | 145-00506 | 145-00506 | Stryker Endoscopy Div Stryker Corp | PNEUMO SURE XL |  | 1511CE0358 | Pearland-OR | MHHS-Pearland Hospital |  | Insufflator, Carbon Dioxide |  | 145-00506 | 145-00506 | Pearland | MHHS-Pearland Hospital | Pearland-OR | Room 207 storage | 9/1/19 | 9/1/20 |  |  | INSUFFLATORS | Insufflator, Carbon Dioxide | INSUFFLATORCARBONDIOX-Stryker-PneumoSure XL | INSUFFLATORCARBONDIOX | PneumoSure XL |  |  |  | Stryker | Insufflator, Carbon Dioxide |  |  | INSUFFLATORCARBONDIOX-Stryker-PneumoSure XL | 3/1/13 |  | ICD-SA | Covered PM Repair - Biomedical | MHHS-Pearland Hospital | [8 empty] | INSUFFLATORCARBONDIOX | Insufflator, Carbon Dioxide | Stryker
NO | YES |  |  |  | 005-07509 | 005-07509 | Stryker Endoscopy Div Stryker Corp | PNEUMO SURE XL |  | 1008CE140 | SE-OR | MHHS-Southeast |  | Insufflator, Carbon Dioxide |  | 005-07509 | 005-07509 | Southeast | MHHS-Southeast | SE-OR | OR | 4/1/19 |  | 4/1/20 |  | INSUFFLATORS |  | INSUFFLATORCARBONDIOX-Stryker-PneumoSure XL | INSUFFLATORCARBONDIOX | PneumoSure XL |  |  |  | Stryker | Insufflator, Carbon Dioxide |  |  | INSUFFLATORCARBONDIOX-Stryker-PneumoSure XL | 4/30/13 |  |  | Covered PM Repair - Biomedical | MHHS-Southeast
NO | YES |  |  |  | 005-07800 | 005-07800 | Stryker Endoscopy Div Stryker Corp | PNEUMO SURE XL |  | 1008CE143 | SE-OR | MHHS-Southeast |  | Insufflator, Carbon Dioxide |  | 005-07800 | 005-07800 | Southeast | MHHS-Southeast | SE-OR | OR | 4/1/19 |  | 4/1/20 |  | INSUFFLATORS |  | INSUFFLATORCARBONDIOX-Stryker-PneumoSure XL | INSUFFLATORCARBONDIOX | PneumoSure XL |  |  |  | Stryker | Insufflator, Carbon Dioxide |  |  | INSUFFLATORCARBONDIOX-Stryker-PneumoSure XL | 3/1/13 |  |  | Covered PM Repair - Biomedical | MHHS-Southeast
NO | YES |  |  |  | 005-07862 | 005-07862 | Stryker Endoscopy Div Stryker Corp | PNEUMO SURE XL |  | 1007CE569 | SE-OR | MHHS-Southeast |  | Insufflator, Carbon Dioxide |  | 005-07862 | 005-07862 | Southeast | MHHS-Southeast | SE-OR | OR | 4/1/19 |  | 4/1/20 |  | INSUFFLATORS |  | INSUFFLATORCARBONDIOX-Stryker-PneumoSure XL | INSUFFLATORCARBONDIOX | PneumoSure XL |  |  |  | Stryker | Insufflator, Carbon Dioxide |  |  | INSUFFLATORCARBONDIOX-Stryker-PneumoSure XL | 7/20/17 |  |  | Covered PM Repair - Biomedical | MHHS-Southeast
NO | YES |  |  |  | 005-07867 | 005-07867 | Stryker Endoscopy Div Stryker Corp | PNEUMO SURE XL |  | 1008CE145 | SE-OR | MHHS-Southeast |  | Insufflator, Carbon Dioxide |  | 005-07867 | 005-07867 | Southeast | MHHS-Southeast | SE-OR | OR | 4/1/19 |  | 4/1/20 |  | INSUFFLATORS |  | INSUFFLATORCARBONDIOX-Stryker-PneumoSure XL | INSUFFLATORCARBONDIOX | PneumoSure XL |  |  |  | Stryker | Insufflator, Carbon Dioxide |  |  | INSUFFLATORCARBONDIOX-Stryker-PneumoSure XL | 3/1/13 |  |  | Covered PM Repair - Biomedical | MHHS-Southeast
NO | YES |  |  |  | 005-07896 | 005-07896 | Stryker Endoscopy Div Stryker Corp | PNEUMO SURE XL |  | 1007CE567 | SE-OR | MHHS-Southeast |  | Insufflator, Carbon Dioxide |  | 005-07896 | 005-07896 | Southeast | MHHS-Southeast | SE-OR | OR | 4/1/19 |  | 4/1/20 |  | INSUFFLATORS |  | INSUFFLATORCARBONDIOX-Stryker-PneumoSure XL | INSUFFLATORCARBONDIOX | PneumoSure XL |  |  |  | Stryker | Insufflator, Carbon Dioxide |  |  | INSUFFLATORCARBONDIOX-Stryker-PneumoSure XL | 3/1/13 |  |  | Covered PM Repair - Biomedical | MHHS-Southeast
NO | YES |  |  |  | 005-07903 | 005-07903 | Stryker Endoscopy Div Stryker Corp | PNEUMO SURE XL |  | 1007CE589 | SE-OR | MHHS-Southeast |  | Insufflator, Carbon Dioxide |  | 005-07903 | 005-07903 | Southeast | MHHS-Southeast | SE-OR | OR | 4/1/19 |  | 4/1/20 |  | INSUFFLATORS |  | INSUFFLATORCARBONDIOX-Stryker-PneumoSure XL | INSUFFLATORCARBONDIOX | PneumoSure XL |  |  |  | Stryker | Insufflator, Carbon Dioxide |  |  | INSUFFLATORCARBONDIOX-Stryker-PneumoSure XL | 3/1/13 |  |  | Covered PM Repair - Biomedical | MHHS-Southeast
NO | YES |  |  |  | 069-40455 | 069-40455 | Stryker Endoscopy Div Stryker Corp | PNEUMO SURE XL |  | 1412CE534 | TMC-OR-Mobile Equip | MHHS-TMC |  | Insufflator, Carbon Dioxide |  | 069-40455 | 069-40455 | TMC | MHHS-TMC | TMC-OR-Mobile Equip | OR-66 |  |  |  |  | INSUFFLATORS |  | INSUFFLATORCARBONDIOX-Stryker-PneumoSure XL | INSUFFLATORCARBONDIOX | PneumoSure XL |  |  |  | Stryker | Insufflator, Carbon Dioxide |  |  | INSUFFLATORCARBONDIOX-Stryker-PneumoSure XL | 3/1/13 |  |  | Covered PM Repair - Biomedical | MHHS-TMC
NO | YES |  |  |  | 069-40460 | 069-40460 | Stryker Endoscopy Div Stryker Corp | PNEUMO SURE XL |  | 1412CE532 | TMC-OR-Mobile Equip | MHHS-TMC |  | Insufflator, Carbon Dioxide |  | 069-40460 | 069-40460 | TMC | MHHS-TMC | TMC-OR-Mobile Equip | Equipment room | 6/1/19 |  |  |  | INSUFFLATORS | Insufflator, Carbon Dioxide | INSUFFLATORCARBONDIOX-Stryker-PneumoSure XL | INSUFFLATORCARBONDIOX | PneumoSure XL |  |  |  | Stryker | Insufflator, Carbon Dioxide |  |  | INSUFFLATORCARBONDIOX-Stryker-PneumoSure XL |  |  | ICD-SA | Covered PM Repair - Biomedical | MHHS-TMC | [8 empty] | INSUFFLATORCARBONDIOX | Insufflator, Carbon Dioxide | Stryker
NO | YES |  |  |  | 069-40445 | 069-40445 | Stryker Endoscopy Div Stryker Corp | PNEUMO SURE XL |  | 1412CR533 | TMC-OR-Robertson (2R) | MHHS-TMC |  | Insufflator, Carbon Dioxide |  | 069-40445 | 069-40445 | TMC | MHHS-TMC | TMC-OR-Robertson (2R) | Hallway | 11/1/19 |  | 5/1/20 |  | INSUFFLATORS |  | INSUFFLATORCARBONDIOX-Stryker-PneumoSure XL | INSUFFLATORCARBONDIOX | PneumoSure XL |  |  |  | Stryker | Insufflator, Carbon Dioxide |  |  | INSUFFLATORCARBONDIOX-Stryker-PneumoSure XL | 1/1/12 |  |  | Covered PM Repair - Biomedical | MHHS-TMC
NO | YES |  |  |  | 029-10512 | 029-10512 | Stryker Endoscopy Div Stryker Corp | PNEUMO SURE XL |  | 1602CE0738 | Woodlands-OR | MHHS-Woodlands |  | Insufflator, Carbon Dioxide |  | 029-10512 | 029-10512 | Woodlands | MHHS-Woodlands | Woodlands-OR | Equipment Storage | 10/1/19 |  | 10/1/20 |  | INSUFFLATORS | Insufflator, Carbon Dioxide | INSUFFLATORCARBONDIOX-Stryker-PneumoSure XL | INSUFFLATORCARBONDIOX | PneumoSure XL |  |  |  | Stryker | Insufflator, Carbon Dioxide |  |  | INSUFFLATORCARBONDIOX-Stryker-PneumoSure XL | 3/1/13 |  | ICD-SA | Covered PM Repair - Biomedical | MHHS-Woodlands | [8 empty] | INSUFFLATORCARBONDIOX | Insufflator, Carbon Dioxide | Stryker
NO | NO |  |  |  | 041-20493 |  | Stryker Endoscopy Div Stryker Corp | PNEUMO SURE XL |  | 1604CE0662 | MEMORIAL CITY - MOR | MHHS-Mem City |  | Insufflator, Carbon Dioxide |  | 041-20493 |  | West & Memorial City |  | MEMORIAL CITY - MOR | [5 empty] | INSUFFLATORS |  | INSUFFLATORCARBONDIOX-Stryker-PneumoSure XL | INSUFFLATORCARBONDIOX | PneumoSure XL |  |  |  | Stryker | Insufflator, Carbon Dioxide |  |  | INSUFFLATORCARBONDIOX-Stryker-PneumoSure XL |  |  |  | Covered PM Repair - Biomedical | MHHS-Mem City
NO | NO |  |  |  | 041-20634 |  | Stryker Endoscopy Div Stryker Corp | PNEUMO SURE XL |  | 1212CE620 | MEMORIAL CITY - MOR | MHHS-Mem City |  | Insufflator, Carbon Dioxide |  | 041-20634 |  | West & Memorial City |  | MEMORIAL CITY - MOR | [5 empty] | INSUFFLATORS |  | INSUFFLATORCARBONDIOX-Stryker-PneumoSure XL | INSUFFLATORCARBONDIOX | PneumoSure XL |  |  |  | Stryker | Insufflator, Carbon Dioxide |  |  | INSUFFLATORCARBONDIOX-Stryker-PneumoSure XL |  |  |  | Covered PM Repair - Biomedical | MHHS-Mem City
NO | NO |  |  |  | 069-40450 |  | Stryker Endoscopy Div Stryker Corp | PNEUMO SURE XL |  | 1412CE531 | TMC - OR - MOBILE EQUIP | MHHS-TMC |  | Insufflator, Carbon Dioxide |  | 069-40450 |  | TMC |  | TMC - OR - MOBILE EQUIP | [5 empty] | INSUFFLATORS |  | INSUFFLATORCARBONDIOX-Stryker-PneumoSure XL | INSUFFLATORCARBONDIOX | PneumoSure XL |  |  |  | Stryker | Insufflator, Carbon Dioxide |  |  | INSUFFLATORCARBONDIOX-Stryker-PneumoSure XL |  |  |  | Covered PM Repair - Biomedical | MHHS-TMC
NO | NO |  |  |  | 069-38671 |  | Stryker Endoscopy Div Stryker Corp | PNEUMO SURE XL |  | 1307CE640 | TMC - OR - ROBERTSON (2R) | MHHS-TMC |  | Insufflator, Carbon Dioxide |  | 069-38671 |  | TMC |  | TMC - OR - ROBERTSON (2R) | [5 empty] | INSUFFLATORS |  | INSUFFLATORCARBONDIOX-Stryker-PneumoSure XL | INSUFFLATORCARBONDIOX | PneumoSure XL |  |  |  | Stryker | Insufflator, Carbon Dioxide |  |  | INSUFFLATORCARBONDIOX-Stryker-PneumoSure XL |  |  |  | Covered PM Repair - Biomedical | MHHS-TMC
NO | NO |  |  |  | 029-10585 |  | Stryker Endoscopy Div Stryker Corp | PNEUMO SURE XL |  | 1602CE0717 | WOODLANDS - OR | MHHS-Woodlands |  | Insufflator, Carbon Dioxide |  | 029-10585 |  | Woodlands |  | WOODLANDS - OR | [5 empty] | INSUFFLATORS |  | INSUFFLATORCARBONDIOX-Stryker-PneumoSure XL | INSUFFLATORCARBONDIOX | PneumoSure XL |  |  |  | Stryker | Insufflator, Carbon Dioxide |  |  | INSUFFLATORCARBONDIOX-Stryker-PneumoSure XL |  |  |  | Covered PM Repair - Biomedical | MHHS-Woodlands
NO | YES |  |  |  | 041-34054 | 041-34054 | Stryker Endoscopy Div Stryker Corp | PNEUMOCLEAR |  | 1901CE0408 | OR | MHHS-Mem City |  | Insufflator, Carbon Dioxide |  | 041-34054 | 041-34054 | West | Memorial Hermann - Memorial City | OR | Back Hallway |  |  |  |  | INSUFFLATORS |  | INSUFFLATORCARBONDIOX-Stryker-PneumoClear | INSUFFLATORCARBONDIOX | PneumoClear |  |  |  | STRYKER | Insufflator, Carbon Dioxide |  | INSUFFLATORCARBONDIOX-Stryker-PneumoClear |  |  |  |  | Covered PM Repair - Biomedical | MHHS-Mem City
NO | YES |  |  |  | 041-34055 | 041-34055 | Stryker Endoscopy Div Stryker Corp | PNEUMOCLEAR |  | 1901CE0404 | MEMORIAL CITY - MOR | MHHS-Mem City |  | Insufflator, Carbon Dioxide |  | 041-34055 | 041-34055 | West | Memorial City - Memorial Hermann Hospital | MEMORIAL CITY - MOR | Hallway |  |  |  |  | INSUFFLATORS |  | INSUFFLATORCARBONDIOX-Stryker-PneumoClear | INSUFFLATORCARBONDIOX | PneumoClear |  |  |  | STRYKER | Insufflator, Carbon Dioxide |  | INSUFFLATORCARBONDIOX-Stryker-PneumoClear |  |  |  |  | Covered PM Repair - Biomedical | MHHS-Mem City
NO | YES |  |  |  | 041-34056 | 041-34056 | Stryker Endoscopy Div Stryker Corp | PNEUMOCLEAR |  | 1901CE0407 | Katy-OR | MHHS-Mem City |  | Insufflator, Carbon Dioxide |  | 041-34056 | 041-34056 | Katy | MHHS-Katy | Katy-OR | OR | 11/1/19 | 11/1/20 |  |  | INSUFFLATORS | Insufflator, Carbon Dioxide | INSUFFLATORCARBONDIOX-Stryker-PneumoClear | INSUFFLATORCARBONDIOX | PneumoClear |  |  |  | STRYKER | Insufflator, Carbon Dioxide |  | INSUFFLATORCARBONDIOX-Stryker-PneumoClear |  | 6/29/18 |  | ICD-SA | Covered PM Repair - Biomedical | MHHS-Mem City | [8 empty] | INSUFFLATORCARBONDIOX | Insufflator, Carbon Dioxide | STRYKER
NO | YES |  |  |  | 041-34057 | 041-34057 | Stryker Endoscopy Div Stryker Corp | PNEUMOCLEAR |  | 1901CE0405 | MEMORIAL CITY - MOR | MHHS-Mem City |  | Insufflator, Carbon Dioxide |  | 041-34057 | 041-34057 | West | Memorial City - Memorial Hermann Hospital | MEMORIAL CITY - MOR | E2 321 Surgery Rm 6 |  |  |  |  | INSUFFLATORS |  | INSUFFLATORCARBONDIOX-Stryker-PneumoClear | INSUFFLATORCARBONDIOX | PneumoClear |  |  |  | STRYKER | Insufflator, Carbon Dioxide |  | INSUFFLATORCARBONDIOX-Stryker-PneumoClear |  |  |  |  | Covered PM Repair - Biomedical | MHHS-Mem City
NO | YES |  |  |  | 041-34058 | 041-34058 | Stryker Endoscopy Div Stryker Corp | PNEUMOCLEAR |  | 1901CE0409 | MEMORIAL CITY - Surgery room 10 | MHHS-Mem City |  | Insufflator, Carbon Dioxide |  | 041-34058 | 041-34058 | West | Memorial Hermann Memorial City Medical Center | MEMORIAL CITY - Surgery room 10 | Surgery room 10 |  |  |  |  | INSUFFLATORS |  | INSUFFLATORCARBONDIOX-Stryker-PneumoClear | INSUFFLATORCARBONDIOX | PneumoClear |  |  |  | STRYKER | Insufflator, Carbon Dioxide |  | INSUFFLATORCARBONDIOX-Stryker-PneumoClear |  |  |  |  | Covered PM Repair - Biomedical | MHHS-Mem City
NO | YES |  |  |  | 041-34059 | 041-34059 | Stryker Endoscopy Div Stryker Corp | PNEUMOCLEAR |  | 1901CE0403 | MEMORIAL CITY - MOR | MHHS-Mem City |  | Insufflator, Carbon Dioxide |  | 041-34059 | 041-34059 | West | Memorial Hermann Memorial City Medical Center | MEMORIAL CITY - MOR | OR 8 |  |  |  |  | INSUFFLATORS |  | INSUFFLATORCARBONDIOX-Stryker-PneumoClear | INSUFFLATORCARBONDIOX | PneumoClear |  |  |  | STRYKER | Insufflator, Carbon Dioxide |  | INSUFFLATORCARBONDIOX-Stryker-PneumoClear |  |  |  |  | Covered PM Repair - Biomedical | MHHS-Mem City
NO | YES |  |  |  | 041-34060 | 041-34060 | Stryker Endoscopy Div Stryker Corp | PNEUMOCLEAR |  | 1901CE0406 | OR | MHHS-Mem City |  | Insufflator, Carbon Dioxide |  | 041-34060 | 041-34060 | West | Memorial Hermann - Memorial City | OR | Back Hallway |  |  |  |  | INSUFFLATORS |  | INSUFFLATORCARBONDIOX-Stryker-PneumoClear | INSUFFLATORCARBONDIOX | PneumoClear |  |  |  | STRYKER | Insufflator, Carbon Dioxide |  | INSUFFLATORCARBONDIOX-Stryker-PneumoClear |  |  |  |  | Covered PM Repair - Biomedical | MHHS-Mem City
NO | YES |  |  |  | 041-34061 | 041-34061 | Stryker Endoscopy Div Stryker Corp | PNEUMOCLEAR |  | 1901CE0402 | OR | MHHS-Mem City |  | Insufflator, Carbon Dioxide |  | 041-34061 | 041-34061 | West | Memorial Hermann - Memorial City | OR | Back Hallway |  |  |  |  | INSUFFLATORS |  | INSUFFLATORCARBONDIOX-Stryker-PneumoClear | INSUFFLATORCARBONDIOX | PneumoClear |  |  |  | STRYKER | Insufflator, Carbon Dioxide |  | INSUFFLATORCARBONDIOX-Stryker-PneumoClear |  |  |  |  | Covered PM Repair - Biomedical | MHHS-Mem City
NO | YES |  |  |  | 041-34168 | 041-34168 | Stryker Endoscopy Div Stryker Corp | PNEUMOCLEAR |  | 1903CE0100/0620-050-000 | MEMORIAL CITY - Day Surgery | MHHS-Mem City |  | Insufflator, Carbon Dioxide |  | 041-34168 | 041-34168 | West | Memorial City - Memorial Hermann Hospital | MEMORIAL CITY - Day Surgery | W1 300.94 OR 7 |  |  |  |  | INSUFFLATORS |  | INSUFFLATORCARBONDIOX-Stryker-PneumoClear | INSUFFLATORCARBONDIOX | PneumoClear |  |  |  | STRYKER | Insufflator, Carbon Dioxide |  | INSUFFLATORCARBONDIOX-Stryker-PneumoClear |  |  |  |  | Covered PM Repair - Biomedical | MHHS-Mem City
NO | YES |  |  |  | 041-34171 | 041-34171 | Stryker Endoscopy Div Stryker Corp | PNEUMOCLEAR |  | 1902CE0950/620-050-000 | MEMORIAL CITY - Day Surgery | MHHS-Mem City |  | Insufflator, Carbon Dioxide |  | 041-34171 | 041-34171 | West | Memorial City - Memorial Hermann Hospital | MEMORIAL CITY - Day Surgery | W1 300.94 OR 7 |  |  |  |  | INSUFFLATORS |  | INSUFFLATORCARBONDIOX-Stryker-PneumoClear | INSUFFLATORCARBONDIOX | PneumoClear |  |  |  | STRYKER | Insufflator, Carbon Dioxide |  | INSUFFLATORCARBONDIOX-Stryker-PneumoClear |  |  |  |  | Covered PM Repair - Biomedical | MHHS-Mem City
NO | YES |  |  |  | 041-34175 | 041-34175 | Stryker Endoscopy Div Stryker Corp | PNEUMOCLEAR |  | 1902CE0944/0620-050-000 | MEMORIAL CITY - OUTPATIENT SURGERY | MHHS-Mem City |  | Insufflator, Carbon Dioxide |  | 041-34175 | 041-34175 | West | Memorial City - Memorial Hermann Hospital West Tower | MEMORIAL CITY - OUTPATIENT SURGERY | W1 300.94 OR 7 |  |  |  |  | INSUFFLATORS |  | INSUFFLATORCARBONDIOX-Stryker-PneumoClear | INSUFFLATORCARBONDIOX | PneumoClear |  |  |  | STRYKER | Insufflator, Carbon Dioxide |  | INSUFFLATORCARBONDIOX-Stryker-PneumoClear |  |  |  |  | Covered PM Repair - Biomedical | MHHS-Mem City
NO | YES |  |  |  | 041-34183 | 041-34183 | Stryker Endoscopy Div Stryker Corp | PNEUMOCLEAR |  | 1903CE0266/0620-050-000 | MEMORIAL CITY - OUTPATIENT SURGERY | MHHS-Mem City |  | Insufflator, Carbon Dioxide |  | 041-34183 | 041-34183 | West | Memorial City - Memorial Hermann Hospital West Tower | MEMORIAL CITY - OUTPATIENT SURGERY | W1 300.94 OR 7 |  |  |  |  | INSUFFLATORS |  | INSUFFLATORCARBONDIOX-Stryker-PneumoClear | INSUFFLATORCARBONDIOX | PneumoClear |  |  |  | STRYKER | Insufflator, Carbon Dioxide |  | INSUFFLATORCARBONDIOX-Stryker-PneumoClear |  |  |  |  | Covered PM Repair - Biomedical | MHHS-Mem City
NO | YES |  |  |  | 145-01209 | 145-01209 | Stryker Endoscopy Div Stryker Corp | PNEUMOCLEAR |  | !902CE0664/0620-050-000 | Pearland-OR | MHHS-Pearland Hospital |  | Insufflator, Carbon Dioxide |  | 145-01209 | 145-01209 | Pearland | MHHS-Pearland Hospital | Pearland-OR | OR2 | 9/1/19 | 9/1/20 |  |  | INSUFFLATORS | Insufflator, Carbon Dioxide | INSUFFLATORCARBONDIOX-Stryker-PneumoClear | INSUFFLATORCARBONDIOX | PneumoClear |  |  |  | STRYKER | Insufflator, Carbon Dioxide |  | INSUFFLATORCARBONDIOX-Stryker-PneumoClear |  | 1/1/18 |  | ICD-SA | Not Covered Vendor Only - Biomedical | MHHS-Pearland Hospital | [8 empty] | INSUFFLATORCARBONDIOX | Insufflator, Carbon Dioxide | STRYKER
NO | YES |  |  |  | 145-01210 | 145-01210 | Stryker Endoscopy Div Stryker Corp | PNEUMOCLEAR |  | 1906CE0807/0620-050-000 | Pearland-OR | MHHS-Pearland Hospital |  | Insufflator, Carbon Dioxide |  | 145-01210 | 145-01210 | Pearland | MHHS-Pearland Hospital | Pearland-OR | OR1 | 9/1/19 | 9/1/20 |  |  | INSUFFLATORS | Insufflator, Carbon Dioxide | INSUFFLATORCARBONDIOX-Stryker-PneumoClear | INSUFFLATORCARBONDIOX | PneumoClear |  |  |  | STRYKER | Insufflator, Carbon Dioxide |  | INSUFFLATORCARBONDIOX-Stryker-PneumoClear |  | 1/2/18 |  | ICD-SA | Not Covered Vendor Only - Biomedical | MHHS-Pearland Hospital | [8 empty] | INSUFFLATORCARBONDIOX | Insufflator, Carbon Dioxide | STRYKER
NO | YES |  |  |  | 145-01391 | 145-01391 | Stryker Endoscopy Div Stryker Corp | PNEUMOCLEAR |  | 1904CE0424/0620-050-000 | Pearland-OR | MHHS-Pearland Hospital |  | Insufflator, Carbon Dioxide |  | 145-01391 | 145-01391 | Pearland | MHHS-Pearland Hospital | Pearland-OR | OR 3 | 10/1/19 | 4/1/20 |  |  | INSUFFLATORS | Insufflator, Carbon Dioxide | INSUFFLATORCARBONDIOX-Stryker-PneumoClear | INSUFFLATORCARBONDIOX | PneumoClear |  |  |  | STRYKER | Insufflator, Carbon Dioxide |  | INSUFFLATORCARBONDIOX-Stryker-PneumoClear |  | 1/2/18 |  | ICD-SA | Not Covered Vendor Only - Biomedical | MHHS-Pearland Hospital | [8 empty] | INSUFFLATORCARBONDIOX | Insufflator, Carbon Dioxide | STRYKER
NO | YES |  |  |  | 013-38407 | 013-38407 | Stryker Endoscopy Div Stryker Corp | PNEUMOCLEAR |  | 1907CE0213 | SW-OR | MHHS-Southwest |  | Insufflator, Carbon Dioxide |  | 013-38407 | 013-38407 | Southwest | MHHS-Southwest | SW-OR | Room 18 - Storage | 9/1/19 |  | 9/1/20 |  | INSUFFLATORS | Insufflator, Carbon Dioxide | INSUFFLATORCARBONDIOX-Stryker-PneumoClear | INSUFFLATORCARBONDIOX | PneumoClear |  |  |  | STRYKER | Insufflator, Carbon Dioxide |  | INSUFFLATORCARBONDIOX-Stryker-PneumoClear |  | 10/1/16 |  | ICD-SA | Covered PM Repair - Biomedical | MHHS-Southwest | [8 empty] | INSUFFLATORCARBONDIOX | Insufflator, Carbon Dioxide | STRYKER
NO | YES |  |  |  | 013-38997 | 013-38997 | Stryker Endoscopy Div Stryker Corp | PNEUMOCLEAR |  | 1907CE0246 | SW-OR | MHHS-Southwest |  | Insufflator, Carbon Dioxide |  | 013-38997 | 013-38997 | Southwest | MHHS-Southwest | SW-OR | ORHallway | 9/1/19 |  | 9/1/20 |  | INSUFFLATORS | Insufflator, Carbon Dioxide | INSUFFLATORCARBONDIOX-Stryker-PneumoClear | INSUFFLATORCARBONDIOX | PneumoClear |  |  |  | STRYKER | Insufflator, Carbon Dioxide |  | INSUFFLATORCARBONDIOX-Stryker-PneumoClear |  |  |  | ICD-SA | Covered PM Repair - Biomedical | MHHS-Southwest | [8 empty] | INSUFFLATORCARBONDIOX | Insufflator, Carbon Dioxide | STRYKER
NO | YES |  |  |  | 129-31021 | 129-31021 | Stryker Endoscopy Div Stryker Corp | PNEUMOCLEAR |  | 1707CEO143 | Sugar Land-OR | MHHS-Sugarland |  | Insufflator, Carbon Dioxide |  | 129-31021 | 129-31021 | Sugar Land | MHHS-Sugarland | Sugar Land-OR |  | 10/1/19 | 10/1/20 |  |  | INSUFFLATORS | Insufflator, Carbon Dioxide | INSUFFLATORCARBONDIOX-Stryker-PneumoClear | INSUFFLATORCARBONDIOX | PneumoClear |  |  |  | STRYKER | Insufflator, Carbon Dioxide |  | INSUFFLATORCARBONDIOX-Stryker-PneumoClear |  | 11/11/14 |  | ICD-SA | Covered PM Repair - Biomedical | MHHS-Sugarland | [8 empty] | INSUFFLATORCARBONDIOX | Insufflator, Carbon Dioxide | STRYKER
NO | YES |  |  |  | 129-31076 | 129-31076 | Stryker Endoscopy Div Stryker Corp | PNEUMOCLEAR |  | 1706CEO0426 | Sugar Land-OR | MHHS-Sugarland |  | Insufflator, Carbon Dioxide |  | 129-31076 | 129-31076 | Sugar Land | MHHS-Sugarland | Sugar Land-OR | OR | 7/1/19 |  | 7/1/20 |  | INSUFFLATORS | Insufflator, Carbon Dioxide | INSUFFLATORCARBONDIOX-Stryker-PneumoClear | INSUFFLATORCARBONDIOX | PneumoClear |  |  |  | STRYKER | Insufflator, Carbon Dioxide |  | INSUFFLATORCARBONDIOX-Stryker-PneumoClear |  | 1/3/14 |  | ICD-SA | Covered PM Repair - Biomedical | MHHS-Sugarland | [8 empty] | INSUFFLATORCARBONDIOX | Insufflator, Carbon Dioxide | STRYKER
NO | YES |  |  |  | 129-31080 | 129-31080 | Stryker Endoscopy Div Stryker Corp | PNEUMOCLEAR |  | 1706CE0416 | Sugar Land-OR | MHHS-Sugarland |  | Insufflator, Carbon Dioxide |  | 129-31080 | 129-31080 | Sugar Land | MHHS-Sugarland | Sugar Land-OR | OR 2 | 2/1/20 |  | 8/1/20 |  | INSUFFLATORS | Insufflator, Carbon Dioxide | INSUFFLATORCARBONDIOX-Stryker-PneumoClear | INSUFFLATORCARBONDIOX | PneumoClear |  |  |  | STRYKER | Insufflator, Carbon Dioxide |  | INSUFFLATORCARBONDIOX-Stryker-PneumoClear |  | 2/5/19 |  | ICD-SA | Covered PM Repair - Biomedical | MHHS-Sugarland | [8 empty] | INSUFFLATORCARBONDIOX | Insufflator, Carbon Dioxide | STRYKER
NO | YES |  |  |  | 129-31321 | 129-31321 | Stryker Endoscopy Div Stryker Corp | PNEUMOCLEAR |  | 1707CE0425 | Sugar Land-OR | MHHS-Sugarland |  | Insufflator, Carbon Dioxide |  | 129-31321 | 129-31321 | Sugar Land | MHHS-Sugarland | Sugar Land-OR | OR | 10/1/20 |  | 2/1/20 |  | INSUFFLATORS | Insufflator, Carbon Dioxide | INSUFFLATORCARBONDIOX-Stryker-PneumoClear | INSUFFLATORCARBONDIOX | PneumoClear |  |  |  | STRYKER | Insufflator, Carbon Dioxide |  | INSUFFLATORCARBONDIOX-Stryker-PneumoClear |  | 2/5/19 |  | ICD-SA | Covered PM Repair - Biomedical | MHHS-Sugarland | [8 empty] | INSUFFLATORCARBONDIOX | Insufflator, Carbon Dioxide | STRYKER
NO | YES |  |  |  | 129-31327 | 129-31327 | Stryker Endoscopy Div Stryker Corp | PNEUMOCLEAR |  | 1707CE0140 | Sugar Land-OR | MHHS-Sugarland |  | Insufflator, Carbon Dioxide |  | 129-31327 | 129-31327 | Sugar Land | MHHS-Sugarland | Sugar Land-OR | OR 1 | 10/1/19 |  | 11/1/20 |  | INSUFFLATORS | Insufflator, Carbon Dioxide | INSUFFLATORCARBONDIOX-Stryker-PneumoClear | INSUFFLATORCARBONDIOX | PneumoClear |  |  |  | STRYKER | Insufflator, Carbon Dioxide |  | INSUFFLATORCARBONDIOX-Stryker-PneumoClear |  | 8/27/19 |  | ICD-SA | Covered PM Repair - Biomedical | MHHS-Sugarland | [8 empty] | INSUFFLATORCARBONDIOX | Insufflator, Carbon Dioxide | STRYKER
NO | YES |  |  |  | 129-31363 | 129-31363 | Stryker Endoscopy Div Stryker Corp | PNEUMOCLEAR |  | 1709CE0394 | Sugar Land-OR | MHHS-Sugarland |  | Insufflator, Carbon Dioxide |  | 129-31363 | 129-31363 | Sugar Land | MHHS-Sugarland | Sugar Land-OR | OR 4 | 12/1/19 |  |  |  | INSUFFLATORS | Insufflator, Carbon Dioxide | INSUFFLATORCARBONDIOX-Stryker-PneumoClear | INSUFFLATORCARBONDIOX | PneumoClear |  |  |  | STRYKER | Insufflator, Carbon Dioxide |  | INSUFFLATORCARBONDIOX-Stryker-PneumoClear |  | 2/15/19 |  | ICD-SA | Covered PM Repair - Biomedical | MHHS-Sugarland | [8 empty] | INSUFFLATORCARBONDIOX | Insufflator, Carbon Dioxide | STRYKER
NO | YES |  |  |  | 074-02060 | 074-02060 | Stryker Endoscopy Div Stryker Corp | PNEUMOCLEAR |  | 1808CE0120 | TMC-OR-CVOR (7Hvi) | MHHS-TMC |  | Insufflator, Carbon Dioxide |  | 074-02060 | 074-02060 | TMC | MHHS-TMC | TMC-OR-CVOR (7Hvi) | TMC - OR - CVOR (7HVI) | 7/1/19 |  | 7/1/20 |  | INSUFFLATORS | Insufflator, Carbon Dioxide | INSUFFLATORCARBONDIOX-Stryker-PneumoClear | INSUFFLATORCARBONDIOX | PneumoClear |  |  |  | STRYKER | Insufflator, Carbon Dioxide |  | INSUFFLATORCARBONDIOX-Stryker-PneumoClear |  | 3/1/13 |  | ICD-SA | Covered PM Repair - Biomedical | MHHS-TMC | [8 empty] | INSUFFLATORCARBONDIOX | Insufflator, Carbon Dioxide | STRYKER
NO | YES |  |  |  | 074-02061 | 074-02061 | Stryker Endoscopy Div Stryker Corp | PNEUMOCLEAR |  | 1808CE1336 | TMC-OR-Hermann (2Hp) | MHHS-TMC |  | Insufflator, Carbon Dioxide |  | 074-02061 | 074-02061 | TMC | MHHS-TMC | TMC-OR-Hermann (2Hp) | Equipment room | 8/1/19 |  | 8/1/20 |  | INSUFFLATORS | Insufflator, Carbon Dioxide | INSUFFLATORCARBONDIOX-Stryker-PneumoClear | INSUFFLATORCARBONDIOX | PneumoClear |  |  |  | STRYKER | Insufflator, Carbon Dioxide |  | INSUFFLATORCARBONDIOX-Stryker-PneumoClear |  | 3/1/13 |  | ICD-SA | Covered PM Repair - Biomedical | MHHS-TMC | [8 empty] | INSUFFLATORCARBONDIOX | Insufflator, Carbon Dioxide | STRYKER
NO | YES |  |  |  | 074-02062 | 074-02062 | Stryker Endoscopy Div Stryker Corp | PNEUMOCLEAR |  | 1809CE0793 | TMC-OR-CVOR (7Hvi) | MHHS-TMC |  | Insufflator, Carbon Dioxide |  | 074-02062 | 074-02062 | TMC | MHHS-TMC | TMC-OR-CVOR (7Hvi) | OR 04 | 7/1/19 |  | 7/1/20 |  | INSUFFLATORS | Insufflator, Carbon Dioxide | INSUFFLATORCARBONDIOX-Stryker-PneumoClear | INSUFFLATORCARBONDIOX | PneumoClear |  |  |  | STRYKER | Insufflator, Carbon Dioxide |  | INSUFFLATORCARBONDIOX-Stryker-PneumoClear |  | 8/1/20 |  | ICD-SA | Not Covered Vendor Only - Biomedical | MHHS-TMC | [8 empty] | INSUFFLATORCARBONDIOX | Insufflator, Carbon Dioxide | STRYKER
NO | YES |  |  |  | 074-02064 | 074-02064 | Stryker Endoscopy Div Stryker Corp | PNEUMOCLEAR |  | 1809CE1082 | TMC-OR-CVOR (7Hvi) | MHHS-TMC |  | Insufflator, Carbon Dioxide |  | 074-02064 | 074-02064 | TMC | MHHS-TMC | TMC-OR-CVOR (7Hvi) | Cv OR 1 | 1/1/20 |  | 7/1/20 |  | INSUFFLATORS | Insufflator, Carbon Dioxide | INSUFFLATORCARBONDIOX-Stryker-PneumoClear | INSUFFLATORCARBONDIOX | PneumoClear |  |  |  | STRYKER | Insufflator, Carbon Dioxide |  | INSUFFLATORCARBONDIOX-Stryker-PneumoClear |  | 8/1/20 |  | ICD-SA | Not Covered Vendor Only - Biomedical | MHHS-TMC | [8 empty] | INSUFFLATORCARBONDIOX | Insufflator, Carbon Dioxide | STRYKER
NO | YES |  |  |  | 074-03193 | 074-03193 | Stryker Endoscopy Div Stryker Corp | PNEUMOCLEAR |  | 1808CE0490 | TMC-OR-CVOR (7Hvi) | MHHS-TMC |  | Insufflator, Carbon Dioxide |  | 074-03193 | 074-03193 | TMC | MHHS-TMC | TMC-OR-CVOR (7Hvi) | OR 3 | 3/1/20 |  | 9/1/20 |  | INSUFFLATORS | Insufflator, Carbon Dioxide | INSUFFLATORCARBONDIOX-Stryker-PneumoClear | INSUFFLATORCARBONDIOX | PneumoClear |  |  |  | STRYKER | Insufflator, Carbon Dioxide |  | INSUFFLATORCARBONDIOX-Stryker-PneumoClear |  |  |  | ICD-SA | Covered PM Repair - Biomedical | MHHS-TMC | [8 empty] | INSUFFLATORCARBONDIOX | Insufflator, Carbon Dioxide | STRYKER
NO | YES |  |  |  | 069-47735 | 069-47735 | Stryker Endoscopy Div Stryker Corp | PNEUMOCLEAR |  | 1902CE0391 | TMC-Sarofim 2-OR | MHHS-TMC |  | Insufflator, Carbon Dioxide |  | 069-47735 | 069-47735 | TMC | MHHS-TMC | TMC-Sarofim 2-OR | S2 OR 1 | 12/1/19 |  | 12/1/20 |  | INSUFFLATORS |  | INSUFFLATORCARBONDIOX-Stryker-PneumoClear | INSUFFLATORCARBONDIOX | PneumoClear |  |  |  | STRYKER | Insufflator, Carbon Dioxide |  | INSUFFLATORCARBONDIOX-Stryker-PneumoClear |  |  |  |  | Covered PM Repair - Biomedical | MHHS-TMC
NO | YES |  |  |  | 069-47794 | 069-47794 | Stryker Endoscopy Div Stryker Corp | PNEUMOCLEAR |  | 1902CE0389 | TMC-Sarofim 2-OR | MHHS-TMC |  | Insufflator, Carbon Dioxide |  | 069-47794 | 069-47794 | TMC | MHHS-TMC | TMC-Sarofim 2-OR | TMC - SAROFIM 2 -OR | 12/1/19 |  | 12/1/20 |  | INSUFFLATORS |  | INSUFFLATORCARBONDIOX-Stryker-PneumoClear | INSUFFLATORCARBONDIOX | PneumoClear |  |  |  | STRYKER | Insufflator, Carbon Dioxide |  | INSUFFLATORCARBONDIOX-Stryker-PneumoClear |  |  |  |  | Covered PM Repair - Biomedical | MHHS-TMC
NO | YES |  |  |  | 069-47823 | 069-47823 | Stryker Endoscopy Div Stryker Corp | PNEUMOCLEAR |  | 1902CE0392 | TMC-Sarofim 3-OR | MHHS-TMC |  | Insufflator, Carbon Dioxide |  | 069-47823 | 069-47823 | TMC | MHHS-TMC | TMC-Sarofim 3-OR | OR3 |  |  |  |  | INSUFFLATORS |  | INSUFFLATORCARBONDIOX-Stryker-PneumoClear | INSUFFLATORCARBONDIOX | PneumoClear |  |  |  | STRYKER | Insufflator, Carbon Dioxide |  | INSUFFLATORCARBONDIOX-Stryker-PneumoClear |  | 8/1/20 |  |  | Not Covered Vendor Only - Biomedical | MHHS-TMC
NO | YES |  |  |  | 069-47936 | 069-47936 | Stryker Endoscopy Div Stryker Corp | PNEUMOCLEAR |  | 1902CE0396 | TMC-Sarofim 2-OR | MHHS-TMC |  | Insufflator, Carbon Dioxide |  | 069-47936 | 069-47936 | TMC | MHHS-TMC | TMC-Sarofim 2-OR | OR15 | 12/1/19 |  | 12/1/20 |  | INSUFFLATORS |  | INSUFFLATORCARBONDIOX-Stryker-PneumoClear | INSUFFLATORCARBONDIOX | PneumoClear |  |  |  | STRYKER | Insufflator, Carbon Dioxide |  | INSUFFLATORCARBONDIOX-Stryker-PneumoClear |  | 6/6/13 |  |  | Covered PM Repair - Biomedical | MHHS-TMC
NO | YES |  |  |  | 069-44137 | 069-44137 | Stryker Endoscopy Div Stryker Corp | PNEUMOCLEAR |  | 1902CE0394 | TMC-Sarofim 3-OR | MHHS-TMC |  | Insufflator, Carbon Dioxide |  | 069-44137 | 069-44137 | TMC | MHHS-TMC | TMC-Sarofim 3-OR | OR 40 | 12/1/19 |  | 12/1/20 |  | INSUFFLATORS |  | INSUFFLATORCARBONDIOX-Stryker-PneumoClear | INSUFFLATORCARBONDIOX | PneumoClear |  |  |  | STRYKER | Insufflator, Carbon Dioxide |  | INSUFFLATORCARBONDIOX-Stryker-PneumoClear |  | 10/17/18 |  |  | Covered PM Repair - Biomedical | MHHS-TMC
NO | YES |  |  |  | 069-47321 | 069-47321 | Stryker Endoscopy Div Stryker Corp | PNEUMOCLEAR |  | 1902CE0393 | TMC-MHTMC-Central Supply | MHHS-TMC |  | Insufflator, Carbon Dioxide |  | 069-47321 | 069-47321 | TMC | MHHS-TMC | TMC-MHTMC-Central Supply | Or 42 | 12/1/19 |  | 12/1/20 |  | INSUFFLATORS |  | INSUFFLATORCARBONDIOX-Stryker-PneumoClear | INSUFFLATORCARBONDIOX | PneumoClear |  |  |  | STRYKER | Insufflator, Carbon Dioxide |  | INSUFFLATORCARBONDIOX-Stryker-PneumoClear |  |  |  |  | Covered PM Repair - Biomedical | MHHS-TMC
NO | YES | Serial Number 1902CE0390 |  |  | 069-47805 | 069-47805 | Stryker Endoscopy Div Stryker Corp | PNEUMOCLEAR |  | 1902CE0390 | 5 Floor | MHHS-TMC |  | Insufflator, Carbon Dioxide |  | 069-47805 | 069-47805 | TMC | Memorial Hermann- Texas Medical Center- S3 | 5 Floor | Storage S3622 | 12/1/19 |  | 12/1/20 |  | INSUFFLATORS |  | INSUFFLATORCARBONDIOX-Stryker-PneumoClear | INSUFFLATORCARBONDIOX | PneumoClear |  |  |  | STRYKER | Insufflator, Carbon Dioxide |  | INSUFFLATORCARBONDIOX-Stryker-PneumoClear |  | 10/17/18 |  |  | Covered PM Repair - Biomedical | MHHS-TMC
NO | YES |  |  |  | 029-32237 | 029-32237 | Stryker Endoscopy Div Stryker Corp | PNEUMOCLEAR |  | 1707CE1042 | Woodlands-OR | MHHS-Woodlands |  | Insufflator, Carbon Dioxide |  | 029-32237 | 029-32237 | Woodlands | MHHS-Woodlands | Woodlands-OR |  | 2/1/20 |  | 2/1/21 |  | INSUFFLATORS | Insufflator, Carbon Dioxide | INSUFFLATORCARBONDIOX-Stryker-PneumoClear | INSUFFLATORCARBONDIOX | PneumoClear |  |  |  | STRYKER | Insufflator, Carbon Dioxide |  | INSUFFLATORCARBONDIOX-Stryker-PneumoClear |  | 7/1/19 |  | ICD-SA | Covered PM Repair - Biomedical | MHHS-Woodlands | [8 empty] | INSUFFLATORCARBONDIOX | Insufflator, Carbon Dioxide | STRYKER
NO | YES |  |  |  | 029-12607 | 029-12607 | Stryker Endoscopy Div Stryker Corp | PNEUMOCLEAR |  | 1905CE1167 | Woodlands-OR | MHHS-Woodlands |  | Insufflator, Carbon Dioxide |  | 029-12607 | 029-12607 | Woodlands | MHHS-Woodlands | Woodlands-OR | Equipment Storage | 8/1/19 |  | 8/1/20 |  | INSUFFLATORS | Insufflator, Carbon Dioxide | INSUFFLATORCARBONDIOX-Stryker-PneumoClear | INSUFFLATORCARBONDIOX | PneumoClear |  |  |  | STRYKER | Insufflator, Carbon Dioxide |  | INSUFFLATORCARBONDIOX-Stryker-PneumoClear |  | 1/18/18 |  | ICD-SA | Not Covered Vendor Only - Biomedical | MHHS-Woodlands | [8 empty] | INSUFFLATORCARBONDIOX | Insufflator, Carbon Dioxide | STRYKER
NO | YES |  |  |  | 029-32230 | 029-32230 | Stryker Endoscopy Div Stryker Corp | PNEUMOCLEAR |  | 1809CE0537 | Woodlands-OR | MHHS-Woodlands |  | Insufflator, Carbon Dioxide |  | 029-32230 | 029-32230 | Woodlands | MHHS-Woodlands | Woodlands-OR |  | 10/1/19 |  | 4/1/20 |  | INSUFFLATORS | Insufflator, Carbon Dioxide | INSUFFLATORCARBONDIOX-Stryker-PneumoClear | INSUFFLATORCARBONDIOX | PneumoClear |  |  |  | STRYKER | Insufflator, Carbon Dioxide |  | INSUFFLATORCARBONDIOX-Stryker-PneumoClear |  | 1/17/18 |  | ICD-SA | Not Covered Vendor Only - Biomedical | MHHS-Woodlands | [8 empty] | INSUFFLATORCARBONDIOX | Insufflator, Carbon Dioxide | STRYKER
NO | YES |  |  |  | 029-32232 | 029-32232 | Stryker Endoscopy Div Stryker Corp | PNEUMOCLEAR |  | 1710CE0111 | Woodlands-OR | MHHS-Woodlands |  | Insufflator, Carbon Dioxide |  | 029-32232 | 029-32232 | Woodlands | MHHS-Woodlands | Woodlands-OR | Room 15 | 10/1/19 |  | 4/1/20 |  | INSUFFLATORS | Insufflator, Carbon Dioxide | INSUFFLATORCARBONDIOX-Stryker-PneumoClear | INSUFFLATORCARBONDIOX | PneumoClear |  |  |  | STRYKER | Insufflator, Carbon Dioxide |  | INSUFFLATORCARBONDIOX-Stryker-PneumoClear |  | 1/17/18 |  | ICD-SA | Not Covered Vendor Only - Biomedical | MHHS-Woodlands | [8 empty] | INSUFFLATORCARBONDIOX | Insufflator, Carbon Dioxide | STRYKER
NO | YES |  |  |  | 029-32233 | 029-32233 | Stryker Endoscopy Div Stryker Corp | PNEUMOCLEAR |  | 1807CE0949 | Woodlands-OR | MHHS-Woodlands |  | Insufflator, Carbon Dioxide |  | 029-32233 | 029-32233 | Woodlands | MHHS-Woodlands | Woodlands-OR | Or 16 | 10/1/19 |  |  |  | INSUFFLATORS | Insufflator, Carbon Dioxide | INSUFFLATORCARBONDIOX-Stryker-PneumoClear | INSUFFLATORCARBONDIOX | PneumoClear |  |  |  | STRYKER | Insufflator, Carbon Dioxide |  | INSUFFLATORCARBONDIOX-Stryker-PneumoClear |  | 1/17/18 |  | ICD-SA | Not Covered Vendor Only - Biomedical | MHHS-Woodlands | [8 empty] | INSUFFLATORCARBONDIOX | Insufflator, Carbon Dioxide | STRYKER
NO | YES |  |  |  | 029-32234 | 029-32234 | Stryker Endoscopy Div Stryker Corp | PNEUMOCLEAR |  | 1809CE0425 | Woodlands-OR | MHHS-Woodlands |  | Insufflator, Carbon Dioxide |  | 029-32234 | 029-32234 | Woodlands | MHHS-Woodlands | Woodlands-OR | OR 14 | 10/1/19 |  |  |  | INSUFFLATORS | Insufflator, Carbon Dioxide | INSUFFLATORCARBONDIOX-Stryker-PneumoClear | INSUFFLATORCARBONDIOX | PneumoClear |  |  |  | STRYKER | Insufflator, Carbon Dioxide |  | INSUFFLATORCARBONDIOX-Stryker-PneumoClear |  | 1/17/18 |  | ICD-SA | Not Covered Vendor Only - Biomedical | MHHS-Woodlands | [8 empty] | INSUFFLATORCARBONDIOX | Insufflator, Carbon Dioxide | STRYKER
YES | YES |  |  |  | 029-13023 | 029-13023 | Stryker Endoscopy Div Stryker Corp | PNEUMOCLEAR |  | 1909CE1097/0620-050-000 | WOODLANDS - OR |  |  |  |  | 029-13023 | 029-13023 | Woodlands | Memorial Hermann The Woodlands Medical Center | WOODLANDS - OR | Equipment Storage | 2/1/20 |  | 2/1/21 | New Add
YES | YES |  |  |  | 029-13027 | 029-13027 | Stryker Endoscopy Div Stryker Corp | PNEUMOCLEAR |  | 1909CE1098/0620-050-000 | OR |  |  |  |  | 029-13027 | 029-13027 | Woodlands | Memorial Hermann The Woodlands Medical Center | OR | Equipment Storage | 2/1/20 |  | 8/1/20 | New Add
YES | YES |  |  |  | 029-32236 | 029-32236 | Stryker Endoscopy Div Stryker Corp | PNEUMOCLEAR |  | 1808CE1337/0620-050-000 | Woodlands - OR |  |  |  |  | 029-32236 | 029-32236 | Woodlands | Memorial Hermann The Woodlands Medical Center | Woodlands - OR | Equipment Storage | 7/1/19 |  | 7/1/20 | New Add
YES | YES |  |  |  | 029-13339 | 029-13339 | Stryker Endoscopy Div Stryker Corp | PNEUMOCLEAR |  | 1709CE0975/0620-050-00 | Woodlands - OR |  |  |  |  | 029-13339 | 029-13339 | Woodlands | Memorial Hermann The Woodlands Medical Center | Woodlands - OR |  |  |  |  | New Add
YES | YES |  |  |  | 029-32229 | 029-32229 | Stryker Endoscopy Div Stryker Corp | PNEUMOCLEAR |  | 1809CE0595/0620-050-000 | WOODLANDS - OR |  |  |  |  | 029-32229 | 029-32229 | Woodlands | Memorial Hermann The Woodlands Medical Center | WOODLANDS - OR |  | 10/1/19 |  | 4/1/20 | New Add
NO | NO |  |  |  | 041-34179 |  | Stryker Endoscopy Div Stryker Corp | PNEUMOCLEAR |  | 1902CE0948/0620-050-000 | MEMORIAL CITY - OUTPATIENT SURGERY | MHHS-Mem City |  | Insufflator, Carbon Dioxide |  | 041-34179 |  | West & Memorial City |  | MEMORIAL CITY - OUTPATIENT SURGERY | [5 empty] | INSUFFLATORS |  | INSUFFLATORCARBONDIOX-Stryker-PneumoClear | INSUFFLATORCARBONDIOX | PneumoClear |  |  |  | STRYKER | Insufflator, Carbon Dioxide |  | INSUFFLATORCARBONDIOX-Stryker-PneumoClear |  |  |  |  | Covered PM Repair - Biomedical | MHHS-Mem City
NO | NO |  |  |  | 142-08311 |  | Stryker Endoscopy Div Stryker Corp | PNEUMOCLEAR |  | 1906ce0198 | NE - OR | MHHS-Northeast |  | Insufflator, Carbon Dioxide |  | 142-08311 |  | Katy |  | NE - OR | [5 empty] | INSUFFLATORS |  | INSUFFLATORCARBONDIOX-Stryker-PneumoClear | INSUFFLATORCARBONDIOX | PneumoClear |  |  |  | STRYKER | Insufflator, Carbon Dioxide |  | INSUFFLATORCARBONDIOX-Stryker-PneumoClear |  |  |  |  | Covered PM Repair - Biomedical | MHHS-Northeast
NO | NO |  |  |  | 142-08316 |  | Stryker Endoscopy Div Stryker Corp | PNEUMOCLEAR |  | 1906ce0196 | NE - OR | MHHS-Northeast |  | Insufflator, Carbon Dioxide |  | 142-08316 |  | Katy |  | NE - OR | [5 empty] | INSUFFLATORS |  | INSUFFLATORCARBONDIOX-Stryker-PneumoClear | INSUFFLATORCARBONDIOX | PneumoClear |  |  |  | STRYKER | Insufflator, Carbon Dioxide |  | INSUFFLATORCARBONDIOX-Stryker-PneumoClear |  |  |  |  | Covered PM Repair - Biomedical | MHHS-Northeast
NO | NO |  |  |  | 145-01392 |  | Stryker Endoscopy Div Stryker Corp | PNEUMOCLEAR |  | 1904CE0419/0620-050-000 | PEARLAND - OR | MHHS-Pearland Hospital |  | Insufflator, Carbon Dioxide |  | 145-01392 |  | Pearland |  | PEARLAND - OR | [5 empty] | INSUFFLATORS |  | INSUFFLATORCARBONDIOX-Stryker-PneumoClear | INSUFFLATORCARBONDIOX | PneumoClear |  |  |  | STRYKER | Insufflator, Carbon Dioxide |  | INSUFFLATORCARBONDIOX-Stryker-PneumoClear |  |  |  |  | Not Covered Vendor Only - Biomedical | MHHS-Pearland Hospital
NO | NO |  |  |  | 129-31077 |  | Stryker Endoscopy Div Stryker Corp | PNEUMOCLEAR |  | 1707CE0426 | SUGAR LAND - OR | MHHS-Sugarland |  | Insufflator, Carbon Dioxide |  | 129-31077 |  | Sugar Land |  | SUGAR LAND - OR | [5 empty] | INSUFFLATORS |  | INSUFFLATORCARBONDIOX-Stryker-PneumoClear | INSUFFLATORCARBONDIOX | PneumoClear |  |  |  | STRYKER | Insufflator, Carbon Dioxide |  | INSUFFLATORCARBONDIOX-Stryker-PneumoClear |  |  |  |  | Covered PM Repair - Biomedical | MHHS-Sugarland
NO | NO |  |  |  | 129-31079 |  | Stryker Endoscopy Div Stryker Corp | PNEUMOCLEAR |  | 1705CE0088 | SUGAR LAND - OR | MHHS-Sugarland |  | Insufflator, Carbon Dioxide |  | 129-31079 |  | Sugar Land |  | SUGAR LAND - OR | [5 empty] | INSUFFLATORS |  | INSUFFLATORCARBONDIOX-Stryker-PneumoClear | INSUFFLATORCARBONDIOX | PneumoClear |  |  |  | STRYKER | Insufflator, Carbon Dioxide |  | INSUFFLATORCARBONDIOX-Stryker-PneumoClear |  |  |  |  | Covered PM Repair - Biomedical | MHHS-Sugarland
NO | NO |  |  |  | 029-32231 |  | Stryker Endoscopy Div Stryker Corp | PNEUMOCLEAR |  | 1710CE0973 | WOODLANDS - OR | MHHS-Woodlands |  | Insufflator, Carbon Dioxide |  | 029-32231 |  | Woodlands |  | WOODLANDS - OR | [5 empty] | INSUFFLATORS |  | INSUFFLATORCARBONDIOX-Stryker-PneumoClear | INSUFFLATORCARBONDIOX | PneumoClear |  |  |  | STRYKER | Insufflator, Carbon Dioxide |  | INSUFFLATORCARBONDIOX-Stryker-PneumoClear |  |  |  |  | Not Covered Vendor Only - Biomedical | MHHS-Woodlands
NO | NO |  |  |  | 029-32235 |  | Stryker Endoscopy Div Stryker Corp | PNEUMOCLEAR |  | 1802CE0201 | WOODLANDS - OR | MHHS-Woodlands |  | Insufflator, Carbon Dioxide |  | 029-32235 |  | Woodlands |  | WOODLANDS - OR | [5 empty] | INSUFFLATORS |  | INSUFFLATORCARBONDIOX-Stryker-PneumoClear | INSUFFLATORCARBONDIOX | PneumoClear |  |  |  | STRYKER | Insufflator, Carbon Dioxide |  | INSUFFLATORCARBONDIOX-Stryker-PneumoClear |  |  |  |  | Not Covered Vendor Only - Biomedical | MHHS-Woodlands
NO | NO |  |  |  | 1809CE0595 |  | Stryker Endoscopy Div Stryker Corp | PNEUMOCLEAR |  | 029-32229 | WOODLANDS - OR | MHHS-Woodlands |  | Insufflator, Carbon Dioxide |  | 1809CE0595 |  | Woodlands |  | WOODLANDS - OR | [5 empty] | INSUFFLATORS |  | INSUFFLATORCARBONDIOX-Stryker-PneumoClear | INSUFFLATORCARBONDIOX | PneumoClear |  |  |  | STRYKER | Insufflator, Carbon Dioxide |  | INSUFFLATORCARBONDIOX-Stryker-PneumoClear |  |  |  |  | Not Covered Vendor Only - Biomedical | MHHS-Woodlands
NO | NO |  |  |  | 005-00427 |  | Stryker Endoscopy Div Stryker Corp | Q4000 |  | 97040254Q4 | XX - OUT OF SERVICE | MHHS-Southeast |  | Computer, Data Management |  | 005-00427 |  | Southeast & Bay Area |  | XX - OUT OF SERVICE | [5 empty] | LIGHT SOURCES, FIBEROPTIC |  | COMPUTERDATAMANAGEMENT-Quinton-Q4000 | COMPUTERDATAMANAGEMENT | Q4000 |  |  |  | Quinton | Computer, Data Management |  |  | COMPUTERDATAMANAGEMENT-Quinton-Q4000 |  |  |  | Covered PM Repair - Biomedical | MHHS-Southeast
NO | NO | [5 empty] | Stryker Endoscopy Div Stryker Corp | SCD HD |  | 06k053294 | KATY - OR | MHHS-Katy | [5 empty] | Katy |  | KATY - OR | [5 empty] | IMAGE STORAGE DEVICES, MONITOR |  | .needs class | [5 empty] | Stryker | [7 empty] | Covered PM Repair - Biomedical | MHHS-Katy
NO | NO | [5 empty] | Stryker Endoscopy Div Stryker Corp | SCD HD |  | 09G018324 | KATY - OR | MHHS-Katy | [5 empty] | Katy |  | KATY - OR | [5 empty] | IMAGE STORAGE DEVICES, MONITOR |  | .needs class | [5 empty] | Stryker | [7 empty] | Covered PM Repair - Biomedical | MHHS-Katy
NO | NO | [5 empty] | Stryker Endoscopy Div Stryker Corp | SCD HD |  | 05G021474 | TMC - OR - PEDI OR (2R) | MHHS-TMC | [5 empty] | TMC |  | TMC - OR - PEDI OR (2R) | [5 empty] | IMAGE STORAGE DEVICES, MONITOR |  | .needs class | [5 empty] | Stryker | [7 empty] | Covered PM Repair - Biomedical | MHHS-TMC
NO | YES |  |  |  | 029-10507 | 029-10507 | Stryker Endoscopy Div Stryker Corp | SDC HD |  | 16C038734 | Woodlands-OR | MHHS-Woodlands |  | Image Acquisition Unit |  | 029-10507 | 029-10507 | Woodlands | MHHS-Woodlands | Woodlands-OR |  | 7/1/19 |  |  | ?AuOne Time Inspection?Au sticker | IMAGE STORAGE DEVICES | Image Acquisition Unit | IMAGEACQ-Stryker-SDC HD | IMAGEACQ | SDC HD |  |  |  | Stryker | Image Acquisition Unit |  | IMAGEACQ-Stryker-SDC HD |  |  |  |  | Covered PM Repair - Biomedical | MHHS-Woodlands | [8 empty] | IMAGEACQ | Image Acquisition Unit | Stryker
NO | YES |  |  |  | 074-04230 | 074-04230 | Stryker Endoscopy Div Stryker Corp | SDC ULTRA |  | 12F043804 | TMC-OR-Hermann (2Hp) | MHHS-TMC |  |  |  | 074-04230 | 074-04230 | TMC | MHHS-TMC | TMC-OR-Hermann (2Hp) | TMC - OR - HERMANN (2HP) | 4/1/16 |  |  |  | IMAGE STORAGE DEVICES |  | .needs class | [5 empty] | Stryker | [7 empty] | Covered PM Repair - Biomedical | MHHS-TMC
NO | YES |  |  |  | 069-38660 | 069-38660 | Stryker Endoscopy Div Stryker Corp | SDC ULTRA |  | 10B042444 | TMC-OR-Mobile Equip | MHHS-TMC |  |  |  | 069-38660 | 069-38660 | TMC | MHHS-TMC | TMC-OR-Mobile Equip | Equipment Room | 4/1/16 |  |  |  | IMAGE STORAGE DEVICES |  | .needs class | [5 empty] | Stryker | [7 empty] | Covered PM Repair - Biomedical | MHHS-TMC
NO | YES |  |  |  | 069-38662 | 069-38662 | Stryker Endoscopy Div Stryker Corp | SDC ULTRA |  | 10B040844 | TMC-OR-Pedi OR (2R) | MHHS-TMC |  |  |  | 069-38662 | 069-38662 | TMC | MHHS-TMC | TMC-OR-Pedi OR (2R) | S2 401 | 4/1/16 |  |  |  | IMAGE STORAGE DEVICES |  | .needs class | [5 empty] | Stryker |  |  |  |  | 7/8/16 |  |  | Covered PM Repair - Biomedical | MHHS-TMC
NO | YES |  |  |  | 069-38670 | 069-38670 | Stryker Endoscopy Div Stryker Corp | SDC ULTRA |  | 09F028474 | TMC-OR-CVOR (7Hvi) | MHHS-TMC |  |  |  | 069-38670 | 069-38670 | TMC | MHHS-TMC | TMC-OR-CVOR (7Hvi) | Equipment storage | 4/1/16 |  |  |  | IMAGE STORAGE DEVICES |  | .needs class | [5 empty] | Stryker |  |  |  |  | 7/27/16 |  |  | Covered PM Repair - Biomedical | MHHS-TMC
NO | YES |  |  |  | 069-38676 | 069-38676 | Stryker Endoscopy Div Stryker Corp | SDC ULTRA |  | 09C055944 | TMC-OR-Mobile Equip | MHHS-TMC |  |  |  | 069-38676 | 069-38676 | TMC | MHHS-TMC | TMC-OR-Mobile Equip | OR-66 | 11/1/13 |  |  |  | IMAGE STORAGE DEVICES |  | .needs class | [5 empty] | Stryker |  |  |  |  | 7/27/16 |  |  | Covered PM Repair - Biomedical | MHHS-TMC
NO | NO |  |  |  | 005-09344 |  | Stryker Endoscopy Div Stryker Corp | SDC ULTRA |  | 12C061504 | SE - OR | MHHS-Southeast |  |  |  | 005-09344 |  | Southeast & Bay Area |  | SE - OR | [5 empty] | IMAGE STORAGE DEVICES |  | .needs class | [5 empty] | Stryker | [7 empty] | Covered PM Repair - Biomedical | MHHS-Southeast
NO | NO |  |  |  | 005-09365 |  | Stryker Endoscopy Div Stryker Corp | SDC ULTRA |  |  | SE - OR | MHHS-Southeast |  |  |  | 005-09365 |  | Southeast & Bay Area |  | SE - OR | [5 empty] | IMAGE STORAGE DEVICES |  | .needs class | [5 empty] | Stryker | [7 empty] | Not Covered Vendor Only - Lab Ana/Anes | MHHS-Southeast
NO | NO |  |  |  | 005-09763 |  | Stryker Endoscopy Div Stryker Corp | SDC ULTRA |  | 10H025034 | SE - OR | MHHS-Southeast |  |  |  | 005-09763 |  | Southeast & Bay Area |  | SE - OR | [5 empty] | IMAGE STORAGE DEVICES |  | .needs class | [5 empty] | Stryker | [7 empty] | Covered PM Repair - Biomedical | MHHS-Southeast
NO | NO |  |  |  | 129-06311 |  | Stryker Endoscopy Div Stryker Corp | SDC ULTRA |  | 10F005784 | SUGAR LAND - OR | MHHS-Sugarland |  |  |  | 129-06311 |  | Sugar Land |  | SUGAR LAND - OR | [5 empty] | IMAGE STORAGE DEVICES |  | .needs class | [5 empty] | Stryker | [7 empty] | Covered PM Repair - Biomedical | MHHS-Sugarland
NO | NO | [5 empty] | Stryker Endoscopy Div Stryker Corp | SDC ULTRA |  | 12F043694 | TMC - OR - CVOR (7HVI) | MHHS-TMC | [5 empty] | TMC |  | TMC - OR - CVOR (7HVI) | [5 empty] | IMAGE STORAGE DEVICES |  | .needs class | [5 empty] | Stryker | [7 empty] | Covered PM Repair - Biomedical | MHHS-TMC
NO | NO |  |  |  | 069-38659 |  | Stryker Endoscopy Div Stryker Corp | SDC ULTRA |  | 09D028464 | TMC - OR - MOBILE EQUIP | MHHS-TMC |  |  |  | 069-38659 |  | TMC |  | TMC - OR - MOBILE EQUIP | [5 empty] | IMAGE STORAGE DEVICES |  | .needs class | [5 empty] | Stryker | [7 empty] | Covered PM Repair - Biomedical | MHHS-TMC
NO | NO |  |  |  | 069-38665 |  | Stryker Endoscopy Div Stryker Corp | SDC ULTRA |  | 08G019954 | TMC - OR - MOBILE EQUIP | MHHS-TMC |  |  |  | 069-38665 |  | TMC |  | TMC - OR - MOBILE EQUIP | [5 empty] | IMAGE STORAGE DEVICES |  | .needs class | [5 empty] | Stryker | [7 empty] | Covered PM Repair - Biomedical | MHHS-TMC
NO | NO |  |  |  | 069-38669 |  | Stryker Endoscopy Div Stryker Corp | SDC ULTRA |  | 08G016964 | TMC - OR - MOBILE EQUIP | MHHS-TMC |  |  |  | 069-38669 |  | TMC |  | TMC - OR - MOBILE EQUIP | [5 empty] | IMAGE STORAGE DEVICES |  | .needs class | [5 empty] | Stryker | [7 empty] | Covered PM Repair - Biomedical | MHHS-TMC
NO | NO | [5 empty] | Stryker Endoscopy Div Stryker Corp | SDC ULTRA |  | 12K017344 | TMC - OR - PEDI OR (2R) | MHHS-TMC | [5 empty] | TMC |  | TMC - OR - PEDI OR (2R) | [5 empty] | IMAGE STORAGE DEVICES |  | .needs class | [5 empty] | Stryker | [7 empty] | Covered PM Repair - Biomedical | MHHS-TMC
NO | NO |  |  |  | 069-33779 |  | Stryker Endoscopy Div Stryker Corp | SDC ULTRA |  | 10H049444 | TMC - OR - ROBERTSON (2R) | MHHS-TMC |  |  |  | 069-33779 |  | TMC |  | TMC - OR - ROBERTSON (2R) | [5 empty] | IMAGE STORAGE DEVICES |  | .needs class | [5 empty] | Stryker | [7 empty] | Covered PM Repair - Biomedical | MHHS-TMC
NO | NO |  |  |  | 069-38661 |  | Stryker Endoscopy Div Stryker Corp | SDC ULTRA |  |  | TMC - OR - ROBERTSON (2R) | MHHS-TMC |  |  |  | 069-38661 |  | TMC |  | TMC - OR - ROBERTSON (2R) | [5 empty] | IMAGE STORAGE DEVICES |  | .needs class | [5 empty] | Stryker | [7 empty] | Covered PM Repair - Biomedical | MHHS-TMC
NO | NO |  |  |  | 069-38663 |  | Stryker Endoscopy Div Stryker Corp | SDC ULTRA |  | 10B028664 | TMC - OR - ROBERTSON (2R) | MHHS-TMC |  |  |  | 069-38663 |  | TMC |  | TMC - OR - ROBERTSON (2R) | [5 empty] | IMAGE STORAGE DEVICES |  | .needs class | [5 empty] | Stryker | [7 empty] | Covered PM Repair - Biomedical | MHHS-TMC
NO | NO |  |  |  | 069-38664 |  | Stryker Endoscopy Div Stryker Corp | SDC ULTRA |  | 08B015494 | TMC - OR - ROBERTSON (2R) | MHHS-TMC |  |  |  | 069-38664 |  | TMC |  | TMC - OR - ROBERTSON (2R) | [5 empty] | IMAGE STORAGE DEVICES |  | .needs class | [5 empty] | Stryker | [7 empty] | Covered PM Repair - Biomedical | MHHS-TMC
NO | NO |  |  |  | 069-38667 |  | Stryker Endoscopy Div Stryker Corp | SDC ULTRA |  | 09J050074 | TMC - OR - ROBERTSON (2R) | MHHS-TMC |  |  |  | 069-38667 |  | TMC |  | TMC - OR - ROBERTSON (2R) | [5 empty] | IMAGE STORAGE DEVICES |  | .needs class | [5 empty] | Stryker | [7 empty] | Covered PM Repair - Biomedical | MHHS-TMC
NO | YES |  |  |  |  | 142-01956 | Stryker Endoscopy Div Stryker Corp | SV2 |  | sv2196b1051 | NE-Endoscopy | MHHS-Northeast |  | Monitor, Video |  |  | 142-01956 | Katy | MHHS-Northeast | NE-Endoscopy | Cardio Pulmonary | 11/1/18 | 11/1/19 |  |  | MONITORS, VIDEO | Monitor, Video | MONITORVIDEO-Stryker-SV-2 | MONITORVIDEO | SV-2 |  |  |  | Stryker | Monitor, Video |  |  | MONITORVIDEO-Stryker-SV-2 |  |  |  | Covered PM Repair - Biomedical | MHHS-Northeast | [8 empty] | MONITORVIDEO | Monitor, Video | Stryker
NO | YES |  |  |  | 151-02231 | 151-02231 | Stryker Endoscopy Div Stryker Corp | SYNK WIRELESS TRASMITTER SYSTEM |  | 16L515754 | CY-OR | MHHS-Cypress |  |  |  | 151-02231 | 151-02231 | Northwest | MHHS-Cypress | CY-OR | Endoscopy |  |  |  |  | ENDOSCOPIC EQUIPMENT, VIDEO CART |  | .needs class |  |  |  |  | .needs class | Stryker |  |  |  |  | 6/1/18 |  |  | Covered PM Repair - Biomedical | MHHS-Cypress
NO | YES |  |  |  | 151-02865 | 151-02865 | Stryker Endoscopy Div Stryker Corp | SYNK WIRELESS TRASMITTER SYSTEM |  | 18H578914 | CY-Endoscopy | MHHS-Cypress |  |  |  | 151-02865 | 151-02865 | Northwest | MHHS-Cypress | CY-Endoscopy | Endo two | 2/1/19 | 2/1/20 |  |  | ENDOSCOPIC EQUIPMENT, VIDEO CART |  | .needs class |  |  |  |  | .needs class | Stryker |  |  |  |  | 6/1/18 |  |  | Covered PM Repair - Biomedical | MHHS-Cypress
NO | YES |  |  |  | 151-02215 | 151-02215 | Stryker Endoscopy Div Stryker Corp | SYNK WIRELESS TRASMITTER SYSTEM |  | 16L515784 | CY-OR | MHHS-Cypress |  |  |  | 151-02215 | 151-02215 | Northwest | MHHS-Cypress | CY-OR | Or |  |  |  |  | ENDOSCOPIC EQUIPMENT, VIDEO CART |  | .needs class |  |  |  |  | .needs class | Stryker |  |  |  |  | 6/1/18 |  |  | Covered PM Repair - Biomedical | MHHS-Cypress
NO | YES |  |  |  | 151-02221 | 151-02221cnf pm | Stryker Endoscopy Div Stryker Corp | SYNK WIRELESS TRASMITTER SYSTEM |  | 16L515794 | CY - OR | MHHS-Cypress |  |  |  | 151-02221 | 151-02221cnf pm | Northwest | Cypress | CY - OR | OR 4 | 12/1/18 |  |  |  | ENDOSCOPIC EQUIPMENT, VIDEO CART |  | .needs class |  |  |  |  | .needs class | Stryker |  |  |  |  | 6/1/18 |  |  | Covered PM Repair - Biomedical | MHHS-Cypress
NO | YES |  |  |  | 151-02237 | 151-02237 | Stryker Endoscopy Div Stryker Corp | SYNK WIRELESS TRASMITTER SYSTEM |  | 16L501394 | CY-OR | MHHS-Cypress |  |  |  | 151-02237 | 151-02237 | Northwest | MHHS-Cypress | CY-OR | OR 6 | 12/1/18 |  |  |  | ENDOSCOPIC EQUIPMENT, VIDEO CART |  | .needs class |  |  |  |  | .needs class | Stryker |  |  |  |  | 6/1/18 |  |  | Covered PM Repair - Biomedical | MHHS-Cypress
NO | YES |  |  |  | 151-02243 | 151-02243 | Stryker Endoscopy Div Stryker Corp | SYNK WIRELESS TRASMITTER SYSTEM |  | 16L501344 | CY-OR | MHHS-Cypress |  |  |  | 151-02243 | 151-02243 | Northwest | MHHS-Cypress | CY-OR | Or 7 |  |  |  |  | ENDOSCOPIC EQUIPMENT, VIDEO CART |  | .needs class |  |  |  |  | .needs class | Stryker |  |  |  |  | 6/1/18 |  |  | Covered PM Repair - Biomedical | MHHS-Cypress
NO | YES |  |  |  | 151-02249 | 151-02249 | Stryker Endoscopy Div Stryker Corp | SYNK WIRELESS TRASMITTER SYSTEM |  | 16L501384 | CY-OR | MHHS-Cypress |  |  |  | 151-02249 | 151-02249 | Northwest | MHHS-Cypress | CY-OR | OR 8 |  |  |  |  | ENDOSCOPIC EQUIPMENT, VIDEO CART |  | .needs class |  |  |  |  | .needs class | Stryker |  |  |  |  | 6/1/18 |  |  | Covered PM Repair - Biomedical | MHHS-Cypress
NO | YES |  |  |  | 005-04405 | 005-04405 | Stryker Endoscopy Div Stryker Corp | SYNK WIRELESS TRASMITTER SYSTEM |  | 16C037494 | SE-OR | MHHS-Southeast |  |  |  | 005-04405 | 005-04405 | Southeast | MHHS-Southeast | SE-OR |  | 5/1/19 |  |  |  | ENDOSCOPIC EQUIPMENT, VIDEO CART |  | .needs class |  |  |  |  | .needs class | Stryker |  |  |  |  | 6/1/18 |  |  | Covered PM Repair - Biomedical | MHHS-Southeast
NO | YES |  |  |  | 005-11097 | 005-11097 | Stryker Endoscopy Div Stryker Corp | SYNK WIRELESS TRASMITTER SYSTEM |  | 16C038844 | SE-OR | MHHS-Southeast |  |  |  | 005-11097 | 005-11097 | Southeast | MHHS-Southeast | SE-OR | OR | 4/1/19 |  | 4/1/20 |  | ENDOSCOPIC EQUIPMENT, VIDEO CART |  | .needs class |  |  |  |  | .needs class | Stryker |  |  |  |  | 6/1/18 |  |  | Covered PM Repair - Biomedical | MHHS-Southeast
NO | YES |  |  |  | 005-11125 | 005-11125 | Stryker Endoscopy Div Stryker Corp | SYNK WIRELESS TRASMITTER SYSTEM |  | 16B032954 | SE-OR | MHHS-Southeast |  |  |  | 005-11125 | 005-11125 | Southeast | MHHS-Southeast | SE-OR | OR | 12/1/19 |  | 12/1/20 |  | ENDOSCOPIC EQUIPMENT, VIDEO CART |  | .needs class |  |  |  |  | .needs class | Stryker |  |  |  |  | 6/1/18 |  |  | Covered PM Repair - Biomedical | MHHS-Southeast
NO | YES |  |  |  | 005-11241 | 005-11241 | Stryker Endoscopy Div Stryker Corp | SYNK WIRELESS TRASMITTER SYSTEM |  | 16C038814 | SE-OR | MHHS-Southeast |  |  |  | 005-11241 | 005-11241 | Southeast | MHHS-Southeast | SE-OR | OR | 4/1/19 |  | 4/1/20 |  | ENDOSCOPIC EQUIPMENT, VIDEO CART |  | .needs class |  |  |  |  | .needs class | Stryker |  |  |  |  | 6/1/18 |  |  | Covered PM Repair - Biomedical | MHHS-Southeast
NO | YES |  |  |  | 005-11254 | 005-11254 | Stryker Endoscopy Div Stryker Corp | SYNK WIRELESS TRASMITTER SYSTEM |  | 16C033794 | SE-OR | MHHS-Southeast |  |  |  | 005-11254 | 005-11254 | Southeast | MHHS-Southeast | SE-OR | OR | 4/1/19 |  | 4/1/20 |  | ENDOSCOPIC EQUIPMENT, VIDEO CART |  | .needs class |  |  |  |  | .needs class | Stryker |  |  |  |  | 6/1/18 |  |  | Covered PM Repair - Biomedical | MHHS-Southeast
NO | YES |  |  |  | 005-11539 | 005-11539 | Stryker Endoscopy Div Stryker Corp | SYNK WIRELESS TRASMITTER SYSTEM |  | 16C044044 | SE-OR | MHHS-Southeast |  |  |  | 005-11539 | 005-11539 | Southeast | MHHS-Southeast | SE-OR |  | 4/1/19 |  | 4/1/20 |  | ENDOSCOPIC EQUIPMENT, VIDEO CART |  | .needs class |  |  |  |  | .needs class | Stryker |  |  |  |  | 6/1/18 |  |  | Covered PM Repair - Biomedical | MHHS-Southeast
NO | YES |  |  |  | 005-11546 | 005-11546 | Stryker Endoscopy Div Stryker Corp | SYNK WIRELESS TRASMITTER SYSTEM |  | 16C037484 | (null) | MHHS-Southeast |  |  |  | 005-11546 | 005-11546 | (null) | MHHS-Southeast | (null) | (null) |  |  |  | (null) | ENDOSCOPIC EQUIPMENT, VIDEO CART |  | .needs class |  |  |  |  | .needs class | Stryker |  | (null) |  |  | 6/1/18 | (null) |  | Covered PM Repair - Biomedical | MHHS-Southeast
NO | YES |  |  |  | 005-11551 | 005-11551 | Stryker Endoscopy Div Stryker Corp | SYNK WIRELESS TRASMITTER SYSTEM |  | 16B0328894 | SE-OR | MHHS-Southeast |  |  |  | 005-11551 | 005-11551 | Southeast | MHHS-Southeast | SE-OR | OR | 4/1/19 |  | 4/1/20 |  | ENDOSCOPIC EQUIPMENT, VIDEO CART |  | .needs class |  |  |  |  | .needs class | Stryker |  |  |  |  | 6/1/18 |  |  | Covered PM Repair - Biomedical | MHHS-Southeast
NO | YES |  |  |  | 005-11559 | 005-11559 | Stryker Endoscopy Div Stryker Corp | SYNK WIRELESS TRASMITTER SYSTEM |  | 16B036794 | SE-OR | MHHS-Southeast |  |  |  | 005-11559 | 005-11559 | Southeast | MHHS-Southeast | SE-OR | OR | 4/1/19 |  | 4/1/20 |  | ENDOSCOPIC EQUIPMENT, VIDEO CART |  | .needs class |  |  |  |  | .needs class | Stryker |  |  |  |  | 6/1/18 |  |  | Covered PM Repair - Biomedical | MHHS-Southeast
NO | YES |  |  |  | 005-11623 | 005-11623 | Stryker Endoscopy Div Stryker Corp | SYNK WIRELESS TRASMITTER SYSTEM |  | 16C038754 | SE-OR | MHHS-Southeast |  |  |  | 005-11623 | 005-11623 | Southeast | MHHS-Southeast | SE-OR | Or 11 | 4/1/20 |  | 4/1/21 |  | ENDOSCOPIC EQUIPMENT, VIDEO CART |  | .needs class |  |  |  |  | .needs class | Stryker |  |  |  |  | 6/1/18 |  |  | Covered PM Repair - Biomedical | MHHS-Southeast
NO | YES |  |  |  | 029-10412 | 029-10412 | Stryker Endoscopy Div Stryker Corp | SYNK WIRELESS TRASMITTER SYSTEM |  | 16C051904 | Woodlands-OR | MHHS-Woodlands |  |  |  | 029-10412 | 029-10412 | Woodlands | MHHS-Woodlands | Woodlands-OR | Equipment Storage | 7/1/19 |  | 7/1/20 |  | ENDOSCOPIC EQUIPMENT, VIDEO CART |  | .needs class |  |  |  |  | .needs class | Stryker |  |  |  |  | 6/1/18 |  |  | Covered PM Repair - Biomedical | MHHS-Woodlands
NO | YES |  |  |  | 029-10419 | 029-10419 | Stryker Endoscopy Div Stryker Corp | SYNK WIRELESS TRASMITTER SYSTEM |  | 16C038854 | Woodlands-OR | MHHS-Woodlands |  |  |  | 029-10419 | 029-10419 | Woodlands | MHHS-Woodlands | Woodlands-OR |  | 10/1/19 |  | 10/1/20 |  | ENDOSCOPIC EQUIPMENT, VIDEO CART |  | .needs class |  |  |  |  | .needs class | Stryker |  |  |  |  | 6/1/18 |  |  | Covered PM Repair - Biomedical | MHHS-Woodlands
NO | YES |  |  |  | 029-10485 | 029-10485 | Stryker Endoscopy Div Stryker Corp | SYNK WIRELESS TRASMITTER SYSTEM |  | 16B000294 | Woodlands-OR | MHHS-Woodlands |  |  |  | 029-10485 | 029-10485 | Woodlands | MHHS-Woodlands | Woodlands-OR | Equipment Storage | 7/1/19 |  | 7/1/20 |  | ENDOSCOPIC EQUIPMENT, VIDEO CART |  | .needs class |  |  |  |  | .needs class | Stryker |  |  |  |  | 6/1/18 |  |  | Covered PM Repair - Biomedical | MHHS-Woodlands
NO | YES |  |  |  | 029-10492 | 029-10492 | Stryker Endoscopy Div Stryker Corp | SYNK WIRELESS TRASMITTER SYSTEM |  | 16C038824 | Woodlands-OR | MHHS-Woodlands |  |  |  | 029-10492 | 029-10492 | Woodlands | MHHS-Woodlands | Woodlands-OR |  | 10/1/19 |  | 10/1/20 |  | ENDOSCOPIC EQUIPMENT, VIDEO CART |  | .needs class |  |  |  |  | .needs class | Stryker |  |  |  |  | 6/1/18 |  |  | Covered PM Repair - Biomedical | MHHS-Woodlands
NO | YES |  |  |  | 029-10499 | 029-10499 | Stryker Endoscopy Div Stryker Corp | SYNK WIRELESS TRASMITTER SYSTEM |  | 16C044054 | Woodlands-OR | MHHS-Woodlands |  |  |  | 029-10499 | 029-10499 | Woodlands | MHHS-Woodlands | Woodlands-OR | OR 3 | 7/1/19 |  | 7/1/20 |  | ENDOSCOPIC EQUIPMENT, VIDEO CART |  | .needs class |  |  |  |  | .needs class | Stryker |  |  |  |  | 6/1/18 |  |  | Covered PM Repair - Biomedical | MHHS-Woodlands
NO | YES |  |  |  | 029-10506 | 029-10506 | Stryker Endoscopy Div Stryker Corp | SYNK WIRELESS TRASMITTER SYSTEM |  | 16C044074 | Woodlands-OR | MHHS-Woodlands |  |  |  | 029-10506 | 029-10506 | Woodlands | MHHS-Woodlands | Woodlands-OR |  | 7/1/19 |  | 7/1/20 |  | ENDOSCOPIC EQUIPMENT, VIDEO CART |  | .needs class |  |  |  |  | .needs class | Stryker |  |  |  |  | 6/1/18 |  |  | Covered PM Repair - Biomedical | MHHS-Woodlands
NO | YES |  |  |  | 029-10513 | 029-10513 | Stryker Endoscopy Div Stryker Corp | SYNK WIRELESS TRASMITTER SYSTEM |  | 16C051914 | Woodlands-OR | MHHS-Woodlands |  |  |  | 029-10513 | 029-10513 | Woodlands | MHHS-Woodlands | Woodlands-OR |  | 10/1/19 |  | 10/1/20 |  | ENDOSCOPIC EQUIPMENT, VIDEO CART |  | .needs class |  |  |  |  | .needs class | Stryker |  |  |  |  | 6/1/18 |  |  | Covered PM Repair - Biomedical | MHHS-Woodlands
NO | YES |  |  |  | 029-10586 | 029-10586 | Stryker Endoscopy Div Stryker Corp | SYNK WIRELESS TRASMITTER SYSTEM |  | 16B000274 | Woodlands-OR | MHHS-Woodlands |  |  |  | 029-10586 | 029-10586 | Woodlands | MHHS-Woodlands | Woodlands-OR |  | 7/1/19 |  | 7/1/20 |  | ENDOSCOPIC EQUIPMENT, VIDEO CART |  | .needs class |  |  |  |  | .needs class | Stryker |  |  |  |  | 6/1/18 |  |  | Covered PM Repair - Biomedical | MHHS-Woodlands
YES | YES |  |  |  | 000-04405 | 000-04405 | Stryker Endoscopy Div Stryker Corp | SYNK WIRELESS TRASMITTER SYSTEM |  |  | SE - OR |  |  |  |  | 000-04405 | 000-04405 | Southeast | Memorial Hermann Southeast Hospital | SE - OR | OR | 4/1/19 |  | 4/1/20
NO | NO |  |  |  | 005-11527 |  | Stryker Endoscopy Div Stryker Corp | SYNK WIRELESS TRASMITTER SYSTEM |  | 16C038804 | SE - OR | MHHS-Southeast |  |  |  | 005-11527 |  | Southeast & Bay Area |  | SE - OR | [5 empty] | ENDOSCOPIC EQUIPMENT, VIDEO CART |  | .needs class |  |  |  |  | .needs class | Stryker | [7 empty] | Covered PM Repair - Biomedical | MHHS-Southeast
NO | YES |  |  |  |  | 142-06010 | Stryker Endoscopy Div Stryker Corp | VISUM |  |  | NE-Labor & Delivery | MHHS-Northeast |  |  |  |  | 142-06010 | Katy | MHHS-Northeast | NE-Labor & Delivery | Obed triage | 11/1/18 | 11/1/19 |  |  | LIGHTS, SURGICAL |  | .needs class | [5 empty] | Stryker | [7 empty] | Covered PM Repair - Biomedical | MHHS-Northeast
NO | YES |  |  |  |  | 142-06044 | Stryker Endoscopy Div Stryker Corp | VISUM |  |  | NE-Labor & Delivery-Recovery | MHHS-Northeast |  |  |  |  | 142-06044 | Katy | MHHS-Northeast | NE-Labor & Delivery-Recovery | Recovery Room | 11/1/18 | 11/1/19 |  |  | LIGHTS, SURGICAL |  | .needs class | [5 empty] | Stryker | [7 empty] | Covered PM Repair - Biomedical | MHHS-Northeast
NO | YES |  |  |  |  | 142-06045 | Stryker Endoscopy Div Stryker Corp | VISUM |  |  | NE-Labor & Delivery-Recovery | MHHS-Northeast |  |  |  |  | 142-06045 | Katy | MHHS-Northeast | NE-Labor & Delivery-Recovery | Recovery Room | 1/1/19 | 1/1/20 |  |  | LIGHTS, SURGICAL |  | .needs class | [5 empty] | Stryker | [7 empty] | Covered PM Repair - Biomedical | MHHS-Northeast
NO | YES |  |  |  | 013-38399 | 013-38399 | Stryker Endoscopy Div Stryker Corp | Wireless Transmitter |  | 19H535214 | SW-OR | MHHS-Southwest |  |  |  | 013-38399 | 013-38399 | Southwest | MHHS-Southwest | SW-OR | ORHallway | 9/1/19 |  | 9/1/20 |  | MONITORS, TELEMETRIC, TRANSMITTER |  | .needs class | [5 empty] | Stryker |  |  |  |  | 4/3/17 |  |  | Covered PM Repair - Biomedical | MHHS-Southwest
NO | YES |  |  |  | 013-38408 | 013-38408 | Stryker Endoscopy Div Stryker Corp | Wireless Transmitter |  | 19H535204 | SW-OR | MHHS-Southwest |  |  |  | 013-38408 | 013-38408 | Southwest | MHHS-Southwest | SW-OR | Room 18 - Storage | 9/1/19 |  | 9/1/20 |  | MONITORS, TELEMETRIC, TRANSMITTER |  | .needs class | [5 empty] | Stryker |  |  |  |  | 4/3/17 |  |  | Covered PM Repair - Biomedical | MHHS-Southwest
NO | YES |  |  |  | 009-10252 | 009-10252 | Stryker Endoscopy Div Stryker Corp | X7000 |  | 04L009514 | MH MG-(GH)-GH Urology [Mp1-Ste500] | MHHS-MG |  | Light Source, Fiberoptic |  | 009-10252 | 009-10252 | Central | MHHS-MG | MH MG-(GH)-GH Urology [Mp1-Ste500] | Eurology clinic 500 |  |  |  |  | LIGHT SOURCES, FIBEROPTIC | Light Source, Fiberoptic | LIGHTSOURCEFIBEROPT-Stryker-X7000 | LIGHTSOURCEFIBEROPT | X7000 |  |  |  | Stryker | Light Source, Fiberoptic |  | LIGHTSOURCEFIBEROPT-Stryker-X7000 |  |  |  |  | Covered PM Repair - Biomedical | MHHS-MG | [8 empty] | LIGHTSOURCEFIBEROPT | Light Source, Fiberoptic | Stryker
NO | YES |  |  |  |  | 069-21187 | Stryker Endoscopy Div Stryker Corp | X7000 |  | 05H000414 | TMC-OR-Pedi OR (2R) | MHHS-TMC |  | Light Source, Fiberoptic |  |  | 069-21187 | TMC | MHHS-TMC | TMC-OR-Pedi OR (2R) | OR Hallway | 4/1/20 |  |  |  | LIGHT SOURCES, FIBEROPTIC |  | LIGHTSOURCEFIBEROPT-Stryker-X7000 | LIGHTSOURCEFIBEROPT | X7000 |  |  |  | Stryker | Light Source, Fiberoptic |  | LIGHTSOURCEFIBEROPT-Stryker-X7000 |  |  |  |  | Covered PM Repair - Biomedical | MHHS-TMC
YES | YES |  |  |  | 099-07712 | 099-07712 | Stryker Instruments | Cast Cutter |  | 100-050-0259 | SE - OR |  |  |  |  | 099-07712 | 099-07712 | Southeast | Memorial Hermann Southeast Hospital | SE - OR | Storage |  |  |  | No pm found
NO | NO |  |  |  | 069-45387 |  | Stryker Instruments Div Stryker Corp | 0240-0310-20 |  | VPD265G0011 | TMC - OR - HERMANN (2HP) | MHHS-TMC |  |  |  | 069-45387 |  | TMC |  | TMC - OR - HERMANN (2HP) | [5 empty] | MONITORS, VIDEO |  | MONITORVIDEO-STRYKER-0240-031-050 |  |  |  |  | MONITORVIDEO-STRYKER-0240-031-050 | Stryker | [7 empty] | Not Covered Vendor Only - Biomedical | MHHS-TMC
NO | YES |  |  |  | 129-31322 | 129-31322 | Stryker Instruments Div Stryker Corp | 0620-040-000 |  | 1706CE0422 | Sugar Land-OR | MHHS-Sugarland |  |  |  | 129-31322 | 129-31322 | Sugar Land | MHHS-Sugarland | Sugar Land-OR | OR 8 | 7/1/19 |  | 7/1/20 |  | INSUFFLATORS | Insufflator, Carbon Dioxide | INSUFFLATORCARBONDIOX-Stryker-40L Highflow |  |  |  |  | INSUFFLATORCARBONDIOX-Stryker-40L Highflow | Stryker | [6 empty] | ICD-SA | Covered PM Repair - Biomedical | MHHS-Sugarland | [8 empty] | INSUFFLATORCARBONDIOX | Insufflator, Carbon Dioxide | Stryker
NO | NO |  |  |  | 129-07718 |  | Stryker Instruments Div Stryker Corp | 0620-040-000 |  | 1705CE0094 | SUGAR LAND - OR | MHHS-Sugarland |  |  |  | 129-07718 |  | Sugar Land |  | SUGAR LAND - OR | [5 empty] | INSUFFLATORS |  | INSUFFLATORCARBONDIOX-Stryker-40L Highflow |  |  |  |  | INSUFFLATORCARBONDIOX-Stryker-40L Highflow | Stryker | [7 empty] | Covered PM Repair - Biomedical | MHHS-Sugarland
NO | YES | [5 empty] | Stryker Instruments Div Stryker Corp | 1288 HD |  | 12J031924 | TMC-OR-Hermann (2Hp) | MHHS-TMC |  | Camera, Video |  |  |  | TMC | MHHS-TMC | TMC-OR-Hermann (2Hp) | H2/412 Storage | 4/1/18 |  |  |  | CAMERAS |  | CAMERAVIDEO-Stryker-1288HD | CAMERAVIDEO | 1288HD |  |  |  | Stryker | Camera, Video |  |  | CAMERAVIDEO-Stryker-1288HD |  |  |  | Covered PM Repair - Biomedical | MHHS-TMC
NO | NO | [5 empty] | Stryker Instruments Div Stryker Corp | 1288 HD |  | 10l078044 | NE - OR | MHHS-Northeast |  | Camera, Video |  |  |  | Katy |  | NE - OR | [5 empty] | CAMERAS |  | CAMERAVIDEO-Stryker-1288HD | CAMERAVIDEO | 1288HD |  |  |  | Stryker | Camera, Video |  |  | CAMERAVIDEO-Stryker-1288HD |  |  |  | Covered PM Repair - Biomedical | MHHS-Northeast
NO | NO | [5 empty] | Stryker Instruments Div Stryker Corp | 1288 HD |  | 11b003344 | NE - OR | MHHS-Northeast |  | Camera, Video |  |  |  | Katy |  | NE - OR | [5 empty] | CAMERAS |  | CAMERAVIDEO-Stryker-1288HD | CAMERAVIDEO | 1288HD |  |  |  | Stryker | Camera, Video |  |  | CAMERAVIDEO-Stryker-1288HD |  |  |  | Covered PM Repair - Biomedical | MHHS-Northeast
NO | NO |  |  |  | 074-01473 |  | Stryker Instruments Div Stryker Corp | 1288 HD |  | 12F043534 | TMC - OR - CVOR (7HVI) | MHHS-TMC |  | Camera, Video |  | 074-01473 |  | TMC |  | TMC - OR - CVOR (7HVI) | [5 empty] | CAMERAS |  | CAMERAVIDEO-Stryker-1288HD | CAMERAVIDEO | 1288HD |  |  |  | Stryker | Camera, Video |  |  | CAMERAVIDEO-Stryker-1288HD |  |  |  | Covered PM Repair - Biomedical | MHHS-TMC
NO | NO |  |  |  | 074-04229 |  | Stryker Instruments Div Stryker Corp | 1288 HD |  | 12F043604 | TMC - OR - CVOR (7HVI) | MHHS-TMC |  | Camera, Video |  | 074-04229 |  | TMC |  | TMC - OR - CVOR (7HVI) | [5 empty] | CAMERAS |  | CAMERAVIDEO-Stryker-1288HD | CAMERAVIDEO | 1288HD |  |  |  | Stryker | Camera, Video |  |  | CAMERAVIDEO-Stryker-1288HD |  |  |  | Covered PM Repair - Biomedical | MHHS-TMC
NO | NO |  |  |  | 029-09597 |  | Stryker Instruments Div Stryker Corp | 1288 HD |  |  | WOODLANDS - OR | MHHS-Woodlands |  | Camera, Video |  | 029-09597 |  | Woodlands |  | WOODLANDS - OR | [5 empty] | CAMERAS |  | CAMERAVIDEO-Stryker-1288HD | CAMERAVIDEO | 1288HD |  |  |  | Stryker | Camera, Video |  |  | CAMERAVIDEO-Stryker-1288HD |  |  |  | Covered PM Repair - Biomedical | MHHS-Woodlands
NO | NO | [5 empty] | Stryker Instruments Div Stryker Corp | 1288 HD |  |  | WOODLANDS - OR | MHHS-Woodlands |  | Camera, Video |  |  |  | Woodlands |  | WOODLANDS - OR | [5 empty] | CAMERAS |  | CAMERAVIDEO-Stryker-1288HD | CAMERAVIDEO | 1288HD |  |  |  | Stryker | Camera, Video |  |  | CAMERAVIDEO-Stryker-1288HD |  |  |  | Covered PM Repair - Biomedical | MHHS-Woodlands
NO | NO | [5 empty] | Stryker Instruments Div Stryker Corp | 1288 HD |  | 12D049844 | WOODLANDS - OR | MHHS-Woodlands |  | Camera, Video |  |  |  | Woodlands |  | WOODLANDS - OR | [5 empty] | CAMERAS |  | CAMERAVIDEO-Stryker-1288HD | CAMERAVIDEO | 1288HD |  |  |  | Stryker | Camera, Video |  |  | CAMERAVIDEO-Stryker-1288HD |  |  |  | Covered PM Repair - Biomedical | MHHS-Woodlands
NO | YES |  |  |  | 133-08203 | 133-08203 | Stryker Instruments Div Stryker Corp | 1488 HD |  | 14H049124 | Katy-OR | MHHS-Katy |  | Camera, Video |  | 133-08203 | 133-08203 | Katy | MHHS-Katy | Katy-OR | Cystology Procedure Rm 5 | 2/1/19 |  |  |  | CAMERAS | Camera, Video | CAMERAVIDEO-Stryker-1488HD | CAMERAVIDEO | 1488HD |  |  |  | Stryker | Camera, Video |  |  | CAMERAVIDEO-Stryker-1488HD | 7/21/16 |  |  | Covered PM Repair - Biomedical | MHHS-Katy | [8 empty] | CAMERAVIDEO | Camera, Video | Stryker
NO | YES |  |  |  | 133-08204 | 133-08204 | Stryker Instruments Div Stryker Corp | 1488 HD |  | 14I030104 | Katy-OR | MHHS-Katy |  | Camera, Video |  | 133-08204 | 133-08204 | Katy | MHHS-Katy | Katy-OR | OR | 2/1/19 |  |  | No pm required | CAMERAS | Camera, Video | CAMERAVIDEO-Stryker-1488HD | CAMERAVIDEO | 1488HD |  |  |  | Stryker | Camera, Video |  |  | CAMERAVIDEO-Stryker-1488HD | 10/13/16 |  |  | Covered PM Repair - Biomedical | MHHS-Katy | [8 empty] | CAMERAVIDEO | Camera, Video | Stryker
NO | YES |  |  |  | 133-08205 | 133-08205 | Stryker Instruments Div Stryker Corp | 1488 HD |  | 14H049324 | Katy-OR | MHHS-Katy |  | Camera, Video |  | 133-08205 | 133-08205 | Katy | MHHS-Katy | Katy-OR | OR | 2/1/19 | 2/1/20 |  |  | CAMERAS | Camera, Video | CAMERAVIDEO-Stryker-1488HD | CAMERAVIDEO | 1488HD |  |  |  | Stryker | Camera, Video |  |  | CAMERAVIDEO-Stryker-1488HD | 4/20/16 |  |  | Covered PM Repair - Biomedical | MHHS-Katy | [8 empty] | CAMERAVIDEO | Camera, Video | Stryker
NO | YES |  |  |  | 133-08206 | 133-08206 | Stryker Instruments Div Stryker Corp | 1488 HD |  | 14H049364 | Katy-OR | MHHS-Katy |  | Camera, Video |  | 133-08206 | 133-08206 | Katy | MHHS-Katy | Katy-OR | OR 3 |  |  |  | No pm required | CAMERAS | Camera, Video | CAMERAVIDEO-Stryker-1488HD | CAMERAVIDEO | 1488HD |  |  |  | Stryker | Camera, Video |  |  | CAMERAVIDEO-Stryker-1488HD | 5/14/17 |  |  | Covered PM Repair - Biomedical | MHHS-Katy | [8 empty] | CAMERAVIDEO | Camera, Video | Stryker
NO | YES |  |  |  | 133-08207 | 133-08207 | Stryker Instruments Div Stryker Corp | 1488 HD |  | 14I029574 | Katy-OR | MHHS-Katy |  | Camera, Video |  | 133-08207 | 133-08207 | Katy | MHHS-Katy | Katy-OR | OR 4 |  |  |  | No pm required | CAMERAS | Camera, Video | CAMERAVIDEO-Stryker-1488HD | CAMERAVIDEO | 1488HD |  |  |  | Stryker | Camera, Video |  |  | CAMERAVIDEO-Stryker-1488HD | 5/14/16 |  |  | Covered PM Repair - Biomedical | MHHS-Katy | [8 empty] | CAMERAVIDEO | Camera, Video | Stryker
NO | YES |  |  |  | 133-09262 | 133-09262 | Stryker Instruments Div Stryker Corp | 1488 HD |  | 15J002784 | Katy-OR | MHHS-Katy |  | Camera, Video |  | 133-09262 | 133-09262 | Katy | MHHS-Katy | Katy-OR | O.R.6 | 11/1/19 | 11/1/20 |  |  | CAMERAS | Camera, Video | CAMERAVIDEO-Stryker-1488HD | CAMERAVIDEO | 1488HD |  |  |  | Stryker | Camera, Video |  |  | CAMERAVIDEO-Stryker-1488HD | 6/11/16 |  |  | Covered PM Repair - Biomedical | MHHS-Katy | [8 empty] | CAMERAVIDEO | Camera, Video | Stryker
NO | YES |  |  |  | 133-09263 | 133-09263 | Stryker Instruments Div Stryker Corp | 1488 HD |  | 15I042294 | Katy-OR | MHHS-Katy |  | Camera, Video |  | 133-09263 | 133-09263 | Katy | MHHS-Katy | Katy-OR | OR 7 | 11/1/19 | 11/1/20 |  |  | CAMERAS | Camera, Video | CAMERAVIDEO-Stryker-1488HD | CAMERAVIDEO | 1488HD |  |  |  | Stryker | Camera, Video |  |  | CAMERAVIDEO-Stryker-1488HD | 7/12/16 |  |  | Covered PM Repair - Biomedical | MHHS-Katy | [8 empty] | CAMERAVIDEO | Camera, Video | Stryker
NO | YES |  |  |  | 133-09264 | 133-09264 | Stryker Instruments Div Stryker Corp | 1488 HD |  | 15I045954 | Katy-OR | MHHS-Katy |  | Camera, Video |  | 133-09264 | 133-09264 | Katy | MHHS-Katy | Katy-OR | OR 9 | 11/1/19 | 11/1/20 |  |  | CAMERAS | Camera, Video | CAMERAVIDEO-Stryker-1488HD | CAMERAVIDEO | 1488HD |  |  |  | Stryker | Camera, Video |  |  | CAMERAVIDEO-Stryker-1488HD | 6/1/15 |  |  | Covered PM Repair - Biomedical | MHHS-Katy | [8 empty] | CAMERAVIDEO | Camera, Video | Stryker
NO | YES |  |  |  | 133-09265 | 133-09265 | Stryker Instruments Div Stryker Corp | 1488 HD |  | 15J002764 | Katy-OR | MHHS-Katy |  | Camera, Video |  | 133-09265 | 133-09265 | Katy | MHHS-Katy | Katy-OR | OR 8 | 11/1/19 |  |  |  | CAMERAS | Camera, Video | CAMERAVIDEO-Stryker-1488HD | CAMERAVIDEO | 1488HD |  |  |  | Stryker | Camera, Video |  |  | CAMERAVIDEO-Stryker-1488HD |  |  |  | Covered PM Repair - Lab Analyzers/Anesth | MHHS-Katy | [8 empty] | CAMERAVIDEO | Camera, Video | Stryker
NO | YES |  |  |  | 133-09738 | 133-09738 | Stryker Instruments Div Stryker Corp | 1488 HD |  | 16G018934 | Katy-OR | MHHS-Katy |  | Camera, Video |  | 133-09738 | 133-09738 | Katy | MHHS-Katy | Katy-OR | OR 11 | 8/1/19 |  |  |  | CAMERAS | Camera, Video | CAMERAVIDEO-Stryker-1488HD | CAMERAVIDEO | 1488HD |  |  |  | Stryker | Camera, Video |  |  | CAMERAVIDEO-Stryker-1488HD | 11/28/19 |  |  | Covered PM Repair - Biomedical | MHHS-Katy | [8 empty] | CAMERAVIDEO | Camera, Video | Stryker
NO | YES |  |  |  | 133-09739 | 133-09739 | Stryker Instruments Div Stryker Corp | 1488 HD |  | 16G031234 | Katy-OR | MHHS-Katy |  | Camera, Video |  | 133-09739 | 133-09739 | Katy | MHHS-Katy | Katy-OR | O.R. 10 | 8/1/19 | 8/1/20 |  |  | CAMERAS | Camera, Video | CAMERAVIDEO-Stryker-1488HD | CAMERAVIDEO | 1488HD |  |  |  | Stryker | Camera, Video |  |  | CAMERAVIDEO-Stryker-1488HD | 10/1/14 |  |  | Covered PM Repair - Biomedical | MHHS-Katy | [8 empty] | CAMERAVIDEO | Camera, Video | Stryker
NO | YES |  |  |  | 041-19542 | 041-19542 | Stryker Instruments Div Stryker Corp | 1488 HD |  | 15D057984 | MEMORIAL CITY - ORTHO SURGERY | MHHS-Mem City |  | Camera, Video |  | 041-19542 | 041-19542 | West | Memorial City - Memorial Hermann Hospital | MEMORIAL CITY - ORTHO SURGERY | MH11 505 OR 5 |  |  |  | No PM sticker | CAMERAS |  | CAMERAVIDEO-Stryker-1488HD | CAMERAVIDEO | 1488HD |  |  |  | Stryker | Camera, Video |  |  | CAMERAVIDEO-Stryker-1488HD |  |  |  | Covered PM Repair - Biomedical | MHHS-Mem City
NO | YES |  |  |  | 041-19544 | 041-19544 | Stryker Instruments Div Stryker Corp | 1488 HD |  | 15D057914 | MEMORIAL CITY - Orthopedics Surgery | MHHS-Mem City |  | Camera, Video |  | 041-19544 | 041-19544 | West | Memorial City - Memorial Hermann Hospital | MEMORIAL CITY - Orthopedics Surgery | MH11 506 OR 6 |  |  |  | One time inspection only found on unit | CAMERAS |  | CAMERAVIDEO-Stryker-1488HD | CAMERAVIDEO | 1488HD |  |  |  | Stryker | Camera, Video |  |  | CAMERAVIDEO-Stryker-1488HD |  |  |  | Covered PM Repair - Biomedical | MHHS-Mem City
NO | YES |  |  |  | 041-19546 | 041-19546 | Stryker Instruments Div Stryker Corp | 1488 HD |  | 15D057994 | MEMORIAL CITY - MHT - JHC OR | MHHS-Mem City |  | Camera, Video |  | 041-19546 | 041-19546 | West | Weat | MEMORIAL CITY - MHT - JHC OR | MH11:507 OR7 |  |  |  |  | CAMERAS |  | CAMERAVIDEO-Stryker-1488HD | CAMERAVIDEO | 1488HD |  |  |  | Stryker | Camera, Video |  |  | CAMERAVIDEO-Stryker-1488HD |  |  |  | Covered PM Repair - Biomedical | MHHS-Mem City
NO | YES |  |  |  | 041-19548 | 041-19548 | Stryker Instruments Div Stryker Corp | 1488 HD |  | 15F041644 | MEMORIAL CITY - Ortho OR | MHHS-Mem City |  | Camera, Video |  | 041-19548 | 041-19548 | West | Memorial Hermann - Memorial City | MEMORIAL CITY - Ortho OR | 11th Floor OR Room 8 |  |  |  |  | CAMERAS |  | CAMERAVIDEO-Stryker-1488HD | CAMERAVIDEO | 1488HD |  |  |  | Stryker | Camera, Video |  |  | CAMERAVIDEO-Stryker-1488HD |  |  |  | Covered PM Repair - Biomedical | MHHS-Mem City
NO | YES |  |  |  | 041-19550 | 041-19550 | Stryker Instruments Div Stryker Corp | 1488 HD |  | 15D057944 | MEMORIAL CITY - MHT - JHC OR | MHHS-Mem City |  | Camera, Video |  | 041-19550 | 041-19550 | West | West | MEMORIAL CITY - MHT - JHC OR | MH11: 504 OR11 |  |  |  |  | CAMERAS |  | CAMERAVIDEO-Stryker-1488HD | CAMERAVIDEO | 1488HD |  |  |  | Stryker | Camera, Video |  |  | CAMERAVIDEO-Stryker-1488HD |  |  |  | Covered PM Repair - Biomedical | MHHS-Mem City
NO | YES |  |  |  | 041-19628 | 041-19628 | Stryker Instruments Div Stryker Corp | 1488 HD |  | 15G034854 | MEMORIAL CITY - MHT - JHC OR | MHHS-Mem City |  | Camera, Video |  | 041-19628 | 041-19628 | West | Memorial Hermann - Memorial City | MEMORIAL CITY - MHT - JHC OR | MH11 OR Room 3 |  |  |  |  | CAMERAS |  | CAMERAVIDEO-Stryker-1488HD | CAMERAVIDEO | 1488HD |  |  |  | Stryker | Camera, Video |  |  | CAMERAVIDEO-Stryker-1488HD |  |  |  | Covered PM Repair - Biomedical | MHHS-Mem City
NO | YES |  |  |  | 041-19630 | 041-19630 | Stryker Instruments Div Stryker Corp | 1488 HD |  | 15F040044 | MEMORIAL CITY - MHT - JHC OR | MHHS-Mem City |  | Camera, Video |  | 041-19630 | 041-19630 | West | Memorial Hermann Memorial City Medical Center | MEMORIAL CITY - MHT - JHC OR | MEMORIAL CITY - MHT - JHC OR |  |  |  |  | CAMERAS |  | CAMERAVIDEO-Stryker-1488HD | CAMERAVIDEO | 1488HD |  |  |  | Stryker | Camera, Video |  |  | CAMERAVIDEO-Stryker-1488HD |  |  |  | Covered PM Repair - Biomedical | MHHS-Mem City
NO | YES |  |  |  | 041-19632 | 041-19632 | Stryker Instruments Div Stryker Corp | 1488 HD |  | 15D057934 | MEMORIAL CITY - MHT - JHC OR | MHHS-Mem City |  | Camera, Video |  | 041-19632 | 041-19632 | West | Memorial Hermann Memorial City Medical Center | MEMORIAL CITY - MHT - JHC OR | MH11 500.1 |  |  |  |  | CAMERAS |  | CAMERAVIDEO-Stryker-1488HD | CAMERAVIDEO | 1488HD |  |  |  | Stryker | Camera, Video |  |  | CAMERAVIDEO-Stryker-1488HD |  |  |  | Covered PM Repair - Biomedical | MHHS-Mem City
NO | YES |  |  |  | 041-19072 | 041-19072 | Stryker Instruments Div Stryker Corp | 1488 HD |  | 15d057964 | MEMORIAL CITY - MOR | MHHS-Mem City |  | Camera, Video |  | 041-19072 | 041-19072 | West | Memorial City - Memorial Hermann Hospital | MEMORIAL CITY - MOR | MOR 11 |  |  |  | ?AuNO PM REQUIRED?Au sticker on unit | CAMERAS |  | CAMERAVIDEO-Stryker-1488HD | CAMERAVIDEO | 1488HD |  |  |  | Stryker | Camera, Video |  |  | CAMERAVIDEO-Stryker-1488HD |  |  |  | Covered PM Repair - Biomedical | MHHS-Mem City
NO | YES |  |  |  | 041-20492 | 041-20492 | Stryker Instruments Div Stryker Corp | 1488 HD |  | 16G018894 | MEMORIAL CITY - Day Surgery | MHHS-Mem City |  | Camera, Video |  | 041-20492 | 041-20492 | West | Memorial City - Memorial Hermann Hospital | MEMORIAL CITY - Day Surgery | W1 300.94 OR 7 |  |  |  | ?AuNO PM REQUIRED?Au sticker on unit | CAMERAS |  | CAMERAVIDEO-Stryker-1488HD | CAMERAVIDEO | 1488HD |  |  |  | Stryker | Camera, Video |  |  | CAMERAVIDEO-Stryker-1488HD |  |  |  | Covered PM Repair - Biomedical | MHHS-Mem City
NO | YES |  |  |  |  | 142-06240 | Stryker Instruments Div Stryker Corp | 1488 HD |  | 1K001424 | NE-OR | MHHS-Northeast |  | Camera, Video |  |  | 142-06240 | Katy | MHHS-Northeast | NE-OR | Or storage |  | 1/1/20 |  |  | CAMERAS | Camera, Video | CAMERAVIDEO-Stryker-1488HD | CAMERAVIDEO | 1488HD |  |  |  | Stryker | Camera, Video |  |  | CAMERAVIDEO-Stryker-1488HD | 6/15/15 |  |  | Covered PM Repair - Biomedical | MHHS-Northeast | [8 empty] | CAMERAVIDEO | Camera, Video | Stryker
NO | NO |  |  |  | 029-10202 |  | Stryker Instruments Div Stryker Corp | 206-500-000 |  |  | WOODLANDS - OR | MHHS-Woodlands |  |  |  | 029-10202 |  | Woodlands |  | WOODLANDS - OR | [5 empty] | REGULATORS, SUCTION |  | .needs class |  |  |  |  | .needs class | Stryker | [7 empty] | Covered PM Repair - Biomedical | MHHS-Woodlands
NO | NO |  |  |  | 029-10203 |  | Stryker Instruments Div Stryker Corp | 206-500-000 |  |  | WOODLANDS - OR | MHHS-Woodlands |  |  |  | 029-10203 |  | Woodlands |  | WOODLANDS - OR | [5 empty] | REGULATORS, SUCTION |  | .needs class |  |  |  |  | .needs class | Stryker | [7 empty] | Covered PM Repair - Biomedical | MHHS-Woodlands
NO | NO |  |  |  | 029-10599 |  | Stryker Instruments Div Stryker Corp | 206-500-000 |  |  | WOODLANDS - OR | MHHS-Woodlands |  |  |  | 029-10599 |  | Woodlands |  | WOODLANDS - OR | [5 empty] | REGULATORS, SUCTION |  | .needs class |  |  |  |  | .needs class | Stryker | [7 empty] | Covered PM Repair - Biomedical | MHHS-Woodlands
NO | NO |  |  |  | 029-10982 |  | Stryker Instruments Div Stryker Corp | 206-500-000 |  |  | WOODLANDS - OR | MHHS-Woodlands |  |  |  | 029-10982 |  | Woodlands |  | WOODLANDS - OR | [5 empty] | REGULATORS, SUCTION |  | .needs class |  |  |  |  | .needs class | Stryker | [7 empty] | Covered PM Repair - Biomedical | MHHS-Woodlands
NO | NO |  |  |  | 009-02594 |  | Stryker Instruments Div Stryker Corp | 2110-120-100 |  |  | GH - OR | MHHS-Greater Heights |  |  |  | 009-02594 |  | Central & Greater Heights |  | GH - OR | [5 empty] | BATTERIES |  | .needs class |  |  |  |  | .needs class | Stryker | [7 empty] | Covered PM Repair - Biomedical | MHHS-Greater Heights
NO | YES |  |  |  | 133-07979 | 133-07979 | Stryker Instruments Div Stryker Corp | 240-030-960 |  | VEH261L0135 | Katy-OR | MHHS-Katy |  | Monitor, Video |  | 133-07979 | 133-07979 | Katy | MHHS-Katy | Katy-OR | OR 2 | 2/1/19 |  |  | No pm reuired | MONITORS, VIDEO | Monitor, Video | MONITORVIDEO-Stryker-240-030-960 | MONITORVIDEO | 240-030-960 |  |  |  | Stryker | Monitor, Video |  | MONITORVIDEO-Stryker-240-030-960 |  |  |  |  | Covered PM Repair - Biomedical | MHHS-Katy | [8 empty] | MONITORVIDEO | Monitor, Video | Stryker
NO | YES |  |  |  | 133-07981 | 133-07981 | Stryker Instruments Div Stryker Corp | 240-030-960 |  | VEH261J0534 | Katy-OR | MHHS-Katy |  | Monitor, Video |  | 133-07981 | 133-07981 | Katy | MHHS-Katy | Katy-OR | OR 3 |  |  |  | No pm required | MONITORS, VIDEO | Monitor, Video | MONITORVIDEO-Stryker-240-030-960 | MONITORVIDEO | 240-030-960 |  |  |  | Stryker | Monitor, Video |  | MONITORVIDEO-Stryker-240-030-960 |  |  |  |  | Covered PM Repair - Biomedical | MHHS-Katy | [8 empty] | MONITORVIDEO | Monitor, Video | Stryker
NO | YES |  |  |  | 133-07982 | 133-07982 | Stryker Instruments Div Stryker Corp | 240-030-960 |  | VEH261J0524 | Katy-OR | MHHS-Katy |  | Monitor, Video |  | 133-07982 | 133-07982 | Katy | MHHS-Katy | Katy-OR | OR 3 |  |  |  | No pm required | MONITORS, VIDEO | Monitor, Video | MONITORVIDEO-Stryker-240-030-960 | MONITORVIDEO | 240-030-960 |  |  |  | Stryker | Monitor, Video |  | MONITORVIDEO-Stryker-240-030-960 |  |  |  |  | Covered PM Repair - Biomedical | MHHS-Katy | [8 empty] | MONITORVIDEO | Monitor, Video | Stryker
NO | YES |  |  |  | 133-07985 | 133-07985 | Stryker Instruments Div Stryker Corp | 240-030-960 |  | VEH261J0525 | Katy-OR | MHHS-Katy |  | Monitor, Video |  | 133-07985 | 133-07985 | Katy | MHHS-Katy | Katy-OR | OR1 | 2/1/19 |  |  |  | MONITORS, VIDEO | Monitor, Video | MONITORVIDEO-Stryker-240-030-960 | MONITORVIDEO | 240-030-960 |  |  |  | Stryker | Monitor, Video |  | MONITORVIDEO-Stryker-240-030-960 |  |  |  |  | Covered PM Repair - Biomedical | MHHS-Katy | [8 empty] | MONITORVIDEO | Monitor, Video | Stryker
NO | YES |  |  |  | 133-08103 | 133-08103 | Stryker Instruments Div Stryker Corp | 240-030-960 |  | VEH26810179 | Katy-OR | MHHS-Katy |  | Monitor, Video |  | 133-08103 | 133-08103 | Katy | MHHS-Katy | Katy-OR | OR1 | 2/1/19 |  |  |  | MONITORS, VIDEO | Monitor, Video | MONITORVIDEO-Stryker-240-030-960 | MONITORVIDEO | 240-030-960 |  |  |  | Stryker | Monitor, Video |  | MONITORVIDEO-Stryker-240-030-960 |  |  |  |  | Covered PM Repair - Biomedical | MHHS-Katy | [8 empty] | MONITORVIDEO | Monitor, Video | Stryker
NO | YES |  |  |  | 133-08106 | 133-08106 | Stryker Instruments Div Stryker Corp | 240-030-960 |  | VEH260K0241 | Katy-OR | MHHS-Katy |  | Monitor, Video |  | 133-08106 | 133-08106 | Katy | MHHS-Katy | Katy-OR | OR 2 | 2/1/19 |  |  | No pm required | MONITORS, VIDEO | Monitor, Video | MONITORVIDEO-Stryker-240-030-960 | MONITORVIDEO | 240-030-960 |  |  |  | Stryker | Monitor, Video |  | MONITORVIDEO-Stryker-240-030-960 |  |  |  |  | Covered PM Repair - Biomedical | MHHS-Katy | [8 empty] | MONITORVIDEO | Monitor, Video | Stryker
NO | YES |  |  |  | 069-36046 | 069-36046 | Stryker Instruments Div Stryker Corp | 240-030-960 |  | VEH262F0140 | Tmc | MHHS-TMC |  | Monitor, Video |  | 069-36046 | 069-36046 | TMC | Memorial Hermann-Texas Medical Center | Tmc | Biomed Shop |  |  | 3/1/20 | No PM Sticker | MONITORS, VIDEO | Monitor, Video | MONITORVIDEO-Stryker-240-030-960 | MONITORVIDEO | 240-030-960 |  |  |  | Stryker | Monitor, Video |  | MONITORVIDEO-Stryker-240-030-960 |  |  |  |  | Covered PM Repair - Biomedical | MHHS-TMC | [8 empty] | MONITORVIDEO | Monitor, Video | Stryker
NO | NO |  |  |  | 029-08766 |  | Stryker Instruments Div Stryker Corp | 240-030-960 |  | VEH268B0328 | WOODLANDS - OR | MHHS-Woodlands |  | Monitor, Video |  | 029-08766 |  | Woodlands |  | WOODLANDS - OR | [5 empty] | MONITORS, VIDEO |  | MONITORVIDEO-Stryker-240-030-960 | MONITORVIDEO | 240-030-960 |  |  |  | Stryker | Monitor, Video |  | MONITORVIDEO-Stryker-240-030-960 |  |  |  |  | Covered PM Repair - Biomedical | MHHS-Woodlands
NO | NO | [5 empty] | Stryker Instruments Div Stryker Corp | 240-030-960 |  | VEH262C0132 | WOODLANDS - OR | MHHS-Woodlands |  | Monitor, Video |  |  |  | Woodlands |  | WOODLANDS - OR | [5 empty] | MONITORS, VIDEO |  | MONITORVIDEO-Stryker-240-030-960 | MONITORVIDEO | 240-030-960 |  |  |  | Stryker | Monitor, Video |  | MONITORVIDEO-Stryker-240-030-960 |  |  |  |  | Not Covered Vendor Only - Lab Ana/Anes | MHHS-Woodlands
NO | NO | [5 empty] | Stryker Instruments Div Stryker Corp | 240-030-960 |  | VEH262C0130 | WOODLANDS - OR | MHHS-Woodlands |  | Monitor, Video |  |  |  | Woodlands |  | WOODLANDS - OR | [5 empty] | MONITORS, VIDEO |  | MONITORVIDEO-Stryker-240-030-960 | MONITORVIDEO | 240-030-960 |  |  |  | Stryker | Monitor, Video |  | MONITORVIDEO-Stryker-240-030-960 |  |  |  |  | Not Covered Vendor Only - Lab Ana/Anes | MHHS-Woodlands
NO | NO |  |  |  | 009-04777 |  | Stryker Instruments Div Stryker Corp | 4110-120 |  | *+$051900743%R | GH - OR | MHHS-Greater Heights |  | Charger, Battery |  | 009-04777 |  | Central & Greater Heights |  | GH - OR | [5 empty] | BATTERIES |  | CHARGERBATTERY-Stryker-4110-120 | CHARGERBATTERY | 4110-120 |  |  |  | Stryker | Charger, Battery |  | CHARGERBATTERY-Stryker-4110-120 |  |  |  |  | Covered PM Repair - Biomedical | MHHS-Greater Heights
NO | NO |  |  |  | 009-05048 |  | Stryker Instruments Div Stryker Corp | 4110-120 |  | *+$0706700463%O | GH - OR | MHHS-Greater Heights |  | Charger, Battery |  | 009-05048 |  | Central & Greater Heights |  | GH - OR | [5 empty] | BATTERIES |  | CHARGERBATTERY-Stryker-4110-120 | CHARGERBATTERY | 4110-120 |  |  |  | Stryker | Charger, Battery |  | CHARGERBATTERY-Stryker-4110-120 |  |  |  |  | Covered PM Repair - Biomedical | MHHS-Greater Heights
NO | NO |  |  |  | 009-05049 |  | Stryker Instruments Div Stryker Corp | 4110-120 |  | *+$0706700453%P | GH - OR | MHHS-Greater Heights |  | Charger, Battery |  | 009-05049 |  | Central & Greater Heights |  | GH - OR | [5 empty] | BATTERIES |  | CHARGERBATTERY-Stryker-4110-120 | CHARGERBATTERY | 4110-120 |  |  |  | Stryker | Charger, Battery |  | CHARGERBATTERY-Stryker-4110-120 |  |  |  |  | Covered PM Repair - Biomedical | MHHS-Greater Heights
NO | NO |  |  |  | 009-05050 |  | Stryker Instruments Div Stryker Corp | 4110-120 |  | *+$0705304523%M | GH - OR | MHHS-Greater Heights |  | Charger, Battery |  | 009-05050 |  | Central & Greater Heights |  | GH - OR | [5 empty] | BATTERIES |  | CHARGERBATTERY-Stryker-4110-120 | CHARGERBATTERY | 4110-120 |  |  |  | Stryker | Charger, Battery |  | CHARGERBATTERY-Stryker-4110-120 |  |  |  |  | Covered PM Repair - Biomedical | MHHS-Greater Heights
NO | YES |  |  |  | 041-16121 | 041-16121 | Stryker Instruments Div Stryker Corp | 5400-50 |  |  | MEMORIAL CITY - Outpatient Surgery | MHHS-Mem City |  | Shaver System Control Unit |  | 041-16121 | 041-16121 | West | Memorial Hermann Memorial City Medical Center | MEMORIAL CITY - Outpatient Surgery | W1 Case Cart Staging Area |  |  |  |  | ARTHROSCOPIC SHAVER SYSTEMS |  | SHAVERSYSCONTROLUNIT-Stryker-5400-50 | SHAVERSYSCONTROLUNIT | 5400-50 |  |  |  | Stryker | Shaver System Control Unit |  | SHAVERSYSCONTROLUNIT-Stryker-5400-50 |  |  |  |  | Covered PM Repair - Biomedical | MHHS-Mem City
NO | YES |  |  |  | 041-16123 | 041-16123 | Stryker Instruments Div Stryker Corp | 5400-50 |  |  | MEMORIAL CITY MOR | MHHS-Mem City |  | Shaver System Control Unit |  | 041-16123 | 041-16123 | West | Memorial Hermann Memorial City Medical Center | MEMORIAL CITY MOR | MEMORIAL CITY MOR |  |  |  |  | ARTHROSCOPIC SHAVER SYSTEMS |  | SHAVERSYSCONTROLUNIT-Stryker-5400-50 | SHAVERSYSCONTROLUNIT | 5400-50 |  |  |  | Stryker | Shaver System Control Unit |  | SHAVERSYSCONTROLUNIT-Stryker-5400-50 |  |  |  |  | Covered PM Repair - Biomedical | MHHS-Mem City
NO | YES | Serial Number 602700523 |  |  |  |  | Stryker Instruments Div Stryker Corp | 5400-50 |  |  | MHOSH-OR | MHHS Orthopedic & Spine |  | Shaver System Control Unit |  |  |  | Central & Greater Heights | MHHS-Orthopedic & Spine | MHOSH-OR |  | 8/7/19 |  |  |  | ARTHROSCOPIC SHAVER SYSTEMS | Shaver System Control Unit | SHAVERSYSCONTROLUNIT-Stryker-5400-50 | SHAVERSYSCONTROLUNIT | 5400-50 |  |  |  | Stryker | Shaver System Control Unit |  | SHAVERSYSCONTROLUNIT-Stryker-5400-50 |  | 7/1/16 | MHOSH Inventory Dec 2019 into 2020 - Copy.xls - Newly Verified |  | Covered PM Repair - Biomedical | MHHS Orthopedic & Spine | [8 empty] | SHAVERSYSCONTROLUNIT | Shaver System Control Unit | Stryker
NO | YES | Serial Number 602700463 |  |  |  |  | Stryker Instruments Div Stryker Corp | 5400-50 |  |  | MHOSH-OR | MHHS Orthopedic & Spine |  | Shaver System Control Unit |  |  |  | Central & Greater Heights | MHHS-Orthopedic & Spine | MHOSH-OR |  | 8/14/18 |  |  |  | ARTHROSCOPIC SHAVER SYSTEMS | Shaver System Control Unit | SHAVERSYSCONTROLUNIT-Stryker-5400-50 | SHAVERSYSCONTROLUNIT | 5400-50 |  |  |  | Stryker | Shaver System Control Unit |  | SHAVERSYSCONTROLUNIT-Stryker-5400-50 |  | 7/1/16 | MHOSH Inventory Dec 2019 into 2020 - Copy.xls - Newly Verified |  | Covered PM Repair - Biomedical | MHHS Orthopedic & Spine | [8 empty] | SHAVERSYSCONTROLUNIT | Shaver System Control Unit | Stryker
NO | YES | [5 empty] | Stryker Instruments Div Stryker Corp | 5400-50 |  |  | MHOSH-OR | MHHS Orthopedic & Spine |  | Shaver System Control Unit |  |  |  | Central & Greater Heights | MHHS-Orthopedic & Spine | MHOSH-OR |  | 8/7/19 |  |  |  | ARTHROSCOPIC SHAVER SYSTEMS | Shaver System Control Unit | SHAVERSYSCONTROLUNIT-Stryker-5400-50 | SHAVERSYSCONTROLUNIT | 5400-50 |  |  |  | Stryker | Shaver System Control Unit |  | SHAVERSYSCONTROLUNIT-Stryker-5400-50 |  | 7/1/16 | MHOSH Inventory Dec 2019 into 2020 - Copy.xls - Newly Verified |  | Covered PM Repair - Biomedical | MHHS Orthopedic & Spine | [8 empty] | SHAVERSYSCONTROLUNIT | Shaver System Control Unit | Stryker
NO | YES | [5 empty] | Stryker Instruments Div Stryker Corp | 5400-50 |  |  | MHOSH-OR | MHHS Orthopedic & Spine |  | Shaver System Control Unit |  |  |  | Central & Greater Heights | MHHS-Orthopedic & Spine | MHOSH-OR |  | 8/6/19 |  |  |  | ARTHROSCOPIC SHAVER SYSTEMS | Shaver System Control Unit | SHAVERSYSCONTROLUNIT-Stryker-5400-50 | SHAVERSYSCONTROLUNIT | 5400-50 |  |  |  | Stryker | Shaver System Control Unit |  | SHAVERSYSCONTROLUNIT-Stryker-5400-50 |  | 7/1/16 | MHOSH Inventory Dec 2019 into 2020 - Copy.xls - Newly Verified |  | Covered PM Repair - Biomedical | MHHS Orthopedic & Spine | [8 empty] | SHAVERSYSCONTROLUNIT | Shaver System Control Unit | Stryker
NO | YES | Serial Number 627100183 |  |  |  |  | Stryker Instruments Div Stryker Corp | 5400-50 |  |  | MHOSH-OR | MHHS Orthopedic & Spine |  | Shaver System Control Unit |  |  |  | Central & Greater Heights | MHHS-Orthopedic & Spine | MHOSH-OR |  | 8/5/19 |  |  |  | ARTHROSCOPIC SHAVER SYSTEMS | Shaver System Control Unit | SHAVERSYSCONTROLUNIT-Stryker-5400-50 | SHAVERSYSCONTROLUNIT | 5400-50 |  |  |  | Stryker | Shaver System Control Unit |  | SHAVERSYSCONTROLUNIT-Stryker-5400-50 |  | 7/1/16 | MHOSH Inventory Dec 2019 into 2020 - Copy.xls - Newly Verified |  | Covered PM Repair - Biomedical | MHHS Orthopedic & Spine | [8 empty] | SHAVERSYSCONTROLUNIT | Shaver System Control Unit | Stryker
NO | YES |  |  |  | 925-01190 | 925-01190 | Stryker Instruments Div Stryker Corp | 5400-50 |  |  | GH-OR | MHHS Orthopedic & Spine |  | Shaver System Control Unit |  | 925-01190 | 925-01190 | Central | MHHS-Greater Heights | GH-OR | OR 8 | 8/1/19 |  | 8/1/20 |  | ARTHROSCOPIC SHAVER SYSTEMS | Shaver System Control Unit | SHAVERSYSCONTROLUNIT-Stryker-5400-50 | SHAVERSYSCONTROLUNIT | 5400-50 |  |  |  | Stryker | Shaver System Control Unit |  | SHAVERSYSCONTROLUNIT-Stryker-5400-50 |  | 7/1/16 | MHOSH Inventory Dec 2019 into 2020 - Copy.xls - Already Verified |  | Covered PM Repair - Biomedical | MHHS Orthopedic & Spine | [8 empty] | SHAVERSYSCONTROLUNIT | Shaver System Control Unit | Stryker
NO | YES |  |  |  | 013-12865 | 013-12865 | Stryker Instruments Div Stryker Corp | 5400-50 |  |  | SW-OR | MHHS-Southwest |  | Shaver System Control Unit |  | 013-12865 | 013-12865 | Southwest | MHHS-Southwest | SW-OR | Room 10 | 1/1/20 |  | 1/1/21 |  | ARTHROSCOPIC SHAVER SYSTEMS | Shaver System Control Unit | SHAVERSYSCONTROLUNIT-Stryker-5400-50 | SHAVERSYSCONTROLUNIT | 5400-50 |  |  |  | Stryker | Shaver System Control Unit |  | SHAVERSYSCONTROLUNIT-Stryker-5400-50 |  |  |  |  | Covered PM Repair - Biomedical | MHHS-Southwest | [8 empty] | SHAVERSYSCONTROLUNIT | Shaver System Control Unit | Stryker
NO | YES |  |  |  | 013-12866 | 013-12866 | Stryker Instruments Div Stryker Corp | 5400-50 |  |  | SW-OR | MHHS-Southwest |  | Shaver System Control Unit |  | 013-12866 | 013-12866 | Southwest | MHHS-Southwest | SW-OR | OR15 | 5/1/19 |  | 5/1/20 |  | ARTHROSCOPIC SHAVER SYSTEMS | Shaver System Control Unit | SHAVERSYSCONTROLUNIT-Stryker-5400-50 | SHAVERSYSCONTROLUNIT | 5400-50 |  |  |  | Stryker | Shaver System Control Unit |  | SHAVERSYSCONTROLUNIT-Stryker-5400-50 |  |  |  |  | Covered PM Repair - Biomedical | MHHS-Southwest | [8 empty] | SHAVERSYSCONTROLUNIT | Shaver System Control Unit | Stryker
NO | YES |  |  |  | 013-12867 | 013-12867 | Stryker Instruments Div Stryker Corp | 5400-50 |  |  | SW-OR | MHHS-Southwest |  | Shaver System Control Unit |  | 013-12867 | 013-12867 | Southwest | MHHS-Southwest | SW-OR | Corridor | 5/1/19 |  | 5/1/20 |  | ARTHROSCOPIC SHAVER SYSTEMS | Shaver System Control Unit | SHAVERSYSCONTROLUNIT-Stryker-5400-50 | SHAVERSYSCONTROLUNIT | 5400-50 |  |  |  | Stryker | Shaver System Control Unit |  | SHAVERSYSCONTROLUNIT-Stryker-5400-50 |  | 7/1/16 |  |  | Covered PM Repair - Biomedical | MHHS-Southwest | [8 empty] | SHAVERSYSCONTROLUNIT | Shaver System Control Unit | Stryker
NO | YES |  |  |  | 013-12868 | 013-12868 | Stryker Instruments Div Stryker Corp | 5400-50 |  |  | SW-OR | MHHS-Southwest |  | Shaver System Control Unit |  | 013-12868 | 013-12868 | Southwest | MHHS-Southwest | SW-OR | Room 16 | 5/1/19 |  | 5/1/20 |  | ARTHROSCOPIC SHAVER SYSTEMS | Shaver System Control Unit | SHAVERSYSCONTROLUNIT-Stryker-5400-50 | SHAVERSYSCONTROLUNIT | 5400-50 |  |  |  | Stryker | Shaver System Control Unit |  | SHAVERSYSCONTROLUNIT-Stryker-5400-50 |  | 7/1/16 |  |  | Covered PM Repair - Biomedical | MHHS-Southwest | [8 empty] | SHAVERSYSCONTROLUNIT | Shaver System Control Unit | Stryker
NO | YES |  |  |  | 013-19387 | 013-19387 | Stryker Instruments Div Stryker Corp | 5400-50 |  |  | SW-OR | MHHS-Southwest |  | Shaver System Control Unit |  | 013-19387 | 013-19387 | Southwest | MHHS-Southwest | SW-OR | OR 1 | 5/1/19 |  | 5/1/20 |  | ARTHROSCOPIC SHAVER SYSTEMS | Shaver System Control Unit | SHAVERSYSCONTROLUNIT-Stryker-5400-50 | SHAVERSYSCONTROLUNIT | 5400-50 |  |  |  | Stryker | Shaver System Control Unit |  | SHAVERSYSCONTROLUNIT-Stryker-5400-50 |  | 7/1/16 |  |  | Covered PM Repair - Biomedical | MHHS-Southwest | [8 empty] | SHAVERSYSCONTROLUNIT | Shaver System Control Unit | Stryker
NO | YES |  |  |  | 129-03256 | 129-03256 | Stryker Instruments Div Stryker Corp | 5400-50 |  |  | Sugar Land-OR | MHHS-Sugarland |  | Shaver System Control Unit |  | 129-03256 | 129-03256 | Sugar Land | MHHS-Sugarland | Sugar Land-OR | OR 2 Conector | 9/1/19 |  | 9/1/20 |  | ARTHROSCOPIC SHAVER SYSTEMS | Shaver System Control Unit | SHAVERSYSCONTROLUNIT-Stryker-5400-50 | SHAVERSYSCONTROLUNIT | 5400-50 |  |  |  | Stryker | Shaver System Control Unit |  | SHAVERSYSCONTROLUNIT-Stryker-5400-50 |  | 7/1/16 |  |  | Covered PM Repair - Biomedical | MHHS-Sugarland | [8 empty] | SHAVERSYSCONTROLUNIT | Shaver System Control Unit | Stryker
NO | YES |  |  |  | 129-03257 | 129-03257 | Stryker Instruments Div Stryker Corp | 5400-50 |  |  | Sugar Land-OR | MHHS-Sugarland |  | Shaver System Control Unit |  | 129-03257 | 129-03257 | Sugar Land | MHHS-Sugarland | Sugar Land-OR | W2 300.5 | 9/1/19 |  |  |  | ARTHROSCOPIC SHAVER SYSTEMS | Shaver System Control Unit | SHAVERSYSCONTROLUNIT-Stryker-5400-50 | SHAVERSYSCONTROLUNIT | 5400-50 |  |  |  | Stryker | Shaver System Control Unit |  | SHAVERSYSCONTROLUNIT-Stryker-5400-50 |  | 7/1/16 |  |  | Covered PM Repair - Biomedical | MHHS-Sugarland | [8 empty] | SHAVERSYSCONTROLUNIT | Shaver System Control Unit | Stryker
NO | YES |  |  |  | 129-03447 | 129-03447 | Stryker Instruments Div Stryker Corp | 5400-50 |  |  | Sugar Land-OR | MHHS-Sugarland |  | Shaver System Control Unit |  | 129-03447 | 129-03447 | Sugar Land | MHHS-Sugarland | Sugar Land-OR |  | 7/1/18 | 7/1/19 |  |  | ARTHROSCOPIC SHAVER SYSTEMS | Shaver System Control Unit | SHAVERSYSCONTROLUNIT-Stryker-5400-50 | SHAVERSYSCONTROLUNIT | 5400-50 |  |  |  | Stryker | Shaver System Control Unit |  | SHAVERSYSCONTROLUNIT-Stryker-5400-50 |  | 7/1/16 |  |  | Covered PM Repair - Biomedical | MHHS-Sugarland | [8 empty] | SHAVERSYSCONTROLUNIT | Shaver System Control Unit | Stryker
NO | YES |  |  |  | 129-04706 | 129-04706 | Stryker Instruments Div Stryker Corp | 5400-50 |  |  | Sugar Land-OR | MHHS-Sugarland |  | Shaver System Control Unit |  | 129-04706 | 129-04706 | Sugar Land | MHHS-Sugarland | Sugar Land-OR | OR | 8/1/19 |  | 8/1/20 |  | ARTHROSCOPIC SHAVER SYSTEMS | Shaver System Control Unit | SHAVERSYSCONTROLUNIT-Stryker-5400-50 | SHAVERSYSCONTROLUNIT | 5400-50 |  |  |  | Stryker | Shaver System Control Unit |  | SHAVERSYSCONTROLUNIT-Stryker-5400-50 |  | 7/1/16 |  |  | Covered PM Repair - Biomedical | MHHS-Sugarland | [8 empty] | SHAVERSYSCONTROLUNIT | Shaver System Control Unit | Stryker
NO | YES |  |  |  | 129-05779 | 129-05779 | Stryker Instruments Div Stryker Corp | 5400-50 |  |  | Sugar Land-OR | MHHS-Sugarland |  | Shaver System Control Unit |  | 129-05779 | 129-05779 | Sugar Land | MHHS-Sugarland | Sugar Land-OR |  | 8/1/19 | 8/1/20 |  |  | ARTHROSCOPIC SHAVER SYSTEMS | Shaver System Control Unit | SHAVERSYSCONTROLUNIT-Stryker-5400-50 | SHAVERSYSCONTROLUNIT | 5400-50 |  |  |  | Stryker | Shaver System Control Unit |  | SHAVERSYSCONTROLUNIT-Stryker-5400-50 |  | 7/1/16 |  |  | Covered PM Repair - Biomedical | MHHS-Sugarland | [8 empty] | SHAVERSYSCONTROLUNIT | Shaver System Control Unit | Stryker
NO | YES | Asset Tag 069-27352 |  |  | 069-27352 |  | Stryker Instruments Div Stryker Corp | 5400-50 |  |  | TMC-Sarofim 3-OR | MHHS-TMC |  | Shaver System Control Unit |  | 069-27352 |  | TMC | MHHS-TMC | TMC-Sarofim 3-OR | OR storage | 12/1/19 |  | 12/1/20 |  | ARTHROSCOPIC SHAVER SYSTEMS |  | SHAVERSYSCONTROLUNIT-Stryker-5400-50 | SHAVERSYSCONTROLUNIT | 5400-50 |  |  |  | Stryker | Shaver System Control Unit |  | SHAVERSYSCONTROLUNIT-Stryker-5400-50 |  |  |  |  | Covered PM Repair - Biomedical | MHHS-TMC
NO | YES |  |  |  | 069-46307 | 069-46307 | Stryker Instruments Div Stryker Corp | 5400-50 |  |  | TMC-Sarofim 3-OR | MHHS-TMC |  | Shaver System Control Unit |  | 069-46307 | 069-46307 | TMC | MHHS-TMC | TMC-Sarofim 3-OR | TMC - SAROFIM 3 - OR | 1/1/19 |  |  |  | ARTHROSCOPIC SHAVER SYSTEMS |  | SHAVERSYSCONTROLUNIT-Stryker-5400-50 | SHAVERSYSCONTROLUNIT | 5400-50 |  |  |  | Stryker | Shaver System Control Unit |  | SHAVERSYSCONTROLUNIT-Stryker-5400-50 |  | 4/10/14 |  |  | Covered PM Repair - Biomedical | MHHS-TMC
NO | NO | [5 empty] | Stryker Instruments Div Stryker Corp | 5400-50 |  |  | SW - OR | MHHS-Southwest |  | Shaver System Control Unit |  |  |  | Southwest |  | SW - OR | [5 empty] | ARTHROSCOPIC SHAVER SYSTEMS |  | SHAVERSYSCONTROLUNIT-Stryker-5400-50 | SHAVERSYSCONTROLUNIT | 5400-50 |  |  |  | Stryker | Shaver System Control Unit |  | SHAVERSYSCONTROLUNIT-Stryker-5400-50 |  |  |  |  | Covered PM Repair - Biomedical | MHHS-Southwest
NO | NO |  |  |  | 069-28605 |  | Stryker Instruments Div Stryker Corp | 5400-50 |  |  | TMC - OR - PEDI OR (2R) | MHHS-TMC |  | Shaver System Control Unit |  | 069-28605 |  | TMC |  | TMC - OR - PEDI OR (2R) | [5 empty] | ARTHROSCOPIC SHAVER SYSTEMS |  | SHAVERSYSCONTROLUNIT-Stryker-5400-50 | SHAVERSYSCONTROLUNIT | 5400-50 |  |  |  | Stryker | Shaver System Control Unit |  | SHAVERSYSCONTROLUNIT-Stryker-5400-50 |  |  |  |  | Covered PM Repair - Biomedical | MHHS-TMC
NO | NO | [5 empty] | Stryker Instruments Div Stryker Corp | 5400-50 |  |  | TMC - OR - PEDI OR (2R) | MHHS-TMC |  | Shaver System Control Unit |  |  |  | TMC |  | TMC - OR - PEDI OR (2R) | [5 empty] | ARTHROSCOPIC SHAVER SYSTEMS |  | SHAVERSYSCONTROLUNIT-Stryker-5400-50 | SHAVERSYSCONTROLUNIT | 5400-50 |  |  |  | Stryker | Shaver System Control Unit |  | SHAVERSYSCONTROLUNIT-Stryker-5400-50 |  |  |  |  | Covered PM Repair - Biomedical | MHHS-TMC
NO | NO |  |  |  | 069-41669 |  | Stryker Instruments Div Stryker Corp | 5400-50 |  |  | TMC - OR - ROBERTSON (2R) | MHHS-TMC |  | Shaver System Control Unit |  | 069-41669 |  | TMC |  | TMC - OR - ROBERTSON (2R) | [5 empty] | ARTHROSCOPIC SHAVER SYSTEMS |  | SHAVERSYSCONTROLUNIT-Stryker-5400-50 | SHAVERSYSCONTROLUNIT | 5400-50 |  |  |  | Stryker | Shaver System Control Unit |  | SHAVERSYSCONTROLUNIT-Stryker-5400-50 |  |  |  |  | Covered PM Repair - Biomedical | MHHS-TMC
NO | NO | [5 empty] | Stryker Instruments Div Stryker Corp | 5400-50 |  |  | WOODLANDS - OR | MHHS-Woodlands |  | Shaver System Control Unit |  |  |  | Woodlands |  | WOODLANDS - OR | [5 empty] | ARTHROSCOPIC SHAVER SYSTEMS |  | SHAVERSYSCONTROLUNIT-Stryker-5400-50 | SHAVERSYSCONTROLUNIT | 5400-50 |  |  |  | Stryker | Shaver System Control Unit |  | SHAVERSYSCONTROLUNIT-Stryker-5400-50 |  |  |  |  | Covered PM Repair - Biomedical | MHHS-Woodlands
NO | YES |  |  |  | 133-09290 | 133-09290 | Stryker Instruments Div Stryker Corp | 620-040-610 |  | 1508CE0157 | Katy-OR | MHHS-Katy |  | Insufflator, Carbon Dioxide |  | 133-09290 | 133-09290 | Katy | MHHS-Katy | Katy-OR | OR 8 | 11/1/19 | 5/1/20 |  |  | INSUFFLATORS | Insufflator, Carbon Dioxide | INSUFFLATORCARBONDIOX-Stryker-620-040-610 | INSUFFLATORCARBONDIOX | 620-040-610 |  |  |  | Stryker | Insufflator, Carbon Dioxide |  | INSUFFLATORCARBONDIOX-Stryker-620-040-610 |  | 11/20/20 |  | ICD-SA | No Coverage Specified | MHHS-Katy | [8 empty] | INSUFFLATORCARBONDIOX | Insufflator, Carbon Dioxide | Stryker
NO | YES |  |  |  | 133-09291 | 133-09291 | Stryker Instruments Div Stryker Corp | 620-040-610 |  | 1101CE459 | Katy-OR | MHHS-Katy |  | Insufflator, Carbon Dioxide |  | 133-09291 | 133-09291 | Katy | MHHS-Katy | Katy-OR | OR 9 | 11/1/19 | 11/1/20 |  |  | INSUFFLATORS | Insufflator, Carbon Dioxide | INSUFFLATORCARBONDIOX-Stryker-620-040-610 | INSUFFLATORCARBONDIOX | 620-040-610 |  |  |  | Stryker | Insufflator, Carbon Dioxide |  | INSUFFLATORCARBONDIOX-Stryker-620-040-610 |  | 11/20/20 |  | ICD-SA | No Coverage Specified | MHHS-Katy | [8 empty] | INSUFFLATORCARBONDIOX | Insufflator, Carbon Dioxide | Stryker
NO | YES |  |  |  | 133-09292 | 133-09292 | Stryker Instruments Div Stryker Corp | 620-040-610 |  | 1101CE441 | Katy-OR | MHHS-Katy |  | Insufflator, Carbon Dioxide |  | 133-09292 | 133-09292 | Katy | MHHS-Katy | Katy-OR | O.R.6 | 11/1/19 | 5/1/20 |  |  | INSUFFLATORS | Insufflator, Carbon Dioxide | INSUFFLATORCARBONDIOX-Stryker-620-040-610 | INSUFFLATORCARBONDIOX | 620-040-610 |  |  |  | Stryker | Insufflator, Carbon Dioxide |  | INSUFFLATORCARBONDIOX-Stryker-620-040-610 |  | 11/20/20 |  | ICD-SA | No Coverage Specified | MHHS-Katy | [8 empty] | INSUFFLATORCARBONDIOX | Insufflator, Carbon Dioxide | Stryker
NO | YES |  |  |  | 133-09293 | 133-09293 | Stryker Instruments Div Stryker Corp | 620-040-610 |  | 1508CE0656 | Katy-OR | MHHS-Katy |  | Insufflator, Carbon Dioxide |  | 133-09293 | 133-09293 | Katy | MHHS-Katy | Katy-OR | OR 4 | 5/1/19 | 7/1/20 |  |  | INSUFFLATORS | Insufflator, Carbon Dioxide | INSUFFLATORCARBONDIOX-Stryker-620-040-610 | INSUFFLATORCARBONDIOX | 620-040-610 |  |  |  | Stryker | Insufflator, Carbon Dioxide |  | INSUFFLATORCARBONDIOX-Stryker-620-040-610 |  |  |  | ICD-SA | Covered PM Repair - Biomedical | MHHS-Katy | [8 empty] | INSUFFLATORCARBONDIOX | Insufflator, Carbon Dioxide | Stryker
NO | NO | [5 empty] | Stryker Instruments Div Stryker Corp |  |  |  | MEMORIAL CITY - ORTHO/PT | MHHS-Mem City |  | Saw, Cast |  |  |  | West & Memorial City |  | MEMORIAL CITY - ORTHO/PT | [5 empty] | CAST CUTTERS |  | SAWCAST-Stryker-848 | SAWCAST |  |  |  |  | Stryker | Saw, Cast |  | SAWCAST-Stryker-848 |  |  |  |  | Not Covered Vendor Only - Biomedical | MHHS-Mem City
NO | YES |  |  |  | 009-08292 | 009-08292 | Stryker Instruments Div Stryker Corp |  |  |  | GH-Therapy Services | MHHS-Greater Heights |  | Saw, Cast |  | 009-08292 | 009-08292 | Central | MHHS-Greater Heights | GH-Therapy Services | Room 1 | 7/1/18 |  | 7/1/19 |  | CAST CUTTERS | Saw, Cast | SAWCAST-Stryker-940 | SAWCAST |  |  |  |  | Stryker | Saw, Cast |  | SAWCAST-Stryker-940 |  | 8/21/16 |  |  | Covered PM Repair - Biomedical | MHHS-Greater Heights | [8 empty] | SAWCAST | Saw, Cast | Stryker
NO | YES |  |  |  | 013-37730 | 013-37730 | Stryker Instruments Div Stryker Corp |  |  |  | SW-Wound Care | MHHS-Southwest |  | Saw, Cast |  | 013-37730 | 013-37730 | Southwest | MHHS-Southwest | SW-Wound Care | Wound Care Room #1 | 9/1/17 |  | 9/1/19 |  | CAST CUTTERS | Saw, Cast | SAWCAST-Stryker-940 | SAWCAST |  |  |  |  | Stryker | Saw, Cast |  | SAWCAST-Stryker-940 |  | 9/21/16 |  |  | Not Covered Vendor Only - Biomedical | MHHS-Southwest | [8 empty] | SAWCAST | Saw, Cast | Stryker
NO | YES |  |  |  | 069-38780 | 069-38780 | Stryker Instruments Div Stryker Corp |  |  |  | TMC-OR-Pedi OR (2R) | MHHS-TMC |  | Saw, Cast |  | 069-38780 | 069-38780 | TMC | MHHS-TMC | TMC-OR-Pedi OR (2R) |  | 9/1/18 |  |  | In Biomed | CAST CUTTERS | Saw, Cast | SAWCAST-Stryker-940 | SAWCAST |  |  |  |  | Stryker | Saw, Cast |  | SAWCAST-Stryker-940 |  |  |  |  | Covered PM Repair - Biomedical | MHHS-TMC | [8 empty] | SAWCAST | Saw, Cast | Stryker
NO | NO |  |  |  | 129-02965 |  | Stryker Instruments Div Stryker Corp |  |  |  | SUGAR LAND - OR | MHHS-Sugarland |  | Saw, Cast |  | 129-02965 |  | Sugar Land |  | SUGAR LAND - OR | [5 empty] | CAST CUTTERS |  | SAWCAST-Stryker-940 | SAWCAST |  |  |  |  | Stryker | Saw, Cast |  | SAWCAST-Stryker-940 |  |  |  |  | Covered PM Repair - Biomedical | MHHS-Sugarland
NO | NO |  |  |  | 069-38624 |  | Stryker Instruments Div Stryker Corp |  |  |  | TMC - OR - PEDI OR (2R) | MHHS-TMC |  | Saw, Cast |  | 069-38624 |  | TMC |  | TMC - OR - PEDI OR (2R) | [5 empty] | CAST CUTTERS |  | SAWCAST-Stryker-940 | SAWCAST |  |  |  |  | Stryker | Saw, Cast |  | SAWCAST-Stryker-940 |  |  |  |  | Covered PM Repair - Biomedical | MHHS-TMC
NO | YES |  |  |  | 041-17619 |  | Stryker Instruments Div Stryker Corp | 986 CAST VAC |  |  | Memorial City Surgery Dept - Ortho | MHHS-Mem City |  |  |  | 041-17619 |  | West | Memorial Hermann - Memorial City | Memorial City Surgery Dept - Ortho | MH11 508.1 Equipment Storage |  |  |  |  | CAST CUTTERS |  | VACUUMCASTSAW-Stryker-986 |  |  |  |  | VACUUMCASTSAW-Stryker-986 | Stryker | [7 empty] | Covered PM Repair - Biomedical | MHHS-Mem City
NO | YES |  |  |  | 041-32058 | 041-32058 | Stryker Instruments Div Stryker Corp | 986 CAST VAC |  |  | Memorial City Surgery Dept - Ortho | MHHS-Mem City |  |  |  | 041-32058 | 041-32058 | West | Memorial Hermann - Memorial City | Memorial City Surgery Dept - Ortho | MH11 508.1 Equipment Storage |  |  |  |  | CAST CUTTERS |  | VACUUMCASTSAW-Stryker-986 |  |  |  |  | VACUUMCASTSAW-Stryker-986 | Stryker | [7 empty] | Covered PM Repair - Biomedical | MHHS-Mem City
NO | YES |  |  |  | 041-17997 | 041-17997 | Stryker Instruments Div Stryker Corp | 986 CAST VAC |  |  | Memorial City-Outpatient Surgery | MHHS-Mem City |  |  |  | 041-17997 | 041-17997 | West | Memorial Hermann Memorial City Medical Center | Memorial City-Outpatient Surgery | W1 300.80 Storage |  |  |  |  | CAST CUTTERS |  | VACUUMCASTSAW-Stryker-986 |  |  |  |  | VACUUMCASTSAW-Stryker-986 | Stryker | [7 empty] | Not Covered Vendor Only - Biomedical | MHHS-Mem City
NO | YES |  |  |  | 005-09745 | 005-09745 | Stryker Instruments Div Stryker Corp | 986 CAST VAC |  |  | SE-OR | MHHS-Southeast |  |  |  | 005-09745 | 005-09745 | Southeast | MHHS-Southeast | SE-OR | Clean Supplies | 1/1/19 |  |  |  | CAST CUTTERS |  | VACUUMCASTSAW-Stryker-986 |  |  |  |  | VACUUMCASTSAW-Stryker-986 | Stryker |  |  |  |  | 3/15/17 |  |  | Covered PM Repair - Biomedical | MHHS-Southeast
NO | YES |  |  |  |  | 013-03243 | Stryker Instruments Div Stryker Corp | 986 CAST VAC |  |  | SW-ER | MHHS-Southwest |  |  |  |  | 013-03243 | Southwest | MHHS-Southwest | SW-ER | Clean Room |  |  |  | No pm | CAST CUTTERS | Vacuum, Cast Saw | VACUUMCASTSAW-Stryker-986 |  |  |  |  | VACUUMCASTSAW-Stryker-986 | Stryker | [7 empty] | Covered PM Repair - Biomedical | MHHS-Southwest | [8 empty] | VACUUMCASTSAW | Vacuum, Cast Saw | Stryker
NO | YES |  |  |  | 009-10150 | 009-10150 | Stryker Instruments Div Stryker Corp | 986 CAST VAC |  |  | TIRR-Greater Heights | MHHS-TIRR |  |  |  | 009-10150 | 009-10150 | Central | MHHS-Others | TIRR-Greater Heights | TIRR | 10/1/19 |  | 10/1/20 |  | CAST CUTTERS | Vacuum, Cast Saw | VACUUMCASTSAW-Stryker-986 |  |  |  |  | VACUUMCASTSAW-Stryker-986 | Stryker | [7 empty] | Covered PM Repair - Biomedical | MHHS-TIRR | [8 empty] | VACUUMCASTSAW | Vacuum, Cast Saw | Stryker
NO | YES |  |  |  |  | 241-00813 | Stryker Instruments Div Stryker Corp | 986 CAST VAC |  |  | TIRR-Kirby Glenn | MHHS-TIRR |  |  |  |  | 241-00813 | TMC | MHHS-Others | TIRR-Kirby Glenn | Cast room | 11/1/18 |  |  |  | CAST CUTTERS | Vacuum, Cast Saw | VACUUMCASTSAW-Stryker-986 |  |  |  |  | VACUUMCASTSAW-Stryker-986 | Stryker |  |  |  |  | 6/21/13 |  |  | Covered PM Repair - Biomedical | MHHS-TIRR | [8 empty] | VACUUMCASTSAW | Vacuum, Cast Saw | Stryker
NO | YES |  |  |  | 029-09139 | 029-09139 | Stryker Instruments Div Stryker Corp | 986 CAST VAC |  |  | TIRR-Op-Woodlands (Mp2, Ste 200) | MHHS-TIRR |  |  |  | 029-09139 | 029-09139 | Woodlands | MHHS-Others | TIRR-Op-Woodlands (Mp2, Ste 200) | MP2 suite 270 | 8/1/19 |  | 8/1/20 |  | CAST CUTTERS | Vacuum, Cast Saw | VACUUMCASTSAW-Stryker-986 |  |  |  |  | VACUUMCASTSAW-Stryker-986 | Stryker | [7 empty] | Covered PM Repair - Biomedical | MHHS-TIRR | [8 empty] | VACUUMCASTSAW | Vacuum, Cast Saw | Stryker
NO | YES |  |  |  | 129-05885 | 129-05885 | Stryker Instruments Div Stryker Corp | 986 CAST VAC |  |  | TIRR-Sugar Land | MHHS-TIRR |  |  |  | 129-05885 | 129-05885 | Sugar Land | MHHS-Others | TIRR-Sugar Land | Casting room | 3/1/19 | 3/1/20 |  |  | CAST CUTTERS | Vacuum, Cast Saw | VACUUMCASTSAW-Stryker-986 |  |  |  |  | VACUUMCASTSAW-Stryker-986 | Stryker | [7 empty] | Covered PM Repair - Biomedical | MHHS-TIRR | [8 empty] | VACUUMCASTSAW | Vacuum, Cast Saw | Stryker
NO | YES |  |  |  |  | 241-01149 | Stryker Instruments Div Stryker Corp | 986 CAST VAC |  |  | TIRR-Therapy Gym | MHHS-TIRR |  |  |  |  | 241-01149 | TMC | MHHS-Others | TIRR-Therapy Gym | Rehab | 9/1/18 |  |  |  | CAST CUTTERS | Vacuum, Cast Saw | VACUUMCASTSAW-Stryker-986 |  |  |  |  | VACUUMCASTSAW-Stryker-986 | Stryker | [7 empty] | Covered PM Repair - Biomedical | MHHS-TIRR | [8 empty] | VACUUMCASTSAW | Vacuum, Cast Saw | Stryker
NO | YES |  |  |  | 029-09236 | 029-09236 | Stryker Instruments Div Stryker Corp | 986 CAST VAC |  |  | TIRR-Woodlands Inpatient | MHHS-TIRR |  |  |  | 029-09236 | 029-09236 | Woodlands | MHHS-Others | TIRR-Woodlands Inpatient | TIRR |  |  |  |  | CAST CUTTERS | Vacuum, Cast Saw | VACUUMCASTSAW-Stryker-986 |  |  |  |  | VACUUMCASTSAW-Stryker-986 | Stryker |  |  |  |  | 10/29/15 |  |  | Covered PM Repair - Biomedical | MHHS-TIRR | [8 empty] | VACUUMCASTSAW | Vacuum, Cast Saw | Stryker
NO | NO |  |  |  | 129-02965 |  | Stryker Instruments Div Stryker Corp | 986 CAST VAC |  |  | SUGAR LAND - OR | MHHS-Sugarland |  |  |  | 129-02965 |  | Sugar Land |  | SUGAR LAND - OR | [5 empty] | CAST CUTTERS |  | VACUUMCASTSAW-Stryker-986 |  |  |  |  | VACUUMCASTSAW-Stryker-986 | Stryker | [7 empty] | Covered PM Repair - Biomedical | MHHS-Sugarland
NO | NO |  |  |  | 041-16131 |  | Stryker Instruments Div Stryker Corp | 986 CAST VAC |  |  | TIRR - MEMORIAL CITY | MHHS-TIRR |  |  |  | 041-16131 |  | West & Memorial City |  | TIRR - MEMORIAL CITY | [5 empty] | CAST CUTTERS |  | VACUUMCASTSAW-Stryker-986 |  |  |  |  | VACUUMCASTSAW-Stryker-986 | Stryker | [7 empty] | Covered PM Repair - Biomedical | MHHS-TIRR
NO | NO | [5 empty] | Stryker Instruments Div Stryker Corp | 986 CAST VAC |  |  | TIRR - THERAPY GYM | MHHS-TIRR | [5 empty] | TMC |  | TIRR - THERAPY GYM | [5 empty] | CAST CUTTERS |  | VACUUMCASTSAW-Stryker-986 |  |  |  |  | VACUUMCASTSAW-Stryker-986 | Stryker | [7 empty] | Covered PM Repair - Biomedical | MHHS-TIRR
NO | NO |  |  |  | 241-00973 |  | Stryker Instruments Div Stryker Corp | 986 CAST VAC |  |  | TIRR - THERAPY GYM | MHHS-TIRR |  |  |  | 241-00973 |  | TMC |  | TIRR - THERAPY GYM | [5 empty] | CAST CUTTERS |  | VACUUMCASTSAW-Stryker-986 |  |  |  |  | VACUUMCASTSAW-Stryker-986 | Stryker | [7 empty] | Covered PM Repair - Biomedical | MHHS-TIRR
YES | YES |  |  |  | 241-01943 | 241-01943 | Stryker Instruments Div Stryker Corp | 986 CAST VAC cutter |  |  | TIRR - KIRBY GLENN |  |  |  |  | 241-01943 | 241-01943 | TMC | TIRR Memorial Hermann | TIRR - KIRBY GLENN | Cast room |  |  | 3/1/20
NO | YES |  |  |  |  | 142-06005 | Stryker Instruments Div Stryker Corp | CORE MAESTRO |  |  | NE-OR | MHHS-Northeast |  |  |  |  | 142-06005 | Katy | MHHS-Northeast | NE-OR | OR | 8/1/19 | 8/1/20 |  |  | HANDPIECES, SURGICAL |  | .needs class | [5 empty] | Stryker |  |  |  |  | 4/1/20 |  |  | Clinical Miscellaneous | MHHS-Northeast
NO | YES |  |  |  |  | 142-06004 | Stryker Instruments Div Stryker Corp | CORE MAESTRO |  |  | NE-OR | MHHS-Northeast |  |  |  |  | 142-06004 | Katy | MHHS-Northeast | NE-OR | OR 2 | 9/1/19 | 9/1/20 |  |  | HANDPIECES, SURGICAL |  | .needs class | [5 empty] | Stryker |  |  |  |  | 4/1/20 |  |  | Clinical Miscellaneous | MHHS-Northeast
NO | YES |  |  |  | 133-09171 | 133-09171 | Stryker Instruments Div Stryker Corp | FLYTE POWER PACK CHARGER |  |  | Katy-OR | MHHS-Katy |  |  |  | 133-09171 | 133-09171 | Katy | MHHS-Katy | Katy-OR | Orthopaedic Equipment Room | 11/1/18 | 11/1/19 |  |  | BATTERIES |  | .needs class | [5 empty] | Stryker |  |  |  |  | 1/1/16 |  |  | Covered PM Repair - Biomedical | MHHS-Katy
NO | YES |  |  |  | 133-09172 | 133-09172 | Stryker Instruments Div Stryker Corp | FLYTE POWER PACK CHARGER |  |  | Katy-OR | MHHS-Katy |  |  |  | 133-09172 | 133-09172 | Katy | MHHS-Katy | Katy-OR | O.R. Storage W2:207 | 11/1/18 | 11/1/19 |  |  | BATTERIES |  | .needs class | [5 empty] | Stryker | [7 empty] | Covered PM Repair - Biomedical | MHHS-Katy
NO | YES |  |  |  | 005-13020 | 005-13020 | Stryker Instruments Div Stryker Corp | FLYTE POWER PACK CHARGER |  |  | SE-OR | MHHS-Southeast |  |  |  | 005-13020 | 005-13020 | Southeast | MHHS-Southeast | SE-OR | SE-OR Corridor | 10/1/19 |  |  |  | BATTERIES |  | .needs class | [5 empty] | Stryker | [7 empty] | Covered PM Repair - Biomedical | MHHS-Southeast
NO | YES |  |  |  | 005-13021 | 005-13021 | Stryker Instruments Div Stryker Corp | FLYTE POWER PACK CHARGER |  |  | SE-OR | MHHS-Southeast |  |  |  | 005-13021 | 005-13021 | Southeast | MHHS-Southeast | SE-OR | SE-OR Corridor | 10/1/19 |  |  |  | BATTERIES |  | .needs class | [5 empty] | Stryker |  |  |  |  | 1/1/16 |  |  | Covered PM Repair - Biomedical | MHHS-Southeast
NO | YES |  |  |  | 005-13022 | 005-13022 | Stryker Instruments Div Stryker Corp | FLYTE POWER PACK CHARGER |  |  | SE-OR | MHHS-Southeast |  |  |  | 005-13022 | 005-13022 | Southeast | MHHS-Southeast | SE-OR | SE-OR Corridor | 10/1/19 |  |  |  | BATTERIES |  | .needs class | [5 empty] | Stryker |  |  |  |  | 1/1/16 |  |  | Covered PM Repair - Biomedical | MHHS-Southeast
NO | NO | [5 empty] | Stryker Instruments Div Stryker Corp | FLYTE POWER PACK CHARGER |  | 11062022631Z | TMC - OR - PEDI OR (2R) | MHHS-TMC | [5 empty] | TMC |  | TMC - OR - PEDI OR (2R) | [5 empty] | BATTERIES |  | .needs class | [5 empty] | Stryker | [7 empty] | Covered PM Repair - Biomedical | MHHS-TMC
NO | YES |  |  |  | 069-45688 | 069-45688 | Stryker Instruments Div Stryker Corp | FLYTE STERI-SHIELD PERSONAL PROTECTION SYSTEM |  |  | TMC-OR-Robertson (2R) | MHHS-TMC |  |  |  | 069-45688 | 069-45688 | TMC | MHHS-TMC | TMC-OR-Robertson (2R) | S3 3412 Dirty Equipment Depot | 8/1/18 |  |  |  | DEFAULT 12 MONTHS |  | .needs class | [5 empty] | Stryker | [7 empty] | Covered PM Repair - Biomedical | MHHS-TMC
NO | YES |  |  |  | 069-41384 | 069-41384 | Stryker Instruments Div Stryker Corp | FLYTE STERI-SHIELD PERSONAL PROTECTION SYSTEM |  |  | TMC-OR-Robertson (2R) | MHHS-TMC |  |  |  | 069-41384 | 069-41384 | TMC | MHHS-TMC | TMC-OR-Robertson (2R) | S3 3412 Dirty Equipment Depot | 8/1/18 |  |  |  | DEFAULT 12 MONTHS |  | .needs class | [5 empty] | Stryker |  |  |  |  | 10/25/20 |  |  | Not Covered Vendor Only - Rad, Low End | MHHS-TMC
NO | YES |  |  |  | 069-41383 | 069-41383 | Stryker Instruments Div Stryker Corp | FLYTE STERI-SHIELD PERSONAL PROTECTION SYSTEM |  |  | TMC-OR-Robertson (2R) | MHHS-TMC |  |  |  | 069-41383 | 069-41383 | TMC | MHHS-TMC | TMC-OR-Robertson (2R) | S3 3412 Dirty Equipment Depot | 8/1/18 |  | 8/1/19 |  | DEFAULT 12 MONTHS |  | .needs class | [5 empty] | Stryker | [7 empty] | Covered PM Repair - Biomedical | MHHS-TMC
NO | YES |  |  |  | 069-41380 | 069-41380 | Stryker Instruments Div Stryker Corp | FLYTE STERI-SHIELD PERSONAL PROTECTION SYSTEM |  |  | TMC-OR-Robertson (2R) | MHHS-TMC |  |  |  | 069-41380 | 069-41380 | TMC | MHHS-TMC | TMC-OR-Robertson (2R) |  | 8/1/18 |  |  |  | DEFAULT 12 MONTHS |  | .needs class | [5 empty] | Stryker |  |  |  |  | 7/3/19 |  |  | Covered PM Repair - Biomedical | MHHS-TMC
YES | YES |  |  |  | 099-07190 | 099-07190 | Stryker Instruments Div Stryker Corp | FLYTE STERI-SHIELD PERSONAL PROTECTION SYSTEM |  |  | TMC - OR - ROBERTSON (2R) |  |  |  |  | 099-07190 | 099-07190 | TMC | Memorial Hermann-Texas Medical Center | TMC - OR - ROBERTSON (2R) | S3 3412 Dirty Equipment Depot
NO | YES |  |  |  | 099-07191 | 099-07191 | Stryker Instruments Div Stryker Corp | FLYTE STERI-SHIELD PERSONAL PROTECTION SYSTEM |  |  | TMC-OR-Robertson (2R) |  |  |  |  | 099-07191 | 099-07191 | TMC | MHHS-TMC | TMC-OR-Robertson (2R) | S3 3412 Dirty Equipment Depot
NO | YES |  |  |  | 099-07192 | 099-07192 | Stryker Instruments Div Stryker Corp | FLYTE STERI-SHIELD PERSONAL PROTECTION SYSTEM |  |  | TMC-OR-Robertson (2R) |  |  |  |  | 099-07192 | 099-07192 | TMC | MHHS-TMC | TMC-OR-Robertson (2R) | S3 3412 Dirty Equipment Depot
YES | YES |  |  |  | 099-07193 | 099-07193 | Stryker Instruments Div Stryker Corp | FLYTE STERI-SHIELD PERSONAL PROTECTION SYSTEM |  |  | TMC - OR - ROBERTSON (2R) |  |  |  |  | 099-07193 | 099-07193 | TMC | Memorial Hermann-Texas Medical Center | TMC - OR - ROBERTSON (2R) | S3 3412 Dirty Equipment Depot
YES | YES |  |  |  | 099-07194 | 099-07194 | Stryker Instruments Div Stryker Corp | FLYTE STERI-SHIELD PERSONAL PROTECTION SYSTEM |  |  | TMC - OR - ROBERTSON (2R) |  |  |  |  | 099-07194 | 099-07194 | TMC | Memorial Hermann-Texas Medical Center | TMC - OR - ROBERTSON (2R) | S3 3412 Dirty Equipment Depot
NO | NO | [5 empty] | Stryker Instruments Div Stryker Corp | FLYTE STERI-SHIELD PERSONAL PROTECTION SYSTEM |  |  | TMC - OR - PEDI OR (2R) | MHHS-TMC | [5 empty] | TMC |  | TMC - OR - PEDI OR (2R) | [5 empty] | DEFAULT 12 MONTHS |  | .needs class | [5 empty] | Stryker | [7 empty] | Covered PM Repair - Biomedical | MHHS-TMC
NO | NO | [5 empty] | Stryker Instruments Div Stryker Corp | FLYTE STERI-SHIELD PERSONAL PROTECTION SYSTEM |  |  | TMC - OR - PEDI OR (2R) | MHHS-TMC | [5 empty] | TMC |  | TMC - OR - PEDI OR (2R) | [5 empty] | DEFAULT 12 MONTHS |  | .needs class | [5 empty] | Stryker | [7 empty] | Covered PM Repair - Biomedical | MHHS-TMC
NO | NO | [5 empty] | Stryker Instruments Div Stryker Corp | FLYTE STERI-SHIELD PERSONAL PROTECTION SYSTEM |  |  | TMC - OR - PEDI OR (2R) | MHHS-TMC | [5 empty] | TMC |  | TMC - OR - PEDI OR (2R) | [5 empty] | DEFAULT 12 MONTHS |  | .needs class | [5 empty] | Stryker | [7 empty] | Covered PM Repair - Biomedical | MHHS-TMC
NO | NO | [5 empty] | Stryker Instruments Div Stryker Corp | FLYTE STERI-SHIELD PERSONAL PROTECTION SYSTEM |  |  | TMC - OR - PEDI OR (2R) | MHHS-TMC | [5 empty] | TMC |  | TMC - OR - PEDI OR (2R) | [5 empty] | DEFAULT 12 MONTHS |  | .needs class | [5 empty] | Stryker | [7 empty] | Not Covered Vendor Only - Biomedical | MHHS-TMC
NO | YES | [5 empty] | Stryker Instruments Div Stryker Corp | MANF SERV ONLY - NEPTUNE 2 DOCKER |  |  | MEMORIAL CITY - Orthopedic Surgery | MHHS-Mem City | [5 empty] | West | Memorial Hermann Memorial City Medical Center | MEMORIAL CITY - Orthopedic Surgery | Memorial City - Orthopedic Surgery MH11 417 Housekeeping |  |  |  |  | WASTE-DISPOSAL UNITS |  | WASTEMANAGESURG-STRYKER-Neptune 2 Docker 702-014 |  |  |  |  | WASTEMANAGESURG-STRYKER-Neptune 2 Docker 702-014 | Stryker | [7 empty] | Covered PM Repair - Biomedical | MHHS-Mem City
NO | NO |  |  |  | 009-33345 |  | Stryker Instruments Div Stryker Corp | MANF SERV ONLY - NEPTUNE 2 DOCKER |  |  | GH - OR | MHHS-Greater Heights |  |  |  | 009-33345 |  | Central & Greater Heights |  | GH - OR | [5 empty] | WASTE-DISPOSAL UNITS |  | WASTEMANAGESURG-STRYKER-Neptune 2 Docker 702-014 |  |  |  |  | WASTEMANAGESURG-STRYKER-Neptune 2 Docker 702-014 | Stryker | [7 empty] | Covered PM Repair - Biomedical | MHHS-Greater Heights
NO | NO | [5 empty] | Stryker Instruments Div Stryker Corp | MANF SERV ONLY - NEPTUNE 2 DOCKER |  |  | KATY - OR | MHHS-Katy | [5 empty] | Katy |  | KATY - OR | [5 empty] | WASTE-DISPOSAL UNITS |  | WASTEMANAGESURG-STRYKER-Neptune 2 Docker 702-014 |  |  |  |  | WASTEMANAGESURG-STRYKER-Neptune 2 Docker 702-014 | Stryker | [7 empty] | Covered PM Repair - Biomedical | MHHS-Katy
NO | NO | [5 empty] | Stryker Instruments Div Stryker Corp | MANF SERV ONLY - NEPTUNE 2 DOCKER |  |  | MEMORIAL CITY - LDR - OR | MHHS-Mem City | [5 empty] | West & Memorial City |  | MEMORIAL CITY - LDR - OR | [5 empty] | WASTE-DISPOSAL UNITS |  | WASTEMANAGESURG-STRYKER-Neptune 2 Docker 702-014 |  |  |  |  | WASTEMANAGESURG-STRYKER-Neptune 2 Docker 702-014 | Stryker | [7 empty] | Not Covered Vendor Only - Biomedical | MHHS-Mem City
NO | NO | [5 empty] | Stryker Instruments Div Stryker Corp | MANF SERV ONLY - NEPTUNE 2 DOCKER |  |  | MEMORIAL CITY - MOR | MHHS-Mem City | [5 empty] | West & Memorial City |  | MEMORIAL CITY - MOR | [5 empty] | WASTE-DISPOSAL UNITS |  | WASTEMANAGESURG-STRYKER-Neptune 2 Docker 702-014 |  |  |  |  | WASTEMANAGESURG-STRYKER-Neptune 2 Docker 702-014 | Stryker | [7 empty] | Covered PM Repair - Biomedical | MHHS-Mem City
NO | NO | [5 empty] | Stryker Instruments Div Stryker Corp | MANF SERV ONLY - NEPTUNE 2 DOCKER |  |  | MEMORIAL CITY - OUTPATIENT SURGERY | MHHS-Mem City | [5 empty] | West & Memorial City |  | MEMORIAL CITY - OUTPATIENT SURGERY | [5 empty] | WASTE-DISPOSAL UNITS |  | WASTEMANAGESURG-STRYKER-Neptune 2 Docker 702-014 |  |  |  |  | WASTEMANAGESURG-STRYKER-Neptune 2 Docker 702-014 | Stryker | [7 empty] | Covered PM Repair - Biomedical | MHHS-Mem City
NO | NO |  |  |  | 129-04323 |  | Stryker Instruments Div Stryker Corp | MANF SERV ONLY - NEPTUNE 2 ROVER |  |  | SUGAR LAND - OR | MHHS-Sugarland |  |  |  | 129-04323 |  | Sugar Land |  | SUGAR LAND - OR | [5 empty] | WASTE-DISPOSAL UNITS |  | WASTEMANAGESURG-STRYKER-Neptune 2 Docker 702-014 |  |  |  |  | WASTEMANAGESURG-STRYKER-Neptune 2 Docker 702-014 | Stryker | [7 empty] | Covered PM Repair - Biomedical | MHHS-Sugarland
NO | NO | [5 empty] | Stryker Instruments Div Stryker Corp | POWERED TOOLS |  |  | PEARLAND - OR | MHHS-Pearland Hospital | [5 empty] | Pearland |  | PEARLAND - OR | [5 empty] | DEFAULT |  | .needs class | [5 empty] | Stryker | [7 empty] | Covered PM Repair - Biomedical | MHHS-Pearland Hospital
NO | YES |  |  |  | 133-08224 | 133-08224 | Stryker Instruments Div Stryker Corp | SDP-1000 |  |  | Katy-OR | MHHS-Katy |  | Printer |  | 133-08224 | 133-08224 | Katy | MHHS-Katy | Katy-OR | OR 9 | 11/1/14 |  |  |  | PRINTERS | Printer | PRINTER-Stryker-SDP1000 | PRINTER | SDP1000 |  |  |  | Stryker | Printer |  |  | PRINTER-Stryker-SDP1000 |  |  |  | Covered PM Repair - Biomedical | MHHS-Katy | [8 empty] | PRINTER | Printer | Stryker
NO | YES |  |  |  | 133-10047 | 133-10047 | Stryker Instruments Div Stryker Corp | SDP-1000 |  |  | Katy-OR | MHHS-Katy |  | Printer |  | 133-10047 | 133-10047 | Katy | MHHS-Katy | Katy-OR | O.R.6 | 7/1/17 |  |  |  | PRINTERS | Printer | PRINTER-Stryker-SDP1000 | PRINTER | SDP1000 |  |  |  | Stryker | Printer |  |  | PRINTER-Stryker-SDP1000 |  |  |  | Covered PM Repair - Biomedical | MHHS-Katy | [8 empty] | PRINTER | Printer | Stryker
NO | YES |  |  |  | 041-21007 | 041-21007 | Stryker Instruments Div Stryker Corp | SDP-1000 |  |  | MEMORIAL CITY - MOR | MHHS-Mem City |  | Printer |  | 041-21007 | 041-21007 | West | Memorial Hermann Memorial City Medical Center | MEMORIAL CITY - MOR | OR 8 |  |  |  |  | PRINTERS |  | PRINTER-Stryker-SDP1000 | PRINTER | SDP1000 |  |  |  | Stryker | Printer |  |  | PRINTER-Stryker-SDP1000 |  |  |  | Covered PM Repair - Biomedical | MHHS-Mem City
NO | YES |  |  |  | 041-21008 | 041-21008 | Stryker Instruments Div Stryker Corp | SDP-1000 |  |  | MEMORIAL CITY - Surgery room 10 | MHHS-Mem City |  | Printer |  | 041-21008 | 041-21008 | West | Memorial Hermann Memorial City Medical Center | MEMORIAL CITY - Surgery room 10 | Surgery room 10 |  |  |  | States no pm required | PRINTERS |  | PRINTER-Stryker-SDP1000 | PRINTER | SDP1000 |  |  |  | Stryker | Printer |  |  | PRINTER-Stryker-SDP1000 |  |  |  | Covered PM Repair - Biomedical | MHHS-Mem City
NO | YES | Serial Number 98100 |  |  | 005-11622 | 005-11622 | Stryker Instruments Div Stryker Corp | SDP-1000 |  |  | SE-OR | MHHS-Southeast |  | Printer |  | 005-11622 | 005-11622 | Southeast | MHHS-Southeast | SE-OR | OR | 8/1/16 |  |  |  | PRINTERS |  | PRINTER-Stryker-SDP1000 | PRINTER | SDP1000 |  |  |  | Stryker | Printer |  |  | PRINTER-Stryker-SDP1000 |  |  |  | Covered PM Repair - Biomedical | MHHS-Southeast
NO | YES |  |  |  | 069-41635 | 069-41635 | Stryker Instruments Div Stryker Corp | SDP-1000 |  |  | TMC-OR-CVOR (7Hvi) | MHHS-TMC |  | Printer |  | 069-41635 | 069-41635 | TMC | MHHS-TMC | TMC-OR-CVOR (7Hvi) | OR 3 | 3/1/18 |  |  |  | PRINTERS | Printer | PRINTER-Stryker-SDP1000 | PRINTER | SDP1000 |  |  |  | Stryker | Printer |  |  | PRINTER-Stryker-SDP1000 | 9/12/19 |  |  | Covered PM Repair - Biomedical | MHHS-TMC | [8 empty] | PRINTER | Printer | Stryker
NO | YES |  |  |  | 029-12470 | 029-12470 | Stryker Instruments Div Stryker Corp | SDP-1000 |  |  | Woodlands-OR | MHHS-Woodlands |  | Printer |  | 029-12470 | 029-12470 | Woodlands | MHHS-Woodlands | Woodlands-OR | Equipment Storage | 4/1/18 |  |  | One time inspection?Au sticker - see also 029-10503...double tagged | PRINTERS | Printer | PRINTER-Stryker-SDP1000 | PRINTER | SDP1000 |  |  |  | Stryker | Printer |  |  | PRINTER-Stryker-SDP1000 |  |  |  | Covered PM Repair - Biomedical | MHHS-Woodlands | [8 empty] | PRINTER | Printer | Stryker
YES | YES |  |  |  | 099-04680 | 099-04680 | Stryker Instruments Div Stryker Corp | SDP-1000 |  |  | Katy-O.R. |  |  |  |  | 099-04680 | 099-04680 | Katy | Memorial Hermann Katy Hospital | Katy-O.R. | O.R7 | 2/1/20
YES | YES |  |  |  | 029-13338 | 029-13338 | Stryker Instruments Div Stryker Corp | SDP-1000 |  |  | Woodlands - OR |  |  |  |  | 029-13338 | 029-13338 | Woodlands | Memorial Hermann The Woodlands Medical Center | Woodlands - OR |  |  |  |  | New add - unable to access SN
YES | YES |  |  |  | 029-13336 | 029-13336 | Stryker Instruments Div Stryker Corp | SDP-1000 |  |  | WOODLANDS - OR |  |  |  |  | 029-13336 | 029-13336 | Woodlands | Memorial Hermann The Woodlands Medical Center | WOODLANDS - OR |  |  |  |  | New Add
YES | YES |  |  |  | 029-13334 | 029-13334 | Stryker Instruments Div Stryker Corp | SDP-1000 |  |  | WOODLANDS - OR |  |  |  |  | 029-13334 | 029-13334 | Woodlands | Memorial Hermann The Woodlands Medical Center | WOODLANDS - OR |  |  |  |  | New Add
YES | YES |  |  |  | 029-13163 | 029-13163 | Stryker Instruments Div Stryker Corp | SDP-1000 |  |  | WOODLANDS - OR |  |  |  |  | 029-13163 | 029-13163 | Woodlands | Memorial Hermann The Woodlands Medical Center | WOODLANDS - OR |  |  |  |  | New Add
YES | YES |  |  |  | 029-13167 | 029-13167 | Stryker Instruments Div Stryker Corp | SDP-1000 |  |  | WOODLANDS - OR |  |  |  |  | 029-13167 | 029-13167 | Woodlands | Memorial Hermann The Woodlands Medical Center | WOODLANDS - OR |  |  |  |  | New Add
YES | YES |  |  |  | 099-06372 | 099-06372 | Stryker Instruments Div Stryker Corp | SDP-1000 |  |  | SE - OR |  |  |  |  | 099-06372 | 099-06372 | Southeast | Memorial Hermann Southeast Hospital | SE - OR | OR
YES | YES |  |  |  | 099-06373 | 099-06373 | Stryker Instruments Div Stryker Corp | SDP-1000 |  |  | SE - OR |  |  |  |  | 099-06373 | 099-06373 | Southeast | Memorial Hermann Southeast Hospital | SE - OR | OR
YES | YES |  |  |  | 099-06376 | 099-06376 | Stryker Instruments Div Stryker Corp | SDP-1000 |  |  | SE - OR |  |  |  |  | 099-06376 | 099-06376 | Southeast | Memorial Hermann Southeast Hospital | SE - OR | OR
YES | YES |  |  |  | 099-06377 | 099-06377 | Stryker Instruments Div Stryker Corp | SDP-1000 |  |  | SE - OR |  |  |  |  | 099-06377 | 099-06377 | Southeast | Memorial Hermann Southeast Hospital | SE - OR | OR
YES | YES |  |  |  | 099-06378 | 099-06378 | Stryker Instruments Div Stryker Corp | SDP-1000 |  |  | SE - OR |  |  |  |  | 099-06378 | 099-06378 | Southeast | Memorial Hermann Southeast Hospital | SE - OR | OR
NO | NO |  |  |  | 029-10496 |  | Stryker Instruments Div Stryker Corp | SDP-1000 |  |  | WOODLANDS - OR | MHHS-Woodlands |  | Printer |  | 029-10496 |  | Woodlands |  | WOODLANDS - OR | [5 empty] | PRINTERS |  | PRINTER-Stryker-SDP1000 | PRINTER | SDP1000 |  |  |  | Stryker | Printer |  |  | PRINTER-Stryker-SDP1000 |  |  |  | Covered PM Repair - Biomedical | MHHS-Woodlands
NO | NO |  |  |  | 029-10517 |  | Stryker Instruments Div Stryker Corp | SDP-1000 |  |  | WOODLANDS - OR | MHHS-Woodlands |  | Printer |  | 029-10517 |  | Woodlands |  | WOODLANDS - OR | [5 empty] | PRINTERS |  | PRINTER-Stryker-SDP1000 | PRINTER | SDP1000 |  |  |  | Stryker | Printer |  |  | PRINTER-Stryker-SDP1000 |  |  |  | Covered PM Repair - Biomedical | MHHS-Woodlands
NO | NO |  |  |  | 041-18494 |  | Stryker Instruments Div Stryker Corp | SMARTPUMP, DUAL CHANNEL |  |  | MEMORIAL CITY - OUTPATIENT SURGERY | MHHS-Mem City |  |  |  | 041-18494 |  | West & Memorial City |  | MEMORIAL CITY - OUTPATIENT SURGERY | [5 empty] | TOURNIQUETS |  | .needs class | [5 empty] | Stryker | [7 empty] | Covered PM Repair - Biomedical | MHHS-Mem City
NO | YES |  |  |  | 151-01958 | 151-01958 | Stryker Instruments Div Stryker Corp | SYSTEM 7 SAW UNIVERSAL BATTERY CHARGER 7110-120-00 |  |  | CY-Sterile Processing | MHHS-Cypress |  |  |  | 151-01958 | 151-01958 | Northwest | MHHS-Cypress | CY-Sterile Processing | Spd | 4/1/17 |  |  |  | BATTERIES |  | .needs class | [5 empty] | Stryker | [7 empty] | Covered PM Repair - Biomedical | MHHS-Cypress
NO | YES |  |  |  | 151-01959 | 151-01959 | Stryker Instruments Div Stryker Corp | SYSTEM 7 SAW UNIVERSAL BATTERY CHARGER 7110-120-00 |  |  | CY-Sterile Processing | MHHS-Cypress |  |  |  | 151-01959 | 151-01959 | Northwest | MHHS-Cypress | CY-Sterile Processing | Spd | 4/1/17 |  |  |  | BATTERIES |  | .needs class | [5 empty] | Stryker | [7 empty] | Covered PM Repair - Biomedical | MHHS-Cypress
NO | YES |  |  |  | 151-01960 | 151-01960 | Stryker Instruments Div Stryker Corp | SYSTEM 7 SAW UNIVERSAL BATTERY CHARGER 7110-120-00 |  |  | CY-Sterile Processing | MHHS-Cypress |  |  |  | 151-01960 | 151-01960 | Northwest | MHHS-Cypress | CY-Sterile Processing | Spd | 4/1/17 |  |  |  | BATTERIES |  | .needs class | [5 empty] | Stryker | [7 empty] | Covered PM Repair - Biomedical | MHHS-Cypress
NO | YES |  |  |  | 133-07330 | 133-07330 | Stryker Instruments Div Stryker Corp | SYSTEM 7 SAW UNIVERSAL BATTERY CHARGER 7110-120-00 |  |  | Katy-OR | MHHS-Katy |  |  |  | 133-07330 | 133-07330 | Katy | MHHS-Katy | Katy-OR | SPD | 1/1/17 |  |  |  | BATTERIES |  | .needs class | [5 empty] | Stryker | [7 empty] | Covered PM Repair - Biomedical | MHHS-Katy
NO | YES |  |  |  | 145-00035 | 145-00035 | Stryker Instruments Div Stryker Corp | SYSTEM 7 SAW UNIVERSAL BATTERY CHARGER 7110-120-00 |  |  | Pearland-OR | MHHS-Pearland Hospital |  |  |  | 145-00035 | 145-00035 | Pearland | MHHS-Pearland Hospital | Pearland-OR | Sterile Core | 9/1/16 |  |  |  | BATTERIES |  | .needs class | [5 empty] | Stryker | [7 empty] | Covered PM Repair - Biomedical | MHHS-Pearland Hospital
NO | YES |  |  |  | 145-00036 | 145-00036 | Stryker Instruments Div Stryker Corp | SYSTEM 7 SAW UNIVERSAL BATTERY CHARGER 7110-120-00 |  |  | Pearland-OR | MHHS-Pearland Hospital |  |  |  | 145-00036 | 145-00036 | Pearland | MHHS-Pearland Hospital | Pearland-OR | Sterile Core | 9/1/16 |  |  |  | BATTERIES |  | .needs class | [5 empty] | Stryker | [7 empty] | Covered PM Repair - Biomedical | MHHS-Pearland Hospital
NO | YES |  |  |  | 145-00037 | 145-00037 | Stryker Instruments Div Stryker Corp | SYSTEM 7 SAW UNIVERSAL BATTERY CHARGER 7110-120-00 |  |  | Pearland-OR | MHHS-Pearland Hospital |  |  |  | 145-00037 | 145-00037 | Pearland | MHHS-Pearland Hospital | Pearland-OR | Sterile Core | 9/1/16 |  |  |  | BATTERIES |  | .needs class | [5 empty] | Stryker | [7 empty] | Covered PM Repair - Biomedical | MHHS-Pearland Hospital
NO | YES |  |  |  | 069-37267 | 069-37267 | Stryker Instruments Div Stryker Corp | SYSTEM 7 SAW UNIVERSAL BATTERY CHARGER 7110-120-00 |  |  | TMC-Sarofim 3-OR | MHHS-TMC |  |  |  | 069-37267 | 069-37267 | TMC | MHHS-TMC | TMC-Sarofim 3-OR | OR 39 | 7/1/17 |  | 7/1/18 |  | BATTERIES |  | .needs class | [5 empty] | Stryker |  |  |  |  | 6/1/18 |  |  | Covered PM Repair - Biomedical | MHHS-TMC
NO | YES |  |  |  | 069-37268 | 069-37268 | Stryker Instruments Div Stryker Corp | SYSTEM 7 SAW UNIVERSAL BATTERY CHARGER 7110-120-00 |  |  | TMC-Sarofim 3-OR | MHHS-TMC |  |  |  | 069-37268 | 069-37268 | TMC | MHHS-TMC | TMC-Sarofim 3-OR | Anesthesia decontamination S3413 | 3/1/20 |  | 3/1/21 |  | BATTERIES |  | .needs class | [5 empty] | Stryker |  |  |  |  | 6/1/18 |  |  | Covered PM Repair - Biomedical | MHHS-TMC
NO | YES |  |  |  | 069-37269 | 069-37269 | Stryker Instruments Div Stryker Corp | SYSTEM 7 SAW UNIVERSAL BATTERY CHARGER 7110-120-00 |  |  | OR | MHHS-TMC |  |  |  | 069-37269 | 069-37269 | TMC | Memorial Hermann-Texas Medical Center | OR | Room 38 | 4/1/17 |  | 4/1/18 |  | BATTERIES |  | .needs class | [5 empty] | Stryker |  |  |  |  | 6/1/18 |  |  | Covered PM Repair - Biomedical | MHHS-TMC
NO | YES |  |  |  | 069-37271 | 069-37271 | Stryker Instruments Div Stryker Corp | SYSTEM 7 SAW UNIVERSAL BATTERY CHARGER 7110-120-00 |  |  | TMC-OR-Hermann (2Hp) | MHHS-TMC |  |  |  | 069-37271 | 069-37271 | TMC | MHHS-TMC | TMC-OR-Hermann (2Hp) | OR 36 | 7/1/16 |  | 7/1/17 |  | BATTERIES |  | .needs class | [5 empty] | Stryker |  |  |  |  | 6/1/18 |  |  | Covered PM Repair - Biomedical | MHHS-TMC
NO | NO |  |  |  | 009-09884 |  | Stryker Instruments Div Stryker Corp | SYSTEM 7 SAW UNIVERSAL BATTERY CHARGER 7110-120-00 |  |  | GH - OR | MHHS-Greater Heights |  |  |  | 009-09884 |  | Central & Greater Heights |  | GH - OR | [5 empty] | BATTERIES |  | .needs class | [5 empty] | Stryker | [7 empty] | Covered PM Repair - Biomedical | MHHS-Greater Heights
NO | NO |  |  |  | 009-09885 |  | Stryker Instruments Div Stryker Corp | SYSTEM 7 SAW UNIVERSAL BATTERY CHARGER 7110-120-00 |  |  | GH - OR | MHHS-Greater Heights |  |  |  | 009-09885 |  | Central & Greater Heights |  | GH - OR | [5 empty] | BATTERIES |  | .needs class | [5 empty] | Stryker | [7 empty] | Covered PM Repair - Biomedical | MHHS-Greater Heights
NO | NO |  |  |  | 009-09886 |  | Stryker Instruments Div Stryker Corp | SYSTEM 7 SAW UNIVERSAL BATTERY CHARGER 7110-120-00 |  | +$0407901213AV | GH - OR | MHHS-Greater Heights |  |  |  | 009-09886 |  | Central & Greater Heights |  | GH - OR | [5 empty] | BATTERIES |  | .needs class | [5 empty] | Stryker | [7 empty] | Covered PM Repair - Biomedical | MHHS-Greater Heights
NO | NO |  |  |  | 009-10092 |  | Stryker Instruments Div Stryker Corp | SYSTEM 7 SAW UNIVERSAL BATTERY CHARGER 7110-120-00 |  | +$161540029310 | GH - OR | MHHS-Greater Heights |  |  |  | 009-10092 |  | Central & Greater Heights |  | GH - OR | [5 empty] | BATTERIES |  | .needs class | [5 empty] | Stryker | [7 empty] | Covered PM Repair - Biomedical | MHHS-Greater Heights
NO | NO | [5 empty] | Stryker Instruments Div Stryker Corp | SYSTEM 7 SAW UNIVERSAL BATTERY CHARGER 7110-120-00 |  |  | GH - OR | MHHS-Greater Heights | [5 empty] | Central & Greater Heights |  | GH - OR | [5 empty] | BATTERIES |  | .needs class | [5 empty] | Stryker | [7 empty] | Covered PM Repair - Biomedical | MHHS-Greater Heights
NO | NO |  |  |  | 129-05808 |  | Stryker Instruments Div Stryker Corp | SYSTEM 7 SAW UNIVERSAL BATTERY CHARGER 7110-120-00 |  |  | SUGAR LAND - CENTRAL SUPPLY | MHHS-Sugarland |  |  |  | 129-05808 |  | Sugar Land |  | SUGAR LAND - CENTRAL SUPPLY | [5 empty] | BATTERIES |  | .needs class | [5 empty] | Stryker | [7 empty] | Covered PM Repair - Biomedical | MHHS-Sugarland
NO | NO |  |  |  | 129-05814 |  | Stryker Instruments Div Stryker Corp | SYSTEM 7 SAW UNIVERSAL BATTERY CHARGER 7110-120-00 |  |  | SUGAR LAND - CENTRAL SUPPLY | MHHS-Sugarland |  |  |  | 129-05814 |  | Sugar Land |  | SUGAR LAND - CENTRAL SUPPLY | [5 empty] | BATTERIES |  | .needs class | [5 empty] | Stryker | [7 empty] | Covered PM Repair - Biomedical | MHHS-Sugarland
NO | NO |  |  |  | 069-43217 |  | Stryker Instruments Div Stryker Corp | SYSTEM 7 SAW UNIVERSAL BATTERY CHARGER 7110-120-00 |  | 162S900333 | TMC - OR - HERMANN (2HP) | MHHS-TMC |  |  |  | 069-43217 |  | TMC |  | TMC - OR - HERMANN (2HP) | [5 empty] | BATTERIES |  | .needs class | [5 empty] | Stryker | [7 empty] | Covered PM Repair - Biomedical | MHHS-TMC
NO | NO |  |  |  | 069-45377 |  | Stryker Instruments Div Stryker Corp | SYSTEM 7 SAW UNIVERSAL BATTERY CHARGER 7110-120-00 |  |  | TMC - OR - HERMANN (2HP) | MHHS-TMC |  |  |  | 069-45377 |  | TMC |  | TMC - OR - HERMANN (2HP) | [5 empty] | BATTERIES |  | .needs class | [5 empty] | Stryker | [7 empty] | Covered PM Repair - Biomedical | MHHS-TMC
NO | NO |  |  |  | 069-37270 |  | Stryker Instruments Div Stryker Corp | SYSTEM 7 SAW UNIVERSAL BATTERY CHARGER 7110-120-00 |  |  | TMC - OR - PEDI OR (2R) | MHHS-TMC |  |  |  | 069-37270 |  | TMC |  | TMC - OR - PEDI OR (2R) | [5 empty] | BATTERIES |  | .needs class | [5 empty] | Stryker | [7 empty] | Covered PM Repair - Biomedical | MHHS-TMC
YES | YES |  |  |  | 099-08079 | 099-08079 | Stryker u |  |  |  | WOODLANDS - PCU5 |  |  |  |  | 099-08079 | 099-08079 | Woodlands | MOB1 240 | WOODLANDS - PCU5 | Suite 240 | 3/1/20 |  | 3/1/23
YES | YES |  |  |  | 029-12317 | 029-12317 | Studio Reformer | Balanced body |  |  | MED PLAZA 4 |  |  |  |  | 029-12317 | 029-12317 | Woodlands | Memorial Hermann The Woodlands Medical Center | MED PLAZA 4 | MED PLAZA 4
YES | YES |  |  |  | 029-12318 | 029-12318 | Studio Reformer | Balanced body |  |  | MEDPLAZA 4 |  |  |  |  | 029-12318 | 029-12318 | Woodlands | Memorial Hermann The Woodlands Medical Center | MEDPLAZA 4 | MED PLAZA 4
YES | YES |  |  |  | 029-12319 | 029-12319 | Studio Reformer | Balanced body | [7 empty] | 029-12319 | 029-12319 | Woodlands | MED PLAZA 4 |  | MED PLAZA 4
NO | YES | Serial Number 12315 |  |  | 029-12320 | 029-12320 | Studio Reformer | Balanced body |  |  | MED PLAZA 4 |  |  |  |  | 029-12320 | 029-12320 | Woodlands | Memorial Hermann The Woodlands Medical Center | MED PLAZA 4 | MED PLAXA 4
YES | YES |  |  |  | 069-42504 | 069-42504 | Styker | 7110-120-000 |  |  | TMC - OR - HEREMAN (2HP) |  |  |  |  | 069-42504 | 069-42504 | TMC | Memorial Hermann Texas Medical Center | TMC - OR - HEREMAN (2HP) | S412 storage
NO | NO |  |  |  | SC314268J |  | SUMITOMO HEAVY INDUSTRIES | F-70H |  | 400-477471 | SUGAR LAND - RADIOLOGY | MHHS-Sugarland |  |  |  | SC314268J |  | Sugar Land |  | SUGAR LAND - RADIOLOGY | [5 empty] | SCANNING SYSTEMS, MAGNETIC RESONANCE IMAGING |  | .needs class | [5 empty] | Sumitomo | [7 empty] | Covered PM Repair - Biomedical | MHHS-Sugarland
YES | YES |  |  |  | 099-02125 | 099-02125 | Summit | AL750 |  | 2014-08-1079 | Katy -ER |  |  |  |  | 099-02125 | 099-02125 | Katy | Katy | Katy -ER | Pedi ER Unit | 2/1/20 |  |  |  |  | Refrigerator, Kitchen | REFRIGERATORKITCHEN-Summit Medical-AL750L | [23 empty] | REFRIGERATORKITCHEN | Refrigerator, Kitchen | Summit Medical
YES | YES | Serial Number Cnf |  |  | 041-14349 | 041-14349 | Summit | CNF |  | CNF | MEMORIAL CITY - Pediatrics |  |  |  |  | 041-14349 | 041-14349 | West | Memorial Hermann Memorial City Medical Center | MEMORIAL CITY - Pediatrics | MEMORIAL CITY - MHT - Pediatrics MH4 400.3 med room |  |  |  | No pm sticker
YES | YES |  |  |  | 133-08194 | 133-08194 | Summit | FF-6L |  | 2013 08 000392 | KATY - LABORATORY |  |  |  |  | 133-08194 | 133-08194 | Katy | Katy | KATY - LABORATORY | Lab | 2/1/20 | 2/1/20
YES | YES |  |  |  | 099-04919 | 099-04919 | Summit | FF-7L |  | 2006 04000072 | MedSurg 7th Floor |  |  |  |  | 099-04919 | 099-04919 | Katy | Memorial Hermann Katy Hospital | MedSurg 7th Floor | W7:160.1 clean workroom | 2/1/20 | 2/1/20
YES | YES |  |  |  | 099-04960 | 099-04960 | Summit | Ff-7L |  |  | 7th floor |  |  |  |  | 099-04960 | 099-04960 | Katy | Memorial Hermann Katy Hospital | 7th floor | W7:145.7 clean workroom
YES | YES |  |  |  | 099-01529 | 099-01529 | Summit | FF511LBI |  | 2013-04-0038 | 5th floor storage |  |  |  |  | 099-01529 | 099-01529 | Katy | Memorial Hermann Northeast Hospital | 5th floor storage | Room Hallway
NO | YES |  |  |  | 041-20697 | 041-20697 | Summit Appliance | ACCUCOLD FFAR21L |  | B25H5 | Memorial City-Labor & Delivery | MHHS-Mem City |  |  |  | 041-20697 | 041-20697 | West | MHHS-Mem City | Memorial City-Labor & Delivery | Hall | 2/1/19 |  | 2/1/20 |  | REFRIGERATORS, PHARMACY |  | .needs class |  |  |  |  | .needs class | Summit Appliances | [7 empty] | Covered PM Repair - Biomedical | MHHS-Mem City
NO | YES |  |  |  | 929-00909 | 929-00909 | Summit Appliance | ACCUCOLD FFAR21L |  | AP012811704130280 | MHOSH-3rd Floor | MHHS Orthopedic & Spine |  |  |  | 929-00909 | 929-00909 | Central & Greater Heights | MHHS-Orthopedic & Spine | MHOSH-3rd Floor |  | 10/22/19 |  |  |  | REFRIGERATORS, PHARMACY |  | .needs class |  |  |  |  | .needs class | Summit Appliances |  |  |  |  | 1/5/17 | MHOSH Inventory Dec 2019 into 2020 - Copy.xls - Newly Verified |  | Covered PM Repair - Biomedical | MHHS Orthopedic & Spine
NO | NO | [5 empty] | Summit Appliance | ACCUCOLD FFAR21L |  | N/A | CY - L&D | MHHS-Cypress | [5 empty] | Northwest & Cypress |  | CY - L&D | [5 empty] | REFRIGERATORS, PHARMACY |  | .needs class |  |  |  |  | .needs class | Summit Appliances | [7 empty] | Covered PM Repair - Biomedical | MHHS-Cypress
NO | NO |  |  |  | 041-34132 |  | Summit Appliance | ACCUCOLD FFAR21L |  | N/A | MEMORIAL CITY - MHT - JHC OR | MHHS-Mem City |  |  |  | 041-34132 |  | West & Memorial City |  | MEMORIAL CITY - MHT - JHC OR | [5 empty] | REFRIGERATORS, PHARMACY |  | .needs class |  |  |  |  | .needs class | Summit Appliances | [7 empty] | Covered PM Repair - Biomedical | MHHS-Mem City
NO | NO |  |  |  | 029-12160 |  | Summit Appliance | ACCUCOLD FFAR21L |  | 2016-12-1031 | MH MG - (WDLS) - SPRING CCC | MHHS-MG |  |  |  | 029-12160 |  | Woodlands |  | MH MG - (WDLS) - SPRING CCC | [5 empty] | REFRIGERATORS, PHARMACY |  | .needs class |  |  |  |  | .needs class | Summit Appliances | [7 empty] | Covered PM Repair - Biomedical | MHHS-MG
NO | YES |  |  |  | 029-32130 | 029-32130 | Summit Appliance | ACCUCOLD FFAR24LMED2 |  | 2018-12-1541 | Woodlands-Cath Lab | MHHS-Woodlands |  |  |  | 029-32130 | 029-32130 | Woodlands | MHHS-Woodlands | Woodlands-Cath Lab | Cath lab 1 | 3/1/19 |  | 3/1/20 |  | REFRIGERATORS, PHARMACY |  | .needs class |  |  |  |  | .needs class | Summit Appliances | [7 empty] | Covered PM Repair - Biomedical | MHHS-Woodlands
NO | YES |  |  |  | 029-08517 | 029-08517 | Summit Appliance | AL650L |  | 2007-02-3790 | Woodlands-Terramont ER (Clinic) | MHHS-Woodlands |  |  |  | 029-08517 | 029-08517 | Woodlands | MHHS-Woodlands | Woodlands-Terramont ER (Clinic) | Lab | 9/1/19 |  | 9/1/20 |  | REFRIGERATORS, LABORATORY | Refrigerator, Kitchen | REFRIGERATORKITCHEN-Summit Medical-AL-650 |  |  |  |  | REFRIGERATORKITCHEN-Summit Medical-AL-650 | Summit Appliances | [7 empty] | Covered PM Repair - Biomedical | MHHS-Woodlands | [8 empty] | REFRIGERATORKITCHEN | Refrigerator, Kitchen | Summit Medical
NO | NO |  |  |  | 029-08516 |  | Summit Appliance | AL650L |  | 2007-02-3708 | WOODLANDS - TERRAMONT LAB (CLINIC) | MHHS-Woodlands |  |  |  | 029-08516 |  | Woodlands |  | WOODLANDS - TERRAMONT LAB (CLINIC) | [5 empty] | REFRIGERATORS, LABORATORY |  | REFRIGERATORKITCHEN-Summit Medical-AL-650 |  |  |  |  | REFRIGERATORKITCHEN-Summit Medical-AL-650 | Summit Appliances | [7 empty] | Covered PM Repair - Biomedical | MHHS-Woodlands
NO | YES | Serial Number Check pic |  |  |  | 099-06772 | Summit Appliance | AL750L |  | Check pic | Memorial City-Postpartum-Nursery | MHHS-Mem City |  | Refrigerator, Kitchen |  |  | 099-06772 | West | MHHS-Mem City | Memorial City-Postpartum-Nursery |  | 8/1/19 |  |  |  | REFRIGERATORS, LABORATORY |  | REFRIGERATORKITCHEN-Summit Medical-AL750L | REFRIGERATORKITCHEN | AL750L |  |  |  | Summit Medical | Refrigerator, Kitchen |  |  | REFRIGERATORKITCHEN-Summit Medical-AL750L |  |  |  | Covered PM Repair - Biomedical | MHHS-Mem City
NO | YES | [5 empty] | Summit Appliance | AL750L |  | 2005-06-0930 | SW-HVI-Noninvasive Cardiology | MHHS-Southwest |  | Refrigerator, Kitchen |  |  |  | Southwest | MHHS-Southwest | SW-HVI-Noninvasive Cardiology | Nurse station | 1/1/19 |  | 1/1/20 |  | REFRIGERATORS, LABORATORY | Refrigerator, Kitchen | REFRIGERATORKITCHEN-Summit Medical-AL750L | REFRIGERATORKITCHEN | AL750L |  |  |  | Summit Medical | Refrigerator, Kitchen |  |  | REFRIGERATORKITCHEN-Summit Medical-AL750L |  |  |  | Covered PM Repair - Biomedical | MHHS-Southwest | [8 empty] | REFRIGERATORKITCHEN | Refrigerator, Kitchen | Summit Medical
NO | NO | [5 empty] | Summit Appliance | AL750L |  | 2007- 03 - 5318 | MEMORIAL CITY - LABOR & DELIVERY | MHHS-Mem City |  | Refrigerator, Kitchen |  |  |  | West & Memorial City |  | MEMORIAL CITY - LABOR & DELIVERY | [5 empty] | REFRIGERATORS, LABORATORY |  | REFRIGERATORKITCHEN-Summit Medical-AL750L | REFRIGERATORKITCHEN | AL750L |  |  |  | Summit Medical | Refrigerator, Kitchen |  |  | REFRIGERATORKITCHEN-Summit Medical-AL750L |  |  |  | Covered PM Repair - Biomedical | MHHS-Mem City
NO | NO | [5 empty] | Summit Appliance | AL750L |  |  | MEMORIAL CITY - MHT - NICU | MHHS-Mem City |  | Refrigerator, Kitchen |  |  |  | West & Memorial City |  | MEMORIAL CITY - MHT - NICU | [5 empty] | REFRIGERATORS, LABORATORY |  | REFRIGERATORKITCHEN-Summit Medical-AL750L | REFRIGERATORKITCHEN | AL750L |  |  |  | Summit Medical | Refrigerator, Kitchen |  |  | REFRIGERATORKITCHEN-Summit Medical-AL750L |  |  |  | Covered PM Repair - Biomedical | MHHS-Mem City
NO | NO |  |  |  | 929-00932 |  | Summit Appliance | AL750L |  | 2017-11-1162 | OPID - (TMC) - UPPER KIRBY - 467 | MHHS-OPID |  | Refrigerator, Kitchen |  | 929-00932 |  | TMC |  | OPID - (TMC) - UPPER KIRBY - 467 | [5 empty] | REFRIGERATORS, LABORATORY |  | REFRIGERATORKITCHEN-Summit Medical-AL750L | REFRIGERATORKITCHEN | AL750L |  |  |  | Summit Medical | Refrigerator, Kitchen |  |  | REFRIGERATORKITCHEN-Summit Medical-AL750L |  |  |  | Covered PM Repair - Biomedical | MHHS-OPID
NO | NO |  |  |  | 929-00932 |  | Summit Appliance | AL750L |  | 2017-11-1162 | OPID - (TMC) - UPPER KIRBY - 467 | MHHS-OPID |  | Refrigerator, Kitchen |  | 929-00932 |  | TMC |  | OPID - (TMC) - UPPER KIRBY - 467 | [5 empty] | REFRIGERATORS, LABORATORY |  | REFRIGERATORKITCHEN-Summit Medical-AL750L | REFRIGERATORKITCHEN | AL750L |  |  |  | Summit Medical | Refrigerator, Kitchen |  |  | REFRIGERATORKITCHEN-Summit Medical-AL750L |  |  |  | Covered PM Repair - Biomedical | MHHS-OPID
NO | YES |  |  |  | 009-08226 | 009-08226 | Summit Appliance | FF28L |  | FF28L110800359 | CBC - (GH) - HOGG MIDDLE SCHOOL CLINIC | MHHS-Neighborhood Clinics |  | Refrigerator, Kitchen |  | 009-08226 | 009-08226 | Central & Greater Heights |  | CBC - (GH) - HOGG MIDDLE SCHOOL CLINIC |  | 07/28/2017 |  |  |  | REFRIGERATORS, LABORATORY |  | REFRIGERATORKITCHEN-Summit Medical-FF-28L | REFRIGERATORKITCHEN | FF-28L |  |  |  | Summit Medical | Refrigerator, Kitchen |  |  | REFRIGERATORKITCHEN-Summit Medical-FF-28L | 05/08/2015 |  |  | Covered PM Repair - Biomedical | MHHS-Neighborhood Clinics
NO | YES |  |  |  | 129-04767 | 129-04767 | Summit Appliance | FF28LMED |  | FF28L110800172 | CBC - (STX) - TERRY HIGH SCHOOL | MHHS-Neighborhood Clinics |  |  |  | 129-04767 | 129-04767 | South |  | CBC - (STX) - TERRY HIGH SCHOOL |  | 03/14/2019 |  |  |  | REFRIGERATORS, LABORATORY |  | .needs class | [5 empty] | Summit Appliances |  |  |  |  | 07/25/2019 |  |  | Covered PM Repair - Biomedical | MHHS-Neighborhood Clinics
NO | YES |  |  |  | 129-07727 | 129-07727 | Summit Appliance | FF7BBI |  | 2016-08-1089 | OPID - (SL) - SUGAR LAND - 449 (MP1) | MHHS-OPID |  |  |  | 129-07727 | 129-07727 | Sugar Land |  | OPID - (SL) - SUGAR LAND - 449 (MP1) | IV Prep | 2/1/19 |  | 2/1/20 |  | REFRIGERATORS, LABORATORY |  | .needs class | [5 empty] | Summit Appliances |  |  |  |  | 6/17/20 |  |  | Not Covered Vendor Only - Biomedical | MHHS-OPID
NO | YES |  |  |  | 000-05060 |  | Summit Appliance | FF7L-BI |  | 000-05060 | MH MG - (MC) - PHILLIPS 66 | MHHS-MG |  |  |  | 000-05060 |  | West & Memorial City |  | MH MG - (MC) - PHILLIPS 66 |  | 04/09/2019 |  |  |  | REFRIGERATORS, LABORATORY |  | .needs class | [5 empty] | Summit Appliances |  |  |  |  | 04/01/2016 |  |  | Covered PM Repair - Biomedical | MHHS-MG
NO | YES | Serial Number Cnf |  |  | 041-19359 | 041-19359 | Summit Appliance | FFAR-2L |  | CNF | MEMORIAL CITY - MRI | MHHS-Mem City |  | Refrigerator, Kitchen |  | 041-19359 | 041-19359 | West | Memorial Hermann Memorial City Medical Center | MEMORIAL CITY - MRI | [5 empty] | REFRIGERATORS, LABORATORY |  | REFRIGERATORKITCHEN-Summit Medical-FFAR-2L | REFRIGERATORKITCHEN | FFAR-2L |  |  |  | Summit Medical | Refrigerator, Kitchen |  |  | REFRIGERATORKITCHEN-Summit Medical-FFAR-2L |  |  |  | Covered PM Repair - Biomedical | MHHS-Mem City
NO | YES |  |  |  | 041-20744 | 041-20744 | Summit Appliance | FFAR24LMAN |  | AP019191612160159 | MEMORIAL CITY - MOR | MHHS-Mem City |  |  |  | 041-20744 | 041-20744 | West | Memorial City - Memorial Hermann Hospital | MEMORIAL CITY - MOR | Sterile Core |  |  |  |  | REFRIGERATORS, PHARMACY |  | .needs class | [5 empty] | Summit Appliances | [7 empty] | Covered PM Repair - Biomedical | MHHS-Mem City
NO | NO |  |  |  | 041-20629 |  | Summit Appliance | FFAR24LMAN |  | AP014991605070362 | MEMORIAL CITY - CENTRAL SUPPLY | MHHS-Mem City |  |  |  | 041-20629 |  | West & Memorial City |  | MEMORIAL CITY - CENTRAL SUPPLY | [5 empty] | REFRIGERATORS, PHARMACY |  | .needs class | [5 empty] | Summit Appliances | [7 empty] | Covered PM Repair - Biomedical | MHHS-Mem City
NO | YES |  |  |  | 041-17301 | 041-17301 | Summit Appliance | FFAR24LPLUS |  | N/A | MEMORIAL CITY - DIGESTIVE DISEASE CENTER | MHHS-Mem City |  |  |  | 041-17301 | 041-17301 | West | Memorial Hermann Heart | MEMORIAL CITY - DIGESTIVE DISEASE CENTER | In front of housekeeping door E9 234 |  |  |  |  | FREEZERS, LABORATORY |  | .needs class | [5 empty] | Summit Appliances | [7 empty] | Covered PM Repair - Biomedical | MHHS-Mem City
NO | NO |  |  |  | 041-18662 |  | Summit Appliance | FFAR24LPLUS |  | 2015-03-1230 | MEMORIAL CITY - CENTRAL SUPPLY | MHHS-Mem City |  |  |  | 041-18662 |  | West & Memorial City |  | MEMORIAL CITY - CENTRAL SUPPLY | [5 empty] | FREEZERS, LABORATORY |  | .needs class | [5 empty] | Summit Appliances | [7 empty] | Covered PM Repair - Biomedical | MHHS-Mem City
NO | YES |  |  |  | 929-00921 | 929-00921 | Summit Appliance | FS24-LMED ACCUCOLD |  |  | MHOSH-Pre/Post Op | MHHS Orthopedic & Spine |  |  |  | 929-00921 | 929-00921 | Central | MHHS-Orthopedic & Spine | MHOSH-Pre/Post Op | Nurse station | 1/1/21 |  | 1/1/21 |  | FREEZERS, LABORATORY |  | .needs class | [5 empty] | Summit Appliances |  |  |  |  | 7/25/19 | MHOSH Inventory Dec 2019 into 2020 - Copy.xls - Already Verified |  | Covered PM Repair - Biomedical | MHHS Orthopedic & Spine
NO | NO |  |  |  | 925-01171 |  | Summit Appliance | FS24-LMED ACCUCOLD |  | B407134SUM15010017 | MH MG - (SW) - BELLAIRE CENTER | MHHS-MG |  |  |  | 925-01171 |  | Southwest |  | MH MG - (SW) - BELLAIRE CENTER | [5 empty] | FREEZERS, LABORATORY |  | .needs class | [5 empty] | Summit Appliances | [7 empty] | Covered PM Repair - Biomedical | MHHS-MG
NO | NO |  |  |  | 013-38638 |  | Summit Appliance | S19LWH |  | AP016461510080098 | SW - WOUND CARE | MHHS-Southwest |  |  |  | 013-38638 |  | Southwest |  | SW - WOUND CARE | [5 empty] | REFRIGERATORS, PHARMACY |  | .needs class | [5 empty] | Summit Appliances | [7 empty] | Covered PM Repair - Biomedical | MHHS-Southwest
NO | NO |  |  |  | 129-07814 |  | Summit Appliance | S19LWH |  | AP01646167010171 | SUGAR LAND - OR | MHHS-Sugarland |  |  |  | 129-07814 |  | Sugar Land |  | SUGAR LAND - OR | [5 empty] | REFRIGERATORS, PHARMACY |  | .needs class | [5 empty] | Summit Appliances | [7 empty] | Covered PM Repair - Radiology, Low End | MHHS-Sugarland
NO | YES |  |  |  | 142-08359 | 142-08359 | Summit Appliance | SCFF236 |  |  | NE-NICU | MHHS-Northeast |  |  |  | 142-08359 | 142-08359 | Katy | MHHS-Northeast | NE-NICU | Hall | 8/1/19 |  |  |  | FREEZERS, LABORATORY |  | .needs class | [5 empty] | Summit Appliances |  |  |  |  | 5/1/17 |  |  | Covered PM Repair - Biomedical | MHHS-Northeast
NO | YES |  |  |  | 142-07282 | 142-07282 | Summit Appliance | SCRR231 |  |  | NE-NICU | MHHS-Northeast |  |  |  | 142-07282 | 142-07282 | Katy | MHHS-Northeast | NE-NICU | Hall | 8/1/19 |  |  |  | REFRIGERATORS, PHARMACY |  | .needs class | [5 empty] | Summit Appliances |  |  |  |  | 5/1/17 |  |  | Covered PM Repair - Biomedical | MHHS-Northeast
YES | YES | Serial Number Cnf |  |  | 133-08737 | 133-08737 | Summit Appliance Div Felix Storch Inc | Accucold |  | Cnf | KATY - OR |  |  |  |  | 133-08737 | 133-08737 | Katy | Memorial Hermann Katy Hospital | KATY - OR | Medication Sterile Core W2 300.6
YES | YES |  |  |  | 041-34863 | 041-34863 | Summit Appliance Div Felix Storch Inc | AL750 |  | 2007-03-5328 | Memorial City -MHT - Med/Surg |  |  |  |  | 041-34863 | 041-34863 | West | Memorial Hermann Memorial City Medical Center | Memorial City -MHT - Med/Surg | MH 6 Medication Room
NO | YES |  |  |  | 000-05197 | 000-05197 | Summit Appliances Division, Felix Storch, Inc. | AL750 |  | 2013-08-0348 | MH MG-(PL)-Pearland Clinic | MHHS-MG |  |  |  | 000-05197 | 000-05197 | Pearland | MHHS-MG | MH MG-(PL)-Pearland Clinic | Lab |  |  |  | No pm required sticker | REFRIGERATORS, LABORATORY | Refrigerator, Kitchen | REFRIGERATORKITCHEN-Summit Medical-AL750L |  |  |  |  | REFRIGERATORKITCHEN-Summit Medical-AL750L | Summit Appliances |  |  |  |  | 2/2/20 |  |  | Not Covered Vendor Only - Biomedical | MHHS-MG | [8 empty] | REFRIGERATORKITCHEN | Refrigerator, Kitchen | Summit Medical
NO | YES |  |  |  | 142-07029 | 142-07029 | Summit Appliances Division, Felix Storch, Inc. | AL750 |  | 2016-09-1298 | NE-Mother & Baby | MHHS-Northeast |  |  |  | 142-07029 | 142-07029 | Katy | MHHS-Northeast | NE-Mother & Baby | Nurse Station Equipment Room | 5/1/19 | 5/1/20 |  |  | REFRIGERATORS, LABORATORY | Refrigerator, Kitchen | REFRIGERATORKITCHEN-Summit Medical-AL750L |  |  |  |  | REFRIGERATORKITCHEN-Summit Medical-AL750L | Summit Appliances | [7 empty] | Covered PM Repair - Biomedical | MHHS-Northeast | [8 empty] | REFRIGERATORKITCHEN | Refrigerator, Kitchen | Summit Medical
NO | YES |  |  |  |  | 142-06271 | Summit Appliances Division, Felix Storch, Inc. | AL750 |  | 2014-07-1002 | NE-OR | MHHS-Northeast |  |  |  |  | 142-06271 | Katy | MHHS-Northeast | NE-OR | OR Hybrid Room supply room | 1/1/19 | 1/1/20 |  |  | REFRIGERATORS, LABORATORY | Refrigerator, Kitchen | REFRIGERATORKITCHEN-Summit Medical-AL750L |  |  |  |  | REFRIGERATORKITCHEN-Summit Medical-AL750L | Summit Appliances | [7 empty] | Covered PM Repair - Biomedical | MHHS-Northeast | [8 empty] | REFRIGERATORKITCHEN | Refrigerator, Kitchen | Summit Medical
NO | YES |  |  |  | 145-00279 | 145-00279 | Summit Appliances Division, Felix Storch, Inc. | AL750 |  | 2014-08-1410 | Pearland-Projects | MHHS-Pearland Hospital |  |  |  | 145-00279 | 145-00279 | Pearland | MHHS-Pearland Hospital | Pearland-Projects | APO room 251 | 8/1/20 | 8/1/19 |  |  | REFRIGERATORS, LABORATORY | Refrigerator, Kitchen | REFRIGERATORKITCHEN-Summit Medical-AL750L |  |  |  |  | REFRIGERATORKITCHEN-Summit Medical-AL750L | Summit Appliances |  |  |  |  | 2/2/13 |  |  | Covered PM Repair - Biomedical | MHHS-Pearland Hospital | [8 empty] | REFRIGERATORKITCHEN | Refrigerator, Kitchen | Summit Medical
NO | YES |  |  |  | 013-37865 | 013-37865 | Summit Appliances Division, Felix Storch, Inc. | AL750 |  | 2016-08-1268 | SW-NICU | MHHS-Southwest |  |  |  | 013-37865 | 013-37865 | Southwest | MHHS-Southwest | SW-NICU | Nicu level 3 | 1/1/19 |  |  |  | REFRIGERATORS, LABORATORY | Refrigerator, Kitchen | REFRIGERATORKITCHEN-Summit Medical-AL750L |  |  |  |  | REFRIGERATORKITCHEN-Summit Medical-AL750L | Summit Appliances | [7 empty] | Covered PM Repair - Biomedical | MHHS-Southwest | [8 empty] | REFRIGERATORKITCHEN | Refrigerator, Kitchen | Summit Medical
NO | NO |  |  |  | 005-10475 |  | Summit Appliances Division, Felix Storch, Inc. | AL750 |  | B411134SUM14100126 | OPID - (SE) - BAYSHORE - 403 | MHHS-OPID |  |  |  | 005-10475 |  | Southeast & Bay Area |  | OPID - (SE) - BAYSHORE - 403 | [5 empty] | REFRIGERATORS, LABORATORY |  | REFRIGERATORKITCHEN-Summit Medical-AL750L |  |  |  |  | REFRIGERATORKITCHEN-Summit Medical-AL750L | Summit Appliances | [7 empty] | Not Covered Vendor Only - Biomedical | MHHS-OPID
NO | NO |  |  |  | 145-00030 |  | Summit Appliances Division, Felix Storch, Inc. | AL750 |  | 2014-08-1409 | PEARLAND - OR | MHHS-Pearland Hospital |  |  |  | 145-00030 |  | Pearland |  | PEARLAND - OR | [5 empty] | REFRIGERATORS, LABORATORY |  | REFRIGERATORKITCHEN-Summit Medical-AL750L |  |  |  |  | REFRIGERATORKITCHEN-Summit Medical-AL750L | Summit Appliances | [7 empty] | Covered PM Repair - Biomedical | MHHS-Pearland Hospital
NO | NO |  |  |  | 145-00773 |  | Summit Appliances Division, Felix Storch, Inc. | AL750 |  | 2015-11-1026 | PEARLAND - PROJECTS | MHHS-Pearland Hospital |  |  |  | 145-00773 |  | Pearland |  | PEARLAND - PROJECTS | [5 empty] | REFRIGERATORS, LABORATORY |  | REFRIGERATORKITCHEN-Summit Medical-AL750L |  |  |  |  | REFRIGERATORKITCHEN-Summit Medical-AL750L | Summit Appliances | [7 empty] | Covered PM Repair - Biomedical | MHHS-Pearland Hospital
NO | NO |  |  |  | 013-37864 |  | Summit Appliances Division, Felix Storch, Inc. | AL750 |  | 2016-10-1331 | SW - NICU | MHHS-Southwest |  |  |  | 013-37864 |  | Southwest |  | SW - NICU | [5 empty] | REFRIGERATORS, LABORATORY |  | REFRIGERATORKITCHEN-Summit Medical-AL750L |  |  |  |  | REFRIGERATORKITCHEN-Summit Medical-AL750L | Summit Appliances | [7 empty] | Covered PM Repair - Biomedical | MHHS-Southwest
NO | YES |  |  |  | 142-07031 | 142-07031 | Summit Appliances Division, Felix Storch, Inc. | ALF620L |  | 2017-01-1020 | NE-Nursery | MHHS-Northeast |  |  |  | 142-07031 | 142-07031 | Katy | MHHS-Northeast | NE-Nursery | Continuing care nursery | 5/1/19 | 5/1/20 |  |  | FREEZERS, LABORATORY |  | .needs class |  |  |  |  | .needs class | Summit Appliances | [7 empty] | Covered PM Repair - Biomedical | MHHS-Northeast
NO | YES |  |  |  | 583-01000 | 583-01000 | Summit Appliances Division, Felix Storch, Inc. | ALF620L |  | 2014-07-1020 | SMR-(KY)-South Katy CCC | MHHS-SMR |  |  |  | 583-01000 | 583-01000 | Katy | MHHS-Others | SMR-(KY)-South Katy CCC | Rehab |  |  |  |  | FREEZERS, LABORATORY |  | .needs class |  |  |  |  | .needs class | Summit Appliances | [7 empty] | Covered PM Repair - Biomedical | MHHS-SMR
NO | YES |  |  |  | 929-01378 | 929-01378 | Summit Appliances Division, Felix Storch, Inc. | ALF620L |  | 2016-12-1030 | SMR-(WDLS)-Spring CCC | MHHS-SMR |  |  |  | 929-01378 | 929-01378 | Woodlands | MHHS-Others | SMR-(WDLS)-Spring CCC |  | 1/1/18 |  |  |  | FREEZERS, LABORATORY |  | .needs class |  |  |  |  | .needs class | Summit Appliances | [7 empty] | Covered PM Repair - Biomedical | MHHS-SMR
NO | YES |  |  |  | 013-38687 | 013-38687 | Summit Appliances Division, Felix Storch, Inc. | FF-7B |  | HS1661 | SW-OR | MHHS-Southwest |  | Refrigerator, Kitchen |  | 013-38687 | 013-38687 | Southwest | MHHS-Southwest | SW-OR | Or core 19 | 3/1/20 |  | 3/1/21 |  | REFRIGERATORS, LABORATORY | Refrigerator, Kitchen | REFRIGERATORKITCHEN-Summit Medical-FF7B | REFRIGERATORKITCHEN | FF7B |  |  |  | Summit Medical | Refrigerator, Kitchen |  |  | REFRIGERATORKITCHEN-Summit Medical-FF7B | 7/1/20 |  |  | Covered PM Repair - Biomedical | MHHS-Southwest | [8 empty] | REFRIGERATORKITCHEN | Refrigerator, Kitchen | Summit Medical
NO | NO |  |  |  | 133-07938 |  | Summit Appliances Division, Felix Storch, Inc. | FF-7B |  | 2006-04-000185 | KATY - NICU | MHHS-Katy |  | Refrigerator, Kitchen |  | 133-07938 |  | Katy |  | KATY - NICU | [5 empty] | REFRIGERATORS, LABORATORY |  | REFRIGERATORKITCHEN-Summit Medical-FF7B | REFRIGERATORKITCHEN | FF7B |  |  |  | Summit Medical | Refrigerator, Kitchen |  |  | REFRIGERATORKITCHEN-Summit Medical-FF7B |  |  |  | Not Covered Vendor Only - Biomedical | MHHS-Katy
NO | YES |  |  |  | 041-32875 | 041-32875 | Summit Appliances Division, Felix Storch, Inc. | FF28LWH |  | N/A | MEMORIAL CITY - Orthopedic Surgery | MHHS-Mem City |  |  |  | 041-32875 | 041-32875 | West | Memorial Hermann Memorial City Medical Center | MEMORIAL CITY - Orthopedic Surgery | Memorial City - Orthopedic Surgery Hallway |  |  |  |  | REFRIGERATORS, LABORATORY |  | .needs class | [5 empty] | Summit Appliances | [7 empty] | Not Covered Vendor Only - Biomedical | MHHS-Mem City
NO | NO |  |  |  | 142-07133 |  | Summit Appliances Division, Felix Storch, Inc. | FF28LWH |  | AP012811505040072 | OPID - (NE) - SUMMER CREEK CCC - 444 | MHHS-OPID |  |  |  | 142-07133 |  | Katy |  | OPID - (NE) - SUMMER CREEK CCC - 444 | [5 empty] | REFRIGERATORS, LABORATORY |  | .needs class | [5 empty] | Summit Appliances | [7 empty] | Not Covered Vendor Only - Biomedical | MHHS-OPID
NO | NO |  |  |  | 241-03299 |  | Summit Appliances Division, Felix Storch, Inc. | FF28LWH |  |  | TIRR - UROLOGY/SPEC PROC (17) | MHHS-TIRR |  |  |  | 241-03299 |  | TMC |  | TIRR - UROLOGY/SPEC PROC (17) | [5 empty] | REFRIGERATORS, LABORATORY |  | .needs class | [5 empty] | Summit Appliances | [7 empty] | Not Covered Vendor Only - Biomedical | MHHS-TIRR
NO | NO | [5 empty] | Summit Appliances Division, Felix Storch, Inc. | FF6L |  | 2006-8152 | OPID - (TMC) - MH IMAGING CENTER - 417 | MHHS-OPID |  | Refrigerator, Kitchen |  |  |  | TMC |  | OPID - (TMC) - MH IMAGING CENTER - 417 | [5 empty] | REFRIGERATORS, LABORATORY |  | REFRIGERATORKITCHEN-Summit Medical-FF-6L | REFRIGERATORKITCHEN | FF-6L |  |  |  | Summit Medical | Refrigerator, Kitchen |  |  | REFRIGERATORKITCHEN-Summit Medical-FF-6L |  |  |  | Not Covered Vendor Only - Biomedical | MHHS-OPID
NO | NO |  |  |  | 069-43641 |  | Summit Appliances Division, Felix Storch, Inc. | FFAR22LW |  |  | OPID - (TMC) - UPPER KIRBY BC - 454 | MHHS-OPID |  |  |  | 069-43641 |  | TMC |  | OPID - (TMC) - UPPER KIRBY BC - 454 | [5 empty] | REFRIGERATORS, PHARMACY |  | .needs class | [5 empty] | Summit Appliances | [7 empty] | Not Covered Vendor Only - Biomedical | MHHS-OPID
NO | YES |  |  |  | 142-05549 | 142-05549 | Summit Appliances Division, Felix Storch, Inc. | VT65 |  | 2006-10-2381 | SC CCC-(NE)-Laboratory | MHHS-Summer Creek CCC |  |  |  | 142-05549 | 142-05549 | Katy | MHHS-Others | SC CCC-(NE)-Laboratory | Lab | 7/1/19 | 7/1/20 |  |  | FREEZERS, LABORATORY |  | .needs class | [5 empty] | Summit Appliances | [7 empty] | Not Covered Vendor Only - Lab Ana/Anes | MHHS-Summer Creek CCC
YES | YES |  |  |  | 041-14306 | 041-14306 | Summit commercial | AL750L |  | 2007-03-5349 | MEMORIAL CITY - LABOR |  |  |  |  | 041-14306 | 041-14306 | West | Womens Memorial Hermann Memorial City Hospital | MEMORIAL CITY - LABOR | L | 7/1/16 | [5 empty] | REFRIGERATORKITCHEN-Summit Medical-AL750L
YES | YES |  |  |  | 151-03963 |  | Summit Commercial Refrigerator | AL750L |  | 2007-03-5313 | Ortho. Floor. 5th Floor |  |  |  |  | 151-03963 |  | West | Memorial Hermann - Memorial City | Ortho. Floor. 5th Floor | Medication Room
NO | YES |  |  |  | 142-09221 | 142-09221 | Summit Doppler Systems Inc | 250AR |  | LF001915 | MH MG-(WDLS)-Ob/Gyn (Mp3) |  |  |  |  | 142-09221 | 142-09221 | Woodlands | MHHS-MG | MH MG-(WDLS)-Ob/Gyn (Mp3) | Nurses Station |  |  |  | New Add - ?Auone time inspection?Au sticker
YES | YES |  |  |  | 099-12802 | 099-12802 | Summit Doppler Systems Inc | 811-BTS |  | 811B-700002900 | TMC - HERMANN - ADULT ER (1HP) |  |  |  |  | 099-12802 | 099-12802 | TMC | Memorial Hermann-Texas Medical Center | TMC - HERMANN - ADULT ER (1HP) | Trauma 14
YES | YES |  |  |  | 151-04981 | 151-04981 | Summit Doppler Systems Inc | L150 | [7 empty] | 151-04981 | 151-04981 | Northwest | Memorial Hermann Medical Group Fairfield (#100) |  | Lab
YES | YES |  |  |  |  | 074-06067 | Summit Doppler Systems Inc | L250 |  |  | OB/GYM MP3 | [5 empty] | 074-06067 | Woodlands | Memorial Hermann The Woodlands Medical Center | OB/GYM MP3 | OB/GYM MP3
YES | YES |  |  |  | 013-34062 | 013-34062 | Summit Doppler Systems Inc | L250 |  |  | SW - ICU - NEURO |  |  |  |  | 013-34062 | 013-34062 | Southwest | Memorial Hermann Southwest Hospital | SW - ICU - NEURO | Nurses Station |  |  |  | New Add
YES | YES |  |  |  | 099-14170 | 099-14170 | Summit Doppler Systems Inc | L250 |  |  | TWC |  |  |  |  | 099-14170 | 099-14170 | TMC | Memorial Hermann-Texas Medical Center | TWC | Exam Rm 3
YES | YES |  |  |  | 099-14169 | 099-14169 | Summit Doppler Systems Inc | L250 |  |  | TWC |  |  |  |  | 099-14169 | 099-14169 | TMC | Memorial Hermann-Texas Medical Center | TWC | Exam Rm 6
YES | YES |  |  |  | 099-13474 | 099-13474 | Summit Doppler Systems Inc | L250 |  |  | MH MG - (SE) - UROLOGY ASSOCIATES - SOUTHEAST |  |  |  |  | 099-13474 | 099-13474 | TMC | MH MG - (SE) - UROLOGY ASSOCIATES - SOUTHEAST | MH MG - (SE) - UROLOGY ASSOCIATES - SOUTHEAST | Exam room 4 |  |  |  | No PM Sticker
YES | YES |  |  |  | 099-04890 | 099-04890 | Summit Doppler Systems Inc | LifeDop |  | LD017003 | KATY -Ambulatory Care |  |  |  |  | 099-04890 | 099-04890 | Katy | Memorial Hermann Katy Hospital | KATY -Ambulatory Care | Nurse Station A (ambulatory care 2nd fl)
YES | YES |  |  |  | 099-04380 | 099-04380 | Summit Doppler Systems Inc | LifeDop |  | LD018119 | KATY - Ambulatory |  |  |  |  | 099-04380 | 099-04380 | Katy | Memorial Hermann Katy Hospital | KATY - Ambulatory | Ambulatory Storage
YES | YES |  |  |  | 099-02613 | 099-02613 | Summit Doppler Systems Inc | LifeDop |  | LD001204 | MH MG - (KY) - OB/GYN |  |  |  |  | 099-02613 | 099-02613 | Katy | Memorial Hermann Medical Group Katy OBGYN (#510) | MH MG - (KY) - OB/GYN | Nurses station
YES | YES |  |  |  |  | 099-02494 | Summit Doppler Systems Inc | LifeDop |  |  | NE - OR HOLDING | [5 empty] | 099-02494 | Katy | Memorial Hermann Northeast Hospital | NE - OR HOLDING | Nurses station
YES | YES |  |  |  | 099-00799 | 099-00799 | Summit Doppler Systems Inc | LifeDop |  |  | NE - DAY SURGERY |  |  |  |  | 099-00799 | 099-00799 | Katy | Memorial Hermann Northeast Hospital | NE - DAY SURGERY | Nurses station
YES | YES |  |  |  | 099-01052 | 099-01052 | Summit Doppler Systems Inc | LifeDop |  | LD018611 | NE - PACU |  |  |  |  | 099-01052 | 099-01052 | Katy | Memorial Hermann Northeast Hospital | NE - PACU | Clean Utility
NO | YES |  |  |  | 099-01911 | 099-01911 | Summit Doppler Systems Inc | LifeDop |  | Ld021254 | MH MG-(NE)-Summer Creek CCC |  |  |  |  | 099-01911 | 099-01911 | Katy | MHHS-MG | MH MG-(NE)-Summer Creek CCC | Nurses station
YES | YES |  |  |  | 013-15925 | 013-15925 | Summit Doppler Systems Inc | LifeDop |  |  | SW - Biomed |  |  |  |  | 013-15925 | 013-15925 | Southwest | Memorial Hermann Southwest Hospital | SW - Biomed | Biomed | 3/1/20 |  |  | Not working
YES | YES |  |  |  | 099-14991 | 099-14991 | Summit Doppler Systems Inc | LifeDop |  |  | SW - Biomed |  |  |  |  | 099-14991 | 099-14991 | Southwest | Memorial Hermann Southwest Hospital | SW - Biomed | Biomed |  |  |  | Not working
YES | YES |  |  |  | 099-14454 | 099-14454 | Summit Doppler Systems Inc | LifeDop |  |  | SW - ER |  |  |  |  | 099-14454 | 099-14454 | Southwest | Memorial Hermann Southwest Hospital | SW - ER | Biomed |  |  |  | No PM Sticker
YES | YES |  |  |  | 099-14453 | 099-14453 | Summit Doppler Systems Inc | LifeDop |  |  | SW - ER |  |  |  |  | 099-14453 | 099-14453 | Southwest | Memorial Hermann Southwest Hospital | SW - ER | Biomed |  |  |  | No PM Sticker
YES | YES |  |  |  | 009-33289 | 009-33289 | Summit Doppler Systems Inc | LifeDop |  |  | NE-ER |  |  |  |  | 009-33289 | 009-33289 | NE-ER | NE-ER | NE-ER | ER Room3
YES | YES | [5 empty] | Summit Doppler Systems Inc | Lifedop L250 |  |  | OBGYN | [6 empty] | South | MH Med Group | OBGYN | Exam 3
NO | NO |  |  |  | 009-06326 |  | Summit Doppler Systems, Inc. | 250AR |  | LF003173 | GH - ICU | MHHS-Greater Heights |  |  |  | 009-06326 |  | Central & Greater Heights |  | GH - ICU | [5 empty] | DETECTORS, BLOOD FLOW/FETAL HEART, ULTRASONIC |  | DOPPLERFETALULTRASND-SummitDoppler-LifeDop 250R |  |  |  |  | DOPPLERFETALULTRASND-SummitDoppler-LifeDop 250R | Summit Doppler | [7 empty] | Covered PM Repair - Biomedical | MHHS-Greater Heights
NO | NO | [5 empty] | Summit Doppler Systems, Inc. | 250AR |  | LF003877 | NE - IMU2 | MHHS-Northeast | [5 empty] | Katy |  | NE - IMU2 | [5 empty] | DETECTORS, BLOOD FLOW/FETAL HEART, ULTRASONIC |  | DOPPLERFETALULTRASND-SummitDoppler-LifeDop 250R |  |  |  |  | DOPPLERFETALULTRASND-SummitDoppler-LifeDop 250R | Summit Doppler | [7 empty] | Covered PM Repair - Biomedical | MHHS-Northeast
NO | NO |  |  |  | 005-11086 |  | Summit Doppler Systems, Inc. | 250AR |  | 005-11086 | SE - UNIT 3B (SCU) | MHHS-Southeast |  |  |  | 005-11086 |  | Southeast & Bay Area |  | SE - UNIT 3B (SCU) | [5 empty] | DETECTORS, BLOOD FLOW/FETAL HEART, ULTRASONIC |  | DOPPLERFETALULTRASND-SummitDoppler-LifeDop 250R |  |  |  |  | DOPPLERFETALULTRASND-SummitDoppler-LifeDop 250R | Summit Doppler | [7 empty] | Covered PM Repair - Biomedical | MHHS-Southeast
NO | NO |  |  |  | CD001035 |  | Summit Doppler Systems, Inc. | 250R |  | CD001035 | MH MG - (WDLS) - SPECIALIST FOR WOMEN (MP3) | MHHS-MG |  |  |  | CD001035 |  | Woodlands |  | MH MG - (WDLS) - SPECIALIST FOR WOMEN (MP3) | [5 empty] | DETECTORS, BLOOD FLOW/FETAL HEART, ULTRASONIC |  | DOPPLERFETALULTRASND-SummitDoppler-LifeDop 250R |  |  |  |  | DOPPLERFETALULTRASND-SummitDoppler-LifeDop 250R | Summit Doppler | [7 empty] | Covered PM Repair - Biomedical | MHHS-MG
NO | NO |  |  |  | 142-06991 |  | Summit Doppler Systems, Inc. | 250R |  |  | NE - LABOR & DELIVERY | MHHS-Northeast |  |  |  | 142-06991 |  | Katy |  | NE - LABOR & DELIVERY | [5 empty] | DETECTORS, BLOOD FLOW/FETAL HEART, ULTRASONIC |  | DOPPLERFETALULTRASND-SummitDoppler-LifeDop 250R |  |  |  |  | DOPPLERFETALULTRASND-SummitDoppler-LifeDop 250R | Summit Doppler | [7 empty] | Covered PM Repair - Biomedical | MHHS-Northeast
NO | NO |  |  |  | 009-33424 |  | Summit Doppler Systems, Inc. | L150R |  |  | GH - GENERAL SURGERY 3 SOUTH | MHHS-Greater Heights |  | Doppler, Fetal Ultrasound |  | 009-33424 |  | Central & Greater Heights |  | GH - GENERAL SURGERY 3 SOUTH | [5 empty] | DETECTORS, BLOOD FLOW/FETAL HEART, ULTRASONIC |  | DOPPLERFETALULTRASND-SummitDoppler-L150R | DOPPLERFETALULTRASND | L150R |  |  |  | Summit Doppler | Doppler, Fetal Ultrasound |  | DOPPLERFETALULTRASND-SummitDoppler-L150R |  |  |  |  | Covered PM Repair - Biomedical | MHHS-Greater Heights
NO | NO |  |  |  | 129-06381 |  | Summit Doppler Systems, Inc. | LIFEDOP 150R |  | LD019339 | MH MG - (SL) - SUGAR LAND MULTI-SPECIALTY (MP1) | MHHS-MG |  | Doppler, Fetal Ultrasound |  | 129-06381 |  | Sugar Land |  | MH MG - (SL) - SUGAR LAND MULTI-SPECIALTY (MP1) | [5 empty] | DETECTORS, BLOOD FLOW/FETAL HEART, ULTRASONIC |  | DOPPLERFETALULTRASND-SummitDoppler-LifeDop 150R | DOPPLERFETALULTRASND | LifeDop 150R |  |  |  | Summit Doppler | Doppler, Fetal Ultrasound |  | DOPPLERFETALULTRASND-SummitDoppler-LifeDop 150R |  |  |  |  | Covered PM Repair - Biomedical | MHHS-MG
NO | NO |  |  |  | 142-05751 |  | Summit Doppler Systems, Inc. | LIFEDOP 150R |  |  | NE - MED/SURG | MHHS-Northeast |  | Doppler, Fetal Ultrasound |  | 142-05751 |  | Katy |  | NE - MED/SURG | [5 empty] | DETECTORS, BLOOD FLOW/FETAL HEART, ULTRASONIC |  | DOPPLERFETALULTRASND-SummitDoppler-LifeDop 150R | DOPPLERFETALULTRASND | LifeDop 150R |  |  |  | Summit Doppler | Doppler, Fetal Ultrasound |  | DOPPLERFETALULTRASND-SummitDoppler-LifeDop 150R |  |  |  |  | Not Covered Vendor Only - Biomedical | MHHS-Northeast
NO | NO |  |  |  | 005-11087 |  | Summit Doppler Systems, Inc. | LIFEDOP 150R |  |  | SE - UNIT 3B (SCU) | MHHS-Southeast |  | Doppler, Fetal Ultrasound |  | 005-11087 |  | Southeast & Bay Area |  | SE - UNIT 3B (SCU) | [5 empty] | DETECTORS, BLOOD FLOW/FETAL HEART, ULTRASONIC |  | DOPPLERFETALULTRASND-SummitDoppler-LifeDop 150R | DOPPLERFETALULTRASND | LifeDop 150R |  |  |  | Summit Doppler | Doppler, Fetal Ultrasound |  | DOPPLERFETALULTRASND-SummitDoppler-LifeDop 150R |  |  |  |  | Covered PM Repair - Biomedical | MHHS-Southeast
NO | NO |  |  |  | 005-11088 |  | Summit Doppler Systems, Inc. | LIFEDOP 150R |  |  | SE - UNIT 3B (SCU) | MHHS-Southeast |  | Doppler, Fetal Ultrasound |  | 005-11088 |  | Southeast & Bay Area |  | SE - UNIT 3B (SCU) | [5 empty] | DETECTORS, BLOOD FLOW/FETAL HEART, ULTRASONIC |  | DOPPLERFETALULTRASND-SummitDoppler-LifeDop 150R | DOPPLERFETALULTRASND | LifeDop 150R |  |  |  | Summit Doppler | Doppler, Fetal Ultrasound |  | DOPPLERFETALULTRASND-SummitDoppler-LifeDop 150R |  |  |  |  | Covered PM Repair - Biomedical | MHHS-Southeast
NO | YES |  |  |  | 009-06414 | 009-06414 | Summit Doppler Systems, Inc. | LIFEDOP L150 |  | LA007325 | GH-Cath Lab | MHHS-Greater Heights |  |  |  | 009-06414 | 009-06414 | Central | MHHS-Greater Heights | GH-Cath Lab | GH CATH LAB |  |  |  |  | DETECTORS, BLOOD FLOW/FETAL HEART, ULTRASONIC | Doppler, Fetal Ultrasound | DOPPLERFETALULTRASND-SummitDoppler-LifeDop 150R |  |  |  |  | DOPPLERFETALULTRASND-SummitDoppler-LifeDop 150R | Summit Doppler | [7 empty] | Covered PM Repair - Biomedical | MHHS-Greater Heights | [8 empty] | DOPPLERFETALULTRASND | Doppler, Fetal Ultrasound | Summit Doppler
NO | YES |  |  |  | 009-34620 | 009-34620 | Summit Doppler Systems, Inc. | LIFEDOP L150 |  |  | GH-Cath Lab | MHHS-Greater Heights |  |  |  | 009-34620 | 009-34620 | Central | MHHS-Greater Heights | GH-Cath Lab | GH CATH LAB | 11/1/19 |  | 11/1/19 |  | DETECTORS, BLOOD FLOW/FETAL HEART, ULTRASONIC | Doppler, Fetal Ultrasound | DOPPLERFETALULTRASND-SummitDoppler-LifeDop 150R |  |  |  |  | DOPPLERFETALULTRASND-SummitDoppler-LifeDop 150R | Summit Doppler | [7 empty] | Covered PM Repair - Biomedical | MHHS-Greater Heights | [8 empty] | DOPPLERFETALULTRASND | Doppler, Fetal Ultrasound | Summit Doppler
NO | YES |  |  |  | 009-33722 | 009-33722 | Summit Doppler Systems, Inc. | LIFEDOP L150 |  |  | GH-Clinical Decision Unit (CDU) | MHHS-Greater Heights |  |  |  | 009-33722 | 009-33722 | Central | MHHS-Greater Heights | GH-Clinical Decision Unit (CDU) | Hallway alcove | 3/1/19 |  |  |  | DETECTORS, BLOOD FLOW/FETAL HEART, ULTRASONIC | Doppler, Fetal Ultrasound | DOPPLERFETALULTRASND-SummitDoppler-LifeDop 150R |  |  |  |  | DOPPLERFETALULTRASND-SummitDoppler-LifeDop 150R | Summit Doppler | [7 empty] | Covered PM Repair - Biomedical | MHHS-Greater Heights | [8 empty] | DOPPLERFETALULTRASND | Doppler, Fetal Ultrasound | Summit Doppler
NO | YES |  |  |  | 069-43462 | 069-43462 | Summit Doppler Systems, Inc. | LIFEDOP L150 |  | LH011141 | MH MG - (TMC) - OB-GYN/NEUROLOGY (STE 2440) | MHHS-MG |  |  |  | 069-43462 | 069-43462 | TMC | Memorial Hermann-Texas Medical Center | MH MG - (TMC) - OB-GYN/NEUROLOGY (STE 2440) | Exam room 5 |  |  |  |  | DETECTORS, BLOOD FLOW/FETAL HEART, ULTRASONIC | Doppler, Fetal Ultrasound | DOPPLERFETALULTRASND-SummitDoppler-LifeDop 150R |  |  |  |  | DOPPLERFETALULTRASND-SummitDoppler-LifeDop 150R | Summit Doppler | [7 empty] | Covered PM Repair - Biomedical | MHHS-MG | [8 empty] | DOPPLERFETALULTRASND | Doppler, Fetal Ultrasound | Summit Doppler
NO | YES |  |  |  | 142-06903 | 142-06903 | Summit Doppler Systems, Inc. | LIFEDOP L150 |  |  | NE-ICU | MHHS-Northeast |  |  |  | 142-06903 | 142-06903 | Katy | MHHS-Northeast | NE-ICU |  | 6/1/17 |  |  |  | DETECTORS, BLOOD FLOW/FETAL HEART, ULTRASONIC | Doppler, Fetal Ultrasound | DOPPLERFETALULTRASND-SummitDoppler-LifeDop 150R |  |  |  |  | DOPPLERFETALULTRASND-SummitDoppler-LifeDop 150R | Summit Doppler | [7 empty] | Covered PM Repair - Biomedical | MHHS-Northeast | [8 empty] | DOPPLERFETALULTRASND | Doppler, Fetal Ultrasound | Summit Doppler
NO | YES |  |  |  | 142-06787 | 142-06787 | Summit Doppler Systems, Inc. | LIFEDOP L150 |  |  | NE-IMU1 | MHHS-Northeast |  |  |  | 142-06787 | 142-06787 | Katy | MHHS-Northeast | NE-IMU1 | Nurses station | 2/1/19 |  |  | No pm | DETECTORS, BLOOD FLOW/FETAL HEART, ULTRASONIC | Doppler, Fetal Ultrasound | DOPPLERFETALULTRASND-SummitDoppler-LifeDop 150R |  |  |  |  | DOPPLERFETALULTRASND-SummitDoppler-LifeDop 150R | Summit Doppler | [7 empty] | Covered PM Repair - Biomedical | MHHS-Northeast | [8 empty] | DOPPLERFETALULTRASND | Doppler, Fetal Ultrasound | Summit Doppler
NO | YES |  |  |  | 142-06493 | 142-06493 | Summit Doppler Systems, Inc. | LIFEDOP L150 |  |  | NE-PACU | MHHS-Northeast |  |  |  | 142-06493 | 142-06493 | Katy | MHHS-Northeast | NE-PACU | Clean Utility | 3/1/18 |  |  |  | DETECTORS, BLOOD FLOW/FETAL HEART, ULTRASONIC | Doppler, Fetal Ultrasound | DOPPLERFETALULTRASND-SummitDoppler-LifeDop 150R |  |  |  |  | DOPPLERFETALULTRASND-SummitDoppler-LifeDop 150R | Summit Doppler | [7 empty] | Covered PM Repair - Biomedical | MHHS-Northeast | [8 empty] | DOPPLERFETALULTRASND | Doppler, Fetal Ultrasound | Summit Doppler
NO | NO |  |  |  | 009-06607 |  | Summit Doppler Systems, Inc. | LIFEDOP L150 |  | LA008213 | GH - CATH LAB | MHHS-Greater Heights |  |  |  | 009-06607 |  | Central & Greater Heights |  | GH - CATH LAB | [5 empty] | DETECTORS, BLOOD FLOW/FETAL HEART, ULTRASONIC |  | DOPPLERFETALULTRASND-SummitDoppler-LifeDop 150R |  |  |  |  | DOPPLERFETALULTRASND-SummitDoppler-LifeDop 150R | Summit Doppler | [7 empty] | Covered PM Repair - Biomedical | MHHS-Greater Heights
NO | NO |  |  |  | 009-09883 |  | Summit Doppler Systems, Inc. | LIFEDOP L150 |  |  | GH - CATH LAB | MHHS-Greater Heights |  |  |  | 009-09883 |  | Central & Greater Heights |  | GH - CATH LAB | [5 empty] | DETECTORS, BLOOD FLOW/FETAL HEART, ULTRASONIC |  | DOPPLERFETALULTRASND-SummitDoppler-LifeDop 150R |  |  |  |  | DOPPLERFETALULTRASND-SummitDoppler-LifeDop 150R | Summit Doppler | [7 empty] | Covered PM Repair - Biomedical | MHHS-Greater Heights
NO | NO | [5 empty] | Summit Doppler Systems, Inc. | LIFEDOP L150 |  |  | GH - CATH LAB | MHHS-Greater Heights | [5 empty] | Central & Greater Heights |  | GH - CATH LAB | [5 empty] | DETECTORS, BLOOD FLOW/FETAL HEART, ULTRASONIC |  | DOPPLERFETALULTRASND-SummitDoppler-LifeDop 150R |  |  |  |  | DOPPLERFETALULTRASND-SummitDoppler-LifeDop 150R | Summit Doppler | [7 empty] | Covered PM Repair - Biomedical | MHHS-Greater Heights
NO | NO |  |  |  | 009-05582 |  | Summit Doppler Systems, Inc. | LIFEDOP L150 |  | LA04204 | GH - GENERAL SURGERY 3 SOUTH | MHHS-Greater Heights |  |  |  | 009-05582 |  | Central & Greater Heights |  | GH - GENERAL SURGERY 3 SOUTH | [5 empty] | DETECTORS, BLOOD FLOW/FETAL HEART, ULTRASONIC |  | DOPPLERFETALULTRASND-SummitDoppler-LifeDop 150R |  |  |  |  | DOPPLERFETALULTRASND-SummitDoppler-LifeDop 150R | Summit Doppler | [7 empty] | Covered PM Repair - Radiology, Low End | MHHS-Greater Heights
NO | NO |  |  |  | 142-05453 |  | Summit Doppler Systems, Inc. | LIFEDOP L150 |  |  | NE - ICU | MHHS-Northeast |  |  |  | 142-05453 |  | Katy |  | NE - ICU | [5 empty] | DETECTORS, BLOOD FLOW/FETAL HEART, ULTRASONIC |  | DOPPLERFETALULTRASND-SummitDoppler-LifeDop 150R |  |  |  |  | DOPPLERFETALULTRASND-SummitDoppler-LifeDop 150R | Summit Doppler | [7 empty] | Not Covered Vendor Only - Biomedical | MHHS-Northeast
NO | NO |  |  |  | 142-06904 |  | Summit Doppler Systems, Inc. | LIFEDOP L150 |  |  | NE - ICU | MHHS-Northeast |  |  |  | 142-06904 |  | Katy |  | NE - ICU | [5 empty] | DETECTORS, BLOOD FLOW/FETAL HEART, ULTRASONIC |  | DOPPLERFETALULTRASND-SummitDoppler-LifeDop 150R |  |  |  |  | DOPPLERFETALULTRASND-SummitDoppler-LifeDop 150R | Summit Doppler | [7 empty] | Covered PM Repair - Biomedical | MHHS-Northeast
NO | NO |  |  |  | 142-07352 |  | Summit Doppler Systems, Inc. | LIFEDOP L150 |  |  | NE - IMU1 | MHHS-Northeast |  |  |  | 142-07352 |  | Katy |  | NE - IMU1 | [5 empty] | DETECTORS, BLOOD FLOW/FETAL HEART, ULTRASONIC |  | DOPPLERFETALULTRASND-SummitDoppler-LifeDop 150R |  |  |  |  | DOPPLERFETALULTRASND-SummitDoppler-LifeDop 150R | Summit Doppler | [7 empty] | Covered PM Repair - Biomedical | MHHS-Northeast
NO | NO |  |  |  | 142-06492 |  | Summit Doppler Systems, Inc. | LIFEDOP L150 |  |  | NE - PACU | MHHS-Northeast |  |  |  | 142-06492 |  | Katy |  | NE - PACU | [5 empty] | DETECTORS, BLOOD FLOW/FETAL HEART, ULTRASONIC |  | DOPPLERFETALULTRASND-SummitDoppler-LifeDop 150R |  |  |  |  | DOPPLERFETALULTRASND-SummitDoppler-LifeDop 150R | Summit Doppler | [7 empty] | Covered PM Repair - Biomedical | MHHS-Northeast
NO | NO |  |  |  | 005-11882 |  | Summit Doppler Systems, Inc. | LIFEDOP L150 |  |  | SE - ICU | MHHS-Southeast |  |  |  | 005-11882 |  | Southeast & Bay Area |  | SE - ICU | [5 empty] | DETECTORS, BLOOD FLOW/FETAL HEART, ULTRASONIC |  | DOPPLERFETALULTRASND-SummitDoppler-LifeDop 150R |  |  |  |  | DOPPLERFETALULTRASND-SummitDoppler-LifeDop 150R | Summit Doppler | [7 empty] | Covered PM Repair - Biomedical | MHHS-Southeast
NO | NO |  |  |  | 005-12969 |  | Summit Doppler Systems, Inc. | LIFEDOP L250 |  |  | SE - UNIT 1A (OBSERVATION) | MHHS-Southeast |  |  |  | 005-12969 |  | Southeast & Bay Area |  | SE - UNIT 1A (OBSERVATION) | [5 empty] | DETECTORS, BLOOD FLOW/FETAL HEART, ULTRASONIC |  | .needs class | [5 empty] | Summit Doppler | [7 empty] | Covered PM Repair - Biomedical | MHHS-Southeast
NO | NO |  |  |  | 142-07381 |  | Summit Doppler Systems, Inc. | LIFEDOP L250R |  |  | NE - 5 SOUTH WEST | MHHS-Northeast |  |  |  | 142-07381 |  | Katy |  | NE - 5 SOUTH WEST | [5 empty] | DETECTORS, BLOOD FLOW/FETAL HEART, ULTRASONIC |  | .needs class | [5 empty] | Summit Doppler | [7 empty] | Covered PM Repair - Biomedical | MHHS-Northeast
NO | YES |  |  |  | 041-15413 | 041-15413 | Summit Doppler Systems, Inc. | VISTA AVS L500VA |  | VA002054 | MH MG - (MC) - MC CARDIOLOGY (MP4) STE400 | MHHS-MG |  |  |  | 041-15413 | 041-15413 | West | MHHS-MG | MH MG - (MC) - MC CARDIOLOGY (MP4) STE400 | ECHO Room 1 | 6/1/19 |  | 6/1/20 |  | ULTRASONIC UNITS, DIAGNOSTIC |  | .needs class | [5 empty] | Summit Doppler | [7 empty] | Covered PM Repair - Biomedical | MHHS-MG
YES | YES |  |  |  | 009-33234 | 009-33234 | Summit Industries |  |  |  | SW - ER |  |  |  |  | 009-33234 | 009-33234 | Southwest | Memorial Hermann Southwest Hospital | SW - ER | Medication Room |  |  |  | No SN or Model, not allowed to pull out for info.
NO | YES |  |  |  | 145-01102 | 145-01102 | Summit Industries Inc | ALF620 |  | NSN | Pearland-Pharmacy | MHHS-Pearland Hospital |  |  |  | 145-01102 | 145-01102 | Pearland | MHHS-Pearland Hospital | Pearland-Pharmacy | PHARMACY S3-142 | 4/1/19 | 4/1/20 |  |  | REFRIGERATORS, PHARMACY |  | .needs class |  |  |  |  | .needs class | SummitInd | [7 empty] | Covered PM Repair - Biomedical | MHHS-Pearland Hospital
NO | NO |  |  |  | 145-00814 |  | Summit Industries Inc | ALF620 |  | NEED | PEARLAND - PROJECTS | MHHS-Pearland Hospital |  |  |  | 145-00814 |  | Pearland |  | PEARLAND - PROJECTS | [5 empty] | REFRIGERATORS, PHARMACY |  | .needs class |  |  |  |  | .needs class | SummitInd | [7 empty] | Covered PM Repair - Biomedical | MHHS-Pearland Hospital
NO | YES |  |  |  | 929-01494 |  | Summit Industries Inc | FF-1 |  | 929-01494 | MH MG - (SE) - PASADENA REFINING SYSTEM | MHHS-MG |  |  |  | 929-01494 |  | Southeast & Bay Area |  | MH MG - (SE) - PASADENA REFINING SYSTEM | [5 empty] | FREEZERS, LABORATORY |  | .needs class | [5 empty] | SummitInd | [7 empty] | Covered PM Repair - Biomedical | MHHS-MG
NO | NO |  |  |  | 013-35941 |  | Summit Industries Inc | FF-6 |  |  | SW - OR | MHHS-Southwest |  | Refrigerator, Laboratory |  | 013-35941 |  | Southwest |  | SW - OR | [5 empty] | REFRIGERATORS, LABORATORY |  | REFRIGERATORLAB-Summit Appliances Div-FF6 | REFRIGERATORLAB | FF6 |  |  |  | Summit Appliances | Refrigerator, Laboratory |  |  | REFRIGERATORLAB-Summit Appliances Div-FF6 |  |  |  | Not Covered Vendor Only - Biomedical | MHHS-Southwest
NO | YES |  |  |  | 133-09860 | 133-09860 | Summit Industries Inc | FF7L |  |  | Katy-Pharmacy | MHHS-Katy |  | Refrigerator, Medical |  | 133-09860 | 133-09860 | Katy | MHHS-Katy | Katy-Pharmacy | Pharmacy | 10/1/19 | 10/1/20 |  |  | REFRIGERATORS, LABORATORY | Refrigerator, Medical | REFRIGERATORMEDICAL-Summit Appliances Div-FF7L | REFRIGERATORMEDICAL | FF7L |  |  |  | Summit Appliances | Refrigerator, Medical |  |  | REFRIGERATORMEDICAL-Summit Appliances Div-FF7L |  |  |  | Covered PM Repair - Biomedical | MHHS-Katy | [8 empty] | REFRIGERATORMEDICAL | Refrigerator, Medical | Summit Appliances
NO | YES |  |  |  | 133-09776 | 133-09776 | Summit Industries Inc | HS1661L |  |  | KATY - CT | MHHS-Katy |  |  |  | 133-09776 | 133-09776 | Katy | Memorial Hermann | KATY - CT | CT |  |  |  |  | REFRIGERATORS, LABORATORY |  | .needs class | [5 empty] | SummitInd | [7 empty] | Covered PM Repair - Biomedical | MHHS-Katy
NO | YES |  |  |  | 074-04012 | 074-04012 | Summit Industries Inc | HS1661L |  | 2007 08 000051 | TWC | MHHS-TMC |  |  |  | 074-04012 | 074-04012 | TMC | Memorial Hermann Heart | TWC | CVOR 2 | 9/1/19 |  | 9/1/20 |  | REFRIGERATORS, LABORATORY |  | .needs class | [5 empty] | SummitInd |  |  |  |  | 7/1/20 |  |  | Not Covered Vendor Only - Biomedical | MHHS-TMC
NO | YES |  |  |  | 074-04245 | 074-04245 | Summit Industries Inc | HS1661L |  | N200610-000090 | TMC-OR-CVOR (7Hvi) | MHHS-TMC |  |  |  | 074-04245 | 074-04245 | TMC | MHHS-TMC | TMC-OR-CVOR (7Hvi) | CVOR (7HVI) | 9/1/19 |  | 9/1/20 |  | REFRIGERATORS, LABORATORY |  | .needs class | [5 empty] | SummitInd |  |  |  |  | 7/1/20 |  |  | Not Covered Vendor Only - Biomedical | MHHS-TMC
NO | YES |  |  |  | 074-04960 | 074-04960 | Summit Industries Inc | HS1661L |  | 2006 10 000405 | TMC-OR-CVOR (7Hvi) | MHHS-TMC |  |  |  | 074-04960 | 074-04960 | TMC | MHHS-TMC | TMC-OR-CVOR (7Hvi) | OSub Sterile OR 4 | 9/1/19 |  | 9/1/20 |  | REFRIGERATORS, LABORATORY |  | .needs class | [5 empty] | SummitInd |  |  |  |  | 7/1/20 |  |  | Not Covered Vendor Only - Biomedical | MHHS-TMC
NO | YES |  |  |  |  | 074-04011 | Summit Industries Inc | HS1661L |  | 2007 01 000067 | TMC-OR-CVOR (7Hvi) | MHHS-TMC |  |  |  |  | 074-04011 | TMC | MHHS-TMC | TMC-OR-CVOR (7Hvi) | Cv OR 1 | 12/1/19 |  | 12/1/20 |  | REFRIGERATORS, LABORATORY |  | .needs class | [5 empty] | SummitInd |  |  |  |  | 10/31/13 |  |  | Covered PM Repair - Biomedical | MHHS-TMC
NO | YES |  |  |  | 009-05255 | 009-05255 | Summit Industries Inc | L250 |  |  | GH-Cardiac Rehab | MHHS-Greater Heights |  | Doppler, Fetal Ultrasound |  | 009-05255 | 009-05255 | Central | MHHS-Greater Heights | GH-Cardiac Rehab | Gym |  |  |  |  | DETECTORS, BLOOD FLOW/FETAL HEART, ULTRASONIC | Doppler, Fetal Ultrasound | DOPPLERFETALULTRASND-SummitDoppler-L250 | DOPPLERFETALULTRASND | L250 |  |  |  | Summit Doppler | Doppler, Fetal Ultrasound |  |  | DOPPLERFETALULTRASND-SummitDoppler-L250 |  |  |  | Covered PM Repair - Biomedical | MHHS-Greater Heights | [8 empty] | DOPPLERFETALULTRASND | Doppler, Fetal Ultrasound | Summit Doppler
NO | YES |  |  |  | 133-09962 | 133-09962 | Summit Industries Inc | L250 |  |  | KATY -Ambulatory Care | MHHS-Katy |  | Doppler, Fetal Ultrasound |  | 133-09962 | 133-09962 | Katy | Memorial Hermann Katy Hospital | KATY -Ambulatory Care | Nurse Station A (ambulatory care 2nd fl) | 5/1/17 |  |  |  | DETECTORS, BLOOD FLOW/FETAL HEART, ULTRASONIC | Doppler, Fetal Ultrasound | DOPPLERFETALULTRASND-SummitDoppler-L250 | DOPPLERFETALULTRASND | L250 |  |  |  | Summit Doppler | Doppler, Fetal Ultrasound |  |  | DOPPLERFETALULTRASND-SummitDoppler-L250 | 8/2/16 |  |  | Covered PM Repair - Biomedical | MHHS-Katy | [8 empty] | DOPPLERFETALULTRASND | Doppler, Fetal Ultrasound | Summit Doppler
NO | YES |  |  |  | 017-00991 | 017-00991 | Summit Industries Inc | L250 |  | LD019386 | MH MG-(STX)-South Texas-Wharton | MHHS-MG |  | Doppler, Fetal Ultrasound |  | 017-00991 | 017-00991 | South | MHHS-MG | MH MG-(STX)-South Texas-Wharton | Exam 6 | 4/1/15 |  |  |  | DETECTORS, BLOOD FLOW/FETAL HEART, ULTRASONIC | Doppler, Fetal Ultrasound | DOPPLERFETALULTRASND-SummitDoppler-L250 | DOPPLERFETALULTRASND | L250 |  |  |  | Summit Doppler | Doppler, Fetal Ultrasound |  |  | DOPPLERFETALULTRASND-SummitDoppler-L250 |  |  |  | Not Covered Vendor Only - Biomedical | MHHS-MG | [8 empty] | DOPPLERFETALULTRASND | Doppler, Fetal Ultrasound | Summit Doppler
NO | YES |  |  |  | 017-00992 | 017-00992 | Summit Industries Inc | L250 |  | LD021166 | MH MG-(STX)-South Texas-Wharton | MHHS-MG |  | Doppler, Fetal Ultrasound |  | 017-00992 | 017-00992 | South | MHHS-MG | MH MG-(STX)-South Texas-Wharton | Exam 5 | 5/1/15 |  |  |  | DETECTORS, BLOOD FLOW/FETAL HEART, ULTRASONIC | Doppler, Fetal Ultrasound | DOPPLERFETALULTRASND-SummitDoppler-L250 | DOPPLERFETALULTRASND | L250 |  |  |  | Summit Doppler | Doppler, Fetal Ultrasound |  |  | DOPPLERFETALULTRASND-SummitDoppler-L250 | 2/2/20 |  |  | Not Covered Vendor Only - Biomedical | MHHS-MG | [8 empty] | DOPPLERFETALULTRASND | Doppler, Fetal Ultrasound | Summit Doppler
NO | YES | [5 empty] | Summit Industries Inc | L250 |  |  | MH MG-(WDLS)-Ob/Gyn (Mp3) | MHHS-MG |  | Doppler, Fetal Ultrasound |  |  |  | Woodlands | MHHS-MG | MH MG-(WDLS)-Ob/Gyn (Mp3) | Hall | 10/1/17 |  |  |  | DETECTORS, BLOOD FLOW/FETAL HEART, ULTRASONIC | Doppler, Fetal Ultrasound | DOPPLERFETALULTRASND-SummitDoppler-L250 | DOPPLERFETALULTRASND | L250 |  |  |  | Summit Doppler | Doppler, Fetal Ultrasound |  |  | DOPPLERFETALULTRASND-SummitDoppler-L250 |  |  |  | Not Covered Vendor Only - Biomedical | MHHS-MG | [8 empty] | DOPPLERFETALULTRASND | Doppler, Fetal Ultrasound | Summit Doppler
YES | YES | [5 empty] | Summit Industries Inc | L250 |  |  | MH MG - (WDLS) - OB/GYN (MP3) | [6 empty] | Woodlands | Memorial Hermann Medical Group The Woodlands Obstetrics and Gynecology (#300) | MH MG - (WDLS) - OB/GYN (MP3) | Hall
YES | YES | [5 empty] | Summit Industries Inc | L250 |  |  | MH MG - (WDLS) - OB/GYN (MP3) | [6 empty] | Woodlands | Memorial Hermann Medical Group The Woodlands Obstetrics and Gynecology (#300) | MH MG - (WDLS) - OB/GYN (MP3) | Docs office
NO | NO |  |  |  | 009-09271 |  | Summit Industries Inc | L250 |  | LD079920 | GH - ER | MHHS-Greater Heights |  | Doppler, Fetal Ultrasound |  | 009-09271 |  | Central & Greater Heights |  | GH - ER | [5 empty] | DETECTORS, BLOOD FLOW/FETAL HEART, ULTRASONIC |  | DOPPLERFETALULTRASND-SummitDoppler-L250 | DOPPLERFETALULTRASND | L250 |  |  |  | Summit Doppler | Doppler, Fetal Ultrasound |  |  | DOPPLERFETALULTRASND-SummitDoppler-L250 |  |  |  | Covered PM Repair - Biomedical | MHHS-Greater Heights
NO | NO |  |  |  | 009-09043 |  | Summit Industries Inc | L250 |  | LF005120 | GH - ICU | MHHS-Greater Heights |  | Doppler, Fetal Ultrasound |  | 009-09043 |  | Central & Greater Heights |  | GH - ICU | [5 empty] | DETECTORS, BLOOD FLOW/FETAL HEART, ULTRASONIC |  | DOPPLERFETALULTRASND-SummitDoppler-L250 | DOPPLERFETALULTRASND | L250 |  |  |  | Summit Doppler | Doppler, Fetal Ultrasound |  |  | DOPPLERFETALULTRASND-SummitDoppler-L250 |  |  |  | Covered PM Repair - Biomedical | MHHS-Greater Heights
NO | NO |  |  |  | 009-05218 |  | Summit Industries Inc | L250 |  |  | GH - NEURO 5N | MHHS-Greater Heights |  | Doppler, Fetal Ultrasound |  | 009-05218 |  | Central & Greater Heights |  | GH - NEURO 5N | [5 empty] | DETECTORS, BLOOD FLOW/FETAL HEART, ULTRASONIC |  | DOPPLERFETALULTRASND-SummitDoppler-L250 | DOPPLERFETALULTRASND | L250 |  |  |  | Summit Doppler | Doppler, Fetal Ultrasound |  |  | DOPPLERFETALULTRASND-SummitDoppler-L250 |  |  |  | Covered PM Repair - Biomedical | MHHS-Greater Heights
NO | NO |  |  |  | 009-05217 |  | Summit Industries Inc | L250 |  |  | GH - ORTHO JOINT CENTER 4N | MHHS-Greater Heights |  | Doppler, Fetal Ultrasound |  | 009-05217 |  | Central & Greater Heights |  | GH - ORTHO JOINT CENTER 4N | [5 empty] | DETECTORS, BLOOD FLOW/FETAL HEART, ULTRASONIC |  | DOPPLERFETALULTRASND-SummitDoppler-L250 | DOPPLERFETALULTRASND | L250 |  |  |  | Summit Doppler | Doppler, Fetal Ultrasound |  |  | DOPPLERFETALULTRASND-SummitDoppler-L250 |  |  |  | Not Covered Vendor Only - Biomedical | MHHS-Greater Heights
NO | NO |  |  |  | 129-07800 |  | Summit Industries Inc | L250 |  |  | MH MG - (SL) - SUGAR LAND PRIMARY CARE (MP1) | MHHS-MG |  | Doppler, Fetal Ultrasound |  | 129-07800 |  | Sugar Land |  | MH MG - (SL) - SUGAR LAND PRIMARY CARE (MP1) | [5 empty] | DETECTORS, BLOOD FLOW/FETAL HEART, ULTRASONIC |  | DOPPLERFETALULTRASND-SummitDoppler-L250 | DOPPLERFETALULTRASND | L250 |  |  |  | Summit Doppler | Doppler, Fetal Ultrasound |  |  | DOPPLERFETALULTRASND-SummitDoppler-L250 |  |  |  | Not Covered Vendor Only - Biomedical | MHHS-MG
NO | NO | [5 empty] | Summit Industries Inc | L250 |  |  | MH MG - (STX) - SOUTH TEXAS - WHARTON | MHHS-MG |  | Doppler, Fetal Ultrasound |  |  |  | South |  | MH MG - (STX) - SOUTH TEXAS - WHARTON | [5 empty] | DETECTORS, BLOOD FLOW/FETAL HEART, ULTRASONIC |  | DOPPLERFETALULTRASND-SummitDoppler-L250 | DOPPLERFETALULTRASND | L250 |  |  |  | Summit Doppler | Doppler, Fetal Ultrasound |  |  | DOPPLERFETALULTRASND-SummitDoppler-L250 |  |  |  | Covered PM Repair - Biomedical | MHHS-MG
NO | NO | [5 empty] | Summit Industries Inc | L250 |  |  | MH MG - (WDLS) - OB/GYN (MP3) | MHHS-MG |  | Doppler, Fetal Ultrasound |  |  |  | Woodlands |  | MH MG - (WDLS) - OB/GYN (MP3) | [5 empty] | DETECTORS, BLOOD FLOW/FETAL HEART, ULTRASONIC |  | DOPPLERFETALULTRASND-SummitDoppler-L250 | DOPPLERFETALULTRASND | L250 |  |  |  | Summit Doppler | Doppler, Fetal Ultrasound |  |  | DOPPLERFETALULTRASND-SummitDoppler-L250 |  |  |  | Covered PM Repair - Biomedical | MHHS-MG
NO | NO |  |  |  | 013-36895 |  | Summit Industries Inc | L250 |  |  | SW - HVI - CV ICU | MHHS-Southwest |  | Doppler, Fetal Ultrasound |  | 013-36895 |  | Southwest |  | SW - HVI - CV ICU | [5 empty] | DETECTORS, BLOOD FLOW/FETAL HEART, ULTRASONIC |  | DOPPLERFETALULTRASND-SummitDoppler-L250 | DOPPLERFETALULTRASND | L250 |  |  |  | Summit Doppler | Doppler, Fetal Ultrasound |  |  | DOPPLERFETALULTRASND-SummitDoppler-L250 |  |  |  | Covered PM Repair - Radiology, Low End | MHHS-Southwest
NO | NO |  |  |  | 013-37796 |  | Summit Industries Inc | L250 |  |  | SW - HVI - CV ICU | MHHS-Southwest |  | Doppler, Fetal Ultrasound |  | 013-37796 |  | Southwest |  | SW - HVI - CV ICU | [5 empty] | DETECTORS, BLOOD FLOW/FETAL HEART, ULTRASONIC |  | DOPPLERFETALULTRASND-SummitDoppler-L250 | DOPPLERFETALULTRASND | L250 |  |  |  | Summit Doppler | Doppler, Fetal Ultrasound |  |  | DOPPLERFETALULTRASND-SummitDoppler-L250 |  |  |  | Not Covered Vendor Only - Biomedical | MHHS-Southwest
NO | NO |  |  |  | 013-36954 |  | Summit Industries Inc | L250 |  |  | SW - MED/SURG 9 JOINT CAMP | MHHS-Southwest |  | Doppler, Fetal Ultrasound |  | 013-36954 |  | Southwest |  | SW - MED/SURG 9 JOINT CAMP | [5 empty] | DETECTORS, BLOOD FLOW/FETAL HEART, ULTRASONIC |  | DOPPLERFETALULTRASND-SummitDoppler-L250 | DOPPLERFETALULTRASND | L250 |  |  |  | Summit Doppler | Doppler, Fetal Ultrasound |  |  | DOPPLERFETALULTRASND-SummitDoppler-L250 |  |  |  | Covered PM Repair - Biomedical | MHHS-Southwest
NO | NO |  |  |  | 013-36955 |  | Summit Industries Inc | L250 |  |  | SW - MED/SURG 9 JOINT CAMP | MHHS-Southwest |  | Doppler, Fetal Ultrasound |  | 013-36955 |  | Southwest |  | SW - MED/SURG 9 JOINT CAMP | [5 empty] | DETECTORS, BLOOD FLOW/FETAL HEART, ULTRASONIC |  | DOPPLERFETALULTRASND-SummitDoppler-L250 | DOPPLERFETALULTRASND | L250 |  |  |  | Summit Doppler | Doppler, Fetal Ultrasound |  |  | DOPPLERFETALULTRASND-SummitDoppler-L250 |  |  |  | Covered PM Repair - Biomedical | MHHS-Southwest
NO | NO |  |  |  | 013-36956 |  | Summit Industries Inc | L250 |  |  | SW - MED/SURG 9 JOINT CAMP | MHHS-Southwest |  | Doppler, Fetal Ultrasound |  | 013-36956 |  | Southwest |  | SW - MED/SURG 9 JOINT CAMP | [5 empty] | DETECTORS, BLOOD FLOW/FETAL HEART, ULTRASONIC |  | DOPPLERFETALULTRASND-SummitDoppler-L250 | DOPPLERFETALULTRASND | L250 |  |  |  | Summit Doppler | Doppler, Fetal Ultrasound |  |  | DOPPLERFETALULTRASND-SummitDoppler-L250 |  |  |  | Covered PM Repair - Biomedical | MHHS-Southwest
NO | YES |  |  |  | 041-20006 | 041-20006 | Summit Industries Inc | VT65M |  | 2015-11-1020 | SMR - (CY) - CYPRESS CCC (MP1) | MHHS-SMR |  |  |  | 041-20006 | 041-20006 | Northwest | MHHS-Others | SMR - (CY) - CYPRESS CCC (MP1) | Rehab |  |  |  |  | FREEZERS, LABORATORY |  | .needs class | [5 empty] | SummitInd | [7 empty] | Covered PM Repair - Biomedical | MHHS-SMR
NO | YES |  |  |  | 041-20007 | 041-20007 | Summit Industries Inc | VT65M |  | 2015-11-1022 | SMR - (CY) - CYPRESS CCC (MP1) | MHHS-SMR |  |  |  | 041-20007 | 041-20007 | Northwest | MHHS-Others | SMR - (CY) - CYPRESS CCC (MP1) | By treatment room 1 |  | 2/1/20 |  | No pm required sticker | FREEZERS, LABORATORY |  | .needs class | [5 empty] | SummitInd | [7 empty] | Covered PM Repair - Biomedical | MHHS-SMR
NO | NO |  |  |  | 005-12377 |  | Summit Industries Inc | VT65M |  |  | MH MG - (SE) - LC CCC | MHHS-MG |  |  |  | 005-12377 |  | Southeast & Bay Area |  | MH MG - (SE) - LC CCC | [5 empty] | FREEZERS, LABORATORY |  | .needs class | [5 empty] | SummitInd | [7 empty] | Not Covered Vendor Only - Lab Ana/Anes | MHHS-MG
YES | YES |  |  |  | 151-04336 | 151-04336 | Summit Medical | Refrigerator |  |  | OPID - (PL) - PEARLAND - 406 (MP1) |  |  |  |  | 151-04336 | 151-04336 | Pearland | Breast Care | OPID - (PL) - PEARLAND - 406 (MP1) | CT Control |  | 2/1/20
YES | YES |  |  |  | 041-33904 | 041-33904 | Sun Med Inc. | Micro Stim |  | EF 050459 | Memorial City Day Surgery |  |  |  |  | 041-33904 | 041-33904 | West | Memorial Hermann - Memorial City | Memorial City Day Surgery | West Tower Nurses Desk
YES | YES |  |  |  | 099-08254 | 099-08254 | Sun Med Inc. | Sun Stim |  | 20181013065M | OR |  |  |  |  | 099-08254 | 099-08254 | Central Greater Heights | Memorial Hermann greater heights | OR | Room 6
YES | YES |  |  |  | 099-06232 | 099-06232 | Sun Med Inc. | Sun Stim |  |  | Biomedical |  |  |  |  | 099-06232 | 099-06232 | Southeast | Memorial Hermann Southeast Hospital | Biomedical | Biomed shop |  |  |  | No pm
YES | YES |  |  |  | 099-09283 | 099-09283 | Sun Med Inc. | Sun stim plus |  | 20190122734M | TMC - MHTMC - CENTRAL SUPPLY |  |  |  |  | 099-09283 | 099-09283 | TMC | Memorial Hermann-Texas Medical Center | TMC - MHTMC - CENTRAL SUPPLY | Or 42
YES | YES |  |  |  | 099-07588 | 099-07588 | Sun Med Inc. | Sun stim plus |  |  | Surgery |  |  |  |  | 099-07588 | 099-07588 | TMC | Memorial Hermann-Texas Medical Center | Surgery | Or 6 or206
YES | YES |  |  |  | 099-07593 | 099-07593 | Sun Med Inc. | Sun stim plus |  | 20190523915 M | TMC - OR - ROBERTSON (2R) |  |  |  |  | 099-07593 | 099-07593 | TMC | Memorial Hermann-Texas Medical Center | TMC - OR - ROBERTSON (2R) | Or 205
YES | YES |  |  |  | 151-04607 | 151-04607 | Sun Med Inc. | Sunstim |  | 20160707292m | CY - ENDOSCOPY |  |  |  |  | 151-04607 | 151-04607 | Northwest | Memorial Hermann Cypress Hospital | CY - ENDOSCOPY | Cardiac cath lab | [5 empty] | Stimulator, Neuromuscular | STIMNEUROMUSC-SUNMEDINC-SunStim | [23 empty] | STIMNEUROMUSC | Stimulator, Neuromuscular | SUNMEDINC
YES | YES |  |  |  | 151-05102 | 151-05102 | Sun Med Inc. | SunStim |  | C1125556 | Endoscopy |  |  |  |  | 151-05102 | 151-05102 | Northwest | Memorial Hermann Cypress Hospital | Endoscopy | Bronchoscopy | 2/1/20 |  |  | No pm stivker. In drawer of anesthesia machine |  | Stimulator, Neuromuscular | STIMNEUROMUSC-SUNMEDINC-SunStim | [23 empty] | STIMNEUROMUSC | Stimulator, Neuromuscular | SUNMEDINC
YES | YES |  |  |  | 151-04650 | 151-04650 | Sun Med Inc. | SunStim |  | C1127143 | CY - OR |  |  |  |  | 151-04650 | 151-04650 | Northwest | Memorial Hermann Cypress Hospital | CY - OR | OR 4 | [5 empty] | Stimulator, Neuromuscular | STIMNEUROMUSC-SUNMEDINC-SunStim | [23 empty] | STIMNEUROMUSC | Stimulator, Neuromuscular | SUNMEDINC
YES | YES |  |  |  | 029-13279 | 029-13279 | Sun Med Inc. | SunStim |  |  | Or |  |  |  |  | 029-13279 | 029-13279 | Woodlands | Memorial Hermann The Woodlands Medical Center | Or | OR 12 | [5 empty] | Stimulator, Neuromuscular | STIMNEUROMUSC-SUNMEDINC-SunStim | [23 empty] | STIMNEUROMUSC | Stimulator, Neuromuscular | SUNMEDINC
YES | YES |  |  |  | 029-13310 | 029-13310 | Sun Med Inc. | SunStim |  |  | Surgery OR |  |  |  |  | 029-13310 | 029-13310 | Woodlands | Memorial Hermann Hospital Woodlands | Surgery OR | OR Room 7 |  |  |  | No p.m. |  | Stimulator, Neuromuscular | STIMNEUROMUSC-SUNMEDINC-SunStim | [23 empty] | STIMNEUROMUSC | Stimulator, Neuromuscular | SUNMEDINC
YES | YES |  |  |  | 029-13333 | 029-13333 | Sun Med Inc. | SunStim |  | 20160706821M | WOODLANDS - OR |  |  |  |  | 029-13333 | 029-13333 | Woodlands | Memorial Hermann The Woodlands Medical Center | WOODLANDS - OR | Room 15 |  |  |  | New Add |  | Stimulator, Neuromuscular | STIMNEUROMUSC-SUNMEDINC-SunStim | [23 empty] | STIMNEUROMUSC | Stimulator, Neuromuscular | SUNMEDINC
YES | YES |  |  |  | 099-10802 | 099-10802 | Sun Med Inc. | SunStim |  |  | SW - OR |  |  |  |  | 099-10802 | 099-10802 | Southwest | Memorial Hermann Southwest Hospital | SW - OR | Core A |  |  |  | New Add |  |  | STIMNEUROMUSC-SUNMEDINC-SunStim
YES | YES |  |  |  | 099-10808 | 099-10808 | Sun Med Inc. | SunStim |  | 20190521821M | SW - OR |  |  |  |  | 099-10808 | 099-10808 | Southwest | Memorial Hermann Southwest Hospital | SW - OR | Room 16 |  |  |  | New Add |  |  | STIMNEUROMUSC-SUNMEDINC-SunStim
YES | YES |  |  |  | 099-07984 | 099-07984 | Sun Med Inc. | SunStim |  |  | TMC - OR - PEDS Roberson building |  |  |  |  | 099-07984 | 099-07984 | TMC | Memorial Hermann Texas Medical Center | TMC - OR - PEDS Roberson building | OR 58 | [6 empty] | STIMNEUROMUSC-SUNMEDINC-SunStim
YES | YES |  |  |  | 099-04318 | 099-04318 | Sun Med Inc. | SunStim Plus |  |  | PEARLAND - OR |  |  |  |  | 099-04318 | 099-04318 | Pearland | Memorial Hermann Pearland Hospital | PEARLAND - OR | OR1
YES | YES |  |  |  | 099-04166 | 099-04166 | Sun Med Inc. | SunStim Plus |  |  | PEARLAND - OR |  |  |  |  | 099-04166 | 099-04166 | Pearland | Memorial Hermann Pearland Hospital | PEARLAND - OR | OR 3
YES | YES |  |  |  | 099-04264 | 099-04264 | Sun Med Inc. | SunStim Plus |  | 6lr61 | Pacu |  |  |  |  | 099-04264 | 099-04264 | Pearland | Memorial Hermann Pearland Hospital | Pacu | Med gas storage |  |  |  | No pm. Model possibly mn1604
YES | YES |  |  |  | 099-01051 | 099-01051 | Sun Med Inc. | SunStim Plus |  |  | NE - OR |  |  |  |  | 099-01051 | 099-01051 | Katy | Memorial Hermann Northeast Hospital | NE - OR | OR Hybrid Room
YES | YES |  |  |  | 099-00765 | 099-00765 | Sun Med Inc. | SunStim Plus |  | 20160718384M | NE - ANESTHESIA |  |  |  |  | 099-00765 | 099-00765 | Katy | Memorial Hermann Northeast Hospital | NE - ANESTHESIA | Or 6 |  |  |  | No pm
YES | YES |  |  |  | 099-00768 | 099-00768 | Sun Med Inc. | SunStim Plus |  |  | NE - OR |  |  |  |  | 099-00768 | 099-00768 | Katy | Memorial Hermann Northeast Hospital | NE - OR | Or 3
YES | YES |  |  |  | 099-03849 | 099-03849 | Sun Med Inc. | SunStim Plus |  | 20160718387M | NE - ANESTHESIA |  |  |  |  | 099-03849 | 099-03849 | Katy | Memorial Hermann Northeast Hospital | NE - ANESTHESIA | Procedure 4
YES | YES |  |  |  | 145-01531 | 145-01531 | Sun Med Inc. | SunStim Plus |  | C1200468 | SUGAR LAND - OR |  |  |  |  | 145-01531 | 145-01531 | Sugar Land | Memorial Hermann Sugar Land Hospital | SUGAR LAND - OR | OR 1
YES | YES |  |  |  | 005-33134 | 005-33134 | Sun Med Inc. | SunStim Plus |  |  | SUGAR LAND - OR |  |  |  |  | 005-33134 | 005-33134 | Sugar Land | Memorial Hermann Sugar Land Hospital | SUGAR LAND - OR | OR 4 | 2/1/20
YES | YES |  |  |  | 133-31023 | 133-31023 | Sun Med Inc. | SunStim Plus |  | C1096702 | SUGAR LAND - OR |  |  |  |  | 133-31023 | 133-31023 | Sugar Land |  | SUGAR LAND - OR |  |  |  |  | No pm
YES | YES |  |  |  | 133-31022 | 133-31022 | Sun Med Inc. | SunStim Plus |  | C1200529 | SUGAR LAND - OR |  |  |  |  | 133-31022 | 133-31022 | Sugar Land |  | SUGAR LAND - OR |  |  |  |  | No pm
YES | YES |  |  |  | 133-31021 | 133-31021 | Sun Med Inc. | SunStim Plus |  | C1200067 | SUGAR LAND - OR |  |  |  |  | 133-31021 | 133-31021 | Sugar Land |  | SUGAR LAND - OR |  |  |  |  | No pm
YES | YES |  |  |  | 133-31020 | 133-31020 | Sun Med Inc. | SunStim Plus |  | C1200098 | SUGAR LAND - OR |  |  |  |  | 133-31020 | 133-31020 | Sugar Land |  | SUGAR LAND - OR |  |  |  |  | No pm
YES | YES |  |  |  | 005-33234 | 005-33234 | Sun Med Inc. | SunStim Plus |  | C729451 | SUGAR LAND - OR |  |  |  |  | 005-33234 | 005-33234 | Sugar Land |  | SUGAR LAND - OR |  |  |  |  | No pm
YES | YES |  |  |  | 005-33196 | 005-33196 | Sun Med Inc. | SunStim Plus |  | 20170129279M | Sugar Land Endo |  |  |  |  | 005-33196 | 005-33196 | Sugar Land | Memorial Hermann Sugar Land Hospital | Sugar Land Endo | Procedure Room 2
YES | YES |  |  |  | 005-33172 | 005-33172 | Sun Med Inc. | SunStim Plus |  |  | L |  |  |  |  | 005-33172 | 005-33172 | Sugar Land | Memorial Hermann Sugar Land Hospital | L | L
YES | YES |  |  |  | 099-14926 | 099-14926 | Sun Med Inc. | SunStim Plus |  | 20190228293M | TMC - OR - CVOR (7HVI) |  |  |  |  | 099-14926 | 099-14926 | TMC | Memorial Hermann Surgery Center Texas Medical Center (#1500) | TMC - OR - CVOR (7HVI) | TMC - OR - CVOR (7HVI)
YES | YES |  |  |  | 099-12041 | 099-12041 | Sun Med Inc. | SunStim Plus |  | 20170129262M | TMC - MHTMC - CENTRAL SUPPLY |  |  |  |  | 099-12041 | 099-12041 | TMC | Memorial Hermann-Texas Medical Center | TMC - MHTMC - CENTRAL SUPPLY | Or 38
YES | YES | Serial Number Cnf |  |  | 099-09867 | 099-09867 | Sun Med Inc. | SunStim Plus |  | Cnf | TMC - OR - HERMANN (2HP) |  |  |  |  | 099-09867 | 099-09867 | TMC | Memorial Hermann-Texas Medical Center | TMC - OR - HERMANN (2HP) | OR 36
YES | YES |  |  |  | 099-09844 | 099-09844 | Sun Med Inc. | SunStim Plus |  |  | TMC - SAROFIM 3 - OR |  |  |  |  | 099-09844 | 099-09844 | TMC | Memorial Hermann-Texas Medical Center | TMC - SAROFIM 3 - OR | TMC - SAROFIM 3 - OR
YES | YES |  |  |  | 099-09899 | 099-09899 | Sun Med Inc. | SunStim Plus |  | 20190122726M | TMC - OR - ANESTHESIA (2HP) |  |  |  |  | 099-09899 | 099-09899 | TMC | Memorial Hermann-Texas Medical Center | TMC - OR - ANESTHESIA (2HP) | TMC - OR - ANESTHESIA (2HP)
YES | YES | Serial Number Cnf |  |  | 099-09881 | 099-09881 | Sun Med Inc. | SunStim Plus |  | Cnf | TMC - OR - HERMANN (2HP) |  |  |  |  | 099-09881 | 099-09881 | TMC | Memorial Hermann-Texas Medical Center | TMC - OR - HERMANN (2HP) | OR 54
YES | YES |  |  |  | 099-10030 | 099-10030 | Sun Med Inc. | SunStim Plus |  | 201805243430M | TMC - OR - PEDS Roberson building |  |  |  |  | 099-10030 | 099-10030 | TMC | Memorial Hermann Texas Medical Center | TMC - OR - PEDS Roberson building | OR 58
YES | YES |  |  |  | 099-09292 | 099-09292 | Sun Med Inc. | SunStim Plus |  | 20160601368M | TMC - RADIOLOGY - IR/ANGIO |  |  |  |  | 099-09292 | 099-09292 | TMC | Jones IR Holding | TMC - RADIOLOGY - IR/ANGIO | Angio room 5 J2418
YES | YES |  |  |  | 099-08000 | 099-08000 | Sun Med Inc. | SunStim Plus |  | 20180524330M | J2 405 angio 3 |  |  |  |  | 099-08000 | 099-08000 | TMC | Memorial Hermann Texas Medical Center | J2 405 angio 3 | J2 rm 405 | 4/1/20
YES | YES | Serial Number Cnf |  |  | 099-07413 | 099-07413 | Sun Med Inc. | SunStim Plus |  | Cnf | TMC- OR- (3HP) |  |  |  |  | 099-07413 | 099-07413 | TMC | Memorial Hermann-Texas Medical Center | TMC- OR- (3HP) | Storage
YES | YES |  |  |  | 099-07508 | 099-07508 | Sun Med Inc. | SunStim Plus |  | 20180524313m | SE - OR |  |  |  |  | 099-07508 | 099-07508 | Southeast | Memorial Hermann Southeast Hospital | SE - OR | Or 5 |  |  |  | No pm
YES | YES |  |  |  | 099-06071 | 099-06071 | Sun Med Inc. | SunStim Plus |  | 20170129460M | SE - OR |  |  |  |  | 099-06071 | 099-06071 | Southeast | Memorial Hermann Southeast Hospital | SE - OR | SE -OR
YES | YES |  |  |  | 099-07765 | 099-07765 | Sun Med Inc. | SunStim Plus |  |  | SE - OR |  |  |  |  | 099-07765 | 099-07765 | Southeast | Memorial Hermann Southeast Hospital | SE - OR | OR4 |  |  |  | Cnf
YES | YES |  |  |  | 099-06072 | 099-06072 | Sun Med Inc. | SunStim Plus |  | N20180424404M | SE - OR |  |  |  |  | 099-06072 | 099-06072 | Southeast | Memorial Hermann Southeast Hospital | SE - OR | SE -OR
YES | YES |  |  |  | 099-07471 | 099-07471 | Sun Med Inc. | SunStim Plus |  | 20160601260M | SE - OR |  |  |  |  | 099-07471 | 099-07471 | Southeast | Memorial Hermann Southeast Hospital | SE - OR | OR14
YES | YES |  |  |  | 099-07472 | 099-07472 | Sun Med Inc. | SunStim Plus |  | 20180524289M | SE - OR |  |  |  |  | 099-07472 | 099-07472 | Southeast | Memorial Hermann Southeast Hospital | SE - OR | OR14
YES | YES |  |  |  | 099-07522 | 099-07522 | Sun Med Inc. | SunStim Plus |  | 201-803-19187m | SE - OR |  |  |  |  | 099-07522 | 099-07522 | Southeast | Memorial Hermann Southeast Hospital | SE - OR | Or 11 |  |  |  | No pm
YES | YES |  |  |  | 099-06083 | 099-06083 | Sun Med Inc. | SunStim Plus |  | N20170222177M | SE - OR |  |  |  |  | 099-06083 | 099-06083 | Southeast | Memorial Hermann Southeast Hospital | SE - OR | SE - OR
YES | YES |  |  |  | 099-06503 | 099-06503 | Sun Med Inc. | SunStim Plus |  | 20160904097M | SE Endoscopy |  |  |  |  | 099-06503 | 099-06503 | Southeast | Memorial Hermann South East | SE Endoscopy | Endo procesure 1
YES | YES |  |  |  | 009-33133 | 009-33133 | Sun Med Inc. | SunStim Plus |  |  | NE - OR |  |  |  |  | 009-33133 | 009-33133 | Katy |  | NE - OR
NO | NO | [5 empty] | SUN MICROSYSTEMS |  |  | FW05310266 | SUGAR LAND - EEG | MHHS-Sugarland |  | Warmer, Radiant, Infant |  |  |  | Sugar Land |  | SUGAR LAND - EEG | [5 empty] | RECORDERS, TAPE, DATA, ELECTROCARDIOGRAPHY |  | WARMERRADINFANT-OhmedaMedical-5000 | WARMERRADINFANT |  |  |  |  | Ohmeda Med | Warmer, Radiant, Infant |  |  | WARMERRADINFANT-OhmedaMedical-5000 |  |  |  | Covered PM Repair - Biomedical | MHHS-Sugarland
NO | NO | [5 empty] | SUN MICROSYSTEMS | MARS |  | K8HS0372F | TMC - RESPIRATORY - ADULT | MHHS-TMC |  | Computer, Data Management |  |  |  | TMC |  | TMC - RESPIRATORY - ADULT | [5 empty] | IMAGE STORAGE DEVICES |  | COMPUTERDATAMANAGEMENT-GE-MARS | COMPUTERDATAMANAGEMENT | MARS |  |  |  | GE | Computer, Data Management |  |  | COMPUTERDATAMANAGEMENT-GE-MARS |  |  |  | Covered PM Repair - Biomedical | MHHS-TMC
NO | NO | [5 empty] | SUN MICROSYSTEMS | SUNBLADE 1500 |  | MT43230033 | SE - EMERGENCY CENTER | MHHS-Southeast | [5 empty] | Southeast & Bay Area |  | SE - EMERGENCY CENTER | [5 empty] | COMPUTERS |  | .needs class | [5 empty] | SUNMICROSYSTEMS | [7 empty] | Covered PM Repair - Biomedical | MHHS-Southeast
NO | YES | Serial Number Cnf |  |  |  | 129-02126 | SUN MICROSYSTEMS | SUNBLADE 2500 |  | CNF | SUGAR LAND - RADIOLOGY | MHHS-Sugarland |  |  |  |  | 129-02126 | West | MHHS-Sugarland | SUGAR LAND - RADIOLOGY | W1:241 |  |  |  |  | COMPUTERS |  | .needs class | [5 empty] | SUNMICROSYSTEMS | [7 empty] | Not Covered Vendor Only - Biomedical | MHHS-Sugarland
NO | NO | [5 empty] | SUN MICROSYSTEMS | SUNBLADE 2500 |  |  | KATY - RADIOLOGY | MHHS-Katy | [5 empty] | Katy |  | KATY - RADIOLOGY | [5 empty] | COMPUTERS |  | .needs class | [5 empty] | SUNMICROSYSTEMS | [7 empty] | Covered PM Repair - Biomedical | MHHS-Katy
NO | NO | [5 empty] | SUN MICROSYSTEMS | SUNBLADE 2500 |  |  | KATY - RADIOLOGY | MHHS-Katy | [5 empty] | Katy |  | KATY - RADIOLOGY | [5 empty] | COMPUTERS |  | .needs class | [5 empty] | SUNMICROSYSTEMS | [7 empty] | Covered PM Repair - Biomedical | MHHS-Katy
NO | NO | [5 empty] | SUN MICROSYSTEMS | SUNBLADE 2500 |  |  | SE - CANCER CENTER | MHHS-Southeast | [5 empty] | Southeast & Bay Area |  | SE - CANCER CENTER | [5 empty] | COMPUTERS |  | .needs class | [5 empty] | SUNMICROSYSTEMS | [7 empty] | Covered PM Repair - Biomedical | MHHS-Southeast
NO | NO | [5 empty] | SUN MICROSYSTEMS | ULTRA 10 |  |  | SUGAR LAND - RADIOLOGY | MHHS-Sugarland |  | Computer, Laptop, Tablet, PC |  |  |  | Sugar Land |  | SUGAR LAND - RADIOLOGY | [5 empty] | COMPUTERS |  | COMLAP-SUNMICROSYSTEMS-Ultra10 | COMLAP | Ultra10 |  |  |  | SUNMICROSYSTEMS | Computer, Laptop, Tablet, PC |  |  | COMLAP-SUNMICROSYSTEMS-Ultra10 |  |  |  | Covered PM Repair - Biomedical | MHHS-Sugarland
NO | NO | [5 empty] | Sun Nuclear | CHECKMATE 2 |  |  | GH - CANCER CENTER | MHHS-Greater Heights | [5 empty] | Central & Greater Heights |  | GH - CANCER CENTER | [5 empty] | RADIATION COUNTERS |  | .needs class | [5 empty] | SUNNUCLEAR | [7 empty] | Covered PM Repair - Biomedical | MHHS-Greater Heights
NO | NO | [5 empty] | Sun Nuclear | MAPCHECK |  |  | NE - CANCER CENTER | MHHS-Northeast | [5 empty] | Katy |  | NE - CANCER CENTER | [5 empty] | CALIBRATORS, RADIOPHARMACEUTICAL |  | .needs class | [5 empty] | SUNNUCLEAR | [7 empty] | Covered PM Repair - Biomedical | MHHS-Northeast
NO | NO |  |  |  | 041-20279 |  | Sun Nuclear | QA3 |  | 4294004-2011-10 | MEMORIAL CITY - TEXAS ONCOLOGY | MHHS-Mem City |  |  |  | 041-20279 |  | West & Memorial City |  | MEMORIAL CITY - TEXAS ONCOLOGY | [5 empty] | CALIBRATORS, RADIOPHARMACEUTICAL |  | .needs class | [5 empty] | SUNNUCLEAR | [7 empty] | Covered PM Repair - Biomedical | MHHS-Mem City
NO | NO | [5 empty] | Sun Nuclear | QA3 |  | 73132032-2011-09 | NE - CANCER CENTER | MHHS-Northeast | [5 empty] | Katy |  | NE - CANCER CENTER | [5 empty] | CALIBRATORS, RADIOPHARMACEUTICAL |  | .needs class | [5 empty] | SUNNUCLEAR | [7 empty] | Covered PM Repair - Biomedical | MHHS-Northeast
YES | YES | Serial Number Cnf |  |  | 099-09661 | 099-09661 | Sun stim | Plus |  | Cnf | TMC - OR - ROBERTSON (2R) |  |  |  |  | 099-09661 | 099-09661 | TMC | Memorial Hermann-Texas Medical Center | TMC - OR - ROBERTSON (2R) | Room 39 |  |  |  | Broken battery cover
YES | YES |  |  |  | 013-16918 | 013-16918 | Sun Tech | Tango |  | M00005515 | Stress |  |  |  |  | 013-16918 | 013-16918 | Southwest | Memorial Hermann Heart | Stress | Stress Testing EXAM3 | 12/1/19 |  | 12/1/20
NO | YES |  |  |  | 151-02425 | 151-02425 | Sun-Med | SUNSTIM |  | C930306 | CY-OR | MHHS-Cypress |  | Stimulator, Neuromuscular |  | 151-02425 | 151-02425 | Northwest | MHHS-Cypress | CY-OR | Or 8 | 8/1/17 | 2/1/20 |  |  | STIMULATORS, ELECTRICAL, PERIPHERAL NERVE, ANALGES | Stimulator, Neuromuscular | STIMNEUROMUSC-SUNMEDINC-SunStim | STIMNEUROMUSC | SunStim |  |  |  | SUNMEDINC | Stimulator, Neuromuscular |  | STIMNEUROMUSC-SUNMEDINC-SunStim |  | 4/30/20 |  |  | Not Covered Vendor Only - Biomedical | MHHS-Cypress | [8 empty] | STIMNEUROMUSC | Stimulator, Neuromuscular | SUNMEDINC
NO | YES |  |  |  | 151-02436 | 151-02436 | Sun-Med | SUNSTIM |  | C931479 | CY-OR | MHHS-Cypress |  | Stimulator, Neuromuscular |  | 151-02436 | 151-02436 | Northwest | MHHS-Cypress | CY-OR | OR 6 | 8/1/17 |  |  |  | STIMULATORS, ELECTRICAL, PERIPHERAL NERVE, ANALGES | Stimulator, Neuromuscular | STIMNEUROMUSC-SUNMEDINC-SunStim | STIMNEUROMUSC | SunStim |  |  |  | SUNMEDINC | Stimulator, Neuromuscular |  | STIMNEUROMUSC-SUNMEDINC-SunStim |  | 4/30/20 |  |  | Not Covered Vendor Only - Biomedical | MHHS-Cypress | [8 empty] | STIMNEUROMUSC | Stimulator, Neuromuscular | SUNMEDINC
NO | YES |  |  |  | 151-02437 | 151-02437 | Sun-Med | SUNSTIM |  | C931322 | CY-OR | MHHS-Cypress |  | Stimulator, Neuromuscular |  | 151-02437 | 151-02437 | Northwest | MHHS-Cypress | CY-OR | Or 5 | 8/1/17 | 2/1/20 |  | One time safety inspection | STIMULATORS, ELECTRICAL, PERIPHERAL NERVE, ANALGES | Stimulator, Neuromuscular | STIMNEUROMUSC-SUNMEDINC-SunStim | STIMNEUROMUSC | SunStim |  |  |  | SUNMEDINC | Stimulator, Neuromuscular |  | STIMNEUROMUSC-SUNMEDINC-SunStim |  | 7/1/14 |  |  | Covered PM Repair - Biomedical | MHHS-Cypress | [8 empty] | STIMNEUROMUSC | Stimulator, Neuromuscular | SUNMEDINC
NO | YES |  |  |  | 151-02440 | 151-02440 | Sun-Med | SUNSTIM |  | C836562 | CY-OR | MHHS-Cypress |  | Stimulator, Neuromuscular |  | 151-02440 | 151-02440 | Northwest | MHHS-Cypress | CY-OR | C-Section 1 | 8/1/17 |  |  |  | STIMULATORS, ELECTRICAL, PERIPHERAL NERVE, ANALGES | Stimulator, Neuromuscular | STIMNEUROMUSC-SUNMEDINC-SunStim | STIMNEUROMUSC | SunStim |  |  |  | SUNMEDINC | Stimulator, Neuromuscular |  | STIMNEUROMUSC-SUNMEDINC-SunStim |  | 8/1/17 |  |  | Covered PM Repair - Biomedical | MHHS-Cypress | [8 empty] | STIMNEUROMUSC | Stimulator, Neuromuscular | SUNMEDINC
NO | YES |  |  |  | 145-00947 | 099-04035 | Sun-Med | SUNSTIM |  |  | Pearland-Endoscopy | MHHS-Pearland Hospital |  | Stimulator, Neuromuscular |  | 145-00947 | 099-04035 | Pearland | MHHS-Pearland Hospital | Pearland-Endoscopy | PEARLAND - ENDOSCOPY |  |  |  |  | STIMULATORS, ELECTRICAL, PERIPHERAL NERVE, ANALGES | Stimulator, Neuromuscular | STIMNEUROMUSC-SUNMEDINC-SunStim | STIMNEUROMUSC | SunStim |  |  |  | SUNMEDINC | Stimulator, Neuromuscular |  | STIMNEUROMUSC-SUNMEDINC-SunStim |  | 7/1/14 |  |  | Covered PM Repair - Biomedical | MHHS-Pearland Hospital | [8 empty] | STIMNEUROMUSC | Stimulator, Neuromuscular | SUNMEDINC
NO | YES |  |  |  | 145-00961 | 145-00961 | Sun-Med | SUNSTIM |  |  | Pearland-OR-Anesthesia | MHHS-Pearland Hospital |  | Stimulator, Neuromuscular |  | 145-00961 | 145-00961 | Pearland | MHHS-Pearland Hospital | Pearland-OR-Anesthesia | OR C SECTION | 12/1/17 |  |  |  | STIMULATORS, ELECTRICAL, PERIPHERAL NERVE, ANALGES | Stimulator, Neuromuscular | STIMNEUROMUSC-SUNMEDINC-SunStim | STIMNEUROMUSC | SunStim |  |  |  | SUNMEDINC | Stimulator, Neuromuscular |  | STIMNEUROMUSC-SUNMEDINC-SunStim |  | 1/1/10 |  |  | Covered PM Repair - Biomedical | MHHS-Pearland Hospital | [8 empty] | STIMNEUROMUSC | Stimulator, Neuromuscular | SUNMEDINC
NO | YES |  |  |  | 145-01109 | 145-01109 | Sun-Med | SUNSTIM |  |  | Pearland-OR-Anesthesia | MHHS-Pearland Hospital |  | Stimulator, Neuromuscular |  | 145-01109 | 145-01109 | Pearland | MHHS-Pearland Hospital | Pearland-OR-Anesthesia | OR1 | 12/1/17 |  |  |  | STIMULATORS, ELECTRICAL, PERIPHERAL NERVE, ANALGES | Stimulator, Neuromuscular | STIMNEUROMUSC-SUNMEDINC-SunStim | STIMNEUROMUSC | SunStim |  |  |  | SUNMEDINC | Stimulator, Neuromuscular |  | STIMNEUROMUSC-SUNMEDINC-SunStim |  | 4/30/20 |  |  | Not Covered Vendor Only - Biomedical | MHHS-Pearland Hospital | [8 empty] | STIMNEUROMUSC | Stimulator, Neuromuscular | SUNMEDINC
NO | YES |  |  |  | 145-01125 | 145-01125 | Sun-Med | SUNSTIM |  |  | Pearland-OR-Anesthesia | MHHS-Pearland Hospital |  | Stimulator, Neuromuscular |  | 145-01125 | 145-01125 | Pearland | MHHS-Pearland Hospital | Pearland-OR-Anesthesia | OR2 | 12/1/17 | 12/1/18 |  |  | STIMULATORS, ELECTRICAL, PERIPHERAL NERVE, ANALGES | Stimulator, Neuromuscular | STIMNEUROMUSC-SUNMEDINC-SunStim | STIMNEUROMUSC | SunStim |  |  |  | SUNMEDINC | Stimulator, Neuromuscular |  | STIMNEUROMUSC-SUNMEDINC-SunStim |  | 4/30/20 |  |  | Not Covered Vendor Only - Biomedical | MHHS-Pearland Hospital | [8 empty] | STIMNEUROMUSC | Stimulator, Neuromuscular | SUNMEDINC
NO | NO |  |  |  | 151-02435 |  | Sun-Med | SUNSTIM |  | C837009 | CY - OR | MHHS-Cypress |  | Stimulator, Neuromuscular |  | 151-02435 |  | Northwest & Cypress |  | CY - OR | [5 empty] | STIMULATORS, ELECTRICAL, PERIPHERAL NERVE, ANALGES |  | STIMNEUROMUSC-SUNMEDINC-SunStim | STIMNEUROMUSC | SunStim |  |  |  | SUNMEDINC | Stimulator, Neuromuscular |  | STIMNEUROMUSC-SUNMEDINC-SunStim |  |  |  |  | Not Covered Vendor Only - Biomedical | MHHS-Cypress
NO | NO |  |  |  | 151-02438 |  | Sun-Med | SUNSTIM |  | C837020 | CY - OR | MHHS-Cypress |  | Stimulator, Neuromuscular |  | 151-02438 |  | Northwest & Cypress |  | CY - OR | [5 empty] | STIMULATORS, ELECTRICAL, PERIPHERAL NERVE, ANALGES |  | STIMNEUROMUSC-SUNMEDINC-SunStim | STIMNEUROMUSC | SunStim |  |  |  | SUNMEDINC | Stimulator, Neuromuscular |  | STIMNEUROMUSC-SUNMEDINC-SunStim |  |  |  |  | Covered PM Repair - Biomedical | MHHS-Cypress
NO | NO |  |  |  | 145-00952 |  | Sun-Med | SUNSTIM |  |  | PEARLAND - OR - ANESTHESIA | MHHS-Pearland Hospital |  | Stimulator, Neuromuscular |  | 145-00952 |  | Pearland |  | PEARLAND - OR - ANESTHESIA | [5 empty] | STIMULATORS, ELECTRICAL, PERIPHERAL NERVE, ANALGES |  | STIMNEUROMUSC-SUNMEDINC-SunStim | STIMNEUROMUSC | SunStim |  |  |  | SUNMEDINC | Stimulator, Neuromuscular |  | STIMNEUROMUSC-SUNMEDINC-SunStim |  |  |  |  | Not Covered Vendor Only - Biomedical | MHHS-Pearland Hospital
NO | NO |  |  |  | 145-01115 |  | Sun-Med | SUNSTIM |  |  | PEARLAND - OR - ANESTHESIA | MHHS-Pearland Hospital |  | Stimulator, Neuromuscular |  | 145-01115 |  | Pearland |  | PEARLAND - OR - ANESTHESIA | [5 empty] | STIMULATORS, ELECTRICAL, PERIPHERAL NERVE, ANALGES |  | STIMNEUROMUSC-SUNMEDINC-SunStim | STIMNEUROMUSC | SunStim |  |  |  | SUNMEDINC | Stimulator, Neuromuscular |  | STIMNEUROMUSC-SUNMEDINC-SunStim |  |  |  |  | Not Covered Vendor Only - Biomedical | MHHS-Pearland Hospital
NO | NO |  |  |  | CM-C682798 |  | Sun-Med | SUNSTIM |  | C682798 | TMC - OR - ANESTHESIA (2HP) | MHHS-TMC |  | Stimulator, Neuromuscular |  | CM-C682798 |  | TMC |  | TMC - OR - ANESTHESIA (2HP) | [5 empty] | STIMULATORS, ELECTRICAL, PERIPHERAL NERVE, ANALGES |  | STIMNEUROMUSC-SUNMEDINC-SunStim | STIMNEUROMUSC | SunStim |  |  |  | SUNMEDINC | Stimulator, Neuromuscular |  | STIMNEUROMUSC-SUNMEDINC-SunStim |  |  |  |  | Covered PM Repair - Biomedical | MHHS-TMC
NO | NO | [5 empty] | Sun-Med | SUNSTIM |  |  | TMC - OR - ANESTHESIA (OLD) | MHHS-TMC |  | Stimulator, Neuromuscular |  |  |  | TMC |  | TMC - OR - ANESTHESIA (OLD) | [5 empty] | STIMULATORS, ELECTRICAL, PERIPHERAL NERVE, ANALGES |  | STIMNEUROMUSC-SUNMEDINC-SunStim | STIMNEUROMUSC | SunStim |  |  |  | SUNMEDINC | Stimulator, Neuromuscular |  | STIMNEUROMUSC-SUNMEDINC-SunStim |  |  |  |  | Not Covered Vendor Only - Biomedical | MHHS-TMC
NO | NO | [5 empty] | Sun-Med | SUNSTIM |  |  | TMC - OR - ANESTHESIA (OLD) | MHHS-TMC |  | Stimulator, Neuromuscular |  |  |  | TMC |  | TMC - OR - ANESTHESIA (OLD) | [5 empty] | STIMULATORS, ELECTRICAL, PERIPHERAL NERVE, ANALGES |  | STIMNEUROMUSC-SUNMEDINC-SunStim | STIMNEUROMUSC | SunStim |  |  |  | SUNMEDINC | Stimulator, Neuromuscular |  | STIMNEUROMUSC-SUNMEDINC-SunStim |  |  |  |  | Not Covered Vendor Only - Biomedical | MHHS-TMC
NO | NO |  |  |  | 005-12958 |  | Sun-Med | SUNSTIM PLUS |  | C1183331 | SE - ICU | MHHS-Southeast |  | Stimulator, Nerve, Trans. (tens) |  | 005-12958 |  | Southeast & Bay Area |  | SE - ICU | [5 empty] | STIMULATORS, ELECTRICAL, NEUROMUSCULAR |  | STIMNERVETRANSTENS-SUNMEDINC-SunStim Plus | STIMNERVETRANSTENS | SunStim Plus |  |  |  | SUNMEDINC | Stimulator, Nerve, Trans. (tens) |  | STIMNERVETRANSTENS-SUNMEDINC-SunStim Plus |  |  |  |  | Not Covered Vendor Only - Biomedical | MHHS-Southeast
NO | NO |  |  |  | 005-12959 |  | Sun-Med | SUNSTIM PLUS |  | C756358 | SE - ICU | MHHS-Southeast |  | Stimulator, Nerve, Trans. (tens) |  | 005-12959 |  | Southeast & Bay Area |  | SE - ICU | [5 empty] | STIMULATORS, ELECTRICAL, NEUROMUSCULAR |  | STIMNERVETRANSTENS-SUNMEDINC-SunStim Plus | STIMNERVETRANSTENS | SunStim Plus |  |  |  | SUNMEDINC | Stimulator, Nerve, Trans. (tens) |  | STIMNERVETRANSTENS-SUNMEDINC-SunStim Plus |  |  |  |  | Not Covered Vendor Only - Biomedical | MHHS-Southeast
NO | NO |  |  |  | 005-12960 |  | Sun-Med | SUNSTIM PLUS |  | C756316 | SE - ICU | MHHS-Southeast |  | Stimulator, Nerve, Trans. (tens) |  | 005-12960 |  | Southeast & Bay Area |  | SE - ICU | [5 empty] | STIMULATORS, ELECTRICAL, NEUROMUSCULAR |  | STIMNERVETRANSTENS-SUNMEDINC-SunStim Plus | STIMNERVETRANSTENS | SunStim Plus |  |  |  | SUNMEDINC | Stimulator, Nerve, Trans. (tens) |  | STIMNERVETRANSTENS-SUNMEDINC-SunStim Plus |  |  |  |  | Covered PM Repair - Biomedical | MHHS-Southeast
YES | YES |  |  |  | 041-33490 | 041-33490 | Sunbeam-Oster | SNR10TFPAW |  | Nsn | MH MG - (MC) - MC CARDIOLOGY (MP4) STE400 |  |  |  |  | 041-33490 | 041-33490 |  | Memorial Hermann City - suite 400 | MH MG - (MC) - MC CARDIOLOGY (MP4) STE400 | Echo Room 2 | 4/1/20 |  |  | No PM Sticker
YES | YES |  |  |  | 029-13489 | 029-13489 | SUNMED | C1125459 |  | 20180318122M | L |  |  |  |  | 029-13489 | 029-13489 | Woodlands | Memorial Hermann Hospital Woodlands | L | L
YES | YES |  |  |  | 099-07991 | 099-07991 | SunMed | Sun stim |  |  | Peds OR |  |  |  |  | 099-07991 | 099-07991 | TMC | Memorial Hermann Texas Medical Center | Peds OR | OR 68
YES | YES |  |  |  | 099-02625 | 099-02625 | Sunmed | Sunstim plus |  |  | NE - OR |  |  |  |  | 099-02625 | 099-02625 | Katy | Memorial Hermann Northeast Hospital | NE - OR | Or 4
YES | YES |  |  |  | 099-02244 | 099-02244 | Sunmed | Sunstim plus |  |  | NE - OR |  |  |  |  | 099-02244 | 099-02244 | Katy | Memorial Hermann Northeast Hospital | NE - OR | OR1
YES | YES |  |  |  | 099-01354 | 099-01354 | Sunmed | Sunstim plus |  |  | NE - OR |  |  |  |  | 099-01354 | 099-01354 | Katy | Memorial Hermann Northeast Hospital | NE - OR | OR2 |  | 2/1/20
YES | YES |  |  |  | 099-01356 | 099-01356 | Sunmed | Sunstim plus |  |  | NE - OR |  |  |  |  | 099-01356 | 099-01356 | Katy | Memorial Hermann Northeast Hospital | NE - OR | OR 4
YES | YES |  |  |  | 005-33285 | 005-33285 | SunMed | SunStim Plus |  | 20170129281M | SUGAR LAND - OR |  |  |  |  | 005-33285 | 005-33285 | Sugar Land | Memorial Hermann Sugar Land Hospital | SUGAR LAND - OR | OR 2
YES | YES |  |  |  | 005-33293 | 005-33293 | SunMed | SunStim Plus |  |  | SUGAR LAND - OR |  |  |  |  | 005-33293 | 005-33293 | Sugar Land | Memorial Hermann Sugar Land Hospital | SUGAR LAND - OR | OR 6
YES | YES |  |  |  | 099-12500 | 099-12500 | Sunmed | Sunstim plus |  | S00159359 | TMC - CATH LAB - ADULT (2HVI) |  |  |  |  | 099-12500 | 099-12500 | TMC | Memorial Hermann-Texas Medical Center | TMC - CATH LAB - ADULT (2HVI) | Cath lab 4
YES | YES |  |  |  | 099-12516 | 099-12516 | Sunmed | Sunstim plus |  | C1200337 | Cath lab |  |  |  |  | 099-12516 | 099-12516 | TMC | Memorial Hermann-Texas Medical Center | Cath lab | Cath lab 1 |  |  |  | No PM Sticker
YES | YES |  |  |  | 099-12582 | 099-12582 | SunMed | SunStim Plus |  |  | TMC - HVI - OR |  |  |  |  | 099-12582 | 099-12582 | TMC | Memorial Hermann- Texas Medical Center | TMC - HVI - OR | OR 4 |  |  |  | No PM Sticker
YES | YES |  |  |  | 099-12467 | 099-12467 | Sunmed | SunStim Plus |  |  | TMC - OR - CVOR (7HVI) |  |  |  |  | 099-12467 | 099-12467 | TMC | Memorial Hermann-Texas Medical Center | TMC - OR - CVOR (7HVI) | OR - CVOR (7HVI
YES | YES |  |  |  | 099-09308 | 099-09308 | Sunmed | Sunstim plus |  |  | Gi lab |  |  |  |  | 099-09308 | 099-09308 | TMC | Memorial Hermann-Texas Medical Center | Gi lab | Fluro scope 482
YES | YES |  |  |  | 099-07153 | 099-07153 | Sunmed | Sunstim plus |  | Nsn | TMC - OR - HERMANN (2HP) |  |  |  |  | 099-07153 | 099-07153 |  | Memorial Hermann-tmc | TMC - OR - HERMANN (2HP) | Or 35 |  |  |  | No PM Sticker
YES | YES |  |  |  | 069-44626 | 069-44626 | Sunmed | Sunstim Plus |  | 20190228094M | TMC - SAROFIM 3 - OR |  |  |  |  | 069-44626 | 069-44626 | TMC | Memorial Hermann-Texas Medical Center | TMC - SAROFIM 3 - OR | OR 40 |  |  |  | No pm found
YES | YES |  |  |  | 099-09063 | 099-09063 | SunMed | SunStim plus |  |  | TMC - SAROFIM 3 - OR |  |  |  |  | 099-09063 | 099-09063 | TMC | Memorial Hermann-Texas Medical Center | TMC - SAROFIM 3 - OR | SAROFIM 3 - OR
YES | YES |  |  |  | 099-07026 | 099-07026 | Sunmed | Sunstim plus |  | Nsn | TMC - OR - HERMANN (2HP) |  |  |  |  | 099-07026 | 099-07026 |  | Memorial Hermann-tmc | TMC - OR - HERMANN (2HP) | Or 34 |  |  |  | No PM Sticker
YES | YES |  |  |  | 099-09637 | 099-09637 | Sunmed | Sunstim Plus |  | 2013072*332 | TMC - OR - ANESTHESIA (CONTRACT EQUIP) |  |  |  |  | 099-09637 | 099-09637 | TMC | Memorial Hermann-Texas Medical Center | TMC - OR - ANESTHESIA (CONTRACT EQUIP) | S2 OR 4 |  |  |  | No pm found
YES | YES |  |  |  | 099-09963 | 099-09963 | Sunmed | Sunstim plus |  | C1127523 | TMC - SAROFIM 2 - OR |  |  |  |  | 099-09963 | 099-09963 | TMC | Memorial Hermann-Texas Medical Center | TMC - SAROFIM 2 - OR | Or 10 |  |  |  | No pm
YES | YES |  |  |  | 099-07101 | 099-07101 | Sunmed | Sunstim plus |  | Nsn | TMC - SAROFIM 2 - OR |  |  |  |  | 099-07101 | 099-07101 |  | Memorial Hermann-tmc | TMC - SAROFIM 2 - OR | OR15 |  |  |  | No PM Sticker
YES | YES |  |  |  | 099-07596 | 099-07596 | SunMed | SunStim Plus |  |  | TMC - sarofim 2 - OR |  |  |  |  | 099-07596 | 099-07596 | TMC | Memorial Hermann-Texas Medical Center | TMC - sarofim 2 - OR | sarofim 2 - OR
YES | YES |  |  |  | 099-09654 | 099-09654 | Sunmed | Sunstim Plus |  | 20160708547M | TMC - ANESTHESIA |  |  |  |  | 099-09654 | 099-09654 | TMC | Memorial Hermann-Texas Medical Center | TMC - ANESTHESIA | S2 OR 1 |  |  |  | No pm found
YES | YES | Serial Number Cnf |  |  | 099-09620 | 099-09620 | Sunmed | Sunstim Plus |  | cnf | TMC - SAROFIM 2 - OR |  |  |  |  | 099-09620 | 099-09620 | TMC | Memorial Hermann-Texas Medical Center | TMC - SAROFIM 2 - OR | S2 OR 1
YES | YES |  |  |  | 099-09978 | 099-09978 | Sunmed | Sunstim plus |  | 20180524326m | TMC - OR - HERMANN (2HP) |  |  |  |  | 099-09978 | 099-09978 | TMC | Memorial Hermann-Texas Medical Center | TMC - OR - HERMANN (2HP) | OR 60 |  |  |  | No pm
YES | YES |  |  |  | 099-09629 | 099-09629 | Sunmed | Sunstim Plus |  |  | TMC - OR - PEDI OR (2R) |  |  |  |  | 099-09629 | 099-09629 | TMC | Memorial Hermann-Texas Medical Center | TMC - OR - PEDI OR (2R) | S2 OR 55
YES | YES |  |  |  | 099-09940 | 099-09940 | SunMed | SunStim plus |  |  | TMC - OR - PEDI OR (2R) |  |  |  |  | 099-09940 | 099-09940 | TMC | Memorial Hermann-Texas Medical Center | TMC - OR - PEDI OR (2R) | PEDI OR (2R)
YES | YES |  |  |  | 099-09720 | 099-09720 | Sunmed | Sunstim plus |  |  | TMC - OR - HERMANN (2HP) |  |  |  |  | 099-09720 | 099-09720 | TMC | Memorial Hermann-Texas Medical Center | TMC - OR - HERMANN (2HP) | OR 69 |  |  |  | No pm
YES | YES |  |  |  | 099-09721 | 099-09721 | Sunmed | Sunstim plus |  |  | TMC - OR - HERMANN (2HP) |  |  |  |  | 099-09721 | 099-09721 | TMC | Memorial Hermann-Texas Medical Center | TMC - OR - HERMANN (2HP) | OR 69 |  |  |  | No pm
YES | YES |  |  |  | 099-09981 | 099-09981 | Sunmed | Sunstim Plus |  | 20171130775M | TMC - OR - SEROFIM 2 |  |  |  |  | 099-09981 | 099-09981 | TMC | Memorial Hermann-Texas Medical Center | TMC - OR - SEROFIM 2 | S2 OR 67
YES | YES |  |  |  | 099-09982 | 099-09982 | Sunmed | Sunstim Plus |  |  | TMC - OR - ANESTHESIA (2HP) |  |  |  |  | 099-09982 | 099-09982 | TMC | Memorial Hermann-Texas Medical Center | TMC - OR - ANESTHESIA (2HP) | S2 OR 67
YES | YES |  |  |  | 099-09929 | 099-09929 | SunMed | SunStim Plus |  |  | TMC - OR - PEDI OR (2R) |  |  |  |  | 099-09929 | 099-09929 | TMC | Memorial Hermann-Texas Medical Center | TMC - OR - PEDI OR (2R) | OR - PEDI OR (2R)
YES | YES |  |  |  | 099-09729 | 099-09729 | Sunmed | Sunstim plus |  |  | TMC - MHTMC - CENTRAL SUPPLY |  |  |  |  | 099-09729 | 099-09729 | TMC | Memorial Hermann-Texas Medical Center | TMC - MHTMC - CENTRAL SUPPLY | Angio 5 |  |  |  | No pm
YES | YES |  |  |  | 099-07932 | 099-07932 | SunMed | SunStim Plus |  | 201-810-1459 7 M | Memorial Hermann- Texas Medical Center Radiology |  |  |  |  | 099-07932 | 099-07932 |  | TMC | Memorial Hermann- Texas Medical Center Radiology | Angio 2 | 4/1/20 |  |  | No PM Sticker
YES | YES |  |  |  | 099-07933 | 099-07933 | SunMed | SunStim Plus |  | 201711301 2 9 M | Memorial Hermann- Texas Medical Center Radiology |  |  |  |  | 099-07933 | 099-07933 |  | TMC | Memorial Hermann- Texas Medical Center Radiology | Angio 2 | 4/1/20 |  |  | No PM Sticker
YES | YES |  |  |  | 099-09957 | 099-09957 | SunMed | SunStim Plus |  | 201-810-1479 7M | Memorial Hermann- Texas Medical Center- Radiology- PEDI OR |  |  |  |  | 099-09957 | 099-09957 |  | TMC | Memorial Hermann- Texas Medical Center- Radiology- PEDI OR | PEDI OR Storage room | 4/1/20 |  |  | No PM Sticker
YES | YES |  |  |  | 099-07246 | 099-07246 | SunMed | SunStim Plus |  |  | Sarofim 3 |  |  |  |  | 099-07246 | 099-07246 | TMC | Memorial Hermann-Texas Medical Center | Sarofim 3 | Storage
YES | YES |  |  |  | 099-07968 | 099-07968 | SunMed | SunStim Plus |  |  | Sarofim 3 |  |  |  |  | 099-07968 | 099-07968 | TMC | Memorial Hermann-Texas Medical Center | Sarofim 3 | Storage
YES | YES |  |  |  | 099-07969 | 099-07969 | SunMed | SunStim Plus |  |  | Memorial Hermann- Texas Medical Center- OR |  |  |  |  | 099-07969 | 099-07969 |  | TMC | Memorial Hermann- Texas Medical Center- OR | Serafine 3floor OR storage room | 4/1/20 |  |  | No PM Sticker
YES | YES |  |  |  | 099-07707 | 099-07707 | SunMed | SunStim Plus |  |  | SE - OR |  |  |  |  | 099-07707 | 099-07707 | Southeast | Memorial Hermann Southeast Hospital | SE - OR | OR 1
YES | YES |  |  |  | 099-06027 | 099-06027 | SunMed | SunStim Plus |  | 201-805-24147M | SE - OR |  |  |  |  | 099-06027 | 099-06027 |  | Memorial Hermann- South East | SE - OR | OR 3 | 4/1/20 |  |  | No PM Sticker
YES | YES |  |  |  | 099-07715 | 099-07715 | SunMed | SunStim Plus |  | 20160601617M | SE - OR |  |  |  |  | 099-07715 | 099-07715 | Southeast | Memorial Hermann Southeast Hospital | SE - OR | OR 7
YES | YES |  |  |  | 099-07464 | 099-07464 | Sunmed | Sunstim plus |  |  | SE - OR - ANESTHESIA |  |  |  |  | 099-07464 | 099-07464 | Southeast | Memorial Hermann Southeast Hospital | SE - OR - ANESTHESIA | Surgery
YES | YES |  |  |  | 099-07465 | 099-07465 | Sunmed | Sunstim plus |  | 20170129452M | SE - OR - ANESTHESIA |  |  |  |  | 099-07465 | 099-07465 | Southeast | Memorial Hermann Southeast Hospital | SE - OR - ANESTHESIA | Surgery
YES | YES |  |  |  | 099-06347 | 099-06347 | SunMed | SunStim Plus |  |  | SE - Endosopy |  |  |  |  | 099-06347 | 099-06347 | Southeast | Memorial Hermann Southeast Hospital | SE - Endosopy | Procedure 5
YES | YES |  |  |  | 099-07086 | 099-07086 | SunMef | SunStim Plus |  |  | Memorial Hermann- Texas Medical Center-OR-PACU nurse station |  |  |  |  | 099-07086 | 099-07086 |  | TMC | Memorial Hermann- Texas Medical Center-OR-PACU nurse station | OR 03 | 4/1/20 |  |  | No PM Sticker
YES | YES | Serial Number Cnf |  |  | 099-01321 | 099-01321 | Sunnex | Cnf |  | Cnf | NE - ER |  |  |  |  | 099-01321 | 099-01321 | NorthEast |  | NE - ER |  |  |  |  | No pm |  |  | .needs class
NO | YES |  |  |  | 133-08582 | 133-08582 | Sunnex Inc. | PF SERIES MRI LIGHT |  | 11-0152 | KATY - RADIOLOGY | MHHS-Katy |  |  |  | 133-08582 | 133-08582 | Katy | MHHS - KATY | KATY - RADIOLOGY | Mens Changing Rm |  |  |  |  | LIGHTS, EXAMINATION |  | .needs class | [5 empty] | SUNNEX | [7 empty] | Covered PM Repair - Biomedical | MHHS-Katy
NO | NO |  |  |  | 041-20724 |  | Sunnex Inc. | PF-28016-M |  | PF1112463 | OPID - (MC) - MEMORIAL CITY - 422 (MP4) | MHHS-OPID |  | Lamp, Exam |  | 041-20724 |  | West & Memorial City |  | OPID - (MC) - MEMORIAL CITY - 422 (MP4) | [5 empty] | LIGHTS, EXAMINATION |  | LAMPEXAM-SUNNEX-PF28016-M | LAMPEXAM | PF28016-M |  |  |  | SUNNEX | Lamp, Exam |  |  | LAMPEXAM-SUNNEX-PF28016-M |  |  |  | Covered PM Repair - Biomedical | MHHS-OPID
NO | NO |  |  |  | 029-07647 |  | Sunnex Inc. | TRI-STAR 2015 |  |  | WOODLANDS - CATH LAB | MHHS-Woodlands |  |  |  | 029-07647 |  | Woodlands |  | WOODLANDS - CATH LAB | [5 empty] | LIGHTS, SURGICAL |  | .needs class | [5 empty] | SUNNEX | [7 empty] | Covered PM Repair - Biomedical | MHHS-Woodlands
YES | YES |  |  |  | 099-02173 | 099-02173 | Sunny Health | Cnf |  | AS4400418A10464 | Shepherd Square Performance Lab |  |  |  |  | 099-02173 | 099-02173 | TMC |  | Shepherd Square Performance Lab | Sports Medicine Institute | [6 empty] | .needs class
NO | NO |  |  |  | 069-44398 |  | SUNOPTIC TECHNOLOGIES | LLS-050 |  |  | TMC - OR - ROBERTSON (2R) | MHHS-TMC |  | Light Source, Fiberoptic |  | 069-44398 |  | TMC |  | TMC - OR - ROBERTSON (2R) | [5 empty] | LIGHT SOURCES, FIBEROPTIC |  | LIGHTSOURCEFIBEROPT-Summit Medical-LLS-050 | LIGHTSOURCEFIBEROPT | LLS-050 |  |  |  | Summit Medical | Light Source, Fiberoptic |  |  | LIGHTSOURCEFIBEROPT-Summit Medical-LLS-050 |  |  |  | Covered PM Repair - Biomedical | MHHS-TMC
NO | NO |  |  |  | 029-08807 |  | SUNOPTIC TECHNOLOGIES | LLS-050 |  |  | WOODLANDS - OR | MHHS-Woodlands |  | Light Source, Fiberoptic |  | 029-08807 |  | Woodlands |  | WOODLANDS - OR | [5 empty] | LIGHT SOURCES, FIBEROPTIC |  | LIGHTSOURCEFIBEROPT-Summit Medical-LLS-050 | LIGHTSOURCEFIBEROPT | LLS-050 |  |  |  | Summit Medical | Light Source, Fiberoptic |  |  | LIGHTSOURCEFIBEROPT-Summit Medical-LLS-050 |  |  |  | Covered PM Repair - Biomedical | MHHS-Woodlands
NO | YES |  |  |  | 013-12873 | 013-12873 | SUNOPTIC TECHNOLOGIES | SOLARMAXX 300 |  |  | SW-OR | MHHS-Southwest |  | Light Source, Fiberoptic |  | 013-12873 | 013-12873 | Southwest | MHHS-Southwest | SW-OR | Corridor | 5/1/19 |  | 5/1/20 |  | LIGHT SOURCES, FIBEROPTIC | Light Source, Fiberoptic | LIGHTSOURCEFIBEROPT-SUNOPTICS-SolarMaxx 300 | LIGHTSOURCEFIBEROPT | SolarMaxx 300 |  |  |  | SUNOPTICS | Light Source, Fiberoptic |  | LIGHTSOURCEFIBEROPT-SUNOPTICS-SolarMaxx 300 |  | 4/1/16 |  |  | Covered PM Repair - Radiology, Low End | MHHS-Southwest | [8 empty] | LIGHTSOURCEFIBEROPT | Light Source, Fiberoptic | SUNOPTICS
NO | YES |  |  |  | 013-15521 | 013-15521 | SUNOPTIC TECHNOLOGIES | SOLARMAXX 300 |  |  | SW-OR | MHHS-Southwest |  | Light Source, Fiberoptic |  | 013-15521 | 013-15521 | Southwest | MHHS-Southwest | SW-OR | SW - OR | 4/1/19 |  | 4/1/20 |  | LIGHT SOURCES, FIBEROPTIC | Light Source, Fiberoptic | LIGHTSOURCEFIBEROPT-SUNOPTICS-SolarMaxx 300 | LIGHTSOURCEFIBEROPT | SolarMaxx 300 |  |  |  | SUNOPTICS | Light Source, Fiberoptic |  | LIGHTSOURCEFIBEROPT-SUNOPTICS-SolarMaxx 300 |  |  |  |  | Covered PM Repair - Biomedical | MHHS-Southwest | [8 empty] | LIGHTSOURCEFIBEROPT | Light Source, Fiberoptic | SUNOPTICS
NO | YES |  |  |  | 013-15522 | 013-15522 | SUNOPTIC TECHNOLOGIES | SOLARMAXX 300 |  |  | SW-OR | MHHS-Southwest |  | Light Source, Fiberoptic |  | 013-15522 | 013-15522 | Southwest | MHHS-Southwest | SW-OR | OR7 | 4/1/19 |  | 4/1/20 |  | LIGHT SOURCES, FIBEROPTIC | Light Source, Fiberoptic | LIGHTSOURCEFIBEROPT-SUNOPTICS-SolarMaxx 300 | LIGHTSOURCEFIBEROPT | SolarMaxx 300 |  |  |  | SUNOPTICS | Light Source, Fiberoptic |  | LIGHTSOURCEFIBEROPT-SUNOPTICS-SolarMaxx 300 |  |  |  |  | Covered PM Repair - Biomedical | MHHS-Southwest | [8 empty] | LIGHTSOURCEFIBEROPT | Light Source, Fiberoptic | SUNOPTICS
NO | YES |  |  |  | 013-15523 | 013-15523 | SUNOPTIC TECHNOLOGIES | SOLARMAXX 300 |  |  | SW-OR | MHHS-Southwest |  | Light Source, Fiberoptic |  | 013-15523 | 013-15523 | Southwest | MHHS-Southwest | SW-OR | Or core 16 | 4/1/19 |  | 4/1/20 |  | LIGHT SOURCES, FIBEROPTIC | Light Source, Fiberoptic | LIGHTSOURCEFIBEROPT-SUNOPTICS-SolarMaxx 300 | LIGHTSOURCEFIBEROPT | SolarMaxx 300 |  |  |  | SUNOPTICS | Light Source, Fiberoptic |  | LIGHTSOURCEFIBEROPT-SUNOPTICS-SolarMaxx 300 |  |  |  |  | Covered PM Repair - Biomedical | MHHS-Southwest | [8 empty] | LIGHTSOURCEFIBEROPT | Light Source, Fiberoptic | SUNOPTICS
NO | YES |  |  |  | 013-15524 | 013-15524 | SUNOPTIC TECHNOLOGIES | SOLARMAXX 300 |  |  | SW-OR | MHHS-Southwest |  | Light Source, Fiberoptic |  | 013-15524 | 013-15524 | Southwest | MHHS-Southwest | SW-OR | Corridor | 5/1/19 |  | 5/1/20 |  | LIGHT SOURCES, FIBEROPTIC | Light Source, Fiberoptic | LIGHTSOURCEFIBEROPT-SUNOPTICS-SolarMaxx 300 | LIGHTSOURCEFIBEROPT | SolarMaxx 300 |  |  |  | SUNOPTICS | Light Source, Fiberoptic |  | LIGHTSOURCEFIBEROPT-SUNOPTICS-SolarMaxx 300 |  |  |  |  | Covered PM Repair - Radiology, Low End | MHHS-Southwest | [8 empty] | LIGHTSOURCEFIBEROPT | Light Source, Fiberoptic | SUNOPTICS
NO | YES |  |  |  | 013-15525 | 013-15525 | SUNOPTIC TECHNOLOGIES | SOLARMAXX 300 |  |  | SW-OR | MHHS-Southwest |  | Light Source, Fiberoptic |  | 013-15525 | 013-15525 | Southwest | MHHS-Southwest | SW-OR | OR7 | 5/1/19 |  | 5/1/20 |  | LIGHT SOURCES, FIBEROPTIC | Light Source, Fiberoptic | LIGHTSOURCEFIBEROPT-SUNOPTICS-SolarMaxx 300 | LIGHTSOURCEFIBEROPT | SolarMaxx 300 |  |  |  | SUNOPTICS | Light Source, Fiberoptic |  | LIGHTSOURCEFIBEROPT-SUNOPTICS-SolarMaxx 300 |  | 4/1/17 |  |  | Covered PM Repair - Radiology, Low End | MHHS-Southwest | [8 empty] | LIGHTSOURCEFIBEROPT | Light Source, Fiberoptic | SUNOPTICS
NO | YES |  |  |  | 013-16473 | 013-16473 | SUNOPTIC TECHNOLOGIES | SOLARMAXX 300 |  |  | SW-OR | MHHS-Southwest |  | Light Source, Fiberoptic |  | 013-16473 | 013-16473 | Southwest | MHHS-Southwest | SW-OR | Or core 16 | 5/1/19 |  | 5/1/20 |  | LIGHT SOURCES, FIBEROPTIC | Light Source, Fiberoptic | LIGHTSOURCEFIBEROPT-SUNOPTICS-SolarMaxx 300 | LIGHTSOURCEFIBEROPT | SolarMaxx 300 |  |  |  | SUNOPTICS | Light Source, Fiberoptic |  | LIGHTSOURCEFIBEROPT-SUNOPTICS-SolarMaxx 300 |  |  |  |  | Covered PM Repair - Radiology, High End | MHHS-Southwest | [8 empty] | LIGHTSOURCEFIBEROPT | Light Source, Fiberoptic | SUNOPTICS
NO | YES |  |  |  | 013-16474 | 013-16474 | SUNOPTIC TECHNOLOGIES | SOLARMAXX 300 |  |  | SW-OR | MHHS-Southwest |  | Light Source, Fiberoptic |  | 013-16474 | 013-16474 | Southwest | MHHS-Southwest | SW-OR | OR 1 | 5/1/19 |  | 5/1/20 |  | LIGHT SOURCES, FIBEROPTIC | Light Source, Fiberoptic | LIGHTSOURCEFIBEROPT-SUNOPTICS-SolarMaxx 300 | LIGHTSOURCEFIBEROPT | SolarMaxx 300 |  |  |  | SUNOPTICS | Light Source, Fiberoptic |  | LIGHTSOURCEFIBEROPT-SUNOPTICS-SolarMaxx 300 |  |  |  |  | Covered PM Repair - Radiology, Low End | MHHS-Southwest | [8 empty] | LIGHTSOURCEFIBEROPT | Light Source, Fiberoptic | SUNOPTICS
NO | YES |  |  |  | 013-16475 | 013-16475 | SUNOPTIC TECHNOLOGIES | SOLARMAXX 300 |  |  | SW-OR | MHHS-Southwest |  | Light Source, Fiberoptic |  | 013-16475 | 013-16475 | Southwest | MHHS-Southwest | SW-OR | OR3 | 4/1/19 |  | 4/1/20 |  | LIGHT SOURCES, FIBEROPTIC | Light Source, Fiberoptic | LIGHTSOURCEFIBEROPT-SUNOPTICS-SolarMaxx 300 | LIGHTSOURCEFIBEROPT | SolarMaxx 300 |  |  |  | SUNOPTICS | Light Source, Fiberoptic |  | LIGHTSOURCEFIBEROPT-SUNOPTICS-SolarMaxx 300 |  |  |  |  | Covered PM Repair - Radiology, High End | MHHS-Southwest | [8 empty] | LIGHTSOURCEFIBEROPT | Light Source, Fiberoptic | SUNOPTICS
NO | YES |  |  |  | 013-16476 | 013-16476 | SUNOPTIC TECHNOLOGIES | SOLARMAXX 300 |  |  | SW-OR | MHHS-Southwest |  | Light Source, Fiberoptic |  | 013-16476 | 013-16476 | Southwest | MHHS-Southwest | SW-OR | OR 1 | 5/1/19 |  | 5/1/20 |  | LIGHT SOURCES, FIBEROPTIC | Light Source, Fiberoptic | LIGHTSOURCEFIBEROPT-SUNOPTICS-SolarMaxx 300 | LIGHTSOURCEFIBEROPT | SolarMaxx 300 |  |  |  | SUNOPTICS | Light Source, Fiberoptic |  | LIGHTSOURCEFIBEROPT-SUNOPTICS-SolarMaxx 300 |  | 11/25/15 |  |  | Covered PM Repair - Radiology, Low End | MHHS-Southwest | [8 empty] | LIGHTSOURCEFIBEROPT | Light Source, Fiberoptic | SUNOPTICS
NO | YES |  |  |  | 013-16477 | 013-16477 | SUNOPTIC TECHNOLOGIES | SOLARMAXX 300 |  |  | SW-OR | MHHS-Southwest |  | Light Source, Fiberoptic |  | 013-16477 | 013-16477 | Southwest | MHHS-Southwest | SW-OR | SW - OR | 4/1/19 |  | 4/1/20 |  | LIGHT SOURCES, FIBEROPTIC | Light Source, Fiberoptic | LIGHTSOURCEFIBEROPT-SUNOPTICS-SolarMaxx 300 | LIGHTSOURCEFIBEROPT | SolarMaxx 300 |  |  |  | SUNOPTICS | Light Source, Fiberoptic |  | LIGHTSOURCEFIBEROPT-SUNOPTICS-SolarMaxx 300 |  | 11/1/16 |  |  | Covered PM Repair - Radiology, Low End | MHHS-Southwest | [8 empty] | LIGHTSOURCEFIBEROPT | Light Source, Fiberoptic | SUNOPTICS
NO | YES |  |  |  | 041-19067 | 041-19067 | SUNOPTIC TECHNOLOGIES | TITAN 400 (S400T) |  |  | MEMORIAL CITY - Surgery | MHHS-Mem City |  |  |  | 041-19067 | 041-19067 | West | Memorial Hermann Memorial City Medical Center | MEMORIAL CITY - Surgery | Surgery Storage equipment room E2 300 |  |  |  | No pm sticker | LIGHT SOURCES, FIBEROPTIC |  | .needs class | [5 empty] | SUNOPTICS | [7 empty] | Covered PM Repair - Biomedical | MHHS-Mem City
NO | YES |  |  |  | 041-19074 | 041-19074 | SUNOPTIC TECHNOLOGIES | TITAN 400 (S400T) |  |  | MEMORIAL CITY - MOR | MHHS-Mem City |  |  |  | 041-19074 | 041-19074 | West | Memorial Hermann Memorial City Medical Center | MEMORIAL CITY - MOR | OR 8 |  |  |  |  | LIGHT SOURCES, FIBEROPTIC |  | .needs class | [5 empty] | SUNOPTICS | [7 empty] | Not Covered Vendor Only - Biomedical | MHHS-Mem City
NO | YES |  |  |  | 129-07831 | 129-07831 | SUNOPTIC TECHNOLOGIES | TITAN 400 (S400T) |  | 450-00515 | Sugar Land-OR | MHHS-Sugarland |  |  |  | 129-07831 | 129-07831 | Sugar Land | MHHS-Sugarland | Sugar Land-OR | OR | 2/1/20 |  | 2/1/21 |  | LIGHT SOURCES, FIBEROPTIC |  | .needs class | [5 empty] | SUNOPTICS |  |  |  |  | 1/15/20 |  |  | Not Covered Vendor Only - Biomedical | MHHS-Sugarland
NO | YES |  |  |  | 129-07832 | 129-07832 | SUNOPTIC TECHNOLOGIES | TITAN 400 (S400T) |  | 450-00503 | Sugar Land-OR | MHHS-Sugarland |  |  |  | 129-07832 | 129-07832 | Sugar Land | MHHS-Sugarland | Sugar Land-OR | OR | 1/1/20 |  | 1/1/21 |  | LIGHT SOURCES, FIBEROPTIC |  | .needs class | [5 empty] | SUNOPTICS |  |  |  |  | 12/2/19 |  |  | Covered PM Repair - Biomedical | MHHS-Sugarland
NO | YES |  |  |  | 074-04260 | 074-04260 | SUNOPTIC TECHNOLOGIES | XLS-300 |  | 300-01450 | TMC-OR-CVOR (7Hvi) | MHHS-TMC |  | Light Source, Fiberoptic |  | 074-04260 | 074-04260 | TMC | MHHS-TMC | TMC-OR-CVOR (7Hvi) | OR 3 | 3/1/19 |  | 3/1/21 |  | LIGHT SOURCES, FIBEROPTIC | Light Source, Fiberoptic | LIGHTSOURCEFIBEROPT-Olympus-XLS-300 | LIGHTSOURCEFIBEROPT | XLS-300 |  |  |  | Olympus | Light Source, Fiberoptic |  |  | LIGHTSOURCEFIBEROPT-Olympus-XLS-300 | 4/1/17 |  |  | Covered PM Repair - Biomedical | MHHS-TMC | [8 empty] | LIGHTSOURCEFIBEROPT | Light Source, Fiberoptic | Olympus
NO | YES |  |  |  | 074-04261 | 074-04261 | SUNOPTIC TECHNOLOGIES | XLS-300 |  | 300-01448 | TMC-OR-CVOR (7Hvi) | MHHS-TMC |  | Light Source, Fiberoptic |  | 074-04261 | 074-04261 | TMC | MHHS-TMC | TMC-OR-CVOR (7Hvi) | OR 4 | 3/1/20 |  | 3/1/21 |  | LIGHT SOURCES, FIBEROPTIC | Light Source, Fiberoptic | LIGHTSOURCEFIBEROPT-Olympus-XLS-300 | LIGHTSOURCEFIBEROPT | XLS-300 |  |  |  | Olympus | Light Source, Fiberoptic |  |  | LIGHTSOURCEFIBEROPT-Olympus-XLS-300 | 4/8/17 |  |  | Covered PM Repair - Radiology, Low End | MHHS-TMC | [8 empty] | LIGHTSOURCEFIBEROPT | Light Source, Fiberoptic | Olympus
NO | YES |  |  |  | 074-04262 | 074-04262 | SUNOPTIC TECHNOLOGIES | XLS-300 |  | 300-01447 | TMC-Sarofim 3-OR | MHHS-TMC |  | Light Source, Fiberoptic |  | 074-04262 | 074-04262 | TMC | MHHS-TMC | TMC-Sarofim 3-OR | OR3 | 3/1/19 |  |  |  | LIGHT SOURCES, FIBEROPTIC |  | LIGHTSOURCEFIBEROPT-Olympus-XLS-300 | LIGHTSOURCEFIBEROPT | XLS-300 |  |  |  | Olympus | Light Source, Fiberoptic |  |  | LIGHTSOURCEFIBEROPT-Olympus-XLS-300 |  |  |  | Covered PM Repair - Biomedical | MHHS-TMC
NO | YES |  |  |  | 074-04281 | 074-04281 | SUNOPTIC TECHNOLOGIES | XLS-300 |  | 300-01495 | TMC-OR-CVOR (7Hvi) | MHHS-TMC |  | Light Source, Fiberoptic |  | 074-04281 | 074-04281 | TMC | MHHS-TMC | TMC-OR-CVOR (7Hvi) |  | 3/23/17 |  |  |  | LIGHT SOURCES, FIBEROPTIC |  | LIGHTSOURCEFIBEROPT-Olympus-XLS-300 | LIGHTSOURCEFIBEROPT | XLS-300 |  |  |  | Olympus | Light Source, Fiberoptic |  |  | LIGHTSOURCEFIBEROPT-Olympus-XLS-300 | 4/3/17 | Verified 3/30/2020 4:07pm (Central) |  | Covered PM Repair - Biomedical | MHHS-TMC
NO | YES |  |  |  | 074-04282 |  | SUNOPTIC TECHNOLOGIES | XLS-300 |  | 300-01494 | TMC-OR-CVOR (7Hvi) | MHHS-TMC |  | Light Source, Fiberoptic |  | 074-04282 |  | TMC | MHHS-TMC | TMC-OR-CVOR (7Hvi) | CVOR (7HVI) | 3/1/20 |  | 3/1/21 |  | LIGHT SOURCES, FIBEROPTIC | Light Source, Fiberoptic | LIGHTSOURCEFIBEROPT-Olympus-XLS-300 | LIGHTSOURCEFIBEROPT | XLS-300 |  |  |  | Olympus | Light Source, Fiberoptic |  |  | LIGHTSOURCEFIBEROPT-Olympus-XLS-300 | 6/19/20 |  |  | Not Covered Vendor Only - Biomedical | MHHS-TMC | [8 empty] | LIGHTSOURCEFIBEROPT | Light Source, Fiberoptic | Olympus
NO | YES |  |  |  | 069-00933 | 069-00933 | SUNOPTIC TECHNOLOGIES | XLS-300 |  | 300-01385 | (null) | MHHS-TMC |  | Light Source, Fiberoptic |  | 069-00933 | 069-00933 | (null) | MHHS-TMC | (null) | (null) |  |  |  | (null) | LIGHT SOURCES, FIBEROPTIC |  | LIGHTSOURCEFIBEROPT-Olympus-XLS-300 | LIGHTSOURCEFIBEROPT | XLS-300 |  |  |  | Olympus | Light Source, Fiberoptic |  |  | LIGHTSOURCEFIBEROPT-Olympus-XLS-300 |  |  |  | Not Covered Vendor Only - Resp/Ster | MHHS-TMC
NO | YES |  |  |  | 069-38306 |  | SUNOPTIC TECHNOLOGIES | XLS-300 |  | 300-01386 | TMC-OR-CVOR (7Hvi) | MHHS-TMC |  | Light Source, Fiberoptic |  | 069-38306 |  | TMC | MHHS-TMC | TMC-OR-CVOR (7Hvi) | CVOR (7HVI) | 3/1/20 |  | 3/1/21 |  | LIGHT SOURCES, FIBEROPTIC | Light Source, Fiberoptic | LIGHTSOURCEFIBEROPT-Olympus-XLS-300 | LIGHTSOURCEFIBEROPT | XLS-300 |  |  |  | Olympus | Light Source, Fiberoptic |  |  | LIGHTSOURCEFIBEROPT-Olympus-XLS-300 | 10/31/18 |  |  | Covered PM Repair - Respiratory/Steriliz | MHHS-TMC | [8 empty] | LIGHTSOURCEFIBEROPT | Light Source, Fiberoptic | Olympus
NO | YES |  |  |  | 069-37469 | 069-37469 | SUNOPTIC TECHNOLOGIES | XLS-300 |  | 300-01530 | TMC-Sarofim 3-OR | MHHS-TMC |  | Light Source, Fiberoptic |  | 069-37469 | 069-37469 | TMC | MHHS-TMC | TMC-Sarofim 3-OR | OR3 | 3/1/19 |  |  |  | LIGHT SOURCES, FIBEROPTIC |  | LIGHTSOURCEFIBEROPT-Olympus-XLS-300 | LIGHTSOURCEFIBEROPT | XLS-300 |  |  |  | Olympus | Light Source, Fiberoptic |  |  | LIGHTSOURCEFIBEROPT-Olympus-XLS-300 | 4/4/17 |  |  | Covered PM Repair - Biomedical | MHHS-TMC
NO | YES |  |  |  | 069-37471 | 069-37471 | SUNOPTIC TECHNOLOGIES | XLS-300 |  | 300-01533 | Peds OR | MHHS-TMC |  | Light Source, Fiberoptic |  | 069-37471 | 069-37471 | TMC | Memorial Hermann Texas Medical Center | Peds OR | OR 68 | 6/1/19 |  |  |  | LIGHT SOURCES, FIBEROPTIC |  | LIGHTSOURCEFIBEROPT-Olympus-XLS-300 | LIGHTSOURCEFIBEROPT | XLS-300 |  |  |  | Olympus | Light Source, Fiberoptic |  |  | LIGHTSOURCEFIBEROPT-Olympus-XLS-300 | 4/2/17 |  |  | Covered PM Repair - Biomedical | MHHS-TMC
NO | YES | [5 empty] | SUNOPTIC TECHNOLOGIES | XLS-300 |  | 300-01532 | TMC-OR-Hermann (2Hp) | MHHS-TMC |  | Light Source, Fiberoptic |  |  |  | TMC | MHHS-TMC | TMC-OR-Hermann (2Hp) | OR | 3/1/19 |  | 3/1/20 |  | LIGHT SOURCES, FIBEROPTIC |  | LIGHTSOURCEFIBEROPT-Olympus-XLS-300 | LIGHTSOURCEFIBEROPT | XLS-300 |  |  |  | Olympus | Light Source, Fiberoptic |  |  | LIGHTSOURCEFIBEROPT-Olympus-XLS-300 | 4/3/17 |  |  | Covered PM Repair - Biomedical | MHHS-TMC
NO | NO | [5 empty] | SUNOPTIC TECHNOLOGIES | XLS-300 |  | 300-01449 | TMC - OR - CVOR (7HVI) | MHHS-TMC |  | Light Source, Fiberoptic |  |  |  | TMC |  | TMC - OR - CVOR (7HVI) | [5 empty] | LIGHT SOURCES, FIBEROPTIC |  | LIGHTSOURCEFIBEROPT-Olympus-XLS-300 | LIGHTSOURCEFIBEROPT | XLS-300 |  |  |  | Olympus | Light Source, Fiberoptic |  |  | LIGHTSOURCEFIBEROPT-Olympus-XLS-300 |  |  |  | Not Covered Vendor Only - Biomedical | MHHS-TMC
NO | NO |  |  |  | 069-38308 |  | SUNOPTIC TECHNOLOGIES | XLS-300 |  | 300-01388 | TMC - OR - HERMANN (2HP) | MHHS-TMC |  | Light Source, Fiberoptic |  | 069-38308 |  | TMC |  | TMC - OR - HERMANN (2HP) | [5 empty] | LIGHT SOURCES, FIBEROPTIC |  | LIGHTSOURCEFIBEROPT-Olympus-XLS-300 | LIGHTSOURCEFIBEROPT | XLS-300 |  |  |  | Olympus | Light Source, Fiberoptic |  |  | LIGHTSOURCEFIBEROPT-Olympus-XLS-300 |  |  |  | Not Covered Vendor Only - Biomedical | MHHS-TMC
NO | NO |  |  |  | 069-37472 |  | SUNOPTIC TECHNOLOGIES | XLS-300 |  | 300-01531 | TMC - OR - MOBILE EQUIP | MHHS-TMC |  | Light Source, Fiberoptic |  | 069-37472 |  | TMC |  | TMC - OR - MOBILE EQUIP | [5 empty] | LIGHT SOURCES, FIBEROPTIC |  | LIGHTSOURCEFIBEROPT-Olympus-XLS-300 | LIGHTSOURCEFIBEROPT | XLS-300 |  |  |  | Olympus | Light Source, Fiberoptic |  |  | LIGHTSOURCEFIBEROPT-Olympus-XLS-300 |  |  |  | Not Covered Vendor Only - Biomedical | MHHS-TMC
NO | NO | [5 empty] | SUNOPTIC TECHNOLOGIES | XLS-300 |  |  | TMC - OR - PEDI OR (2R) | MHHS-TMC |  | Light Source, Fiberoptic |  |  |  | TMC |  | TMC - OR - PEDI OR (2R) | [5 empty] | LIGHT SOURCES, FIBEROPTIC |  | LIGHTSOURCEFIBEROPT-Olympus-XLS-300 | LIGHTSOURCEFIBEROPT | XLS-300 |  |  |  | Olympus | Light Source, Fiberoptic |  |  | LIGHTSOURCEFIBEROPT-Olympus-XLS-300 |  |  |  | Not Covered Vendor Only - Resp/Ster | MHHS-TMC
NO | NO | [5 empty] | SUNOPTIC TECHNOLOGIES | XLS-300 |  | 300-01387 | TMC - OR - PEDI OR (2R) | MHHS-TMC |  | Light Source, Fiberoptic |  |  |  | TMC |  | TMC - OR - PEDI OR (2R) | [5 empty] | LIGHT SOURCES, FIBEROPTIC |  | LIGHTSOURCEFIBEROPT-Olympus-XLS-300 | LIGHTSOURCEFIBEROPT | XLS-300 |  |  |  | Olympus | Light Source, Fiberoptic |  |  | LIGHTSOURCEFIBEROPT-Olympus-XLS-300 |  |  |  | Not Covered Vendor Only - Resp/Ster | MHHS-TMC
YES | YES |  |  |  | 074-04263 | 074-04263 | Sunoptics Surgical | XLS-300 |  | 400-01449 | TMC - OR - CVOR (7HVI) |  |  |  |  | 074-04263 | 074-04263 | TMC | Memorial Hermann Heart | TMC - OR - CVOR (7HVI) | OR 4
YES | YES |  |  |  | 099-00438 | 099-00438 | Sunpentown International Inc | UF-214W |  | NSN | Katy - Inpatient Rehab |  |  |  |  | 099-00438 | 099-00438 | Katy | Memorial Hermann Katy Hospital | Katy - Inpatient Rehab | Katy - Inpatient Rehab
NO | NO |  |  |  | 005-10481 |  | SUNPENTOWN INTERNATIONAL INC. | UF-160S |  | 43385302-15107-650078 | SMR - (PL) - PEARLAND EAST | MHHS-SMR |  |  |  | 005-10481 |  | Pearland |  | SMR - (PL) - PEARLAND EAST | [5 empty] | FREEZERS, LABORATORY |  | .needs class | [5 empty] | Sunpentown | [7 empty] | Covered PM Repair - Biomedical | MHHS-SMR
NO | YES |  |  |  | 005-11073 | 005-11073 | SUNPENTOWN INTERNATIONAL INC. | UF-214SS |  |  | SMR - (SE) - PASADENA | MHHS-SMR |  |  |  | 005-11073 | 005-11073 | Southeast | Memorial Hermann Sports Medicine | SMR - (SE) - PASADENA | Storage | 4/1/19 |  | 4/1/20 |  | FREEZERS, LABORATORY |  | .needs class | [5 empty] | Sunpentown |  |  |  |  | 4/1/18 |  |  | Covered PM Repair - Biomedical | MHHS-SMR
NO | YES |  |  |  |  | 099-14304 | Sunrise Medical Continuing Care Div Sunrise Medica | 400-3004 |  | 0703a103 | SW-Rehab | MHHS-Southwest |  | Lift, Patient Electrical |  |  | 099-14304 | Southwest | MHHS-Southwest | SW-Rehab | Rm 808 |  |  |  |  | LIFTS, PATIENT TRANSFER | Lift, Patient Electrical | LIFTPATIENTELECTRIC-Summit Medical-400-3004 | LIFTPATIENTELECTRIC | 400-3004 |  |  |  | Summit Medical | Lift, Patient Electrical |  |  | LIFTPATIENTELECTRIC-Summit Medical-400-3004 |  |  | LPE-A | Covered PM Repair - Biomedical | MHHS-Southwest | [8 empty] | LIFTPATIENTELECTRIC | Lift, Patient Electrical | Summit Medical
YES | YES |  |  |  | 129-05800 | 129-05800 | Sunrise Medical Corp. |  |  | D3905960 | MH MG - (SL) - PHYSICIANS AT SUGAR CREEK |  |  |  |  | 129-05800 | 129-05800 | Sugar Land |  | MH MG - (SL) - PHYSICIANS AT SUGAR CREEK |  |  |  |  | No pm
YES | YES |  |  |  | 013-16423 | 013-16423 | Sunrise Medical Corp. | HML400 |  |  | Floor 9 |  |  |  |  | 013-16423 | 013-16423 | Southwest | Memorial Hermann Southwest Hospital | Floor 9 | Floor 9
NO | YES |  |  |  |  | 241-01877 | Sunrise Medical, Inc. | ADVANCE |  | 1001a300 | TIRR-Therapy Gym | MHHS-TIRR |  | Table, Surgical, Electric |  |  | 241-01877 | TMC | MHHS-Others | TIRR-Therapy Gym | Rehab | 11/1/19 |  | 11/1/20 |  | LIFTS, PATIENT TRANSFER | Table, Surgical, Electric | TABLESURGICALELECT-Allen Medical Sys-Advance | TABLESURGICALELECT | Advance |  |  |  | Allen Med Sys | Table, Surgical, Electric |  |  | TABLESURGICALELECT-Allen Medical Sys-Advance | 7/14/25 |  | TSE-A | Covered PM Repair - Biomedical | MHHS-TIRR | [8 empty] | TABLESURGICALELECT | Table, Surgical, Electric | Allen Med Sys
NO | YES |  |  |  | 583-01137 | 583-01137 | Sunrise Medical, Inc. | HML 400 |  | 0610L1263 | Katy Rehab-Nursing | MHHS-Katy Rehab |  | Lift, Patient Electrical |  | 583-01137 | 583-01137 | Katy | MHHS-Others | Katy Rehab-Nursing | Hallway | 3/1/19 |  |  |  | LIFTS, PATIENT TRANSFER | Lift, Patient Electrical | LIFTPATIENTELECTRIC-Summit Medical-HML-400 | LIFTPATIENTELECTRIC | HML-400 |  |  |  | Summit Medical | Lift, Patient Electrical |  |  | LIFTPATIENTELECTRIC-Summit Medical-HML-400 | 1/1/12 |  | LPE-A | Covered PM Repair - Biomedical | MHHS-Katy Rehab | [8 empty] | LIFTPATIENTELECTRIC | Lift, Patient Electrical | Summit Medical
NO | YES |  |  |  | 583-01177 | 583-01177 | Sunrise Medical, Inc. | HPL402 |  | 1205A208 | Katy Rehab-Outpatient Rehab 3rd Floor | MHHS-Katy Rehab |  | Lift, Patient Electrical |  | 583-01177 | 583-01177 | Katy | MHHS-Others | Katy Rehab-Outpatient Rehab 3rd Floor | Wound care | 3/1/19 | 3/1/20 |  |  | LIFTS, PATIENT TRANSFER | Lift, Patient Electrical | LIFTPATIENTELECTRIC-Summit Medical-HPL402 | LIFTPATIENTELECTRIC | HPL402 |  |  |  | Summit Medical | Lift, Patient Electrical |  |  | LIFTPATIENTELECTRIC-Summit Medical-HPL402 | 8/10/17 |  | LPE-A | Covered PM Repair - Biomedical | MHHS-Katy Rehab | [8 empty] | LIFTPATIENTELECTRIC | Lift, Patient Electrical | Summit Medical
NO | YES |  |  |  | 142-05450 | 142-05450 | Sunrise Medical, Inc. | HPL402 |  |  | NE-Med/Surg | MHHS-Northeast |  | Lift, Patient Electrical |  | 142-05450 | 142-05450 | Katy | MHHS-Northeast | NE-Med/Surg |  | 8/1/19 | 8/1/20 |  |  | LIFTS, PATIENT TRANSFER | Lift, Patient Electrical | LIFTPATIENTELECTRIC-Summit Medical-HPL402 | LIFTPATIENTELECTRIC | HPL402 |  |  |  | Summit Medical | Lift, Patient Electrical |  |  | LIFTPATIENTELECTRIC-Summit Medical-HPL402 | 8/10/17 |  | LPE-A | Covered PM Repair - Biomedical | MHHS-Northeast | [8 empty] | LIFTPATIENTELECTRIC | Lift, Patient Electrical | Summit Medical
NO | YES |  |  |  | 041-08418 |  | SunTech | Tango |  |  | MH MG - (MC) - MC CARDIOLOGY (MP4) STE400 |  |  |  |  | 041-08418 |  |  | MHHS-MG | MH MG - (MC) - MC CARDIOLOGY (MP4) STE400 | Echo stress test | 1/1/19 |  | 1/1/20
YES | YES |  |  |  | 133-31158 | 133-31158 | SunTech | Tango M2 |  | M00099645 | KATY - NONINVASIVE CARDIOLOGY |  |  |  |  | 133-31158 | 133-31158 | Katy | MHHS - KATY | KATY - NONINVASIVE CARDIOLOGY | W1:335.2 EEG/Stress 2
YES | YES |  |  |  | 129-04549 | 129-04549 | SunTech Med | Tango |  | M00021462 | SUGAR LAND |  |  |  |  | 129-04549 | 129-04549 | Sugar Land | Memorial Hermann Sugar Land Hospital | SUGAR LAND | In Biomed Shop | 5/1/18 | 5/1/19 |  |  |  | Cardiac Stress System | CARDIACSTRESSSYSTEM-SunTech Med-Tango | [12 empty] | CSS-A | [9 empty] | Cardiac Stress System | CARDIACSTRESSSYSTEM | Cardiac Stress System | SunTech Med
YES | YES |  |  |  | 151-04613 | 151-04613 | SunTech Med | Tango M2 |  | M000098320 | HM Medical Group Cypress |  |  |  |  | 151-04613 | 151-04613 | Northwest | Memorial Hermann Medical Group Cypress Multi-Specialty (#600) | HM Medical Group Cypress | Treadmill room |  |  |  | Cnf pm |  | Cardiac Stress System | CARDIACSTRESSSYSTEM-SunTech Med-Tango M2 | [12 empty] | CSS-A | [9 empty] | Cardiac Stress System | CARDIACSTRESSSYSTEM | Cardiac Stress System | SunTech Med
YES | YES |  |  |  | 099-01230 | 099-01230 | SunTech Med | Tango M2 |  | M00079484 | Radiology |  |  |  |  | 099-01230 | 099-01230 | Katy | Memorial Hermann Northeast Hospital | Radiology | Stress lab | 2/1/20 | 2/1/20 |  |  |  | Cardiac Stress System | CARDIACSTRESSSYSTEM-SunTech Med-Tango M2 | [12 empty] | CSS-A | [9 empty] | Cardiac Stress System | CARDIACSTRESSSYSTEM | Cardiac Stress System | SunTech Med
YES | YES |  |  |  | 142-09451 | 142-09451 | SunTech Med | Tango M2 |  | M00097205 | Cardio pulmonary |  |  |  |  | 142-09451 | 142-09451 | Woodlands | Memorial Hermann The Woodlands Medical Center | Cardio pulmonary | Stress Lab 2 | [5 empty] | Cardiac Stress System | CARDIACSTRESSSYSTEM-SunTech Med-Tango M2 | [12 empty] | CSS-A | [9 empty] | Cardiac Stress System | CARDIACSTRESSSYSTEM | Cardiac Stress System | SunTech Med
YES | YES |  |  |  | 142-09495 | 142-09495 | SunTech Med | Tango M2 |  | M00097195 | WOODLANDS - CARDIC REHAB |  |  |  |  | 142-09495 | 142-09495 | Woodlands | Woodlands | WOODLANDS - CARDIC REHAB | MH woodlands 1st floor | [5 empty] | Cardiac Stress System | CARDIACSTRESSSYSTEM-SunTech Med-Tango M2 | [12 empty] | CSS-A | [9 empty] | Cardiac Stress System | CARDIACSTRESSSYSTEM | Cardiac Stress System | SunTech Med
YES | YES |  |  |  | 099-08176 | 099-08176 | SunTech Med | Tango M2 |  | M00068519 | Suite 250 |  |  |  |  | 099-08176 | 099-08176 | Southeast | Herman memorial Cardiology | Suite 250 | Stress Room | 3/1/20 |  |  | No p.m. |  | Cardiac Stress System | CARDIACSTRESSSYSTEM-SunTech Med-Tango M2 | [12 empty] | CSS-A | [9 empty] | Cardiac Stress System | CARDIACSTRESSSYSTEM | Cardiac Stress System | SunTech Med
NO | YES |  |  |  | 133-08567 | 133-08567 | SUNTECH MEDICAL INSTRUMENTS INC. | TANGO |  | M00063159 | Katy-Cardiology | MHHS-Katy |  | Cardiac Stress System |  | 133-08567 | 133-08567 | Katy | MHHS-Katy | Katy-Cardiology | ECG/Stress1 | 8/1/19 | 8/1/20 |  |  | MONITORS, BEDSIDE, BLOOD PRESSURE | Cardiac Stress System | CARDIACSTRESSSYSTEM-SunTech Med-Tango | CARDIACSTRESSSYSTEM | Tango |  |  |  | SunTech Med | Cardiac Stress System |  | CARDIACSTRESSSYSTEM-SunTech Med-Tango |  |  |  | CSS-A | Covered PM Repair - Biomedical | MHHS-Katy | [8 empty] | CARDIACSTRESSSYSTEM | Cardiac Stress System | SunTech Med
NO | YES |  |  |  | 583-00718 | 583-00718 | SUNTECH MEDICAL INSTRUMENTS INC. | TANGO |  | M00068528 | CAHF-(KY)-Katy [Mp2-Ste200] | MHHS - Heart Failure Clinics |  |  |  | 583-00718 | 583-00718 | Katy | MHHS-Others | CAHF-(KY)-Katy [Mp2-Ste200] | Treadmill room | 1/1/19 |  |  |  | MONITORS, BEDSIDE, BLOOD PRESSURE | Cardiac Stress System | CARDIACSTRESSSYSTEM-SunTech Med-Tango | [5 empty] | SunTech Med |  |  |  |  | 7/1/20 |  | CSS-A | Not Covered Vendor Only - Biomedical | MHHS - Heart Failure Clinics | [8 empty] | CARDIACSTRESSSYSTEM | Cardiac Stress System | SunTech Med
NO | NO |  |  |  | 151-02597 |  | SUNTECH MEDICAL INSTRUMENTS INC. | TANGO |  | M00084323 | CY - NONINVASIVE CARDIOLOGY | MHHS-Cypress |  | Cardiac Stress System |  | 151-02597 |  | Northwest & Cypress |  | CY - NONINVASIVE CARDIOLOGY | [5 empty] | MONITORS, BEDSIDE, BLOOD PRESSURE |  | CARDIACSTRESSSYSTEM-SunTech Med-Tango | CARDIACSTRESSSYSTEM | Tango |  |  |  | SunTech Med | Cardiac Stress System |  | CARDIACSTRESSSYSTEM-SunTech Med-Tango |  |  |  |  | Covered PM Repair - Biomedical | MHHS-Cypress
NO | NO | [5 empty] | SUNTECH MEDICAL INSTRUMENTS INC. | TANGO |  |  | MEMORIAL CITY - NUCLEAR MEDICINE | MHHS-Mem City |  | Cardiac Stress System |  |  |  | West & Memorial City |  | MEMORIAL CITY - NUCLEAR MEDICINE | [5 empty] | MONITORS, BEDSIDE, BLOOD PRESSURE |  | CARDIACSTRESSSYSTEM-SunTech Med-Tango | CARDIACSTRESSSYSTEM | Tango |  |  |  | SunTech Med | Cardiac Stress System |  | CARDIACSTRESSSYSTEM-SunTech Med-Tango |  |  |  |  | Covered PM Repair - Biomedical | MHHS-Mem City
NO | NO |  |  |  | 069-43419 |  | SUNTECH MEDICAL INSTRUMENTS INC. | TANGO + |  | NEED | CAHF - (TMC) - TMC MEDICAL PLAZA [MHMP-STE2500] | MHHS - Heart Failure Clinics |  |  |  | 069-43419 |  | TMC |  | CAHF - (TMC) - TMC MEDICAL PLAZA [MHMP-STE2500] | [5 empty] | MONITORS, BEDSIDE, BLOOD PRESSURE |  | .needs class | [5 empty] | SunTech Med | [7 empty] | Covered PM Repair - Biomedical | MHHS - Heart Failure Clinics
NO | YES |  |  |  | 041-34439 | 041-34439 | SUNTECH MEDICAL INSTRUMENTS INC. | TANGO M2 |  | M00098302 | MEMORIAL CITY - NUCLEAR MEDICINE | MHHS-Mem City |  | Cardiac Stress System |  | 041-34439 | 041-34439 | West | Memorial Hermann - Memorial City | MEMORIAL CITY - NUCLEAR MEDICINE | East Tower Patient Assessment |  |  |  |  | MONITORING SYSTEMS, PHYSIOLOGIC, STRESS EXERCISE |  | CARDIACSTRESSSYSTEM-SunTech Med-Tango M2 | CARDIACSTRESSSYSTEM | Tango M2 |  |  |  | SunTech Med | Cardiac Stress System |  | CARDIACSTRESSSYSTEM-SunTech Med-Tango M2 |  |  |  |  | Covered PM Repair - Biomedical | MHHS-Mem City
NO | YES |  |  |  | 069-46189 | 069-46189 | SUNTECH MEDICAL INSTRUMENTS INC. | TANGO M2 |  | Need s/n | TMC-Jones-Hyperbaric/Wound Care (Jg) | MHHS-TMC |  | Cardiac Stress System |  | 069-46189 | 069-46189 | TMC | MHHS-TMC | TMC-Jones-Hyperbaric/Wound Care (Jg) | Exam 16 | 6/1/19 |  | 6/1/20 |  | MONITORING SYSTEMS, PHYSIOLOGIC, STRESS EXERCISE |  | CARDIACSTRESSSYSTEM-SunTech Med-Tango M2 | CARDIACSTRESSSYSTEM | Tango M2 |  |  |  | SunTech Med | Cardiac Stress System |  | CARDIACSTRESSSYSTEM-SunTech Med-Tango M2 |  |  |  |  | Covered PM Repair - Biomedical | MHHS-TMC
NO | YES |  |  |  | 069-41745 | 069-41745 | Super Dimension | I-LOGIC |  | N13710 | TMC-Respiratory-Adult | MHHS-TMC |  | Navigation System |  | 069-41745 | 069-41745 | TMC | MHHS-TMC | TMC-Respiratory-Adult |  | 7/1/19 |  |  |  | BRONCHOSCOPES, FLEXIBLE, VIDEO |  | Navigation System-superDimension-iLogic | Navigation System | iLogic |  |  |  | superDimension | Navigation System |  |  | Navigation System-superDimension-iLogic |  |  |  | Covered PM Repair - Biomedical | MHHS-TMC
NO | YES | Asset Tag 005-09403 |  |  | 005-09403 | 005-09403 | Super Dimension | INREACH |  | N10993 | (null) | MHHS-Southeast |  |  |  | 005-09403 | 005-09403 | Southeast & Bay Area | (null) | (null) | (null) |  |  |  | (null) | STEREOTACTIC SYSTEM |  | .needs class | [5 empty] | superDimension | [7 empty] | Covered PM Repair - Biomedical | MHHS-Southeast
YES | YES |  |  |  | 099-06086 | 099-06086 | SuperDimension | N10993 |  | AASS0016112 | SE - ESOPHAGEAL DISEASE CENTER |  |  |  |  | 099-06086 | 099-06086 |  | Memorial Hermann- SE - ESOPHAGEAL DISEASE CENTER | SE - ESOPHAGEAL DISEASE CENTER | EP4 | 4/1/20 |  |  | No PM Sticker
NO | YES | Asset Tag 145-01136 |  |  | 145-01136 | 145-01136 | Superior laboratory service |  |  | 15960p | Pearland-OR |  |  |  |  | 145-01136 | 145-01136 | Pearland | MHHS-Pearland Hospital | Pearland-OR | PEARLAND formalin room | 2/1/20 | 2/1/25
YES | YES | Serial Number Cnf |  |  | 041-17278 | 041-17278 | Supermicro | Cnf |  | Cnf | MEMORIAL CITY - CENTRAL SUPPLY |  |  |  |  | 041-17278 | 041-17278 | West | Memorial city hear and vascular - memorial city | MEMORIAL CITY - CENTRAL SUPPLY | Cath lab control |  |  |  | No pm found
YES | YES |  |  |  | 005-13191 | 005-13191 | Suretemp plus | CNF |  |  | Emergency OB |  |  |  |  | 005-13191 | 005-13191 | West | Womens Memorial Hermann Memorial City Hospital | Emergency OB | Room3 | [6 empty] | .needs class
YES | YES |  |  |  | 009-34187 | 009-34187 | Surgeon coolvest | Coolvest |  |  | GH - OR ANESTHESIA |  |  |  |  | 009-34187 | 009-34187 | Central | Memorial Hermann Greater Heights Hospital | GH - OR ANESTHESIA | OR
YES | YES |  |  |  | 029-13077 | 029-13077 | Surgical free flow | 6-1247 |  | BDKN00110 | Surgery |  |  |  |  | 029-13077 | 029-13077 | Woodlands | Memorial Hermann Hospital Woodlands | Surgery | OR 18
YES | YES |  |  |  | 099-14243 | 099-14243 | Surgical free flow | 6-1247 |  | BDKS00547 | Tmc-or-cvor |  |  |  |  | 099-14243 | 099-14243 | TMC | Memorial Hermann-Texas Medical Center | Tmc-or-cvor | Or 5
YES | YES |  |  |  | 099-04874 | 099-04874 | Surgical site solution | Clipvac |  |  | PEARLAND - CARDIAC CATH LAB |  |  |  |  | 099-04874 | 099-04874 | Pearland | Memorial Hermann Pearland Hospital | PEARLAND - CARDIAC CATH LAB | Prep | [5 empty] | Electric Clippers/Razor | CLIPPERS-BD Diag-ClipVac | [23 empty] | CLIPPERS | Electric Clippers/Razor | BD
YES | YES |  |  |  | 099-03929 | 099-03929 | Surgical site solution | ClipVac |  |  | NE - Cathlab |  |  |  |  | 099-03929 | 099-03929 | Katy | Memorial Hermann Northeast Hospital | NE - Cathlab | Room 1 | [5 empty] | Electric Clippers/Razor | CLIPPERS-BD Diag-ClipVac | [23 empty] | CLIPPERS | Electric Clippers/Razor | BD
YES | YES |  |  |  | 099-06364 | 099-06364 | Surgical Site Solution | ClipVac |  |  | SE - OB ED |  |  |  |  | 099-06364 | 099-06364 | Southeast | Memorial Hermann Southeast Hospital | SE - OB ED | Recovery | [6 empty] | CLIPPERS-BD Diag-ClipVac
YES | YES |  |  |  | 099-09959 | 099-09959 | Surgical Site Solution | SiteVac |  |  | TMC - sarofim 2 - OR |  |  |  |  | 099-09959 | 099-09959 | TMC | Memorial Hermann-Texas Medical Center | TMC - sarofim 2 - OR | sarofim 2 - OR
YES | YES |  |  |  | 099-04561 | 099-04561 | Surgical site solution inc | Clip vac |  |  | Peraland |  |  |  |  | 099-04561 | 099-04561 | Pearland | Memorial Hermann Pearland Hospital | Peraland | Pre-op1 |  | 2/1/20 |  |  |  | Electric Clippers/Razor | CLIPPERS-BD Diag-ClipVac | [23 empty] | CLIPPERS | Electric Clippers/Razor | BD
YES | YES |  |  |  | 099-04564 | 099-04564 | Surgical site solution inc | Clip vac |  |  | PEARLAND - OR - PREOP/PACU |  |  |  |  | 099-04564 | 099-04564 | Pearland | Memorial Hermann Pearland Hospital | PEARLAND - OR - PREOP/PACU | Pre-Op2 | [5 empty] | Electric Clippers/Razor | CLIPPERS-BD Diag-ClipVac | [23 empty] | CLIPPERS | Electric Clippers/Razor | BD
YES | YES |  |  |  | 099-04598 | 099-04598 | Surgical site solution inc | Clip vac |  |  | PEARLAND - OR - PREOP/PACU |  |  |  |  | 099-04598 | 099-04598 | Pearland | Memorial Hermann Pearland Hospital | PEARLAND - OR - PREOP/PACU | Pre-OP 4 | [5 empty] | Electric Clippers/Razor | CLIPPERS-BD Diag-ClipVac | [23 empty] | CLIPPERS | Electric Clippers/Razor | BD
YES | YES |  |  |  | 099-04515 | 099-04515 | Surgical site solution inc | Clip vac |  |  | PEARLAND - OR - PREOP/PACU |  |  |  |  | 099-04515 | 099-04515 | Pearland | Memorial Hermann Pearland Hospital | PEARLAND - OR - PREOP/PACU | Pre-Op 5 | [5 empty] | Electric Clippers/Razor | CLIPPERS-BD Diag-ClipVac | [23 empty] | CLIPPERS | Electric Clippers/Razor | BD
YES | YES |  |  |  | 099-04521 | 099-04521 | Surgical site solution inc | Clip vac |  |  | Pearland-0r-PreOp/PacU |  |  |  |  | 099-04521 | 099-04521 | Pearland | Memorial Hermann Pearland Hospital | Pearland-0r-PreOp/PacU | Pre-Op6 | [5 empty] | Electric Clippers/Razor | CLIPPERS-BD Diag-ClipVac | [23 empty] | CLIPPERS | Electric Clippers/Razor | BD
YES | YES |  |  |  | 099-01350 | 099-01350 | Surgical site solution inc | ClipVac |  |  | NE - OR |  |  |  |  | 099-01350 | 099-01350 | Katy | Memorial Hermann Northeast Hospital | NE - OR | Or | [5 empty] | Electric Clippers/Razor | CLIPPERS-BD Diag-ClipVac | [23 empty] | CLIPPERS | Electric Clippers/Razor | BD
YES | YES |  |  |  | 099-01063 | 099-01063 | Surgical Site Solutions | Clip Vac |  |  | NE - DAY SURGERY |  |  |  |  | 099-01063 | 099-01063 | Katy | Memorial Hermann Northeast Hospital | NE - DAY SURGERY | Clean Supply | [5 empty] | Electric Clippers/Razor | CLIPPERS-BD Diag-ClipVac | [23 empty] | CLIPPERS | Electric Clippers/Razor | BD
YES | YES |  |  |  | 099-00055 | 099-00055 | Surgical site solutions | Clip Vac | [7 empty] | 099-00055 | 099-00055 | Katy | Memorial Hermann Northeast Hospital |  | OR 2 | 2/1/20 |  |  |  |  | Electric Clippers/Razor | CLIPPERS-BD Diag-ClipVac | [23 empty] | CLIPPERS | Electric Clippers/Razor | BD
YES | YES |  |  |  | 099-00054 | 099-00054 | Surgical site solutions | Clip Vac | [7 empty] | 099-00054 | 099-00054 | Katy | Memorial Hermann Northeast Hospital |  | OR 2 | 2/1/20 |  |  |  |  | Electric Clippers/Razor | CLIPPERS-BD Diag-ClipVac | [23 empty] | CLIPPERS | Electric Clippers/Razor | BD
NO | YES |  |  |  | 069-35752 | 069-35752 | Surgical Site Solutions | CLIPVAC |  |  | TMC-PACU-HVI (7Hvi) | MHHS-TMC |  | Electric Clippers/Razor |  | 069-35752 | 069-35752 | TMC | MHHS-TMC | TMC-PACU-HVI (7Hvi) | PACU - HVI (7HVI) |  |  |  |  | VACUUM CLEANERS | Electric Clippers/Razor | CLIPPERS-BD Diag-ClipVac | CLIPPERS | ClipVac |  |  |  | BD | Electric Clippers/Razor |  |  | CLIPPERS-BD Diag-ClipVac |  |  |  | Covered PM Repair - Biomedical | MHHS-TMC | [8 empty] | CLIPPERS | Electric Clippers/Razor | BD
YES | YES |  |  |  | 099-04397 | 099-04397 | Surgical Site Solutions | ClipVac |  |  | KATY - OR |  |  |  |  | 099-04397 | 099-04397 | Katy | Memorial Hermann Katy Hospital | KATY - OR | Cystology Procedure Room 5 | [5 empty] | Electric Clippers/Razor | CLIPPERS-BD Diag-ClipVac | [23 empty] | CLIPPERS | Electric Clippers/Razor | BD
YES | YES |  |  |  | 099-02057 | 099-02057 | Surgical Site Solutions | ClipVac |  |  | KATY - Cath Lab |  |  |  |  | 099-02057 | 099-02057 | Katy | Memorial Hermann Katy Hospital | KATY - Cath Lab | Cath Lab | [5 empty] | Electric Clippers/Razor | CLIPPERS-BD Diag-ClipVac | [23 empty] | CLIPPERS | Electric Clippers/Razor | BD
YES | YES |  |  |  | 099-02496 | 099-02496 | Surgical site solutions | Clipvac |  |  | NE - OR HOLDING |  |  |  |  | 099-02496 | 099-02496 | Katy | Memorial Hermann Northeast Hospital | NE - OR HOLDING | Lean supplies | [5 empty] | Electric Clippers/Razor | CLIPPERS-BD Diag-ClipVac | [23 empty] | CLIPPERS | Electric Clippers/Razor | BD
YES | YES |  |  |  | 099-00633 | 099-00633 | Surgical Site Solutions | ClipVac |  |  | NE - LABOR |  |  |  |  | 099-00633 | 099-00633 | Katy | Memorial Hermann Northeast Hospital | NE - LABOR | Nurses Station | [5 empty] | Electric Clippers/Razor | CLIPPERS-BD Diag-ClipVac | [23 empty] | CLIPPERS | Electric Clippers/Razor | BD
YES | YES |  |  |  | 099-00634 | 099-00634 | Surgical Site Solutions | ClipVac |  |  | NE - LABOR |  |  |  |  | 099-00634 | 099-00634 | Katy | Memorial Hermann Northeast Hospital | NE - LABOR | Nurses Station | [5 empty] | Electric Clippers/Razor | CLIPPERS-BD Diag-ClipVac | [23 empty] | CLIPPERS | Electric Clippers/Razor | BD
YES | YES |  |  |  | 145-01532 | 145-01532 | Surgical site solutions | Clipvac |  |  | SUGAR LAND - OR |  |  |  |  | 145-01532 | 145-01532 | Sugar Land | Memorial Hermann Sugar Land Hospital | SUGAR LAND - OR | OR 1 | [5 empty] | Electric Clippers/Razor | CLIPPERS-BD Diag-ClipVac | [23 empty] | CLIPPERS | Electric Clippers/Razor | BD
YES | YES |  |  |  | 099-10038 | 099-10038 | Surgical site solutions | Clipvac |  |  | SW - HVI - PREOP |  |  |  |  | 099-10038 | 099-10038 | Southwest | Memorial Hermann Southwest Hospital | SW - HVI - PREOP | Rm 21 | [6 empty] | CLIPPERS-BD Diag-ClipVac
YES | YES |  |  |  | 099-12461 | 099-12461 | Surgical Site Solutions | CLIPVAC |  |  | TMC - PACU - HVI (7HVI) |  |  |  |  | 099-12461 | 099-12461 | TMC | Memorial Hermann-Texas Medical Center | TMC - PACU - HVI (7HVI) | PACU - HVI (7HVI) | [6 empty] | CLIPPERS-BD Diag-ClipVac
YES | YES |  |  |  | 069-44932 | 069-44932 | Surgical Site Solutions | ClipVac |  |  | SE - OR - PREOP |  |  |  |  | 069-44932 | 069-44932 | Southeast | Memorial Hermann Southeast Hospital | SE - OR - PREOP | OR - PREOP | [6 empty] | CLIPPERS-BD Diag-ClipVac
YES | YES |  |  |  | 069-44929 | 069-44929 | Surgical Site Solutions | ClipVac |  |  | SE - OR - PREOP |  |  |  |  | 069-44929 | 069-44929 | Southeast | Memorial Hermann Southeast Hospital | SE - OR - PREOP | OR - PREOP | [6 empty] | CLIPPERS-BD Diag-ClipVac
YES | YES |  |  |  | 069-44924 | 069-44924 | Surgical Site Solutions | ClipVac |  |  | SE - OR - PREOP |  |  |  |  | 069-44924 | 069-44924 | Southeast | Memorial Hermann Southeast Hospital | SE - OR - PREOP | OR - PREOP | [6 empty] | CLIPPERS-BD Diag-ClipVac
NO | NO | [5 empty] | Surgical Site Solutions | CLIPVAC |  |  | CY - ICU | MHHS-Cypress |  | Electric Clippers/Razor |  |  |  | Northwest & Cypress |  | CY - ICU | [5 empty] | VACUUM CLEANERS |  | CLIPPERS-BD Diag-ClipVac | CLIPPERS | ClipVac |  |  |  | BD | Electric Clippers/Razor |  |  | CLIPPERS-BD Diag-ClipVac |  |  |  | Covered PM Repair - Biomedical | MHHS-Cypress
NO | NO |  |  |  | 041-18327 |  | Surgical Site Solutions | CLIPVAC |  |  | MEMORIAL CITY - MOR | MHHS-Mem City |  | Electric Clippers/Razor |  | 041-18327 |  | West & Memorial City |  | MEMORIAL CITY - MOR | [5 empty] | VACUUM CLEANERS |  | CLIPPERS-BD Diag-ClipVac | CLIPPERS | ClipVac |  |  |  | BD | Electric Clippers/Razor |  |  | CLIPPERS-BD Diag-ClipVac |  |  |  | Covered PM Repair - Biomedical | MHHS-Mem City
NO | NO |  |  |  | 041-18329 |  | Surgical Site Solutions | CLIPVAC |  |  | MEMORIAL CITY - MOR | MHHS-Mem City |  | Electric Clippers/Razor |  | 041-18329 |  | West & Memorial City |  | MEMORIAL CITY - MOR | [5 empty] | VACUUM CLEANERS |  | CLIPPERS-BD Diag-ClipVac | CLIPPERS | ClipVac |  |  |  | BD | Electric Clippers/Razor |  |  | CLIPPERS-BD Diag-ClipVac |  |  |  | Covered PM Repair - Biomedical | MHHS-Mem City
NO | NO |  |  |  | 041-18879 |  | Surgical Site Solutions | CLIPVAC |  |  | MEMORIAL CITY - MOR | MHHS-Mem City |  | Electric Clippers/Razor |  | 041-18879 |  | West & Memorial City |  | MEMORIAL CITY - MOR | [5 empty] | VACUUM CLEANERS |  | CLIPPERS-BD Diag-ClipVac | CLIPPERS | ClipVac |  |  |  | BD | Electric Clippers/Razor |  |  | CLIPPERS-BD Diag-ClipVac |  |  |  | Covered PM Repair - Biomedical | MHHS-Mem City
NO | NO |  |  |  | 041-18880 |  | Surgical Site Solutions | CLIPVAC |  |  | MEMORIAL CITY - MOR | MHHS-Mem City |  | Electric Clippers/Razor |  | 041-18880 |  | West & Memorial City |  | MEMORIAL CITY - MOR | [5 empty] | VACUUM CLEANERS |  | CLIPPERS-BD Diag-ClipVac | CLIPPERS | ClipVac |  |  |  | BD | Electric Clippers/Razor |  |  | CLIPPERS-BD Diag-ClipVac |  |  |  | Covered PM Repair - Biomedical | MHHS-Mem City
NO | NO | [5 empty] | Surgical Site Solutions | CLIPVAC |  |  | MEMORIAL CITY - OUTPATIENT SURGERY | MHHS-Mem City |  | Electric Clippers/Razor |  |  |  | West & Memorial City |  | MEMORIAL CITY - OUTPATIENT SURGERY | [5 empty] | VACUUM CLEANERS |  | CLIPPERS-BD Diag-ClipVac | CLIPPERS | ClipVac |  |  |  | BD | Electric Clippers/Razor |  |  | CLIPPERS-BD Diag-ClipVac |  |  |  | Covered PM Repair - Biomedical | MHHS-Mem City
NO | NO | [5 empty] | Surgical Site Solutions | CLIPVAC |  |  | MEMORIAL CITY - OUTPATIENT SURGERY | MHHS-Mem City |  | Electric Clippers/Razor |  |  |  | West & Memorial City |  | MEMORIAL CITY - OUTPATIENT SURGERY | [5 empty] | VACUUM CLEANERS |  | CLIPPERS-BD Diag-ClipVac | CLIPPERS | ClipVac |  |  |  | BD | Electric Clippers/Razor |  |  | CLIPPERS-BD Diag-ClipVac |  |  |  | Covered PM Repair - Biomedical | MHHS-Mem City
NO | NO |  |  |  | 005-33852 |  | Surgical Site Solutions | CLIPVAC |  |  | SE - LABOR & DELIVERY | MHHS-Southeast |  | Electric Clippers/Razor |  | 005-33852 |  | Southeast & Bay Area |  | SE - LABOR & DELIVERY | [5 empty] | VACUUM CLEANERS |  | CLIPPERS-BD Diag-ClipVac | CLIPPERS | ClipVac |  |  |  | BD | Electric Clippers/Razor |  |  | CLIPPERS-BD Diag-ClipVac |  |  |  | Covered PM Repair - Biomedical | MHHS-Southeast
NO | NO |  |  |  | 005-33866 |  | Surgical Site Solutions | CLIPVAC |  |  | SE - LABOR & DELIVERY | MHHS-Southeast |  | Electric Clippers/Razor |  | 005-33866 |  | Southeast & Bay Area |  | SE - LABOR & DELIVERY | [5 empty] | VACUUM CLEANERS |  | CLIPPERS-BD Diag-ClipVac | CLIPPERS | ClipVac |  |  |  | BD | Electric Clippers/Razor |  |  | CLIPPERS-BD Diag-ClipVac |  |  |  | Covered PM Repair - Biomedical | MHHS-Southeast
NO | NO |  |  |  | 005-33867 |  | Surgical Site Solutions | CLIPVAC |  |  | SE - LABOR & DELIVERY | MHHS-Southeast |  | Electric Clippers/Razor |  | 005-33867 |  | Southeast & Bay Area |  | SE - LABOR & DELIVERY | [5 empty] | VACUUM CLEANERS |  | CLIPPERS-BD Diag-ClipVac | CLIPPERS | ClipVac |  |  |  | BD | Electric Clippers/Razor |  |  | CLIPPERS-BD Diag-ClipVac |  |  |  | Covered PM Repair - Biomedical | MHHS-Southeast
YES | YES |  |  |  | 099-07209 | 099-07209 | Surgical site Solutions Inc | Clip Bac |  | 151-1046 | TMC - SAROFIM 3 - OR |  |  |  |  | 099-07209 | 099-07209 | TMC | Memorial Hermann-Texas Medical Center | TMC - SAROFIM 3 - OR | OR3 | [6 empty] | CLIPPERS-BD Diag-ClipVac
YES | YES |  |  |  | 151-04964 | 151-04964 | Surgical site solutions inc | Clip Vac |  |  | CY - PREOP |  |  |  |  | 151-04964 | 151-04964 | Northwest | Memorial Hermann Cypress Hospital | CY - PREOP | M3 402 | [5 empty] | Electric Clippers/Razor | CLIPPERS-BD Diag-ClipVac | [23 empty] | CLIPPERS | Electric Clippers/Razor | BD
NO | YES |  |  |  | 151-04965 | 151-04965 | Surgical site solutions inc | Clip Vac |  |  | CY-Preop |  |  |  |  | 151-04965 | 151-04965 | Northwest | MHHS-Cypress | CY-Preop | M3 402 | [5 empty] | Electric Clippers/Razor | CLIPPERS-BD Diag-ClipVac | [23 empty] | CLIPPERS | Electric Clippers/Razor | BD
YES | YES |  |  |  | 151-04982 | 151-04982 | Surgical site solutions inc | Clip Vac |  |  | CY - CENTRAL SUPPLY |  |  |  |  | 151-04982 | 151-04982 | Northwest | Memorial Hermann Cypress Hospital | CY - CENTRAL SUPPLY | M3 404 | [5 empty] | Electric Clippers/Razor | CLIPPERS-BD Diag-ClipVac | [23 empty] | CLIPPERS | Electric Clippers/Razor | BD
YES | YES |  |  |  | 151-04983 | 151-04983 | Surgical site solutions inc | Clip Vac |  |  | CY - PREOP |  |  |  |  | 151-04983 | 151-04983 | Northwest | Memorial Hermann Cypress Hospital | CY - PREOP | M3 405 | [5 empty] | Electric Clippers/Razor | CLIPPERS-BD Diag-ClipVac | [23 empty] | CLIPPERS | Electric Clippers/Razor | BD
YES | YES |  |  |  | 151-04988 | 151-04988 | Surgical site solutions inc | Clip Vac |  |  | CY - L |  |  |  |  | 151-04988 | 151-04988 | Cypress |  | CY - L | C section sub sterile | [5 empty] | Electric Clippers/Razor | CLIPPERS-BD Diag-ClipVac | [23 empty] | CLIPPERS | Electric Clippers/Razor | BD
YES | YES |  |  |  | 151-04987 | 151-04987 | Surgical site solutions inc | Clip Vac |  |  | CY - L |  |  |  |  | 151-04987 | 151-04987 | Northwest | Memorial Hermann Cypress Hospital | CY - L | C section sub sterile | [5 empty] | Electric Clippers/Razor | CLIPPERS-BD Diag-ClipVac | [23 empty] | CLIPPERS | Electric Clippers/Razor | BD
YES | YES |  |  |  | 099-07186 | 099-07186 | Surgical site Solutions Inc | Clip Vac |  | 151-1077 | OR |  |  |  |  | 099-07186 | 099-07186 | TMC | Memorial Hermann-Texas Medical Center | OR | Pedi OR Storage Room | [6 empty] | CLIPPERS-BD Diag-ClipVac
YES | YES |  |  |  | 099-04018 | 099-04018 | Surgical Site Solutions Inc | ClipVac |  |  | KATY - OR |  |  |  |  | 099-04018 | 099-04018 | Katy | Memorial Hermann Katy Hospital | KATY - OR | OR 9 | [5 empty] | Electric Clippers/Razor | CLIPPERS-BD Diag-ClipVac | [23 empty] | CLIPPERS | Electric Clippers/Razor | BD
YES | YES |  |  |  | 099-03294 | 099-03294 | Surgical Site Solutions inc | ClipVac |  |  | KATY - OR |  |  |  |  | 099-03294 | 099-03294 | Katy | Memorial Hermann Katy Hospital | KATY - OR | OR1 | [5 empty] | Electric Clippers/Razor | CLIPPERS-BD Diag-ClipVac | [23 empty] | CLIPPERS | Electric Clippers/Razor | BD
YES | YES |  |  |  | 099-04806 | 099-04806 | Surgical Site Solutions Inc | ClipVac |  |  | KATY - OR |  |  |  |  | 099-04806 | 099-04806 | Katy | Memorial Hermann Katy Hospital | KATY - OR | OR 11 | [5 empty] | Electric Clippers/Razor | CLIPPERS-BD Diag-ClipVac | [23 empty] | CLIPPERS | Electric Clippers/Razor | BD
YES | YES |  |  |  | 099-01986 | 099-01986 | Surgical Site Solutions Inc | ClipVac |  |  | NE - OR |  |  |  |  | 099-01986 | 099-01986 | Katy | Memorial Hermann Northeast Hospital | NE - OR | OR 6 | [5 empty] | Electric Clippers/Razor | CLIPPERS-BD Diag-ClipVac | [23 empty] | CLIPPERS | Electric Clippers/Razor | BD
YES | YES |  |  |  | 099-01987 | 099-01987 | Surgical Site Solutions Inc | ClipVac |  |  | NE - OR |  |  |  |  | 099-01987 | 099-01987 | Katy | Memorial Hermann Northeast Hospital | NE - OR | OR 6 | [5 empty] | Electric Clippers/Razor | CLIPPERS-BD Diag-ClipVac | [23 empty] | CLIPPERS | Electric Clippers/Razor | BD
YES | YES |  |  |  | 099-01065 | 099-01065 | Surgical Site Solutions Inc | ClipVac |  |  | NE - CATH LAB |  |  |  |  | 099-01065 | 099-01065 | Katy | Memorial Hermann Northeast Hospital | NE - CATH LAB | OR Storage | [5 empty] | Electric Clippers/Razor | CLIPPERS-BD Diag-ClipVac | [23 empty] | CLIPPERS | Electric Clippers/Razor | BD
YES | YES |  |  |  | 925-01091 | 925-01091 | Surgical Site Solutions Inc | ClipVac |  |  | Radiology |  |  |  |  | 925-01091 | 925-01091 | Central | Joint Center - Orthopedic and Spine Hospital | Radiology | Nurse station | [6 empty] | CLIPPERS-BD Diag-ClipVac
YES | YES |  |  |  | 925-01086 | 925-01086 | Surgical Site Solutions Inc. | Clip Vac |  |  | Recovery |  |  |  |  | 925-01086 | 925-01086 | TMC | Herman memorial spine and orthopedic Hospital | Recovery | Bay 12 |  |  |  | No p.m. |  |  | CLIPPERS-BD Diag-ClipVac
YES | YES |  |  |  | 925-01080 | 925-01080 | Surgical Site Solutions Inc. | Clip Vac |  |  | Recovery |  |  |  |  | 925-01080 | 925-01080 | TMC | Herman memorial spine and orthopedic Hospital | Recovery | Bay 12 |  |  |  | No p.m. |  |  | CLIPPERS-BD Diag-ClipVac
YES | YES |  |  |  | 925-01090 | 925-01090 | Surgical Site Solutions Inc. | Clip Vac |  |  | Recovery |  |  |  |  | 925-01090 | 925-01090 | TMC | Herman memorial spine and orthopedic Hospital | Recovery | Bay 12 |  |  |  | No p.m. |  |  | CLIPPERS-BD Diag-ClipVac
YES | YES |  |  |  | 099-04560 | 099-04560 | Surgical site solutions inc. | ClipVac |  |  | KATY - PACU |  |  |  |  | 099-04560 | 099-04560 | Katy | Memorial Hermann Katy Hospital | KATY - PACU | PacU Nurses station clean storage room 2058C | 2/1/20 |  |  |  |  | Electric Clippers/Razor | CLIPPERS-BD Diag-ClipVac | [23 empty] | CLIPPERS | Electric Clippers/Razor | BD
YES | YES |  |  |  | 099-04553 | 099-04553 | Surgical site solutions inc. | ClipVac |  |  | KATY - OR |  |  |  |  | 099-04553 | 099-04553 | Katy | Memorial Hermann Katy Hospital | KATY - OR | O.R.6 | [5 empty] | Electric Clippers/Razor | CLIPPERS-BD Diag-ClipVac | [23 empty] | CLIPPERS | Electric Clippers/Razor | BD
YES | YES |  |  |  | 925-01089 | 925-01089 | Surgical site solutions inc. | Clipvac |  |  | MHOSH - PRE/POST OP |  |  |  |  | 925-01089 | 925-01089 | Central | Joint Center - Orthopedic and Spine Hospital | MHOSH - PRE/POST OP | Nurse station | [6 empty] | CLIPPERS-BD Diag-ClipVac
YES | YES |  |  |  | 925-01092 | 925-01092 | Surgical site solutions inc. | Clipvac |  |  | MHOSH - PRE/POST OP |  |  |  |  | 925-01092 | 925-01092 | Central | Joint Center - Orthopedic and Spine Hospital | MHOSH - PRE/POST OP | Nurse station | [6 empty] | CLIPPERS-BD Diag-ClipVac
YES | YES |  |  |  | 099-09768 | 099-09768 | Surgical solutions | ClipVac |  |  | SE - OR - PACU |  |  |  |  | 099-09768 | 099-09768 | Southeast | Memorial Hermann Southeast Hospital | SE - OR - PACU | OR - PACU | [6 empty] | CLIPPERS-BD Diag-ClipVac
YES | YES | Serial Number Cnf |  |  | 133-31015 | 133-31015 | Surgical Systems | Da Vinci Xi |  | Cnf | [5 empty] | 133-31015 | 133-31015 | Sugar Land | [6 empty] | No pm |  |  | Robotics-Intuitive Surg-da Vinci Xi
NO | NO |  |  |  | 069-10265 |  | Surgilase | YAG-100 |  |  | TMC - OR - ROBERTSON (2R) | MHHS-TMC |  |  |  | 069-10265 |  | TMC |  | TMC - OR - ROBERTSON (2R) | [5 empty] | LASERS |  | .needs class | [5 empty] | Surgilase Inc | [7 empty] | Not Covered Vendor Only - Biomedical | MHHS-TMC
NO | NO | [5 empty] | Surgimedics | 907001-000 |  |  | TMC - OR - ROBERTSON (2R) | MHHS-TMC | [5 empty] | TMC |  | TMC - OR - ROBERTSON (2R) | [5 empty] | SMOKE EVACUATION SYSTEMS, SURGICAL |  | .needs class |  |  |  |  | .needs class | Surgimedics Surgical Lase | [7 empty] | Covered PM Repair - Biomedical | MHHS-TMC
YES | YES |  |  |  | 069-44268 | 069-44268 | SurgiQuest Inc | AirSeal iFS |  | 1605ce0617 | TMC - SAROFIM 2 - OR |  |  |  |  | 069-44268 | 069-44268 |  | Memorial Hermann-tmc | TMC - SAROFIM 2 - OR | OR15 | 6/1/19 |  | 6/1/20 |  |  | Insufflator, Carbon Dioxide | INSUFFLATORCARBONDIOX-SurgiQuest Inc-AirSeal iFS | [12 empty] | ICD-SA | [9 empty] | Insufflator, Carbon Dioxide | INSUFFLATORCARBONDIOX | Insufflator, Carbon Dioxide | SurgiQuest Inc
NO | YES |  |  |  | 133-09719 | 133-09719 | SurgiQuest, Inc. | iFS INTELLIGENT FLOW SYSTEM |  | 1605CE0687 | Katy-OR | MHHS-Katy |  |  |  | 133-09719 | 133-09719 | Katy | MHHS-Katy | Katy-OR | OR | 7/1/19 | 7/1/20 |  |  | INSUFFLATORS | Insufflator, Carbon Dioxide | INSUFFLATORCARBONDIOX-SurgiQuest Inc-AirSeal iFS |  |  |  |  | INSUFFLATORCARBONDIOX-SurgiQuest Inc-AirSeal iFS | SurgiQuest Inc | [6 empty] | ICD-SA | Covered PM Repair - Biomedical | MHHS-Katy | [8 empty] | INSUFFLATORCARBONDIOX | Insufflator, Carbon Dioxide | SurgiQuest Inc
NO | YES |  |  |  | 133-09756 | 133-09756 | SurgiQuest, Inc. | iFS INTELLIGENT FLOW SYSTEM |  | 1606CE0921 | Katy-OR | MHHS-Katy |  |  |  | 133-09756 | 133-09756 | Katy | MHHS-Katy | Katy-OR | OR - Equipment | 3/1/19 | 3/1/20 |  |  | INSUFFLATORS | Insufflator, Carbon Dioxide | INSUFFLATORCARBONDIOX-SurgiQuest Inc-AirSeal iFS |  |  |  |  | INSUFFLATORCARBONDIOX-SurgiQuest Inc-AirSeal iFS | SurgiQuest Inc | [6 empty] | ICD-SA | Covered PM Repair - Biomedical | MHHS-Katy | [8 empty] | INSUFFLATORCARBONDIOX | Insufflator, Carbon Dioxide | SurgiQuest Inc
NO | YES |  |  |  | 145-00424 | 145-00424 | SurgiQuest, Inc. | iFS INTELLIGENT FLOW SYSTEM |  | 1512CE0538 | Pearland-OR | MHHS-Pearland Hospital |  |  |  | 145-00424 | 145-00424 | Pearland | MHHS-Pearland Hospital | Pearland-OR | O.R. Pack syorage 207 | 4/1/19 | 4/1/20 |  |  | INSUFFLATORS | Insufflator, Carbon Dioxide | INSUFFLATORCARBONDIOX-SurgiQuest Inc-AirSeal iFS |  |  |  |  | INSUFFLATORCARBONDIOX-SurgiQuest Inc-AirSeal iFS | SurgiQuest Inc | [6 empty] | ICD-SA | Covered PM Repair - Biomedical | MHHS-Pearland Hospital | [8 empty] | INSUFFLATORCARBONDIOX | Insufflator, Carbon Dioxide | SurgiQuest Inc
NO | YES |  |  |  | 145-00517 | 145-00517 | SurgiQuest, Inc. | iFS INTELLIGENT FLOW SYSTEM |  | 1512CE0541 | Pearland-OR | MHHS-Pearland Hospital |  |  |  | 145-00517 | 145-00517 | Pearland | MHHS-Pearland Hospital | Pearland-OR | O.R. Pack Storage | 4/1/19 | 4/1/20 |  |  | INSUFFLATORS | Insufflator, Carbon Dioxide | INSUFFLATORCARBONDIOX-SurgiQuest Inc-AirSeal iFS |  |  |  |  | INSUFFLATORCARBONDIOX-SurgiQuest Inc-AirSeal iFS | SurgiQuest Inc | [6 empty] | ICD-SA | Covered PM Repair - Biomedical | MHHS-Pearland Hospital | [8 empty] | INSUFFLATORCARBONDIOX | Insufflator, Carbon Dioxide | SurgiQuest Inc
NO | YES |  |  |  | 005-10704 | 005-10704 | SurgiQuest, Inc. | iFS INTELLIGENT FLOW SYSTEM |  | 1509CE0311 | SE-OR | MHHS-Southeast |  |  |  | 005-10704 | 005-10704 | Southeast | MHHS-Southeast | SE-OR | Hybrid Ii | 11/1/19 |  | 11/1/20 |  | INSUFFLATORS |  | INSUFFLATORCARBONDIOX-SurgiQuest Inc-AirSeal iFS |  |  |  |  | INSUFFLATORCARBONDIOX-SurgiQuest Inc-AirSeal iFS | SurgiQuest Inc | [7 empty] | Covered PM Repair - Biomedical | MHHS-Southeast
NO | YES |  |  |  | 005-10705 | 005-10705 | SurgiQuest, Inc. | iFS INTELLIGENT FLOW SYSTEM |  | 1509CE0313 | SE-OR | MHHS-Southeast |  |  |  | 005-10705 | 005-10705 | Southeast | MHHS-Southeast | SE-OR | Or 11 | 7/1/19 |  | 7/1/20 |  | INSUFFLATORS |  | INSUFFLATORCARBONDIOX-SurgiQuest Inc-AirSeal iFS |  |  |  |  | INSUFFLATORCARBONDIOX-SurgiQuest Inc-AirSeal iFS | SurgiQuest Inc | [7 empty] | Covered PM Repair - Biomedical | MHHS-Southeast
NO | YES |  |  |  | 005-33959 | 005-33959 | SurgiQuest, Inc. | iFS INTELLIGENT FLOW SYSTEM |  | 1801CE0735 | SE-OR | MHHS-Southeast |  |  |  | 005-33959 | 005-33959 | Southeast | MHHS-Southeast | SE-OR |  | 11/1/19 |  |  |  | INSUFFLATORS |  | INSUFFLATORCARBONDIOX-SurgiQuest Inc-AirSeal iFS |  |  |  |  | INSUFFLATORCARBONDIOX-SurgiQuest Inc-AirSeal iFS | SurgiQuest Inc | [7 empty] | Covered PM Repair - Biomedical | MHHS-Southeast
NO | YES |  |  |  | 013-37974 | 013-37974 | SurgiQuest, Inc. | iFS INTELLIGENT FLOW SYSTEM |  | 1404CE571 | SW-OR | MHHS-Southwest |  |  |  | 013-37974 | 013-37974 | Southwest | MHHS-Southwest | SW-OR | Or 14 | 2/1/20 |  | 2/1/21 |  | INSUFFLATORS | Insufflator, Carbon Dioxide | INSUFFLATORCARBONDIOX-SurgiQuest Inc-AirSeal iFS |  |  |  |  | INSUFFLATORCARBONDIOX-SurgiQuest Inc-AirSeal iFS | SurgiQuest Inc | [6 empty] | ICD-SA | Covered PM Repair - Biomedical | MHHS-Southwest | [8 empty] | INSUFFLATORCARBONDIOX | Insufflator, Carbon Dioxide | SurgiQuest Inc
NO | YES |  |  |  | 129-31002 | 129-31002 | SurgiQuest, Inc. | iFS INTELLIGENT FLOW SYSTEM |  | 1910CE0140 | 3 East | MHHS-Sugarland |  |  |  | 129-31002 | 129-31002 | Sugar Land | Memorial Hermann Sugar land Hospital | 3 East | Back hallway | 11/1/19 |  | 11/1/20 |  | INSUFFLATORS | Insufflator, Carbon Dioxide | INSUFFLATORCARBONDIOX-SurgiQuest Inc-AirSeal iFS |  |  |  |  | INSUFFLATORCARBONDIOX-SurgiQuest Inc-AirSeal iFS | SurgiQuest Inc | [6 empty] | ICD-SA | Covered PM Repair - Biomedical | MHHS-Sugarland | [8 empty] | INSUFFLATORCARBONDIOX | Insufflator, Carbon Dioxide | SurgiQuest Inc
NO | YES |  |  |  | 069-42319 | 069-42319 | SurgiQuest, Inc. | iFS INTELLIGENT FLOW SYSTEM |  | 1604CE0345 | TMC-Sarofim 2-OR | MHHS-TMC |  |  |  | 069-42319 | 069-42319 | TMC | MHHS-TMC | TMC-Sarofim 2-OR | S2 OR 1 | 7/1/19 |  | 4/1/20 |  | INSUFFLATORS |  | INSUFFLATORCARBONDIOX-SurgiQuest Inc-AirSeal iFS |  |  |  |  | INSUFFLATORCARBONDIOX-SurgiQuest Inc-AirSeal iFS | SurgiQuest Inc | [7 empty] | Covered PM Repair - Biomedical | MHHS-TMC
NO | YES |  |  |  | 069-43331 | 069-43331 | SurgiQuest, Inc. | iFS INTELLIGENT FLOW SYSTEM |  | 1605CE0616 | TMC-OR-Robertson (2R) | MHHS-TMC |  |  |  | 069-43331 | 069-43331 | TMC | MHHS-TMC | TMC-OR-Robertson (2R) | Surgical Speciman Station | 9/1/19 |  |  | No pm found | INSUFFLATORS |  | INSUFFLATORCARBONDIOX-SurgiQuest Inc-AirSeal iFS |  |  |  |  | INSUFFLATORCARBONDIOX-SurgiQuest Inc-AirSeal iFS | SurgiQuest Inc | [7 empty] | Covered PM Repair - Biomedical | MHHS-TMC
NO | YES |  |  |  | 069-42317 | 069-42317 | SurgiQuest, Inc. | iFS INTELLIGENT FLOW SYSTEM |  | 1603CE0516 | TMC-Sarofim 2-OR | MHHS-TMC |  |  |  | 069-42317 | 069-42317 | TMC | MHHS-TMC | TMC-Sarofim 2-OR | TMC - SAROFIM 2 -OR | 7/1/19 |  | 7/1/20 |  | INSUFFLATORS |  | INSUFFLATORCARBONDIOX-SurgiQuest Inc-AirSeal iFS |  |  |  |  | INSUFFLATORCARBONDIOX-SurgiQuest Inc-AirSeal iFS | SurgiQuest Inc | [7 empty] | Covered PM Repair - Biomedical | MHHS-TMC
NO | NO |  |  |  | 009-10322 |  | SurgiQuest, Inc. | iFS INTELLIGENT FLOW SYSTEM |  | F121 US | GH - OR | MHHS-Greater Heights |  |  |  | 009-10322 |  | Central & Greater Heights |  | GH - OR | [5 empty] | INSUFFLATORS |  | INSUFFLATORCARBONDIOX-SurgiQuest Inc-AirSeal iFS |  |  |  |  | INSUFFLATORCARBONDIOX-SurgiQuest Inc-AirSeal iFS | SurgiQuest Inc | [7 empty] | Covered PM Repair - Biomedical | MHHS-Greater Heights
NO | NO |  |  |  | 029-09297 |  | SurgiQuest, Inc. | iFS INTELLIGENT FLOW SYSTEM |  | 1603CE0329 | WOODLANDS - OR | MHHS-Woodlands |  |  |  | 029-09297 |  | Woodlands |  | WOODLANDS - OR | [5 empty] | INSUFFLATORS |  | INSUFFLATORCARBONDIOX-SurgiQuest Inc-AirSeal iFS |  |  |  |  | INSUFFLATORCARBONDIOX-SurgiQuest Inc-AirSeal iFS | SurgiQuest Inc | [7 empty] | Covered PM Repair - Biomedical | MHHS-Woodlands
NO | NO |  |  |  | 029-12454 |  | SurgiQuest, Inc. | iFS INTELLIGENT FLOW SYSTEM |  | 1601CE0688 | WOODLANDS - OR | MHHS-Woodlands |  |  |  | 029-12454 |  | Woodlands |  | WOODLANDS - OR | [5 empty] | INSUFFLATORS |  | INSUFFLATORCARBONDIOX-SurgiQuest Inc-AirSeal iFS |  |  |  |  | INSUFFLATORCARBONDIOX-SurgiQuest Inc-AirSeal iFS | SurgiQuest Inc | [7 empty] | Covered PM Repair - Biomedical | MHHS-Woodlands
NO | NO |  |  |  | 005-06759 |  | Suros Surgical Systems, Inc., a Hologic Company/ATEC | SAPPHIRE |  |  | SE - RADIOLOGY | MHHS-Southeast |  | Pump, Infusion, PCA |  | 005-06759 |  | Southeast & Bay Area |  | SE - RADIOLOGY | [5 empty] | STEREOTACTIC SYSTEM |  | PUMPINFUSIONPCA-Hospira-Sapphire | PUMPINFUSIONPCA | Sapphire |  |  |  | HOSPIRA | Pump, Infusion, PCA |  |  | PUMPINFUSIONPCA-Hospira-Sapphire |  |  |  | Covered PM Repair - Biomedical | MHHS-Southeast
NO | NO |  |  |  | 129-07157 |  | Sussman Electric Boilers | ES135 |  | N8-21232-V15 | SUGAR LAND - OR | MHHS-Sugarland |  |  |  | 129-07157 |  | Sugar Land |  | SUGAR LAND - OR | [5 empty] | STERILIZING UNITS, STEAM |  | .needs class | [5 empty] | Sussman Electric Boilers | [7 empty] | Covered PM Repair - Biomedical | MHHS-Sugarland
NO | NO |  |  |  | 129-07158 |  | Sussman Electric Boilers | ES135 |  | N8-21233-V15 | SUGAR LAND - OR | MHHS-Sugarland |  |  |  | 129-07158 |  | Sugar Land |  | SUGAR LAND - OR | [5 empty] | STERILIZING UNITS, STEAM |  | .needs class | [5 empty] | Sussman Electric Boilers | [7 empty] | Covered PM Repair - Biomedical | MHHS-Sugarland
NO | NO |  |  |  | 143-01722 |  | Sussman Electric Boilers | ES160 |  |  | MH MG - (GH) - URGENT CARE - GREATER HEIGHTS | MHHS-MG |  | Stimulator, Nerve |  | 143-01722 |  | Central & Greater Heights |  | MH MG - (GH) - URGENT CARE - GREATER HEIGHTS | [5 empty] | STERILIZING UNITS |  | STIMULATORNERVE-ITO-ES-160 | STIMULATORNERVE | ES-160 |  |  |  | ITO | Stimulator, Nerve |  |  | STIMULATORNERVE-ITO-ES-160 |  |  |  | Covered PM Repair - Biomedical | MHHS-MG
NO | NO |  |  |  | 041-20155 |  | Swift Instruments Inc | M1000D |  |  | MH MG - (MC) - UROLOGY MC (MP3) | MHHS-MG |  | Microscope, Laboratory |  | 041-20155 |  | West & Memorial City |  | MH MG - (MC) - UROLOGY MC (MP3) | [5 empty] | MICROSCOPES, LIGHT, LABORATORY |  | MICROSCOPELAB-Swift First Aid-M1000D | MICROSCOPELAB | M1000D |  |  |  | Swift First Aid | Microscope, Laboratory |  |  | MICROSCOPELAB-Swift First Aid-M1000D |  |  |  | Covered PM Repair - Biomedical | MHHS-MG
NO | NO |  |  |  | 041-20182 |  | Swift Instruments Inc | M1000D |  |  | MH MG - (MC) - UROLOGY MC (MP3) | MHHS-MG |  | Microscope, Laboratory |  | 041-20182 |  | West & Memorial City |  | MH MG - (MC) - UROLOGY MC (MP3) | [5 empty] | MICROSCOPES, LIGHT, LABORATORY |  | MICROSCOPELAB-Swift First Aid-M1000D | MICROSCOPELAB | M1000D |  |  |  | Swift First Aid | Microscope, Laboratory |  |  | MICROSCOPELAB-Swift First Aid-M1000D |  |  |  | Covered PM Repair - Biomedical | MHHS-MG
NO | NO |  |  |  | 129-05053 |  | Swift Instruments Inc | M4000D |  |  | MH MG - (STX) - SOUTH TEXAS - WHARTON | MHHS-MG |  | Microscope, Laboratory |  | 129-05053 |  | South |  | MH MG - (STX) - SOUTH TEXAS - WHARTON | [5 empty] | MICROSCOPES, LIGHT, LABORATORY |  | MICROSCOPELAB-Swift Optics-M4000-D | MICROSCOPELAB | M4000-D |  |  |  | Swift Optics | Microscope, Laboratory |  |  | MICROSCOPELAB-Swift Optics-M4000-D |  |  |  | Covered PM Repair - Biomedical | MHHS-MG
NO | NO |  |  |  | 133-08413 |  | Swissray International, Inc. | EZ2GO |  | 216-01084 | KATY - RADIOLOGY | MHHS-Katy |  |  |  | 133-08413 |  | Katy |  | KATY - RADIOLOGY | [5 empty] | RADIOGRAPHIC SYSTEMS, DIGITAL |  | .needs class | [5 empty] | SWISSRAY | [7 empty] | Covered PM Repair - Biomedical | MHHS-Katy
NO | NO | [5 empty] | SynCardia Systems, Inc. | CSS CONSOLE |  |  | TMC - HVI - HEART FAILURE ICU (5HVI) | MHHS-TMC | [5 empty] | TMC |  | TMC - HVI - HEART FAILURE ICU (5HVI) | [5 empty] | CIRCULATORY ASSIST UNITS, INTRA-AORTIC BALLOON |  | .needs class | [5 empty] | SynCardia Systems | [7 empty] | Covered PM Repair - Respiratory/Steriliz | MHHS-TMC
NO | YES | [5 empty] | Synemed Inc. | SYNEVAC 10 |  |  | NE-Labor & Delivery | MHHS-Northeast | [5 empty] | Katy | MHHS-Northeast | NE-Labor & Delivery | OR 2 | 8/1/19 | 8/1/20 |  |  | ASPIRATORS |  | .needs class | [5 empty] | Synemed Inc |  |  |  |  | 2/21/17 |  |  | Covered PM Repair - Biomedical | MHHS-Northeast
NO | NO | [5 empty] | Synemed Inc. | SYNEVAC 10 |  |  | NE - OR | MHHS-Northeast | [5 empty] | Katy |  | NE - OR | [5 empty] | ASPIRATORS |  | .needs class | [5 empty] | Synemed Inc | [7 empty] | Covered PM Repair - Biomedical | MHHS-Northeast
YES | YES |  |  |  | 041-33915 | 041-33915 | Synergy Medical Inc. | KR, MediBoom/MedLift |  | 3218H001416098 | Cath Lab |  |  |  |  | 041-33915 | 041-33915 | West | Memorial Hermann - Memorial City | Cath Lab | Room E9-2151
YES | YES |  |  |  | 069-45975 | 069-45975 | Syngo | Aquidition workplace |  |  | Radiology |  |  |  |  | 069-45975 | 069-45975 | Central | Joint Center - Orthopedic and Spine Hospital | Radiology | CT Scan | 4/1/19 |  | 9/1/19
NO | NO |  |  |  | 009-34383 |  | Synovis | GEM1020M |  | 16581-006 | GH - OR | MHHS-Greater Heights |  | Doppler, Blood Flow |  | 009-34383 |  | Central & Greater Heights |  | GH - OR | [5 empty] | DETECTORS, BLOOD FLOW/FETAL HEART, ULTRASONIC |  | DOPPLERBLOODFLOW-Synovis Micro Comp-GEM1020M | DOPPLERBLOODFLOW | GEM1020M |  |  |  | Synovis Micro Comp | Doppler, Blood Flow |  |  | DOPPLERBLOODFLOW-Synovis Micro Comp-GEM1020M |  |  |  | Clinical Miscellaneous | MHHS-Greater Heights
NO | NO |  |  |  | 133-09495 |  | Synovis | GEM1020M |  | 13454-008 | KATY - OR | MHHS-Katy |  | Doppler, Blood Flow |  | 133-09495 |  | Katy |  | KATY - OR | [5 empty] | DETECTORS, BLOOD FLOW/FETAL HEART, ULTRASONIC |  | DOPPLERBLOODFLOW-Synovis Micro Comp-GEM1020M | DOPPLERBLOODFLOW | GEM1020M |  |  |  | Synovis Micro Comp | Doppler, Blood Flow |  |  | DOPPLERBLOODFLOW-Synovis Micro Comp-GEM1020M |  |  |  | Covered PM Repair - Biomedical | MHHS-Katy
NO | NO |  |  |  | 133-31108 |  | Synovis | GEM1020M |  | 17176-005 | KATY - OR | MHHS-Katy |  | Doppler, Blood Flow |  | 133-31108 |  | Katy |  | KATY - OR | [5 empty] | DETECTORS, BLOOD FLOW/FETAL HEART, ULTRASONIC |  | DOPPLERBLOODFLOW-Synovis Micro Comp-GEM1020M | DOPPLERBLOODFLOW | GEM1020M |  |  |  | Synovis Micro Comp | Doppler, Blood Flow |  |  | DOPPLERBLOODFLOW-Synovis Micro Comp-GEM1020M |  |  |  | Covered PM Repair - Biomedical | MHHS-Katy
NO | NO |  |  |  | 041-17409 |  | Synovis | GEM1020M |  | 041-17409 | MEMORIAL CITY - MOR | MHHS-Mem City |  | Doppler, Blood Flow |  | 041-17409 |  | West & Memorial City |  | MEMORIAL CITY - MOR | [5 empty] | DETECTORS, BLOOD FLOW/FETAL HEART, ULTRASONIC |  | DOPPLERBLOODFLOW-Synovis Micro Comp-GEM1020M | DOPPLERBLOODFLOW | GEM1020M |  |  |  | Synovis Micro Comp | Doppler, Blood Flow |  |  | DOPPLERBLOODFLOW-Synovis Micro Comp-GEM1020M |  |  |  | Clinical Miscellaneous | MHHS-Mem City
NO | NO |  |  |  | 069-43135 |  | Synovis | GEM1020M |  | 13533-006 | TMC - OR - HERMANN (2HP) | MHHS-TMC |  | Doppler, Blood Flow |  | 069-43135 |  | TMC |  | TMC - OR - HERMANN (2HP) | [5 empty] | DETECTORS, BLOOD FLOW/FETAL HEART, ULTRASONIC |  | DOPPLERBLOODFLOW-Synovis Micro Comp-GEM1020M | DOPPLERBLOODFLOW | GEM1020M |  |  |  | Synovis Micro Comp | Doppler, Blood Flow |  |  | DOPPLERBLOODFLOW-Synovis Micro Comp-GEM1020M |  |  |  | Clinical Miscellaneous | MHHS-TMC
NO | NO |  |  |  | 069-41570 |  | Synovis | GEM1020M |  | 12335-015 | TMC - OR - ROBERTSON (2R) | MHHS-TMC |  | Doppler, Blood Flow |  | 069-41570 |  | TMC |  | TMC - OR - ROBERTSON (2R) | [5 empty] | DETECTORS, BLOOD FLOW/FETAL HEART, ULTRASONIC |  | DOPPLERBLOODFLOW-Synovis Micro Comp-GEM1020M | DOPPLERBLOODFLOW | GEM1020M |  |  |  | Synovis Micro Comp | Doppler, Blood Flow |  |  | DOPPLERBLOODFLOW-Synovis Micro Comp-GEM1020M |  |  |  | Clinical Miscellaneous | MHHS-TMC
NO | NO |  |  |  | 029-10082 |  | Synovis | GEM1020M |  | 12712-014 | WOODLANDS - OR | MHHS-Woodlands |  | Doppler, Blood Flow |  | 029-10082 |  | Woodlands |  | WOODLANDS - OR | [5 empty] | DETECTORS, BLOOD FLOW/FETAL HEART, ULTRASONIC |  | DOPPLERBLOODFLOW-Synovis Micro Comp-GEM1020M | DOPPLERBLOODFLOW | GEM1020M |  |  |  | Synovis Micro Comp | Doppler, Blood Flow |  |  | DOPPLERBLOODFLOW-Synovis Micro Comp-GEM1020M |  |  |  | Covered PM Repair - Biomedical | MHHS-Woodlands
NO | NO |  |  |  | 029-07838 |  | Synovis | GEM1020M |  | 10213-021 | WOODLANDS - SICU | MHHS-Woodlands |  | Doppler, Blood Flow |  | 029-07838 |  | Woodlands |  | WOODLANDS - SICU | [5 empty] | DETECTORS, BLOOD FLOW/FETAL HEART, ULTRASONIC |  | DOPPLERBLOODFLOW-Synovis Micro Comp-GEM1020M | DOPPLERBLOODFLOW | GEM1020M |  |  |  | Synovis Micro Comp | Doppler, Blood Flow |  |  | DOPPLERBLOODFLOW-Synovis Micro Comp-GEM1020M |  |  |  | Covered PM Repair - Biomedical | MHHS-Woodlands
YES | YES |  |  |  | 069-40819 | 069-40819 | Synthes Inc |  |  |  | TMC - OR - ROBERTSON (2R) |  |  |  |  | 069-40819 | 069-40819 | TMC | Memorial Hermann-Texas Medical Center | TMC - OR - ROBERTSON (2R) | Pedi Storage Room | 2/1/20
YES | YES |  |  |  | 099-05842 | 099-05842 | System One | NX Stage | [7 empty] | 099-05842 | 099-05842 |  | Memorial Hermann-TWC |  | STICU 22
YES | YES |  |  |  | 099-13673 | 099-13673 | Talboys |  |  |  | SW - LABORATORY - CHEMISTRY |  |  |  |  | 099-13673 | 099-13673 | Southwest | Memorial Hermann Diagnostic Laboratory - Southwest Medical Plaza 1 (#756) | SW - LABORATORY - CHEMISTRY | Lab | [5 empty] | Mixer, Vortex | MIXERVORTEX-Talboys-945600 | [22 empty] | Mixer, Vortex | MIXERVORTEX | Mixer, Vortex | Talboys
YES | YES |  |  |  | 099-09395 | 099-09395 | Talboys | 9456tafsus |  |  | TMC - LABORATORY - HEMATOLOGY (1R) |  |  |  |  | 099-09395 | 099-09395 | TMC | Memorial Hermann-Texas Medical Center | TMC - LABORATORY - HEMATOLOGY (1R) | Center
YES | YES |  |  |  | 099-01840 | 099-01840 | Talboys | Basic Vortex Mixer |  |  | SC CCC - (NE) - BLOOD BANK |  |  |  |  | 099-01840 | 099-01840 | Katy | Memorial Hermann Convenient Care Center in Summer Creek (Summer Creek CCC) | SC CCC - (NE) - BLOOD BANK | Lab
YES | YES |  |  |  | 013-18061 | 013-18061 | Talboys | Stadard vortex mixer |  |  | SW - Microbiology |  |  |  |  | 013-18061 | 013-18061 | Southwest | Memorial Hermann Diagnostic Laboratory - Southwest | SW - Microbiology | Lab
NO | NO |  |  |  | 074-05697 |  | TandemLife | TANDEMHEART |  | EC1315 | TMC - HVI - CIRCULATORY SUPPORT (2HVI) | MHHS-TMC |  |  |  | 074-05697 |  | TMC |  | TMC - HVI - CIRCULATORY SUPPORT (2HVI) | [5 empty] | CONTROLLERS |  | .needs class | [13 empty] | Covered PM Repair - Biomedical | MHHS-TMC
NO | YES |  |  |  | 129-05907 | 129-05907 | Tanita |  |  |  | MH MG-(STX)-South Texas-Needville | MHHS-MG |  | Scale, Infant |  | 129-05907 | 129-05907 | South | MHHS-MG | MH MG-(STX)-South Texas-Needville | Ex 9 | 8/1/18 |  |  |  | SCALES, PATIENT | Scale, Infant | SCALEINFANT-Tanita Corp-1583 | SCALEINFANT |  |  |  |  | Tanita Corp | Scale, Infant |  | SCALEINFANT-Tanita Corp-1583 |  | 6/24/12 |  | SI-A | Covered PM Repair - Biomedical | MHHS-MG | [8 empty] | SCALEINFANT | Scale, Infant | Tanita Corp
NO | YES |  |  |  | 041-18924 | 041-18924 | Tanita |  |  |  | MH MG - (MC) - MEMORIAL CITY (MP3) | MHHS-MG |  | Scale, Infant |  | 041-18924 | 041-18924 | West | MHHS-MG | MH MG - (MC) - MEMORIAL CITY (MP3) | Suite 100 | 6/1/19 |  |  |  | SCALES, PATIENT |  | SCALEINFANT-Tanita Corp-1584 | SCALEINFANT |  |  |  |  | Tanita Corp | Scale, Infant |  | SCALEINFANT-Tanita Corp-1584 |  |  |  |  | Covered PM Repair - Biomedical | MHHS-MG
NO | YES |  |  |  | 929-00901 | 929-00901 | Tanita | BD-585 |  | 929-00901 | MH MG-(NE)-Summer Creek CCC | MHHS-MG |  | Scale, Patient |  | 929-00901 | 929-00901 | Katy | MHHS-MG | MH MG-(NE)-Summer Creek CCC |  | 8/1/19 | 8/1/20 |  |  | SCALES, PATIENT | Scale, Patient | SCALEPATIENT-Tanita Corp-BD-585 | SCALEPATIENT | BD-585 |  |  |  | Tanita Corp | Scale, Patient |  | SCALEPATIENT-Tanita Corp-BD-585 |  | 12/1/20 |  | SP-A | Not Covered Vendor Only - Biomedical | MHHS-MG | [8 empty] | SCALEPATIENT | Scale, Patient | Tanita Corp
NO | YES |  |  |  | 000-02394 | 000-02394 | Tanita | BD-585 |  |  | MH MG-(STX)-South Texas-Wharton | MHHS-MG |  | Scale, Patient |  | 000-02394 | 000-02394 | South | MHHS-MG | MH MG-(STX)-South Texas-Wharton | Exam 1 | 10/1/19 | 10/1/20 |  |  | SCALES, PATIENT | Scale, Patient | SCALEPATIENT-Tanita Corp-BD-585 | SCALEPATIENT | BD-585 |  |  |  | Tanita Corp | Scale, Patient |  | SCALEPATIENT-Tanita Corp-BD-585 |  | 12/1/20 |  | SP-A | Not Covered Vendor Only - Biomedical | MHHS-MG | [8 empty] | SCALEPATIENT | Scale, Patient | Tanita Corp
NO | YES |  |  |  | 000-02396 | 000-02396 | Tanita | BD-585 |  |  | MH MG-(STX)-South Texas-Wharton | MHHS-MG |  | Scale, Patient |  | 000-02396 | 000-02396 | South | MHHS-MG | MH MG-(STX)-South Texas-Wharton | Exam 3 | 10/1/19 | 10/1/20 |  |  | SCALES, PATIENT | Scale, Patient | SCALEPATIENT-Tanita Corp-BD-585 | SCALEPATIENT | BD-585 |  |  |  | Tanita Corp | Scale, Patient |  | SCALEPATIENT-Tanita Corp-BD-585 |  | 12/1/20 |  | SP-A | Not Covered Vendor Only - Biomedical | MHHS-MG | [8 empty] | SCALEPATIENT | Scale, Patient | Tanita Corp
NO | YES |  |  |  | 000-02694 | 000-02694 | Tanita | BD-585 |  |  | MH MG-(STX)-South Texas-Wharton | MHHS-MG |  | Scale, Patient |  | 000-02694 | 000-02694 | South | MHHS-MG | MH MG-(STX)-South Texas-Wharton | Exam 2 | 10/1/19 | 10/1/20 |  |  | SCALES, PATIENT | Scale, Patient | SCALEPATIENT-Tanita Corp-BD-585 | SCALEPATIENT | BD-585 |  |  |  | Tanita Corp | Scale, Patient |  | SCALEPATIENT-Tanita Corp-BD-585 |  | 12/1/20 |  | SP-A | Not Covered Vendor Only - Biomedical | MHHS-MG | [8 empty] | SCALEPATIENT | Scale, Patient | Tanita Corp
NO | YES |  |  |  | 000-02698 | 000-02698 | Tanita | BD-585 |  |  | MH MG-(STX)-South Texas-Wharton | MHHS-MG |  | Scale, Patient |  | 000-02698 | 000-02698 | South | MHHS-MG | MH MG-(STX)-South Texas-Wharton | Exam room 4 | 10/1/19 | 10/1/20 |  |  | SCALES, PATIENT | Scale, Patient | SCALEPATIENT-Tanita Corp-BD-585 | SCALEPATIENT | BD-585 |  |  |  | Tanita Corp | Scale, Patient |  | SCALEPATIENT-Tanita Corp-BD-585 |  | 12/1/20 |  | SP-A | Not Covered Vendor Only - Biomedical | MHHS-MG | [8 empty] | SCALEPATIENT | Scale, Patient | Tanita Corp
NO | YES |  |  |  | 129-05095 | 129-05095 | Tanita | BD-585 |  |  | MH MG-(STX)-South Texas-Wharton | MHHS-MG |  | Scale, Patient |  | 129-05095 | 129-05095 | South | MHHS-MG | MH MG-(STX)-South Texas-Wharton | Exam room | 10/1/19 | 10/1/20 |  |  | SCALES, PATIENT | Scale, Patient | SCALEPATIENT-Tanita Corp-BD-585 | SCALEPATIENT | BD-585 |  |  |  | Tanita Corp | Scale, Patient |  | SCALEPATIENT-Tanita Corp-BD-585 |  | 12/1/20 |  | SP-A | Not Covered Vendor Only - Biomedical | MHHS-MG | [8 empty] | SCALEPATIENT | Scale, Patient | Tanita Corp
NO | NO |  |  |  | 929-00900 |  | Tanita | BD-585 |  | 929-00900 | MH MG - (NE) - SUMMER CREEK CCC | MHHS-MG |  | Scale, Patient |  | 929-00900 |  | Katy |  | MH MG - (NE) - SUMMER CREEK CCC | [5 empty] | SCALES, PATIENT |  | SCALEPATIENT-Tanita Corp-BD-585 | SCALEPATIENT | BD-585 |  |  |  | Tanita Corp | Scale, Patient |  | SCALEPATIENT-Tanita Corp-BD-585 |  |  |  |  | Not Covered Vendor Only - Biomedical | MHHS-MG
NO | NO |  |  |  | 000-02377 |  | Tanita | BD-585 |  |  | MH MG - (STX) - SOUTH TEXAS - WHARTON | MHHS-MG |  | Scale, Patient |  | 000-02377 |  | South |  | MH MG - (STX) - SOUTH TEXAS - WHARTON | [5 empty] | SCALES, PATIENT |  | SCALEPATIENT-Tanita Corp-BD-585 | SCALEPATIENT | BD-585 |  |  |  | Tanita Corp | Scale, Patient |  | SCALEPATIENT-Tanita Corp-BD-585 |  |  |  |  | Not Covered Vendor Only - Biomedical | MHHS-MG
NO | NO |  |  |  | 029-12096 |  | Tanita | BD-585 |  |  | MH MG - (WDLS) - STERLING RIDGE | MHHS-MG |  | Scale, Patient |  | 029-12096 |  | Woodlands |  | MH MG - (WDLS) - STERLING RIDGE | [5 empty] | SCALES, PATIENT |  | SCALEPATIENT-Tanita Corp-BD-585 | SCALEPATIENT | BD-585 |  |  |  | Tanita Corp | Scale, Patient |  | SCALEPATIENT-Tanita Corp-BD-585 |  |  |  |  | Not Covered Vendor Only - Biomedical | MHHS-MG
NO | NO | [5 empty] | Tanita | BF-350 |  |  | WOODLANDS - DIABETES EDUCATION | MHHS-Woodlands |  | Analyzer, Body Composition |  |  |  | Woodlands |  | WOODLANDS - DIABETES EDUCATION | [5 empty] | SCALES, PATIENT |  | ANALYZERBODYCOMP-Tanita Corp-BF-350 | ANALYZERBODYCOMP | BF-350 |  |  |  | Tanita Corp | Analyzer, Body Composition |  | ANALYZERBODYCOMP-Tanita Corp-BF-350 |  |  |  |  | No Coverage Specified | MHHS-Woodlands
NO | YES |  |  |  | 129-01400 | 129-01400 | Tanita | BWB-600 |  |  | MH MG-(SL)-Physicians At Sugar Creek | MHHS-MG |  | Scale, Patient |  | 129-01400 | 129-01400 | Sugar Land | MHHS-MG | MH MG-(SL)-Physicians At Sugar Creek |  | 11/1/18 | 11/1/19 |  |  | SCALES, PATIENT | Scale, Patient | SCALEPATIENT-Tanita Corp-BWB-600 | SCALEPATIENT | BWB-600 |  |  |  | Tanita Corp | Scale, Patient |  | SCALEPATIENT-Tanita Corp-BWB-600 |  | 11/1/20 |  | SP-A | Not Covered Vendor Only - Biomedical | MHHS-MG | [8 empty] | SCALEPATIENT | Scale, Patient | Tanita Corp
NO | YES |  |  |  | 009-09710 | 009-09710 | Tanita | BWB-800 |  |  | CBC - (GH) - NORTHWEST BURBANK HEALTH CENTER | MHHS-Neighborhood Clinics |  | Scale, Patient |  | 009-09710 | 009-09710 | Central & Greater Heights |  | CBC - (GH) - NORTHWEST BURBANK HEALTH CENTER |  | 04/03/2018 |  |  |  | SCALES, PATIENT |  | SCALEPATIENT-Tanita Corp-BWB-800 | SCALEPATIENT | BWB-800 |  |  |  | Tanita Corp | Scale, Patient |  | SCALEPATIENT-Tanita Corp-BWB-800 |  | 11/01/2020 |  |  | Not Covered Vendor Only - Biomedical | MHHS-Neighborhood Clinics
NO | YES |  |  |  | 000-03567 | 000-03567 | Tanita | BWB-800 |  | 000-03567 | MH MG-(KY)-OB/GYN | MHHS-MG |  | Scale, Patient |  | 000-03567 | 000-03567 | Katy | MHHS-MG | MH MG-(KY)-OB/GYN | Exam 1 |  |  |  |  | SCALES, PATIENT | Scale, Patient | SCALEPATIENT-Tanita Corp-BWB-800 | SCALEPATIENT | BWB-800 |  |  |  | Tanita Corp | Scale, Patient |  | SCALEPATIENT-Tanita Corp-BWB-800 |  | 11/1/20 |  | SP-A | Not Covered Vendor Only - Biomedical | MHHS-MG | [8 empty] | SCALEPATIENT | Scale, Patient | Tanita Corp
NO | YES |  |  |  | 129-02032 | 129-02032 | Tanita | BWB-800 |  |  | CBC - (STX) - LAMAR HIGH SCHOOL | MHHS-Neighborhood Clinics |  | Scale, Patient |  | 129-02032 | 129-02032 | South |  | CBC - (STX) - LAMAR HIGH SCHOOL |  | 03/14/2019 |  |  |  | SCALES, PATIENT |  | SCALEPATIENT-Tanita Corp-BWB-800 | SCALEPATIENT | BWB-800 |  |  |  | Tanita Corp | Scale, Patient |  | SCALEPATIENT-Tanita Corp-BWB-800 |  | 11/01/2020 |  |  | Not Covered Vendor Only - Biomedical | MHHS-Neighborhood Clinics
NO | YES |  |  |  | 142-05610 | 142-05610 | Tanita | BWB-800 |  | V1284254 | MH MG-(NE)-Summer Creek CCC | MHHS-MG |  | Scale, Patient |  | 142-05610 | 142-05610 | Katy | MHHS-MG | MH MG-(NE)-Summer Creek CCC |  | 7/1/18 | 7/1/19 |  |  | SCALES, PATIENT | Scale, Patient | SCALEPATIENT-Tanita Corp-BWB-800 | SCALEPATIENT | BWB-800 |  |  |  | Tanita Corp | Scale, Patient |  | SCALEPATIENT-Tanita Corp-BWB-800 |  | 11/1/20 |  | SP-A | Not Covered Vendor Only - Biomedical | MHHS-MG | [8 empty] | SCALEPATIENT | Scale, Patient | Tanita Corp
NO | NO |  |  |  | 142-05608 |  | Tanita | BWB-800 |  | V1289949 | MH MG - (NE) - SUMMER CREEK CCC | MHHS-MG |  | Scale, Patient |  | 142-05608 |  | Katy |  | MH MG - (NE) - SUMMER CREEK CCC | [5 empty] | SCALES, PATIENT |  | SCALEPATIENT-Tanita Corp-BWB-800 | SCALEPATIENT | BWB-800 |  |  |  | Tanita Corp | Scale, Patient |  | SCALEPATIENT-Tanita Corp-BWB-800 |  |  |  |  | Not Covered Vendor Only - Biomedical | MHHS-MG
NO | NO | [5 empty] | Tanita | BWB-800 |  | V1272880 | SC CCC - (NE) - EMERGENCY ROOM | MHHS-Summer Creek CCC |  | Scale, Patient |  |  |  | Katy |  | SC CCC - (NE) - EMERGENCY ROOM | [5 empty] | SCALES, PATIENT |  | SCALEPATIENT-Tanita Corp-BWB-800 | SCALEPATIENT | BWB-800 |  |  |  | Tanita Corp | Scale, Patient |  | SCALEPATIENT-Tanita Corp-BWB-800 |  |  |  |  | Not Covered Vendor Only - Biomedical | MHHS-Summer Creek CCC
NO | NO |  |  |  | NEEDS TAGGED |  | Tanita | BWB-800 |  |  | SMR - (SE) - HOUSTON SPORTS PARK | MHHS-SMR |  | Scale, Patient |  | NEEDS TAGGED |  | Southeast & Bay Area |  | SMR - (SE) - HOUSTON SPORTS PARK | [5 empty] | SCALES, PATIENT |  | SCALEPATIENT-Tanita Corp-BWB-800 | SCALEPATIENT | BWB-800 |  |  |  | Tanita Corp | Scale, Patient |  | SCALEPATIENT-Tanita Corp-BWB-800 |  |  |  |  | Not Covered Vendor Only - Biomedical | MHHS-SMR
NO | NO |  |  |  | 129-02888 |  | Tanita | BWB-800 |  |  | SUGAR LAND - OR | MHHS-Sugarland |  | Scale, Patient |  | 129-02888 |  | Sugar Land |  | SUGAR LAND - OR | [5 empty] | SCALES, PATIENT |  | SCALEPATIENT-Tanita Corp-BWB-800 | SCALEPATIENT | BWB-800 |  |  |  | Tanita Corp | Scale, Patient |  | SCALEPATIENT-Tanita Corp-BWB-800 |  |  |  |  | Not Covered Vendor Only - Biomedical | MHHS-Sugarland
NO | YES |  |  |  | 000-05030 | 000-05030 | Tanita | BWB-800S |  |  | MH MG - (MC) - COMPREHENSIVE HEART CARE | MHHS-MG |  |  |  | 000-05030 | 000-05030 | West | Memorial Hermann Medical Group Memorial City Cardiology (#400) | MH MG - (MC) - COMPREHENSIVE HEART CARE | Nurse Station hallway |  |  |  | No p.m. | SCALES, PATIENT |  | .needs class | [5 empty] | Tanita Corp | [7 empty] | Not Covered Vendor Only - Biomedical | MHHS-MG
NO | YES |  |  |  | 143-01728 | 143-01728 | Tanita | N/A |  | 143-01728 | MH MG-(KY)-OB/GYN | MHHS-MG |  |  |  | 143-01728 | 143-01728 | Katy | MHHS-MG | MH MG-(KY)-OB/GYN | Ex 4 |  |  |  |  | ANALYZERS, PHYSIOLOGIC, BODY COMPOSITION |  | .needs class | [5 empty] | Tanita Corp |  |  |  |  | 4/3/17 |  |  | Covered PM Repair - Biomedical | MHHS-MG
NO | YES |  |  |  | 005-10625 | 005-10625 | Tanita | PH-740 |  |  | MH MG-(GH)-GH CCC | MHHS-MG |  |  |  | 005-10625 | 005-10625 | Central | MHHS-MG | MH MG-(GH)-GH CCC | TMC Suite 1160 | 2/1/19 |  |  |  | SCALES, PATIENT |  | .needs class | [5 empty] | Tanita Corp |  |  |  |  | 9/2/15 |  |  | Covered PM Repair - Biomedical | MHHS-MG
NO | NO |  |  |  | 000-04930 |  | Tanita | PH-740 |  |  | MH MG - (MC) - BARIATRIC SURGERY DAVIS CLINIC | MHHS-MG |  |  |  | 000-04930 |  | West & Memorial City |  | MH MG - (MC) - BARIATRIC SURGERY DAVIS CLINIC | [5 empty] | SCALES, PATIENT |  | .needs class | [5 empty] | Tanita Corp | [7 empty] | Covered PM Repair - Biomedical | MHHS-MG
NO | NO |  |  |  | 000-04932 |  | Tanita | PH-740 |  |  | MH MG - (MC) - BARIATRIC SURGERY DAVIS CLINIC | MHHS-MG |  |  |  | 000-04932 |  | West & Memorial City |  | MH MG - (MC) - BARIATRIC SURGERY DAVIS CLINIC | [5 empty] | SCALES, PATIENT |  | .needs class | [5 empty] | Tanita Corp | [7 empty] | Covered PM Repair - Biomedical | MHHS-MG
NO | NO |  |  |  | 000-04931 |  | Tanita | TBF-310 |  |  | MH MG - (MC) - BARIATRIC SURGERY DAVIS CLINIC | MHHS-MG |  | Analyzer, Body Composition |  | 000-04931 |  | West & Memorial City |  | MH MG - (MC) - BARIATRIC SURGERY DAVIS CLINIC | [5 empty] | SCALES, PATIENT |  | ANALYZERBODYCOMP-Tanita Corp-TBF-310 | ANALYZERBODYCOMP | TBF-310 |  |  |  | Tanita Corp | Analyzer, Body Composition |  | ANALYZERBODYCOMP-Tanita Corp-TBF-310 |  |  |  |  | Covered PM Repair - Biomedical | MHHS-MG
NO | NO |  |  |  | 005-11115 |  | Tanita | TBF-310 |  |  | SE - CANCER CENTER | MHHS-Southeast |  | Analyzer, Body Composition |  | 005-11115 |  | Southeast & Bay Area |  | SE - CANCER CENTER | [5 empty] | SCALES, PATIENT |  | ANALYZERBODYCOMP-Tanita Corp-TBF-310 | ANALYZERBODYCOMP | TBF-310 |  |  |  | Tanita Corp | Analyzer, Body Composition |  | ANALYZERBODYCOMP-Tanita Corp-TBF-310 |  |  |  |  | Covered PM Repair - Biomedical | MHHS-Southeast
NO | YES |  |  |  | 000-05007 | 000-05007 | Tanita | WB-110A |  |  | MH MG - (MC) - COMPREHENSIVE HEART CARE | MHHS-MG |  | Scale, Patient |  | 000-05007 | 000-05007 | West | Memorial City Cardiology (#400) | MH MG - (MC) - COMPREHENSIVE HEART CARE | Hallway |  |  |  |  | SCALES, PATIENT |  | SCALEPATIENT-Tanita Corp-WB-110A | SCALEPATIENT | WB-110A |  |  |  | Tanita Corp | Scale, Patient |  | SCALEPATIENT-Tanita Corp-WB-110A |  |  |  |  | Covered PM Repair - Biomedical | MHHS-MG
NO | YES |  |  |  | 009-09245 | 009-09245 | Tanita | WB-300 |  | Lot# 08110064 | Neighborhood Clinic-(GH)-Northwest Cc | MHHS-Neighborhood Clinics |  | Scale, Patient |  | 009-09245 | 009-09245 | Central | MHHS-Others | Neighborhood Clinic-(GH)-Northwest Cc | Lab | 4/1/18 |  |  |  | SCALES, PATIENT | Scale, Patient | SCALEPATIENT-Tanita Corp-WB-300 | SCALEPATIENT | WB-300 |  |  |  | Tanita Corp | Scale, Patient |  | SCALEPATIENT-Tanita Corp-WB-300 |  | 4/4/17 |  | SP-A | Covered PM Repair - Biomedical | MHHS-Neighborhood Clinics | [8 empty] | SCALEPATIENT | Scale, Patient | Tanita Corp
NO | YES |  |  |  | 069-43483 | 069-43483 | Tanita | WB-3000 |  |  | MH MG - (TMC) - PEDIATRICS (STE 2445) | MHHS-MG |  |  |  | 069-43483 | 069-43483 | TMC | Memorial Hermann-Texas Medical Center | MH MG - (TMC) - PEDIATRICS (STE 2445) | Pedshallway | 1/1/20 |  | 1/1/21 |  | SCALES, PATIENT |  | .needs class | [5 empty] | Tanita Corp |  |  |  |  | 4/4/17 |  |  | Covered PM Repair - Biomedical | MHHS-MG
NO | NO |  |  |  | 069-41597 |  | Tanita | WB-3000 |  | NEED | MH MG - (TMC) - VANGUARD UROLOGY (STE 2300) | MHHS-MG |  |  |  | 069-41597 |  | TMC |  | MH MG - (TMC) - VANGUARD UROLOGY (STE 2300) | [5 empty] | SCALES, PATIENT |  | .needs class | [5 empty] | Tanita Corp | [7 empty] | Covered PM Repair - Biomedical | MHHS-MG
YES | YES | Serial Number Cnf |  |  | 099-06480 | 099-06480 | Tanita Corp |  |  | CNF | Memorial City Suite 100 |  |  |  |  | 099-06480 | 099-06480 | West | Memorial Hermann Medical Group Memorial City (#100) | Memorial City Suite 100 | Treatment RM 116 | [5 empty] | Scale, Infant | SCALEINFANT-Tanita Corp-1583 | [12 empty] | SI-A | [9 empty] | Scale, Infant | SCALEINFANT | Scale, Infant | Tanita Corp
YES | YES |  |  |  | 099-06749 | 099-06749 | Tanita Corp |  |  |  | MH MG - (MC) - MEMORIAL CITY (MP3) |  |  |  |  | 099-06749 | 099-06749 | West | Memorial Hermann Medical Group Memorial City (#100) | MH MG - (MC) - MEMORIAL CITY (MP3) | [6 empty] | Scale, Infant | SCALEINFANT-Tanita Corp-1583 | [12 empty] | SI-A | [9 empty] | Scale, Infant | SCALEINFANT | Scale, Infant | Tanita Corp
YES | YES |  |  |  | 129-05081 | 129-05081 | Tanita Corp | BD-585 |  |  | MH MG - (SL) - SUGAR LAND MULTI-SPECIALTY (MP1) |  |  |  |  | 129-05081 | 129-05081 | Sugar Land | Memorial Hermann Medical Group Sugar Land Multi-Specialty (#350) | MH MG - (SL) - SUGAR LAND MULTI-SPECIALTY (MP1) | Storage | 11/1/18 |  | 11/1/19 |  |  | Scale, Patient | SCALEPATIENT-Tanita Corp-BD-585 | [12 empty] | SP-A | [9 empty] | Scale, Patient | SCALEPATIENT | Scale, Patient | Tanita Corp
YES | YES |  |  |  | 069-33225 | 069-33225 | Tanita Corp | BD-585 |  |  | MH MG- (TMC) PEDIACTRICS |  |  |  |  | 069-33225 | 069-33225 | TMC | Memorial Hermann-Texas Medical Center | MH MG- (TMC) PEDIACTRICS | Exam Rm 11 | 1/1/20 |  | 1/1/21 |  |  | Scale, Patient | SCALEPATIENT-Tanita Corp-BD-585 | [12 empty] | SP-A | [9 empty] | Scale, Patient | SCALEPATIENT | Scale, Patient | Tanita Corp
YES | YES |  |  |  | 029-13931 | 029-13931 | Tanita Corp | BF-350 |  |  | Woodlands-Diabetes Education |  |  |  |  | 029-13931 | 029-13931 | Woodlands | MHHS-Woodlands | Woodlands-Diabetes Education | MOB 1 suite 340 | [5 empty] | Analyzer, Body Composition | ANALYZERBODYCOMP-Tanita Corp-BF-350 | [12 empty] | MFR-A | [9 empty] | Analyzer, Body Composition | ANALYZERBODYCOMP | Analyzer, Body Composition | Tanita Corp
YES | YES | Serial Number Cnf |  |  | 142-05612 | 142-05612 | Tanita Corp | BWB-800 |  | Cnf | SC CCC - (NE) - EMERGENCY ROOM |  |  |  |  | 142-05612 | 142-05612 | Katy | Memorial Hermann Convenient Care Center in Summer Creek (Summer Creek CCC) | SC CCC - (NE) - EMERGENCY ROOM | Nurses station |  |  |  | No pm sticker |  | Scale, Patient | SCALEPATIENT-Tanita Corp-BWB-800 | [12 empty] | SP-A | [9 empty] | Scale, Patient | SCALEPATIENT | Scale, Patient | Tanita Corp
YES | YES |  |  |  | 142-05613 | 142-05613 | Tanita Corp | BWB-800 |  | 142-05613 | MH MG - (NE) - SUMMER CREEK CCC |  |  |  |  | 142-05613 | 142-05613 | Katy | Memorial Hermann Summer Creek Primary Care | MH MG - (NE) - SUMMER CREEK CCC | Exam 2 | [5 empty] | Scale, Patient | SCALEPATIENT-Tanita Corp-BWB-800 | [12 empty] | SP-A | [9 empty] | Scale, Patient | SCALEPATIENT | Scale, Patient | Tanita Corp
YES | YES |  |  |  | 151-05178 | 151-05178 | TAPCO Medical | Anaeroid | [7 empty] | 151-05178 | 151-05178 | Northwest | Memorial Hermann Cypress Hospital |  | CV Lab |  | 2/1/20
YES | YES |  |  |  | 151-05180 | 151-05180 | TAPCO Medical | Anaeroid | [7 empty] | 151-05180 | 151-05180 | Northwest | Memorial Hermann Cypress Hospital |  | Cath Lab 1 |  | 2/1/20
NO | YES |  |  |  | 133-07295 | 133-07295 | TAYLOR CO | 20N-12 |  | K9105166 | Katy-OR | MHHS-Katy |  | Surgical Slush Bath |  | 133-07295 | 133-07295 | Katy | MHHS-Katy | Katy-OR | OR - equipment | 10/1/19 | 4/1/20 |  |  | SURGICAL SLUSH UNITS | Surgical Slush Bath | SURGICALSLUSHBATH(HEART)-BeckmanCoulter-20N-12 | SURGICALSLUSHBATH(HEART) | 20N-12 |  |  |  | BeckmanCoulter | Surgical Slush Bath |  |  | SURGICALSLUSHBATH(HEART)-BeckmanCoulter-20N-12 | 8/18/13 |  |  | Covered PM Repair - Biomedical | MHHS-Katy | [8 empty] | SURGICALSLUSHBATH(HEART) | Surgical Slush Bath | BeckmanCoulter
NO | YES |  |  |  |  | 041-16538 | TAYLOR CO | 20N-12 |  | M1043728 | MEMORIAL CITY MOR | MHHS-Mem City |  | Surgical Slush Bath |  |  | 041-16538 | West | Memorial Hermann Memorial City Medical Center | MEMORIAL CITY MOR | MEMORIAL CITY MOR |  |  |  |  | SURGICAL SLUSH UNITS |  | SURGICALSLUSHBATH(HEART)-BeckmanCoulter-20N-12 | SURGICALSLUSHBATH(HEART) | 20N-12 |  |  |  | BeckmanCoulter | Surgical Slush Bath |  |  | SURGICALSLUSHBATH(HEART)-BeckmanCoulter-20N-12 |  |  |  | Covered PM Repair - Biomedical | MHHS-Mem City
YES | YES |  |  |  | 041-33687 | 041-33687 | Taylor Co | TE10C |  |  | MEMORIAL CITY - LABOR |  |  |  |  | 041-33687 | 041-33687 | West | Women?s Memorial Hermann Memorial City Hospital | MEMORIAL CITY - LABOR | MH3 203
YES | YES |  |  |  | 142-09281 | 142-09281 | Taylor Precision Prod | TE10FT |  | 1119 V1584 | SUGAR LAND - Observation |  |  |  |  | 142-09281 | 142-09281 | Sugar Land | Memorial Hermann Sugar Land Hospital | SUGAR LAND - Observation | Room 2 | 3/1/20
NO | YES |  |  |  | 129-07847 | 129-07847 | Taylor Precision Products | TE10FT |  | V1584 | SUGAR LAND - MED/SURG - EAST 4TH | MHHS-Sugarland |  |  |  | 129-07847 | 129-07847 | Sugar Land | Sugar land | SUGAR LAND - MED/SURG - EAST 4TH | Soild utility |  |  |  |  | SCALES, CLINICAL, PRECISION |  | .needs class | [5 empty] | Taylor Precision Prod |  |  |  |  | 5/20/16 |  |  | Covered PM Repair - Biomedical | MHHS-Sugarland
NO | YES |  |  |  | 129-31336 | 129-31336 | Taylor Precision Products | TE10FT |  |  | Sugar Land-Med/Surg-East 5th | MHHS-Sugarland |  |  |  | 129-31336 | 129-31336 | Sugar Land | MHHS-Sugarland | Sugar Land-Med/Surg-East 5th | Dirty Utility |  |  |  |  | SCALES, CLINICAL, PRECISION |  | .needs class | [5 empty] | Taylor Precision Prod |  |  |  |  | 5/20/16 |  |  | Covered PM Repair - Biomedical | MHHS-Sugarland
NO | YES |  |  |  | 009-10572 | 009-10572 | Teac | UR-4MD |  |  | GH-OR | MHHS-Greater Heights |  | System, Video |  | 009-10572 | 009-10572 | Central | MHHS-Greater Heights | GH-OR | RM 5 | 12/1/19 |  | 6/1/20 |  | RECORDERS, TAPE, VIDEO | System, Video | SYSTEMVIDEO-TEAC America Inc-UR-4MD | SYSTEMVIDEO | UR-4MD |  |  |  | TEAC America Inc | System, Video |  |  | SYSTEMVIDEO-TEAC America Inc-UR-4MD | 5/5/18 |  |  | Covered PM Repair - Biomedical | MHHS-Greater Heights | [8 empty] | SYSTEMVIDEO | System, Video | TEAC America Inc
NO | YES |  |  |  | 005-07385 | 005-07385 | TEAL/MGE | COMET 4.5 |  |  | SE-Cath Lab | MHHS-Southeast |  |  |  | 005-07385 | 005-07385 | Southeast | MHHS-Southeast | SE-Cath Lab | Room 3 |  |  |  | No pm | POWER SYSTEMS, UNINTERRUPTIBLE |  | .needs class | [10 empty] | 7/1/16 |  |  | Covered PM Repair - Radiology, Low End | MHHS-Southeast
NO | NO |  |  |  | 041-08272 |  | TEAL/MGE | COMET 4.5 |  |  | OPID - (MC) - MEMORIAL CITY - 422 (MP4) | MHHS-OPID |  |  |  | 041-08272 |  | West & Memorial City |  | OPID - (MC) - MEMORIAL CITY - 422 (MP4) | [5 empty] | POWER SYSTEMS, UNINTERRUPTIBLE |  | .needs class | [13 empty] | Covered PM Repair - Biomedical | MHHS-OPID
NO | NO |  |  |  | 041-09512 |  | TEAL/MGE | COMET 4.5 |  |  | OPID - (MC) - MEMORIAL CITY - 422 (MP4) | MHHS-OPID |  |  |  | 041-09512 |  | West & Memorial City |  | OPID - (MC) - MEMORIAL CITY - 422 (MP4) | [5 empty] | POWER SYSTEMS, UNINTERRUPTIBLE |  | .needs class | [13 empty] | Covered PM Repair - Biomedical | MHHS-OPID
NO | NO |  |  |  | 005-07155 |  | TEAL/MGE | COMET 4.5 |  |  | SE - RADIOLOGY | MHHS-Southeast |  |  |  | 005-07155 |  | Southeast & Bay Area |  | SE - RADIOLOGY | [5 empty] | POWER SYSTEMS, UNINTERRUPTIBLE |  | .needs class | [13 empty] | Covered PM Repair - Biomedical | MHHS-Southeast
NO | NO |  |  |  | 005-13489 |  | TEAL/MGE | COMET 4.5 |  |  | SE - RADIOLOGY | MHHS-Southeast |  |  |  | 005-13489 |  | Southeast & Bay Area |  | SE - RADIOLOGY | [5 empty] | POWER SYSTEMS, UNINTERRUPTIBLE |  | .needs class | [13 empty] | Covered PM Repair - Biomedical | MHHS-Southeast
NO | NO |  |  |  | 142-01535 |  | TEAL/MGE | COMET CARTE CONTACT 5 |  | 234715-01 | NE - FACILITY ENGINEERING | MHHS-Northeast |  |  |  | 142-01535 |  | Katy |  | NE - FACILITY ENGINEERING | [5 empty] | POWER SYSTEMS, UNINTERRUPTIBLE |  | .needs class | [13 empty] | Covered PM Repair - Biomedical | MHHS-Northeast
NO | NO |  |  |  | 142-01535 |  | TEAL/MGE | COMET CARTE CONTACT 5 |  | 234715-01 | WOODLANDS - TERRAMONT ER (CLINIC) | MHHS-Woodlands |  |  |  | 142-01535 |  | Woodlands |  | WOODLANDS - TERRAMONT ER (CLINIC) | [5 empty] | POWER SYSTEMS, UNINTERRUPTIBLE |  | .needs class | [13 empty] | Covered PM Repair - Biomedical | MHHS-Woodlands
NO | YES |  |  |  |  | 151-04182 | Technical Assoc | TBM IC MARK IV |  |  | MEMORIAL CITY - NUCLEAR MEDICINE | MHHS-Mem City |  |  |  |  | 151-04182 | West | Memorial city - nuke med | MEMORIAL CITY - NUCLEAR MEDICINE | Hot lab |  |  |  | No pm sticker found | RADIATION COUNTERS |  | .needs class | [5 empty] | Technical Assoc | [7 empty] | Covered PM Repair - Biomedical | MHHS-Mem City
YES | YES | Serial Number Cnf |  |  | 029-04237 | 029-04237 | TEKTRONIX |  |  | Cnf | Biomed |  |  |  |  | 029-04237 | 029-04237 | Katy | Memorial Hermann Northeast Hospital | Biomed | Biomed shop | 8/1/18 | 8/1/19 |  |  |  | Oscilloscope | OSCILLOSCOPE-Tektronix-2230 | [12 empty] | O-A | [9 empty] | Oscilloscope | OSCILLOSCOPE | Oscilloscope | TEKTRONIX
YES | YES |  |  |  | 099-07905 | 099-07905 | TEKTRONIX | Tsd 220 |  | SC034308 | TMC - Biomedical |  |  |  |  | 099-07905 | 099-07905 | TMC | Memorial Hermann-Texas Medical Center | TMC - Biomedical | Biomed shop |  |  |  | No pm
YES | YES |  |  |  | 005-05803 | 005-05803 | Teledyne Analytical Inst | MX300 |  |  | Biomed |  |  |  |  | 005-05803 | 005-05803 | Southeast | Memorial Hermann Southeast Hospital | Biomed | Storage room S4025
NO | YES |  |  |  | 133-03631 | 133-03631 | Teledyne Analytical Instruments | AX300 |  |  | Katy-Biomedical Services | MHHS-Katy |  | Analyzer, Oxygen |  | 133-03631 | 133-03631 | Katy | MHHS-Katy | Katy-Biomedical Services | Biomed Storage | 3/1/19 | 3/1/20 |  |  | MONITORS, BEDSIDE, RESPIRATION, OXYGEN | Analyzer, Oxygen | ANALYZEROXYGEN-TeledyneAnalyticalIns-AX300 | ANALYZEROXYGEN | AX300 |  |  |  | TeledyneAnalyticalIns | Analyzer, Oxygen |  | ANALYZEROXYGEN-TeledyneAnalyticalIns-AX300 |  | 11/1/20 |  | AO-A | Not Covered Vendor Only - Biomedical | MHHS-Katy | [8 empty] | ANALYZEROXYGEN | Analyzer, Oxygen | TeledyneAnalyticalIns
NO | YES |  |  |  | 133-10045 | 133-10045 | Teledyne Analytical Instruments | AX300 |  |  | Katy-Biomedical Services | MHHS-Katy |  | Analyzer, Oxygen |  | 133-10045 | 133-10045 | Katy | MHHS-Katy | Katy-Biomedical Services | Biomed shop | 9/1/18 | 9/1/19 |  |  | MONITORS, BEDSIDE, RESPIRATION, OXYGEN | Analyzer, Oxygen | ANALYZEROXYGEN-TeledyneAnalyticalIns-AX300 | ANALYZEROXYGEN | AX300 |  |  |  | TeledyneAnalyticalIns | Analyzer, Oxygen |  | ANALYZEROXYGEN-TeledyneAnalyticalIns-AX300 |  | 11/1/20 |  | AO-A | Not Covered Vendor Only - Biomedical | MHHS-Katy | [8 empty] | ANALYZEROXYGEN | Analyzer, Oxygen | TeledyneAnalyticalIns
NO | YES |  |  |  | 133-03634 | 133-03634 | Teledyne Analytical Instruments | MX-300 |  |  | Katy-Biomedical Services | MHHS-Katy |  | Analyzer, Oxygen |  | 133-03634 | 133-03634 | Katy | MHHS-Katy | Katy-Biomedical Services | Biomed Office | 4/1/19 | 4/1/20 |  |  | MONITORS, BEDSIDE, RESPIRATION, OXYGEN | Analyzer, Oxygen | ANALYZEROXYGEN-TeledyneAnalyticalIns-MX300 | ANALYZEROXYGEN | MX300 |  |  |  | TeledyneAnalyticalIns | Analyzer, Oxygen |  |  | ANALYZEROXYGEN-TeledyneAnalyticalIns-MX300 |  |  | AO-A | Not Covered Vendor Only - Lab Ana/Anes | MHHS-Katy | [8 empty] | ANALYZEROXYGEN | Analyzer, Oxygen | TeledyneAnalyticalIns
NO | YES |  |  |  | 041-33621 | 041-33621 | Teledyne Analytical Instruments | MX-300 |  |  | (null) | MHHS-Southeast |  | Analyzer, Oxygen |  | 041-33621 | 041-33621 | (null) | MHHS-Southeast | (null) | (null) |  |  |  | (null) | MONITORS, BEDSIDE, RESPIRATION, OXYGEN |  | ANALYZEROXYGEN-TeledyneAnalyticalIns-MX300 | ANALYZEROXYGEN | MX300 |  |  |  | TeledyneAnalyticalIns | Analyzer, Oxygen |  |  | ANALYZEROXYGEN-TeledyneAnalyticalIns-MX300 | 3/17/13 |  |  | Not Covered Vendor Only - Lab Ana/Anes | MHHS-Southeast
NO | YES |  |  |  | 005-05800 | 005-05800 | Teledyne Analytical Instruments | MX-300 |  |  | SE-Clinical Engineering | MHHS-Southeast |  | Analyzer, Oxygen |  | 005-05800 | 005-05800 | Southeast | MHHS-Southeast | SE-Clinical Engineering | Biomed shop |  |  |  | No pm | MONITORS, BEDSIDE, RESPIRATION, OXYGEN |  | ANALYZEROXYGEN-TeledyneAnalyticalIns-MX300 | ANALYZEROXYGEN | MX300 |  |  |  | TeledyneAnalyticalIns | Analyzer, Oxygen |  |  | ANALYZEROXYGEN-TeledyneAnalyticalIns-MX300 |  |  |  | Not Covered Vendor Only - Lab Ana/Anes | MHHS-Southeast
NO | NO |  |  |  | 133-03635 |  | Teledyne Analytical Instruments | MX-300 |  |  | KATY - NICU | MHHS-Katy |  | Analyzer, Oxygen |  | 133-03635 |  | Katy |  | KATY - NICU | [5 empty] | MONITORS, BEDSIDE, RESPIRATION, OXYGEN |  | ANALYZEROXYGEN-TeledyneAnalyticalIns-MX300 | ANALYZEROXYGEN | MX300 |  |  |  | TeledyneAnalyticalIns | Analyzer, Oxygen |  |  | ANALYZEROXYGEN-TeledyneAnalyticalIns-MX300 |  |  |  | Not Covered Vendor Only - Biomedical | MHHS-Katy
NO | NO |  |  |  | 005-05172 |  | Teledyne Analytical Instruments | MX-300 |  |  | SE - RESPIRATORY | MHHS-Southeast |  | Analyzer, Oxygen |  | 005-05172 |  | Southeast & Bay Area |  | SE - RESPIRATORY | [5 empty] | MONITORS, BEDSIDE, RESPIRATION, OXYGEN |  | ANALYZEROXYGEN-TeledyneAnalyticalIns-MX300 | ANALYZEROXYGEN | MX300 |  |  |  | TeledyneAnalyticalIns | Analyzer, Oxygen |  |  | ANALYZEROXYGEN-TeledyneAnalyticalIns-MX300 |  |  |  | Not Covered Vendor Only - Lab Ana/Anes | MHHS-Southeast
NO | NO |  |  |  | 005-05721 |  | Teledyne Analytical Instruments | MX-300 |  |  | SE - RESPIRATORY | MHHS-Southeast |  | Analyzer, Oxygen |  | 005-05721 |  | Southeast & Bay Area |  | SE - RESPIRATORY | [5 empty] | MONITORS, BEDSIDE, RESPIRATION, OXYGEN |  | ANALYZEROXYGEN-TeledyneAnalyticalIns-MX300 | ANALYZEROXYGEN | MX300 |  |  |  | TeledyneAnalyticalIns | Analyzer, Oxygen |  |  | ANALYZEROXYGEN-TeledyneAnalyticalIns-MX300 |  |  |  | Not Covered Vendor Only - Biomedical | MHHS-Southeast
NO | NO |  |  |  | 005-05723 |  | Teledyne Analytical Instruments | MX-300 |  |  | SE - RESPIRATORY | MHHS-Southeast |  | Analyzer, Oxygen |  | 005-05723 |  | Southeast & Bay Area |  | SE - RESPIRATORY | [5 empty] | MONITORS, BEDSIDE, RESPIRATION, OXYGEN |  | ANALYZEROXYGEN-TeledyneAnalyticalIns-MX300 | ANALYZEROXYGEN | MX300 |  |  |  | TeledyneAnalyticalIns | Analyzer, Oxygen |  |  | ANALYZEROXYGEN-TeledyneAnalyticalIns-MX300 |  |  |  | Not Covered Vendor Only - Lab Ana/Anes | MHHS-Southeast
NO | NO |  |  |  | 005-05809 |  | Teledyne Analytical Instruments | MX-300 |  |  | SE - RESPIRATORY | MHHS-Southeast |  | Analyzer, Oxygen |  | 005-05809 |  | Southeast & Bay Area |  | SE - RESPIRATORY | [5 empty] | MONITORS, BEDSIDE, RESPIRATION, OXYGEN |  | ANALYZEROXYGEN-TeledyneAnalyticalIns-MX300 | ANALYZEROXYGEN | MX300 |  |  |  | TeledyneAnalyticalIns | Analyzer, Oxygen |  |  | ANALYZEROXYGEN-TeledyneAnalyticalIns-MX300 |  |  |  | Not Covered Vendor Only - Lab Ana/Anes | MHHS-Southeast
NO | NO |  |  |  | 129-04503 |  | Teledyne Analytical Instruments | MX-300 |  |  | SUGAR LAND - RESPIRATORY | MHHS-Sugarland |  | Analyzer, Oxygen |  | 129-04503 |  | Sugar Land |  | SUGAR LAND - RESPIRATORY | [5 empty] | MONITORS, BEDSIDE, RESPIRATION, OXYGEN |  | ANALYZEROXYGEN-TeledyneAnalyticalIns-MX300 | ANALYZEROXYGEN | MX300 |  |  |  | TeledyneAnalyticalIns | Analyzer, Oxygen |  |  | ANALYZEROXYGEN-TeledyneAnalyticalIns-MX300 |  |  |  | Not Covered Vendor Only - Lab Ana/Anes | MHHS-Sugarland
NO | NO |  |  |  | 041-34308 |  | Teleflex Incorporated | ARROW EZ-IO POWER DRIVER |  | J98634 | MEMORIAL CITY - EAST TOWER - NEUROLOGY | MHHS-Mem City |  |  |  | 041-34308 |  | West & Memorial City |  | MEMORIAL CITY - EAST TOWER - NEUROLOGY | [5 empty] | HANDPIECES, SURGICAL |  | .needs class |  |  |  |  | .needs class | TeleflexMed | [7 empty] | Covered PM Repair - Biomedical | MHHS-Mem City
YES | YES |  |  |  | j91068 | j91068 | TeleflexMedical | EZ-IO |  | J91068 | Summer creek er |  |  |  |  | j91068 | j91068 | Katy | Memorial Hermann Convenient Care Center in Summer Creek (Summer Creek CCC) | Summer creek er | Nurses station |  |  |  | Serial is asset
YES | YES |  |  |  | 129-07435 | 129-07435 | TeleflexMedical | EZ-IO |  | J26686 | ER |  |  |  |  | 129-07435 | 129-07435 | Sugar Land | Memorial Hermann Sugar Land Hospital | ER | ER
YES | YES |  |  |  | J31421 | J31421 | TeleflexMedical | EZ-IO |  | J31421 | SW-Trauma-Pedi |  |  |  |  | J31421 | J31421 | Southwest | Memorial Hermann Southwest Hospital | SW-Trauma-Pedi
NO | NO |  |  |  | 005-10021 |  | Tenacore | 1500A |  | 1500A-09460 | SE - EMERGENCY CENTER | MHHS-Southeast |  |  |  | 005-10021 |  | Southeast & Bay Area |  | SE - EMERGENCY CENTER | [5 empty] | REGULATORS, SUCTION |  | .needs class |  |  |  |  | .needs class | TENACOREHOLDINGS | [7 empty] | Covered PM Repair - Biomedical | MHHS-Southeast
NO | NO |  |  |  | 3000A-00638 |  | Tenacore | 3000A VEEVO |  | 3000A-00638 | TMC - MHTMC - CENTRAL SUPPLY (OLD) | MHHS-TMC |  |  |  | 3000A-00638 |  | TMC |  | TMC - MHTMC - CENTRAL SUPPLY (OLD) | [5 empty] | REGULATORS, SUCTION |  | .needs class |  |  |  |  | .needs class | TENACOREHOLDINGS | [7 empty] | Not Covered Vendor Only - Biomedical | MHHS-TMC
NO | YES |  |  |  | 041-20677 | 041-20677 | Tenacore | OMEGA 2 |  | TNHLF01224 | Memorial City-Labor & Delivery | MHHS-Mem City |  |  |  | 041-20677 | 041-20677 | West | MHHS-Mem City | Memorial City-Labor & Delivery | Infant Resuscitation | 9/1/19 |  |  |  | OXYGEN-AIR PROPORTIONERS |  | .needs class | [5 empty] | TENACOREHOLDINGS |  |  |  |  | 1/1/20 |  |  | Not Covered Vendor Only - Biomedical | MHHS-Mem City
NO | YES |  |  |  | 142-06079 | 142-06079 | Tenacore | OMEGA 2 |  | TNHLF00882 | NE-Labor & Delivery | MHHS-Northeast |  |  |  | 142-06079 | 142-06079 | Katy | MHHS-Northeast | NE-Labor & Delivery |  | 5/1/19 | 5/1/20 |  |  | OXYGEN-AIR PROPORTIONERS |  | .needs class | [5 empty] | TENACOREHOLDINGS |  |  |  |  | 11/25/20 |  |  | No Coverage Specified | MHHS-Northeast
NO | YES |  |  |  | 142-06080 | 142-06080 | Tenacore | OMEGA 2 |  | TNHLF01461 | NE-Labor & Delivery | MHHS-Northeast |  |  |  | 142-06080 | 142-06080 | Katy | MHHS-Northeast | NE-Labor & Delivery |  | 5/1/19 | 5/1/17 |  |  | OXYGEN-AIR PROPORTIONERS |  | .needs class | [5 empty] | TENACOREHOLDINGS |  |  |  |  | 1/1/21 |  |  | Not Covered Vendor Only - Biomedical | MHHS-Northeast
NO | YES |  |  |  | 142-06083 | 142-06083 | Tenacore | OMEGA 2 |  | TNHLF00885 | NE-Labor & Delivery | MHHS-Northeast |  |  |  | 142-06083 | 142-06083 | Katy | MHHS-Northeast | NE-Labor & Delivery | [5 empty] | OXYGEN-AIR PROPORTIONERS |  | .needs class | [5 empty] | TENACOREHOLDINGS |  |  |  |  | 1/1/20 |  |  | Not Covered Vendor Only - Biomedical | MHHS-Northeast
NO | YES |  |  |  | 142-06084 | 142-06084 | Tenacore | OMEGA 2 |  | TNHLF01459 | NE-Labor & Delivery | MHHS-Northeast |  |  |  | 142-06084 | 142-06084 | Katy | MHHS-Northeast | NE-Labor & Delivery | OR Hall | 6/1/19 | 6/1/20 |  |  | OXYGEN-AIR PROPORTIONERS |  | .needs class | [5 empty] | TENACOREHOLDINGS |  |  |  |  | 1/1/21 |  |  | Not Covered Vendor Only - Biomedical | MHHS-Northeast
NO | YES |  |  |  | 142-06085 | 142-06085 | Tenacore | OMEGA 2 |  | TNHLF01458 | NE-NICU | MHHS-Northeast |  |  |  | 142-06085 | 142-06085 | Katy | MHHS-Northeast | NE-NICU | Clean room |  |  |  |  | OXYGEN-AIR PROPORTIONERS |  | .needs class | [5 empty] | TENACOREHOLDINGS |  |  |  |  | 1/1/21 |  |  | Not Covered Vendor Only - Biomedical | MHHS-Northeast
NO | YES |  |  |  | 142-06088 | 142-06088 | Tenacore | OMEGA 2 |  | TNHLF01460 | NE-Labor & Delivery | MHHS-Northeast |  |  |  | 142-06088 | 142-06088 | Katy | MHHS-Northeast | NE-Labor & Delivery |  | 5/1/17 | 5/1/18 |  |  | OXYGEN-AIR PROPORTIONERS |  | .needs class | [5 empty] | TENACOREHOLDINGS | [7 empty] | Not Covered Vendor Only - Biomedical | MHHS-Northeast
NO | YES |  |  |  | 142-06137 | 142-06137 | Tenacore | OMEGA 2 |  | TNHLF01464 | NE-Labor & Delivery | MHHS-Northeast |  |  |  | 142-06137 | 142-06137 | Katy | MHHS-Northeast | NE-Labor & Delivery |  | 6/1/19 | 6/1/20 |  |  | OXYGEN-AIR PROPORTIONERS |  | .needs class | [5 empty] | TENACOREHOLDINGS |  |  |  |  | 1/1/20 |  |  | Not Covered Vendor Only - Biomedical | MHHS-Northeast
NO | YES |  |  |  | 142-06140 | 142-06140 | Tenacore | OMEGA 2 |  | TNHLF00833 | NE-Nursery | MHHS-Northeast |  |  |  | 142-06140 | 142-06140 | Katy | MHHS-Northeast | NE-Nursery | Nursery | 6/1/19 | 6/1/20 |  |  | OXYGEN-AIR PROPORTIONERS |  | .needs class | [5 empty] | TENACOREHOLDINGS |  |  |  |  | 1/1/20 |  |  | Not Covered Vendor Only - Biomedical | MHHS-Northeast
NO | YES |  |  |  | 142-06141 | 142-06141 | Tenacore | OMEGA 2 |  | TNHLF01457 | NE-Labor & Delivery | MHHS-Northeast |  |  |  | 142-06141 | 142-06141 | Katy | MHHS-Northeast | NE-Labor & Delivery | Room 2028 | 5/1/19 | 5/1/20 |  |  | OXYGEN-AIR PROPORTIONERS |  | .needs class | [5 empty] | TENACOREHOLDINGS | [7 empty] | Not Covered Vendor Only - Biomedical | MHHS-Northeast
NO | YES |  |  |  | 142-06142 | 142-06142 | Tenacore | OMEGA 2 |  | TNHLF06142 | NE-Labor & Delivery | MHHS-Northeast |  |  |  | 142-06142 | 142-06142 | Katy | MHHS-Northeast | NE-Labor & Delivery |  | 5/1/19 | 4/1/20 |  |  | OXYGEN-AIR PROPORTIONERS |  | .needs class | [5 empty] | TENACOREHOLDINGS |  |  |  |  | 11/19/20 |  |  | Not Covered Vendor Only - Biomedical | MHHS-Northeast
NO | YES |  |  |  | 074-04284 | 074-04284 | Tenacore | OMEGA 2 |  | TNHHLF01613 | PICU storage | MHHS-TMC |  |  |  | 074-04284 | 074-04284 | TMC | TMC | PICU storage | Memorial Hermann- texas medical center | 8/1/19 |  |  | No PM Sticker | OXYGEN-AIR PROPORTIONERS |  | .needs class | [5 empty] | TENACOREHOLDINGS |  |  |  |  | 1/1/20 |  |  | Not Covered Vendor Only - Biomedical | MHHS-TMC
NO | YES |  |  |  | 074-04285 | 074-04285 | Tenacore | OMEGA 2 |  | TNHHLF01612 | TMC-OR-CVOR (7Hvi) | MHHS-TMC |  |  |  | 074-04285 | 074-04285 | TMC | MHHS-TMC | TMC-OR-CVOR (7Hvi) |  | 2/13/19 |  |  |  | OXYGEN-AIR PROPORTIONERS |  | .needs class | [5 empty] | TENACOREHOLDINGS |  |  |  |  | 11/19/20 | Verified 3/30/2020 4:07pm (Central) |  | Not Covered Vendor Only - Biomedical | MHHS-TMC
NO | NO |  |  |  | 142-06081 |  | Tenacore | OMEGA 2 |  | TNHLF01463 | NE - LABOR & DELIVERY | MHHS-Northeast |  |  |  | 142-06081 |  | Katy |  | NE - LABOR & DELIVERY | [5 empty] | OXYGEN-AIR PROPORTIONERS |  | .needs class | [5 empty] | TENACOREHOLDINGS | [7 empty] | Not Covered Vendor Only - Biomedical | MHHS-Northeast
NO | NO |  |  |  | 142-06138 |  | Tenacore | OMEGA 2 |  | TNHLF00836 | NE - LABOR & DELIVERY | MHHS-Northeast |  |  |  | 142-06138 |  | Katy |  | NE - LABOR & DELIVERY | [5 empty] | OXYGEN-AIR PROPORTIONERS |  | .needs class | [5 empty] | TENACOREHOLDINGS | [7 empty] | No Coverage Specified | MHHS-Northeast
NO | NO |  |  |  | 142-06139 |  | Tenacore | OMEGA 2 |  | TNHLF00835 | NE - LABOR & DELIVERY | MHHS-Northeast |  |  |  | 142-06139 |  | Katy |  | NE - LABOR & DELIVERY | [5 empty] | OXYGEN-AIR PROPORTIONERS |  | .needs class | [5 empty] | TENACOREHOLDINGS | [7 empty] | No Coverage Specified | MHHS-Northeast
NO | NO |  |  |  | 142-08249 |  | Tenacore | OMEGA 2 |  | TNHLF01416 | NE - RESPIRATORY | MHHS-Northeast |  |  |  | 142-08249 |  | Katy |  | NE - RESPIRATORY | [5 empty] | OXYGEN-AIR PROPORTIONERS |  | .needs class | [5 empty] | TENACOREHOLDINGS | [7 empty] | Not Covered Vendor Only - Biomedical | MHHS-Northeast
YES | YES |  |  |  | 069-34463 | 069-34463 | Tenacore Holdings, Inc. | 3000 Series |  | 069-34463 | TMC - SAROFIM 2 - OR |  |  |  |  | 069-34463 | 069-34463 | TMC | Memorial Hermann-Texas Medical Center | TMC - SAROFIM 2 - OR | S2 OR 4
NO | YES |  |  |  |  | 142-06087 | Tenacore Holdings, Inc. | 30L Low Flow |  | Tnhlf01465 | NE-Nursery | [5 empty] | 142-06087 | Katy | MHHS-Northeast | NE-Nursery | Nursery
YES | YES |  |  |  | 074-04286 | 074-04286 | Tenacore Holdings, Inc. | TAOBH SERIES |  |  | TMC - RESPIRATORY - ADULT |  |  |  |  | 074-04286 | 074-04286 | TMC | Memorial Hermann-Texas Medical Center | TMC - RESPIRATORY - ADULT | RESPIRATORY - ADULT
NO | YES |  |  |  | 099-12162 | 099-12162 | Tenacore Holdings, Inc. | TWSA3000 |  | 3000A00614 | Biomed shop |  |  |  |  | 099-12162 | 099-12162 | TMC | Memorial Hermann-Texas Medical Center | Biomed shop | Biomed shop | 3/1/20
YES | YES |  |  |  | 099-12161 | 099-12161 | Tenacore Holdings, Inc. | TWSA3000 |  |  | Biomed shop |  |  |  |  | 099-12161 | 099-12161 | TMC | Memorial Hermann-Texas Medical Center | Biomed shop | Biomed shop
NO | YES |  |  |  | 099-13429 | 099-13429 | Tenacore Holdings, Inc. | TWSA3000 |  | 3000A00607 | Biomed Shop |  |  |  |  | 099-13429 | 099-13429 | TMC | Memorial Hermann-Texas Medical Center | Biomed Shop | Biomed Shop |  |  |  | New Add
NO | YES |  |  |  | 099-12622 | 099-12622 | Tenacore Holdings, Inc. | TWSA3000 |  | 3000A00601 | TMC-MHTMC-Central Supply |  |  |  |  | 099-12622 | 099-12622 | TMC | MHHS-TMC | TMC-MHTMC-Central Supply | HVI OR 4
YES | YES |  |  |  | 099-08019 | 099-08019 | Tenacore Holdings, Inc. | TWSA3000 |  |  | TMC - RADIOLOGY - IR/ANGIO |  |  |  |  | 099-08019 | 099-08019 | TMC | Memorial Hermann-Texas Medical Center | TMC - RADIOLOGY - IR/ANGIO
YES | YES |  |  |  | 041-14040 | 041-14040 | TENMA | 72-7735 |  |  | Biomed Shop |  |  |  |  | 041-14040 | 041-14040 | Katy | Memorial Hermann Katy Hospital | Biomed Shop | Biomed Shop | 7/1/19 | 7/1/20
YES | YES |  |  |  | 041-10625 | 041-10625 | TENMA | 72-7735 |  |  | Biomed |  |  |  |  | 041-10625 | 041-10625 | West | Memorial Hermann Memorial City Medical Center | Biomed | Biomed shop
YES | YES | [5 empty] | TENS Plus Industrial | Painmaster |  |  | MEMORIAL CITY - PELVIC CENTER | [6 empty] | West | West | MEMORIAL CITY - PELVIC CENTER | Physical Therapy Room 1
YES | YES |  |  |  | 041-33166 | 041-33166 | TENS Plus Industrial | PRO 250 |  |  | Memorial Hermann city- health center |  |  |  |  | 041-33166 | 041-33166 |  | Memorial Hermann city- health center | Memorial Hermann city- health center |  | 4/1/20 |  |  | No PM Sticker
NO | YES | [5 empty] | Terumo Cardiovascular Systems |  |  |  | GH-OR CV Perfusion | MHHS-Greater Heights | [5 empty] | Central & Greater Heights | MHHS-Greater Heights | GH-OR CV Perfusion | Room 9 | 7/1/19 |  |  |  | HEART-LUNG BYPASS UNITS |  | .needs class |  |  |  |  | .needs class | Terumo |  |  |  |  | 11/13/15 |  |  | Covered PM Repair - Lab Analyzers/Anesth | MHHS-Greater Heights
NO | NO | [5 empty] | Terumo Cardiovascular Systems |  |  |  | GH - OR CV PERFUSION | MHHS-Greater Heights | [5 empty] | Central & Greater Heights |  | GH - OR CV PERFUSION | [5 empty] | HEART-LUNG BYPASS UNITS |  | .needs class |  |  |  |  | .needs class | Terumo | [7 empty] | Covered PM Repair - Biomedical | MHHS-Greater Heights
NO | YES |  |  |  | 029-04063 | 029-04063 | Terumo Cardiovascular Systems |  |  |  | SE-OR | MHHS-Southeast |  | Pump, Blood, Extracorporeal Circulation |  | 029-04063 | 029-04063 | Southeast | MHHS-Southeast | SE-OR | OR14 | 6/1/19 |  |  |  | HEART-LUNG BYPASS UNITS |  | PUMPBLOODEXTRACORPCIRC-TERUMO-801763 | PUMPBLOODEXTRACORPCIRC |  |  |  |  | TERUMO | Pump, Blood, Extracorporeal Circulation |  | PUMPBLOODEXTRACORPCIRC-TERUMO-801763 |  |  |  |  | Covered PM Repair - Biomedical | MHHS-Southeast
NO | YES |  |  |  | 029-05222 | 029-05222 | Terumo Cardiovascular Systems |  |  |  | Woodlands-OR | MHHS-Woodlands |  | Pump, Blood, Extracorporeal Circulation |  | 029-05222 | 029-05222 | Woodlands | MHHS-Woodlands | Woodlands-OR | OR | 5/1/19 |  | 11/1/19 |  | HEART-LUNG BYPASS UNITS | Pump, Blood, Extracorporeal Circulation | PUMPBLOODEXTRACORPCIRC-TERUMO-801763 | PUMPBLOODEXTRACORPCIRC |  |  |  |  | TERUMO | Pump, Blood, Extracorporeal Circulation |  | PUMPBLOODEXTRACORPCIRC-TERUMO-801763 |  |  |  | PBEC-SA | Covered PM Repair - Lab Analyzers/Anesth | MHHS-Woodlands | [8 empty] | PUMPBLOODEXTRACORPCIRC | Pump, Blood, Extracorporeal Circulation | TERUMO
NO | NO | [5 empty] | Terumo Cardiovascular Systems |  |  |  | GH - OR CV PERFUSION | MHHS-Greater Heights |  | Pump, Blood, Extracorporeal Circulation |  |  |  | Central & Greater Heights |  | GH - OR CV PERFUSION | [5 empty] | HEART-LUNG BYPASS UNITS |  | PUMPBLOODEXTRACORPCIRC-TERUMO-801763 | PUMPBLOODEXTRACORPCIRC |  |  |  |  | TERUMO | Pump, Blood, Extracorporeal Circulation |  | PUMPBLOODEXTRACORPCIRC-TERUMO-801763 |  |  |  |  | Not Covered Vendor Only - Lab Ana/Anes | MHHS-Greater Heights
NO | YES | [5 empty] | Terumo Cardiovascular Systems |  |  |  | GH-OR CV Perfusion | MHHS-Greater Heights | [5 empty] | Central & Greater Heights | MHHS-Greater Heights | GH-OR CV Perfusion | Room 9 | 6/1/19 |  |  |  | HEART-LUNG BYPASS UNITS |  | .needs class |  |  |  |  | .needs class | Terumo | [7 empty] | Covered PM Repair - Lab Analyzers/Anesth | MHHS-Greater Heights
NO | YES | Serial Number 524 |  |  |  | 029-04069 | Terumo Cardiovascular Systems |  |  |  | Woodlands-OR | MHHS-Woodlands |  |  |  |  | 029-04069 | Woodlands | MHHS-Woodlands | Woodlands-OR | OR14 | 3/1/18 |  |  |  | HEART-LUNG BYPASS UNITS |  | .needs class |  |  |  |  | .needs class | Terumo | [7 empty] | Covered PM Repair - Lab Analyzers/Anesth | MHHS-Woodlands
NO | YES |  |  |  |  | 029-05276 | Terumo Cardiovascular Systems |  |  |  | Woodlands-OR | MHHS-Woodlands |  | Pump, Blood, Extracorporeal Circulation |  |  | 029-05276 | Woodlands | MHHS-Woodlands | Woodlands-OR | OR | 2/1/17 |  |  |  | HEART-LUNG BYPASS UNITS | Pump, Blood, Extracorporeal Circulation | PUMPBLOODEXTRACORPCIRC-Terumo-816300 | PUMPBLOODEXTRACORPCIRC |  |  |  |  | Terumo | Pump, Blood, Extracorporeal Circulation |  | PUMPBLOODEXTRACORPCIRC-Terumo-816300 |  | 1/1/16 |  | PBEC-SA | Covered PM Repair - Lab Analyzers/Anesth | MHHS-Woodlands | [8 empty] | PUMPBLOODEXTRACORPCIRC | Pump, Blood, Extracorporeal Circulation | Terumo
NO | YES | [5 empty] | Terumo Cardiovascular Systems |  |  |  | GH-OR CV Perfusion | MHHS-Greater Heights |  | Pump, Blood, Extracorporeal Circulation |  |  |  | Central & Greater Heights | MHHS-Greater Heights | GH-OR CV Perfusion | Room 9 | 6/1/19 |  |  |  | HEART-LUNG BYPASS UNITS | Pump, Blood, Extracorporeal Circulation | PUMPBLOODEXTRACORPCIRC-Terumo-816570 | PUMPBLOODEXTRACORPCIRC |  |  |  |  | Terumo | Pump, Blood, Extracorporeal Circulation |  | PUMPBLOODEXTRACORPCIRC-Terumo-816570 |  | 1/5/17 |  | PBEC-SA | Covered PM Repair - Lab Analyzers/Anesth | MHHS-Greater Heights | [8 empty] | PUMPBLOODEXTRACORPCIRC | Pump, Blood, Extracorporeal Circulation | Terumo
NO | YES | [5 empty] | Terumo Cardiovascular Systems |  |  |  | GH-OR CV Perfusion | MHHS-Greater Heights |  | Pump, Blood, Extracorporeal Circulation |  |  |  | Central & Greater Heights | MHHS-Greater Heights | GH-OR CV Perfusion | Room 9 | 6/1/19 |  |  |  | HEART-LUNG BYPASS UNITS | Pump, Blood, Extracorporeal Circulation | PUMPBLOODEXTRACORPCIRC-Terumo-816570 | PUMPBLOODEXTRACORPCIRC |  |  |  |  | Terumo | Pump, Blood, Extracorporeal Circulation |  | PUMPBLOODEXTRACORPCIRC-Terumo-816570 |  |  |  | PBEC-SA | Covered PM Repair - Lab Analyzers/Anesth | MHHS-Greater Heights | [8 empty] | PUMPBLOODEXTRACORPCIRC | Pump, Blood, Extracorporeal Circulation | Terumo
NO | NO | [5 empty] | Terumo Cardiovascular Systems | ADVANCED PERFUSION SYSTEM 1 |  |  | WOODLANDS - OR | MHHS-Woodlands | [5 empty] | Woodlands |  | WOODLANDS - OR | [5 empty] | PUMPS, EXTRACORPOREAL PERFUSION |  | .needs class |  |  |  |  | .needs class | Terumo | [7 empty] | Covered PM Repair - Biomedical | MHHS-Woodlands
NO | YES | [5 empty] | Terumo Cardiovascular Systems | CDI-500 |  |  | GH-OR CV Perfusion | MHHS-Greater Heights |  | Monitor, Transcutaneous |  |  |  | Central & Greater Heights | MHHS-Greater Heights | GH-OR CV Perfusion | Room 9 | 6/1/15 |  |  |  | OXIMETERS, INTRAVASCULAR | Monitor, Transcutaneous | MONITORTRANSCUTANEOUS-Terumo-CDI 500 | MONITORTRANSCUTANEOUS | CDI 500 |  |  |  | Terumo | Monitor, Transcutaneous |  |  | MONITORTRANSCUTANEOUS-Terumo-CDI 500 | 8/11/11 |  | MH-A | Covered PM Repair - Biomedical | MHHS-Greater Heights | [8 empty] | MONITORTRANSCUTANEOUS | Monitor, Transcutaneous | Terumo
NO | YES |  |  |  | 005-12166 | 005-12166 | Terumo Cardiovascular Systems | CDI-500 |  |  | SE-OR | MHHS-Southeast |  | Monitor, Transcutaneous |  | 005-12166 | 005-12166 | Southeast | MHHS-Southeast | SE-OR | Room 12 | 2/1/18 |  | 2/1/19 |  | OXIMETERS, INTRAVASCULAR |  | MONITORTRANSCUTANEOUS-Terumo-CDI 500 | MONITORTRANSCUTANEOUS | CDI 500 |  |  |  | Terumo | Monitor, Transcutaneous |  |  | MONITORTRANSCUTANEOUS-Terumo-CDI 500 | 8/11/11 |  |  | Covered PM Repair - Biomedical | MHHS-Southeast
NO | YES |  |  |  | 069-20327 | 069-20327 | Terumo Cardiovascular Systems | CDI-500 |  |  | TMC-OR-Anesthesia (Contract Equip) | MHHS-TMC |  | Monitor, Transcutaneous |  | 069-20327 | 069-20327 | TMC | MHHS-TMC | TMC-OR-Anesthesia (Contract Equip) | OR 7 | 1/1/18 |  | 1/1/19 |  | OXIMETERS, INTRAVASCULAR |  | MONITORTRANSCUTANEOUS-Terumo-CDI 500 | MONITORTRANSCUTANEOUS | CDI 500 |  |  |  | Terumo | Monitor, Transcutaneous |  |  | MONITORTRANSCUTANEOUS-Terumo-CDI 500 | 4/13/18 |  |  | Covered PM Repair - Biomedical | MHHS-TMC
NO | YES |  |  |  | 069-44944 | 069-44944 | Terumo Cardiovascular Systems | CDI-500 |  |  | (null) | MHHS-TMC |  | Monitor, Transcutaneous |  | 069-44944 | 069-44944 | (null) | MHHS-TMC | (null) | (null) |  |  |  | (null) | OXIMETERS, INTRAVASCULAR |  | MONITORTRANSCUTANEOUS-Terumo-CDI 500 | MONITORTRANSCUTANEOUS | CDI 500 |  |  |  | Terumo | Monitor, Transcutaneous |  |  | MONITORTRANSCUTANEOUS-Terumo-CDI 500 | 2/22/19 |  |  | Covered PM Repair - Biomedical | MHHS-TMC
NO | YES |  |  |  | 077-07713 |  | Terumo Cardiovascular Systems | CDI-500 |  |  | Operating room | MHHS-TMC |  | Monitor, Transcutaneous |  | 077-07713 |  | TMC | Memorial Hermann-Texas Medical Center | Operating room | OR 11 |  |  |  | No pm | OXIMETERS, INTRAVASCULAR |  | MONITORTRANSCUTANEOUS-Terumo-CDI 500 | MONITORTRANSCUTANEOUS | CDI 500 |  |  |  | Terumo | Monitor, Transcutaneous |  |  | MONITORTRANSCUTANEOUS-Terumo-CDI 500 | 6/25/19 |  |  | Clinical Miscellaneous | MHHS-TMC
NO | YES | [5 empty] | Terumo Cardiovascular Systems | CDI-500 |  |  | TMC-Children's-NICU (7Hp) | MHHS-TMC |  | Monitor, Transcutaneous |  |  |  | TMC | MHHS-TMC | TMC-Children's-NICU (7Hp) |  | 8/3/12 |  |  |  | OXIMETERS, INTRAVASCULAR |  | MONITORTRANSCUTANEOUS-Terumo-CDI 500 | MONITORTRANSCUTANEOUS | CDI 500 |  |  |  | Terumo | Monitor, Transcutaneous |  |  | MONITORTRANSCUTANEOUS-Terumo-CDI 500 | 6/21/18 | Verified 3/30/2020 4:07pm (Central) |  | Covered PM Repair - Biomedical | MHHS-TMC
NO | YES |  |  |  | 077-04746 | 077-04746 | Terumo Cardiovascular Systems | CDI-500 |  |  | TMC-OR-CVOR (7Hvi) | MHHS-TMC |  | Monitor, Transcutaneous |  | 077-04746 | 077-04746 | TMC | MHHS-TMC | TMC-OR-CVOR (7Hvi) | Or 11 | 11/1/15 |  |  |  | OXIMETERS, INTRAVASCULAR |  | MONITORTRANSCUTANEOUS-Terumo-CDI 500 | MONITORTRANSCUTANEOUS | CDI 500 |  |  |  | Terumo | Monitor, Transcutaneous |  |  | MONITORTRANSCUTANEOUS-Terumo-CDI 500 | 9/10/19 |  |  | Clinical Miscellaneous | MHHS-TMC
NO | YES |  |  |  | 077-07286 | 077-07286 | Terumo Cardiovascular Systems | CDI-500 |  |  | Memorial Hermann- Texas Medical Center-OR-PACU nurse station | MHHS-TMC |  | Monitor, Transcutaneous |  | 077-07286 | 077-07286 | TMC | TMC | Memorial Hermann- Texas Medical Center-OR-PACU nurse station | OR09 |  |  |  | No PM Sticker | OXIMETERS, INTRAVASCULAR |  | MONITORTRANSCUTANEOUS-Terumo-CDI 500 | MONITORTRANSCUTANEOUS | CDI 500 |  |  |  | Terumo | Monitor, Transcutaneous |  |  | MONITORTRANSCUTANEOUS-Terumo-CDI 500 | 3/1/20 |  |  | Clinical Miscellaneous | MHHS-TMC
NO | YES |  |  |  |  | 029-03914 | Terumo Cardiovascular Systems | CDI-500 |  |  | Woodlands-OR | MHHS-Woodlands |  | Monitor, Transcutaneous |  |  | 029-03914 | Woodlands | MHHS-Woodlands | Woodlands-OR | OR | 8/1/12 |  |  |  | OXIMETERS, INTRAVASCULAR | Monitor, Transcutaneous | MONITORTRANSCUTANEOUS-Terumo-CDI 500 | MONITORTRANSCUTANEOUS | CDI 500 |  |  |  | Terumo | Monitor, Transcutaneous |  |  | MONITORTRANSCUTANEOUS-Terumo-CDI 500 | 8/11/11 |  | MH-A | Covered PM Repair - Biomedical | MHHS-Woodlands | [8 empty] | MONITORTRANSCUTANEOUS | Monitor, Transcutaneous | Terumo
NO | YES |  |  |  |  | 029-03915 | Terumo Cardiovascular Systems | CDI-500 |  |  | Woodlands-OR | MHHS-Woodlands |  | Monitor, Transcutaneous |  |  | 029-03915 | Woodlands | MHHS-Woodlands | Woodlands-OR | OR14 | 7/1/12 |  |  |  | OXIMETERS, INTRAVASCULAR |  | MONITORTRANSCUTANEOUS-Terumo-CDI 500 | MONITORTRANSCUTANEOUS | CDI 500 |  |  |  | Terumo | Monitor, Transcutaneous |  |  | MONITORTRANSCUTANEOUS-Terumo-CDI 500 | 8/11/11 |  |  | Covered PM Repair - Biomedical | MHHS-Woodlands
NO | NO | [5 empty] | Terumo Cardiovascular Systems | CDI-500 |  |  | GH - OR CV PERFUSION | MHHS-Greater Heights |  | Monitor, Transcutaneous |  |  |  | Central & Greater Heights |  | GH - OR CV PERFUSION | [5 empty] | OXIMETERS, INTRAVASCULAR |  | MONITORTRANSCUTANEOUS-Terumo-CDI 500 | MONITORTRANSCUTANEOUS | CDI 500 |  |  |  | Terumo | Monitor, Transcutaneous |  |  | MONITORTRANSCUTANEOUS-Terumo-CDI 500 |  |  |  | Covered PM Repair - Biomedical | MHHS-Greater Heights
NO | NO | [5 empty] | Terumo Cardiovascular Systems | CDI-500 |  |  | TMC - CHILDRENS - ECMO (7HP) | MHHS-TMC |  | Monitor, Transcutaneous |  |  |  | TMC |  | TMC - CHILDRENS - ECMO (7HP) | [5 empty] | OXIMETERS, INTRAVASCULAR |  | MONITORTRANSCUTANEOUS-Terumo-CDI 500 | MONITORTRANSCUTANEOUS | CDI 500 |  |  |  | Terumo | Monitor, Transcutaneous |  |  | MONITORTRANSCUTANEOUS-Terumo-CDI 500 |  |  |  | Covered PM Repair - Biomedical | MHHS-TMC
NO | NO | [5 empty] | Terumo Cardiovascular Systems | CDI-500 |  |  | TMC - MHTMC - NON HOSPITAL-OWNED | MHHS-TMC |  | Monitor, Transcutaneous |  |  |  | TMC |  | TMC - MHTMC - NON HOSPITAL-OWNED | [5 empty] | OXIMETERS, INTRAVASCULAR |  | MONITORTRANSCUTANEOUS-Terumo-CDI 500 | MONITORTRANSCUTANEOUS | CDI 500 |  |  |  | Terumo | Monitor, Transcutaneous |  |  | MONITORTRANSCUTANEOUS-Terumo-CDI 500 |  |  |  | Clinical Miscellaneous | MHHS-TMC
NO | YES |  |  |  | 077-09445 | 077-09445 | Terumo Cardiovascular Systems | CDI-540 |  |  | TMC-OR-Hermann (2Hp) | MHHS-TMC |  | Monitor, Transcutaneous |  | 077-09445 | 077-09445 | TMC | MHHS-TMC | TMC-OR-Hermann (2Hp) | Storage |  |  |  |  | OXIMETERS, INTRAVASCULAR |  | MONITORTRANSCUTANEOUS-Terumo-CDI 540 | MONITORTRANSCUTANEOUS | CDI 540 |  |  |  | Terumo | Monitor, Transcutaneous |  |  | MONITORTRANSCUTANEOUS-Terumo-CDI 540 | 8/11/11 |  |  | Covered PM Repair - Biomedical | MHHS-TMC
NO | YES |  |  |  | 077-07348 | 077-07348 | Terumo Cardiovascular Systems | CDI-540 |  |  | TMC-OR-Anesthesia (Contract Equip) | MHHS-TMC |  | Monitor, Transcutaneous |  | 077-07348 | 077-07348 | TMC | MHHS-TMC | TMC-OR-Anesthesia (Contract Equip) | OR 7 |  |  |  |  | OXIMETERS, INTRAVASCULAR |  | MONITORTRANSCUTANEOUS-Terumo-CDI 540 | MONITORTRANSCUTANEOUS | CDI 540 |  |  |  | Terumo | Monitor, Transcutaneous |  |  | MONITORTRANSCUTANEOUS-Terumo-CDI 540 | 8/11/11 |  |  | Covered PM Repair - Biomedical | MHHS-TMC
NO | YES | [5 empty] | Terumo Cardiovascular Systems | CDI-540 |  |  | Woodlands-OR | MHHS-Woodlands |  | Monitor, Transcutaneous |  |  |  | Woodlands | MHHS-Woodlands | Woodlands-OR | Perfusion | 8/1/12 |  |  |  | OXIMETERS, INTRAVASCULAR | Monitor, Transcutaneous | MONITORTRANSCUTANEOUS-Terumo-CDI 540 | MONITORTRANSCUTANEOUS | CDI 540 |  |  |  | Terumo | Monitor, Transcutaneous |  |  | MONITORTRANSCUTANEOUS-Terumo-CDI 540 | 8/11/11 |  | MH-A | Covered PM Repair - Biomedical | MHHS-Woodlands | [8 empty] | MONITORTRANSCUTANEOUS | Monitor, Transcutaneous | Terumo
NO | YES |  |  |  |  | 029-03917 | Terumo Cardiovascular Systems | CDI-540 |  |  | Woodlands-OR | MHHS-Woodlands |  | Monitor, Transcutaneous |  |  | 029-03917 | Woodlands | MHHS-Woodlands | Woodlands-OR | Perfusion | 8/1/12 |  |  |  | OXIMETERS, INTRAVASCULAR | Monitor, Transcutaneous | MONITORTRANSCUTANEOUS-Terumo-CDI 540 | MONITORTRANSCUTANEOUS | CDI 540 |  |  |  | Terumo | Monitor, Transcutaneous |  |  | MONITORTRANSCUTANEOUS-Terumo-CDI 540 | 8/11/11 |  | MH-A | Covered PM Repair - Biomedical | MHHS-Woodlands | [8 empty] | MONITORTRANSCUTANEOUS | Monitor, Transcutaneous | Terumo
NO | NO |  |  |  | 1P01660 |  | Terumo Cardiovascular Systems | SPECTRA OPTIA |  | 1P01660 | KATY - DIALYSIS | MHHS-Katy |  | System, Apheresis |  | 1P01660 |  | Katy |  | KATY - DIALYSIS | [5 empty] | APHERESIS UNITS |  | SYSTEMAPHERESIS-Terumo-Spectra Optia | SYSTEMAPHERESIS | Spectra Optia |  |  |  | Terumo | System, Apheresis |  | SYSTEMAPHERESIS-Terumo-Spectra Optia |  |  |  |  | Covered PM Repair - Radiology, Low End | MHHS-Katy
NO | NO |  |  |  | 005-33375 |  | Terumo Cardiovascular Systems | SPECTRA OPTIA |  | 1P05204 | SE - DIALYSIS | MHHS-Southeast |  | System, Apheresis |  | 005-33375 |  | Southeast & Bay Area |  | SE - DIALYSIS | [5 empty] | APHERESIS UNITS |  | SYSTEMAPHERESIS-Terumo-Spectra Optia | SYSTEMAPHERESIS | Spectra Optia |  |  |  | Terumo | System, Apheresis |  | SYSTEMAPHERESIS-Terumo-Spectra Optia |  |  |  |  | Covered PM Repair - Radiology, Low End | MHHS-Southeast
NO | NO |  |  |  | 069-42096 |  | Terumo Cardiovascular Systems | SPECTRA OPTIA |  | 1P04422 | TMC - JONES - APHERESIS (9J) | MHHS-TMC |  | System, Apheresis |  | 069-42096 |  | TMC |  | TMC - JONES - APHERESIS (9J) | [5 empty] | APHERESIS UNITS |  | SYSTEMAPHERESIS-Terumo-Spectra Optia | SYSTEMAPHERESIS | Spectra Optia |  |  |  | Terumo | System, Apheresis |  | SYSTEMAPHERESIS-Terumo-Spectra Optia |  |  |  |  | Covered PM Repair - Radiology, Low End | MHHS-TMC
NO | NO |  |  |  | 069-42778 |  | Terumo Cardiovascular Systems | SPECTRA OPTIA |  | 1P04196 | TMC - JONES - APHERESIS (9J) | MHHS-TMC |  | System, Apheresis |  | 069-42778 |  | TMC |  | TMC - JONES - APHERESIS (9J) | [5 empty] | APHERESIS UNITS |  | SYSTEMAPHERESIS-Terumo-Spectra Optia | SYSTEMAPHERESIS | Spectra Optia |  |  |  | Terumo | System, Apheresis |  | SYSTEMAPHERESIS-Terumo-Spectra Optia |  |  |  |  | Covered PM Repair - Radiology, Low End | MHHS-TMC
NO | NO |  |  |  | 069-43759 |  | Terumo Cardiovascular Systems | SPECTRA OPTIA |  | LPN 777378-008 | TMC - JONES - APHERESIS (9J) | MHHS-TMC |  | System, Apheresis |  | 069-43759 |  | TMC |  | TMC - JONES - APHERESIS (9J) | [5 empty] | APHERESIS UNITS |  | SYSTEMAPHERESIS-Terumo-Spectra Optia | SYSTEMAPHERESIS | Spectra Optia |  |  |  | Terumo | System, Apheresis |  | SYSTEMAPHERESIS-Terumo-Spectra Optia |  |  |  |  | Covered PM Repair - Biomedical | MHHS-TMC
NO | NO | [5 empty] | Terumo Cardiovascular Systems | SPECTRA OPTIA |  | 1P01263 | TMC - JONES - APHERESIS (9J) | MHHS-TMC |  | System, Apheresis |  |  |  | TMC |  | TMC - JONES - APHERESIS (9J) | [5 empty] | APHERESIS UNITS |  | SYSTEMAPHERESIS-Terumo-Spectra Optia | SYSTEMAPHERESIS | Spectra Optia |  |  |  | Terumo | System, Apheresis |  | SYSTEMAPHERESIS-Terumo-Spectra Optia |  |  |  |  | Covered PM Repair - Biomedical | MHHS-TMC
NO | YES |  |  |  | 129-07506 | 129-07506 | Terumo Cardiovascular Systems | TSCD |  |  | Sugar Land-Laboratory-Blood Bank | MHHS-Sugarland |  |  |  | 129-07506 | 129-07506 | Sugar Land | MHHS-Sugarland | Sugar Land-Laboratory-Blood Bank |  | 6/1/19 | 6/1/20 |  |  | SEAL CRIMPERS, BOTTLE/VIAL/TUBE |  | .needs class | [5 empty] | Terumo | [7 empty] | Not Covered Vendor Only - Rad, High End | MHHS-Sugarland
NO | YES |  |  |  | 069-25314 | 069-25314 | Terumo Cardiovascular Systems | TSCD |  |  | TMC-Sarofim 3-Blood Bank | MHHS-TMC |  |  |  | 069-25314 | 069-25314 | TMC | MHHS-TMC | TMC-Sarofim 3-Blood Bank | BLOOD BANK | 12/1/18 |  | 12/1/19 |  | SEAL CRIMPERS, BOTTLE/VIAL/TUBE |  | .needs class | [5 empty] | Terumo | [7 empty] | Not Covered Vendor Only - Rad, High End | MHHS-TMC
NO | NO |  |  |  | 069-15284 |  | Terumo Cardiovascular Systems | TSCD |  |  | TMC - LABORATORY - BLOOD BANK (1R) | MHHS-TMC |  |  |  | 069-15284 |  | TMC |  | TMC - LABORATORY - BLOOD BANK (1R) | [5 empty] | SEAL CRIMPERS, BOTTLE/VIAL/TUBE |  | .needs class | [5 empty] | Terumo | [7 empty] | Not Covered Vendor Only - Rad, High End | MHHS-TMC
YES | YES |  |  |  | 029-04066 | 029-04066 | Terumo Medical Corp |  |  |  | SE - OR |  |  |  |  | 029-04066 | 029-04066 | Southeast | Southeast | SE - OR | W3 454
YES | YES |  |  |  | 077-09395 | 077-09395 | Terumo Medical Corp | 550 monitor |  |  | TMC - OR - (2HP) |  |  |  |  | 077-09395 | 077-09395 | TMC | Memorial Hermann-Texas Medical Center | TMC - OR - (2HP) | Storage
YES | YES |  |  |  | 029-05277 | 029-05277 | Terumo Medical Corp |  |  |  | OR |  |  |  |  | 029-05277 | 029-05277 | Woodlands | Memorial Hermann The Woodlands Medical Center | OR | OR
YES | YES |  |  |  | 029-05278 | 029-05278 | Terumo Medical Corp |  |  |  | OR |  |  |  |  | 029-05278 | 029-05278 | Woodlands | Memorial Hermann The Woodlands Medical Center | OR | OR
YES | YES |  |  |  | 029-05279 | 029-05279 | Terumo Medical Corp |  |  |  | OR |  |  |  |  | 029-05279 | 029-05279 | Woodlands | Memorial Hermann The Woodlands Medical Center | OR | OR
YES | YES |  |  |  | 029-05280 | 029-05280 | Terumo Medical Corp |  |  |  | OR |  |  |  |  | 029-05280 | 029-05280 | Woodlands | Memorial Hermann The Woodlands Medical Center | OR | OR
NO | YES |  |  |  | 069-25958 | 069-25958 | Terumo Medical Corp | CDI 500 |  |  | TMC-OR-CVOR (7Hvi) |  |  |  |  | 069-25958 | 069-25958 | TMC | MHHS-TMC | TMC-OR-CVOR (7Hvi) | OR 3
NO | YES |  |  |  | 099-12629 | 099-12629 | Terumo Medical Corp | CDI 540 |  |  | TMC-OR-CVOR (7Hvi) |  |  |  |  | 099-12629 | 099-12629 | TMC | MHHS-TMC | TMC-OR-CVOR (7Hvi) | Sterile Core
NO | YES | Serial Number 5593 |  |  | 099-07428 | 099-07428 | Terumo Medical Corp | CDI 540 |  |  | SE-OR |  |  |  |  | 099-07428 | 099-07428 | Southeast | MHHS-Southeast | SE-OR | Room 12
YES | YES |  |  |  | 099-07747 | 099-07747 | Terumo Medical Corp | Centrifugal control unit |  |  | SE - OR |  |  |  |  | 099-07747 | 099-07747 | Southeast | Memorial Hermann Southeast Hospital | SE - OR | OR14 |  |  | 4/1/20
YES | YES | Serial Number Cnf |  |  | 029-04068 | 029-04068 | Terumo Medical Corp | Cnf |  | Cnf | SE - OR |  |  |  |  | 029-04068 | 029-04068 | Southeast | Memorial Hermann Southeast Hospital | SE - OR | OR14 | 4/1/20 |  | 4/1/20 | Equipment was lock and ready go so i couldnt get the serial |  |  | .needs class
YES | YES | Serial Number Cnf |  |  | 029-04067 | 029-04067 | Terumo Medical Corp | Cnf |  | Cnf | SE - OR |  |  |  |  | 029-04067 | 029-04067 | Southeast | Memorial Hermann Southeast Hospital | SE - OR | OR14 |  |  |  | Equipment was lock i couldnt get the serial |  |  | .needs class
YES | YES | Serial Number Cnf |  |  | 029-04065 | 029-04065 | Terumo Medical Corp | Cnf |  | Cnf | SE - OR |  |  |  |  | 029-04065 | 029-04065 | Southeast | Memorial Hermann Southeast Hospital | SE - OR | OR14 |  |  |  | Equipment was ready for use so i couldnt get the serial |  |  | .needs class
YES | YES |  |  |  | 000-02390 | 000-02390 | Terumo Medical Corp | Elemano |  | 2008F05138 | MH MG - (STX) - SOUTH TEXAS - WHARTON |  |  |  |  | 000-02390 | 000-02390 | South | Peds | MH MG - (STX) - SOUTH TEXAS - WHARTON | Nurses station
YES | YES |  |  |  | 2010L22030 | 2010L22030 | Terumo Medical Corp | Elemano |  | 2010L22030 | MH MG - (STX) - SOUTH TEXAS - WHARTON |  |  |  |  | 2010L22030 | 2010L22030 | South | Peds | MH MG - (STX) - SOUTH TEXAS - WHARTON | Nurses station
YES | YES |  |  |  | 2012K20110 | 2012K20110 | Terumo Medical Corp | Elemano |  | 2012K20110 | MH MG - (STX) - SOUTH TEXAS - WHARTON |  |  |  |  | 2012K20110 | 2012K20110 | South | Peds | MH MG - (STX) - SOUTH TEXAS - WHARTON | Nurses station
YES | YES |  |  |  | 000-02387 | 000-02387 | Terumo Medical Corp | Elemano |  | 2007L07097 | Peds 2 |  |  |  |  | 000-02387 | 000-02387 | South | Memorial Hermann Medical Group Wharton | Peds 2 | Nurses station | 3/1/19 | 3/1/20
YES | YES |  |  |  | 000-02820 | 000-02820 | Terumo Medical Corp | Elemano |  | 2007K02120 | MH MG - (STX) - SOUTH TEXAS - WHARTON |  |  |  |  | 000-02820 | 000-02820 | South | Peds 1 | MH MG - (STX) - SOUTH TEXAS - WHARTON | Injection Room | 4/1/14 | 4/1/15
YES | YES |  |  |  | 2020I17146 | 2020I17146 | Terumo Medical Corp | Elemano |  | 2020I17146 | SMR - (STX) - WHARTON |  |  |  |  | 2020I17146 | 2020I17146 | South | Physical Therapy | SMR - (STX) - WHARTON | Nurses Station
YES | YES |  |  |  | 099-10571 | 099-10571 | Terumo Medical Corp | Elemano |  | 2007L20325 | Cardiovascular |  |  |  |  | 099-10571 | 099-10571 | Southwest | Memorial Harmann Hospital - Medical Plaza 2 | Cardiovascular | Cardiovascular
YES | YES |  |  |  | 099-10572 | 099-10572 | Terumo Medical Corp | Elemano |  | 2012I14 046 | Cardiovascular |  |  |  |  | 099-10572 | 099-10572 | Southwest | Memorial Harmann Hospital - Medical Plaza 2 | Cardiovascular | Cardiovascular
NO | YES |  |  |  | 145-01316 | 145-01316 | Terumo Medical Corp | Spectra Optia |  | 777278-008 | Pearland-Dialysis | MHHS-Pearland Hospital |  | System, Apheresis |  | 145-01316 | 145-01316 | Pearland | MHHS-Pearland Hospital | Pearland-Dialysis | Clean linen N3 142 | 8/1/19 | 2/1/20 |  |  | APHERESIS UNITS | System, Apheresis | SYSTEMAPHERESIS-Terumo-Spectra Optia | SYSTEMAPHERESIS | Spectra Optia |  |  |  | Terumo | System, Apheresis |  | SYSTEMAPHERESIS-Terumo-Spectra Optia |  |  |  | SYA-SA | Covered PM Repair - Radiology, Low End | MHHS-Pearland Hospital | [8 empty] | SYSTEMAPHERESIS | System, Apheresis | Terumo
YES | YES |  |  |  |  | 099-02076 | Terumo Medical Corp | Spectra Optia |  |  | KATY - MED/SURG 5TH FLOOR | [5 empty] | 099-02076 | Katy | Memorial Hermann Katy Hospital | KATY - MED/SURG 5TH FLOOR | Equipment storage | 6/1/19 | 6/1/20
NO | YES |  |  |  |  | 009-04693 | Terumo Medical Corporation |  |  |  | GH-OR | MHHS-Greater Heights |  | Thermia Unit, Hypo-Hyper |  |  | 009-04693 | Central | MHHS-Greater Heights | GH-OR | OR | 6/1/19 |  | 6/1/20 |  | WARMING/COOLING UNITS, PATIENT | Thermia Unit, Hypo-Hyper | THERMIAUNITHYPOHYPER-Terumo-11160 | THERMIAUNITHYPOHYPER |  |  |  |  | Terumo | Thermia Unit, Hypo-Hyper |  | THERMIAUNITHYPOHYPER-Terumo-11160 |  |  |  | TUHH-A | Covered PM Repair - Biomedical | MHHS-Greater Heights | [8 empty] | THERMIAUNITHYPOHYPER | Thermia Unit, Hypo-Hyper | Terumo
NO | YES |  |  |  | 013-05122 | 013-05122 | Terumo Medical Corporation |  |  |  | SW-Central Supply | MHHS-Southwest |  | Thermia Unit, Hypo-Hyper |  | 013-05122 | 013-05122 | Southwest | MHHS-Southwest | SW-Central Supply | CVOR4 | 5/1/19 |  | 5/1/20 |  | WARMING/COOLING UNITS, PATIENT | Thermia Unit, Hypo-Hyper | THERMIAUNITHYPOHYPER-Terumo-11160 | THERMIAUNITHYPOHYPER |  |  |  |  | Terumo | Thermia Unit, Hypo-Hyper |  | THERMIAUNITHYPOHYPER-Terumo-11160 |  |  |  | TUHH-A | Covered PM Repair - Biomedical | MHHS-Southwest | [8 empty] | THERMIAUNITHYPOHYPER | Thermia Unit, Hypo-Hyper | Terumo
NO | YES |  |  |  | 013-14212 | 013-14212 | Terumo Medical Corporation |  |  |  | SW-Central Supply | MHHS-Southwest |  | Thermia Unit, Hypo-Hyper |  | 013-14212 | 013-14212 | Southwest | MHHS-Southwest | SW-Central Supply | CVOR4 | 4/1/19 |  | 4/1/20 |  | WARMING/COOLING UNITS, PATIENT | Thermia Unit, Hypo-Hyper | THERMIAUNITHYPOHYPER-Terumo-11160 | THERMIAUNITHYPOHYPER |  |  |  |  | Terumo | Thermia Unit, Hypo-Hyper |  | THERMIAUNITHYPOHYPER-Terumo-11160 |  |  |  | TUHH-A | Covered PM Repair - Biomedical | MHHS-Southwest | [8 empty] | THERMIAUNITHYPOHYPER | Thermia Unit, Hypo-Hyper | Terumo
NO | YES |  |  |  | 000-04972 | 000-04972 | Terumo Medical Corporation | ELEMANO |  | 2013G11012 | CBC - (NE) - NIMITZ [DUNN ELEMENTARY] | MHHS-Neighborhood Clinics |  | Monitor, Vital Signs |  | 000-04972 | 000-04972 | Katy |  | CBC - (NE) - NIMITZ [DUNN ELEMENTARY] |  | 07/10/2019 |  |  |  | SIMULATORS, NONINVASIVE BLOOD PRESSURE |  | MONITORVITALSIGNS-Terumo-Elemano | MONITORVITALSIGNS | Elemano |  |  |  | Terumo | Monitor, Vital Signs |  | MONITORVITALSIGNS-Terumo-Elemano |  | 10/01/2014 |  |  | Covered PM Repair - Biomedical | MHHS-Neighborhood Clinics
NO | NO |  |  |  | 000-02737 |  | Terumo Medical Corporation | ES-H55A |  | 2010f15 058 | SMR - (STX) - WHARTON | MHHS-SMR |  | Monitor, Vital Signs |  | 000-02737 |  | South |  | SMR - (STX) - WHARTON | [5 empty] | MONITORS, BEDSIDE, BLOOD PRESSURE |  | MONITORVITALSIGNS-Terumo-ES-H55A | MONITORVITALSIGNS | ES-H55A |  |  |  | Terumo | Monitor, Vital Signs |  | MONITORVITALSIGNS-Terumo-ES-H55A |  |  |  |  | Covered PM Repair - Respiratory/Steriliz | MHHS-SMR
NO | YES |  |  |  | 005-05871 | 005-05871 | Terumo Medical Corporation | SC-201A (TSCD) |  |  | SE-Laboratory-Blood Bank | MHHS-Southeast |  |  |  | 005-05871 | 005-05871 | Southeast | MHHS-Southeast | SE-Laboratory-Blood Bank |  | 1/1/19 |  |  |  | DEFAULT |  | .needs class | [5 empty] | Terumo | [7 empty] | Covered PM Repair - Biomedical | MHHS-Southeast
NO | YES |  |  |  | 029-03653 | 029-03653 | Terumo Medical Corporation | SC-201A (TSCD) |  |  | Woodlands-Laboratory-Blood Bank | MHHS-Woodlands |  |  |  | 029-03653 | 029-03653 | Woodlands | MHHS-Woodlands | Woodlands-Laboratory-Blood Bank | Lab | 1/1/20 |  | 7/1/20 |  | DEFAULT |  | .needs class | [5 empty] | Terumo | [7 empty] | Covered PM Repair - Biomedical | MHHS-Woodlands
NO | YES |  |  |  | 133-09773 | 133-09773 | Terumo Medical Corporation | TSCD II |  |  | Katy-Laboratory-Blood Bank | MHHS-Katy |  | Sealer, Tube |  | 133-09773 | 133-09773 | Katy | MHHS-Katy | Katy-Laboratory-Blood Bank | Blood bank | 1/1/20 | 1/1/21 |  |  | SEAL CRIMPERS, BOTTLE/VIAL/TUBE | Sealer, Tube | SEALERTUBE-TERUMO-TSCD II | SEALERTUBE | TSCD II |  |  |  | TERUMO | Sealer, Tube |  | SEALERTUBE-TERUMO-TSCD II |  | 9/20/19 |  |  | Covered PM Repair - Radiology, Low End | MHHS-Katy | [8 empty] | SEALERTUBE | Sealer, Tube | TERUMO
NO | YES |  |  |  | 041-18381 | 041-18381 | Terumo Medical Corporation | TSCD II |  |  | MEMORIAL CITY - Lab | MHHS-Mem City |  | Sealer, Tube |  | 041-18381 | 041-18381 | West | MEMORIAL CITY - MEMORIAL HERMANN HOSPITAL | MEMORIAL CITY - Lab | Blood Bank |  |  |  |  | SEAL CRIMPERS, BOTTLE/VIAL/TUBE |  | SEALERTUBE-TERUMO-TSCD II | SEALERTUBE | TSCD II |  |  |  | TERUMO | Sealer, Tube |  | SEALERTUBE-TERUMO-TSCD II |  |  |  |  | Covered PM Repair - Radiology, Low End | MHHS-Mem City
NO | YES |  |  |  | 013-36105 | 013-36105 | Terumo Medical Corporation | TSCD II |  |  | SW-Laboratory-Blood Bank | MHHS-Southwest |  | Sealer, Tube |  | 013-36105 | 013-36105 | Southwest | MHHS-Southwest | SW-Laboratory-Blood Bank | Blood Bank |  |  |  |  | SEAL CRIMPERS, BOTTLE/VIAL/TUBE | Sealer, Tube | SEALERTUBE-TERUMO-TSCD II | SEALERTUBE | TSCD II |  |  |  | TERUMO | Sealer, Tube |  | SEALERTUBE-TERUMO-TSCD II |  |  |  |  | Covered PM Repair - Biomedical | MHHS-Southwest | [8 empty] | SEALERTUBE | Sealer, Tube | TERUMO
NO | YES |  |  |  | 069-29055 | 069-29055 | Terumo Medical Corporation | TSCD II |  |  | (null) | MHHS-TMC |  | Sealer, Tube |  | 069-29055 | 069-29055 | (null) | MHHS-TMC | (null) | (null) |  |  |  | (null) | SEAL CRIMPERS, BOTTLE/VIAL/TUBE |  | SEALERTUBE-TERUMO-TSCD II | SEALERTUBE | TSCD II |  |  |  | TERUMO | Sealer, Tube |  | SEALERTUBE-TERUMO-TSCD II |  | 3/31/18 |  |  | Covered PM Repair - Radiology, Low End | MHHS-TMC
NO | YES |  |  |  | 041-18399 | 041-18399 | THD AMERICA | EVOLUTION |  |  | East Tower OR | MHHS-Mem City |  | Ultrasonic Apparatus, Surgical |  | 041-18399 | 041-18399 | West | Memorial Hermann - Memorial City | East Tower OR | E2 Room 300 Equipment Storage |  |  |  |  | ELECTROSURGICAL UNITS |  | ULTRASONICAPPSURG-THD America-Evolution | ULTRASONICAPPSURG | Evolution |  |  |  | THD America | Ultrasonic Apparatus, Surgical |  | ULTRASONICAPPSURG-THD America-Evolution |  |  |  |  | Covered PM Repair - Biomedical | MHHS-Mem City
NO | YES |  |  |  | 005-08208 | 005-08208 | THD AMERICA | EVOLUTION |  |  | SE-OR | MHHS-Southeast |  | Ultrasonic Apparatus, Surgical |  | 005-08208 | 005-08208 | Southeast | MHHS-Southeast | SE-OR |  | 4/1/19 |  |  |  | ELECTROSURGICAL UNITS | Ultrasonic Apparatus, Surgical | ULTRASONICAPPSURG-THD America-Evolution | ULTRASONICAPPSURG | Evolution |  |  |  | THD America | Ultrasonic Apparatus, Surgical |  | ULTRASONICAPPSURG-THD America-Evolution |  |  |  | UAS-SA | Covered PM Repair - Biomedical | MHHS-Southeast | [7 empty] | Ultrasonic Apparatus, Surgical | ULTRASONICAPPSURG | Ultrasonic Apparatus, Surgical | THD America
NO | YES |  |  |  | 005-09063 | 005-09063 | THD AMERICA | EVOLUTION |  |  | SE-OR | MHHS-Southeast |  | Ultrasonic Apparatus, Surgical |  | 005-09063 | 005-09063 | Southeast | MHHS-Southeast | SE-OR |  | 4/1/19 |  |  |  | ELECTROSURGICAL UNITS | Ultrasonic Apparatus, Surgical | ULTRASONICAPPSURG-THD America-Evolution | ULTRASONICAPPSURG | Evolution |  |  |  | THD America | Ultrasonic Apparatus, Surgical |  | ULTRASONICAPPSURG-THD America-Evolution |  |  |  | UAS-SA | Covered PM Repair - Biomedical | MHHS-Southeast | [7 empty] | Ultrasonic Apparatus, Surgical | ULTRASONICAPPSURG | Ultrasonic Apparatus, Surgical | THD America
NO | NO | [5 empty] | THD AMERICA | EVOLUTION |  |  | NE - OR | MHHS-Northeast |  | Ultrasonic Apparatus, Surgical |  |  |  | Katy |  | NE - OR | [5 empty] | ELECTROSURGICAL UNITS |  | ULTRASONICAPPSURG-THD America-Evolution | ULTRASONICAPPSURG | Evolution |  |  |  | THD America | Ultrasonic Apparatus, Surgical |  | ULTRASONICAPPSURG-THD America-Evolution |  |  |  |  | Covered PM Repair - Biomedical | MHHS-Northeast
NO | NO |  |  |  | 129-04786 |  | THD AMERICA | EVOLUTION |  |  | SUGAR LAND - OR | MHHS-Sugarland |  | Ultrasonic Apparatus, Surgical |  | 129-04786 |  | Sugar Land |  | SUGAR LAND - OR | [5 empty] | ELECTROSURGICAL UNITS |  | ULTRASONICAPPSURG-THD America-Evolution | ULTRASONICAPPSURG | Evolution |  |  |  | THD America | Ultrasonic Apparatus, Surgical |  | ULTRASONICAPPSURG-THD America-Evolution |  |  |  |  | Covered PM Repair - Biomedical | MHHS-Sugarland
YES | YES |  |  |  | 099-00776 | 099-00776 | THD America | THD Evolution |  |  | NE - OR |  |  |  |  | 099-00776 | 099-00776 | Katy | Memorial Hermann Northeast Hospital | NE - OR | Or storage | 1/1/19 | 1/1/20 |  |  |  | Ligators, Hemorrhoid | MISCELLANEOUS-THD America-THD Evolution | [22 empty] | Miscellaneous | MISCELLANEOUS | Ligators, Hemorrhoid | THD America
NO | YES |  |  |  | 145-00276 | 145-00276 | THD AMERICA | THD REVOLUTION |  |  | Pearland-OR | MHHS-Pearland Hospital |  |  |  | 145-00276 | 145-00276 | Pearland | MHHS-Pearland Hospital | Pearland-OR | Room 207 storage | 10/1/19 | 10/1/20 |  |  | LIGHT SOURCES, FIBEROPTIC |  | .needs class | [5 empty] | THD America |  |  |  |  | 2/13/20 |  |  | Not Covered Vendor Only - Biomedical | MHHS-Pearland Hospital
YES | YES |  |  |  | 099-06143 | 099-06143 | The 37 Company | GTH 175/Pt |  |  | Biomed |  |  |  |  | 099-06143 | 099-06143 | Southeast | Memorial Hermann Southeast Hospital | Biomed | Biomed | 7/1/19 |  | 7/1/20
NO | NO | [5 empty] | The Anspach Effort, Inc. | SC2000 |  |  | TMC - OR - PEDI OR (2R) | MHHS-TMC |  | Ophthalmic Surgical Unit |  |  |  | TMC |  | TMC - OR - PEDI OR (2R) | [5 empty] | POWER SUPPLIES |  | OPHTHALMICSURGICALUNIT-Anspach Cos-SC2000 | OPHTHALMICSURGICALUNIT | SC2000 |  |  |  | Anspach Cos | Ophthalmic Surgical Unit |  |  | OPHTHALMICSURGICALUNIT-Anspach Cos-SC2000 |  |  |  | Covered PM Repair - Biomedical | MHHS-TMC
NO | YES | [5 empty] | The Baker Co | RI-4 |  |  | SE - RADIOLOGY | [6 empty] | Southeast | Memorial Hermann Southeast Hospital | SE - RADIOLOGY |  |  |  | 4/1/20
NO | NO | [5 empty] | The Baker Company | EDGEGARD EG6252 |  |  | SE - PHARMACY | MHHS-Southeast | [5 empty] | Southeast & Bay Area |  | SE - PHARMACY | [5 empty] | CABINETS, BIOLOGICAL SAFETY, CLASS II |  | .needs class | [5 empty] | Baker Co | [7 empty] | Covered PM Repair - Biomedical | MHHS-Southeast
NO | NO |  |  |  | 069-38172 |  | The Baker Company | EDGEGARD EG4320 |  |  | TMC - PHARMACY - MAIN (JG) | MHHS-TMC |  |  |  | 069-38172 |  | TMC |  | TMC - PHARMACY - MAIN (JG) | [5 empty] | HOODS, CHEMICAL FUME |  | .needs class | [5 empty] | Baker Co | [7 empty] | Covered PM Repair - Biomedical | MHHS-TMC
NO | NO | [5 empty] | The Baker Company | EDGEGARD EG6320 |  |  | SE - PHARMACY | MHHS-Southeast | [5 empty] | Southeast & Bay Area |  | SE - PHARMACY | [5 empty] | CABINETS, BIOLOGICAL SAFETY, CLASS II |  | .needs class | [5 empty] | Baker Co | [7 empty] | Not Covered Vendor Only - Biomedical | MHHS-Southeast
NO | NO |  |  |  | 074-03169 |  | The Baker Company | EG-6252 |  |  | TMC - PHARMACY - MAIN (JG) | MHHS-TMC |  | Hood, Microbiology Safety |  | 074-03169 |  | TMC |  | TMC - PHARMACY - MAIN (JG) | [5 empty] | HOODS, CHEMICAL FUME |  | HOODMICROBIOLOGYSFTY-Baker Co-EG 6252 | HOODMICROBIOLOGYSFTY | EG 6252 |  |  |  | Baker Co | Hood, Microbiology Safety |  |  | HOODMICROBIOLOGYSFTY-Baker Co-EG 6252 |  |  |  | Covered PM Repair - Biomedical | MHHS-TMC
NO | NO | [5 empty] | The Baker Company | EGB-4252 |  |  | TIRR - PHARMACY | MHHS-TIRR | [5 empty] | TMC |  | TIRR - PHARMACY | [5 empty] | CABINETS, BIOLOGICAL SAFETY, CLASS II |  | .needs class | [5 empty] | Baker Co | [7 empty] | Covered PM Repair - Biomedical | MHHS-TIRR
NO | NO |  |  |  | 069-04227 |  | The Baker Company | EGB-4252 |  | E-47247 | TMC - PHARMACY - MAIN (JG) | MHHS-TMC |  |  |  | 069-04227 |  | TMC |  | TMC - PHARMACY - MAIN (JG) | [5 empty] | CABINETS, BIOLOGICAL SAFETY, CLASS II |  | .needs class | [5 empty] | Baker Co | [7 empty] | Covered PM Repair - Biomedical | MHHS-TMC
NO | NO |  |  |  | 069-38177 |  | The Baker Company | EGB-6252 |  | E-41281 | TMC - PHARMACY - MAIN (JG) | MHHS-TMC |  |  |  | 069-38177 |  | TMC |  | TMC - PHARMACY - MAIN (JG) | [5 empty] | CABINETS, BIOLOGICAL SAFETY, CLASS II |  | .needs class | [5 empty] | Baker Co | [7 empty] | Covered PM Repair - Biomedical | MHHS-TMC
NO | NO |  |  |  | 041-20032 |  | The Baker Company | SG603TX |  |  | MEMORIAL CITY - PHARMACY | MHHS-Mem City |  |  |  | 041-20032 |  | West & Memorial City |  | MEMORIAL CITY - PHARMACY | [5 empty] | CABINETS, BIOLOGICAL SAFETY, CLASS II |  | .needs class | [5 empty] | Baker Co | [7 empty] | Not Covered Vendor Only - Biomedical | MHHS-Mem City
NO | YES |  |  |  | 133-06127 | 133-06127 | The Baker Company | STERILGARD III ADVANCE SG403A |  |  | Katy-Laboratory | MHHS-Katy |  |  |  | 133-06127 | 133-06127 | Katy | MHHS-Katy | Katy-Laboratory | Microbiology | 1/1/18 |  |  |  | CABINETS, BIOLOGICAL SAFETY, CLASS II |  | .needs class | [5 empty] | Baker Co |  |  |  |  | 8/1/12 |  |  | Covered PM Repair - Biomedical | MHHS-Katy
NO | YES |  |  |  | 129-03189 | 129-03189 | The Baker Company | STERILGARD III ADVANCE SG403A |  |  | Sugar Land-Laboratory | MHHS-Sugarland |  |  |  | 129-03189 | 129-03189 | Sugar Land | MHHS-Sugarland | Sugar Land-Laboratory | Lavatory | 4/1/19 |  | 4/1/20 |  | CABINETS, BIOLOGICAL SAFETY, CLASS II |  | .needs class | [5 empty] | Baker Co |  |  |  |  | 6/1/16 |  |  | Covered PM Repair - Biomedical | MHHS-Sugarland
NO | YES |  |  |  | 069-15075 | 069-15075 | The Baker Company | STERILGARD III ADVANCE SG403A |  |  | TMC-Laboratory-Microbiology (1R) | MHHS-TMC |  |  |  | 069-15075 | 069-15075 | TMC | MHHS-TMC | TMC-Laboratory-Microbiology (1R) | Lab | 12/1/16 |  |  |  | CABINETS, BIOLOGICAL SAFETY, CLASS II |  | .needs class | [5 empty] | Baker Co |  |  |  |  | 4/12/17 |  |  | Covered PM Repair - Biomedical | MHHS-TMC
NO | NO | [5 empty] | The Baker Company | STERILGARD III ADVANCE SG403A |  |  | SE - PHARMACY | MHHS-Southeast | [5 empty] | Southeast & Bay Area |  | SE - PHARMACY | [5 empty] | CABINETS, BIOLOGICAL SAFETY, CLASS II |  | .needs class | [5 empty] | Baker Co | [7 empty] | Covered PM Repair - Biomedical | MHHS-Southeast
YES | YES |  |  |  | 099-00745 | 099-00745 | The Brewer Co LLC |  |  | BH0098734 | Hyperbaric |  |  |  |  | 099-00745 | 099-00745 | Katy | Hyperbaric | Hyperbaric | Exam 5 | 2/1/20 |  |  | No pm
NO | YES |  |  |  | 099-13391 | 099-13391 | The Brewer Co LLC |  |  |  | SMR - (SE) - LEAGUE CITY CCC |  |  |  |  | 099-13391 | 099-13391 | Southeast | MHHS-Others | SMR - (SE) - LEAGUE CITY CCC | Ultrasound 2
YES | YES |  |  |  | 099-13060 | 099-13060 | The Brewer Co LLC |  |  | EC002430 | SW - LABOR |  |  |  |  | 099-13060 | 099-13060 | Southwest | Memorial Hermann Southwest Hospital | SW - LABOR | OB A4 | [6 empty] | LAMPEXAM-MCKESSON-81-19100
YES | YES | Serial Number Cnf |  |  | 074-06019 | 074-06019 | The Brewer Co LLC | 5000/5001 |  | CNF | MH MG - (WDLS) - OB/GYN (MP3) |  |  |  |  | 074-06019 | 074-06019 | Woodlands | Memorial Hermann Medical Group The Woodlands Obstetrics and Gynecology (#300) | MH MG - (WDLS) - OB/GYN (MP3) | Rm 15 | [5 empty] | Table, Exam | TABLEEXAM-Brewer Co-5000.5001 | [23 empty] | TABLEEXAM | Table, Exam | Brewer Co
YES | YES |  |  |  | 099-08091 | 099-08091 | The Brewer Co LLC | 5000/5001 |  | Eto40149 I?Aoll | Urgent carev |  |  |  |  | 099-08091 | 099-08091 | 4500 washington ave | Memorial herman urgent care | Urgent carev |  | 3/1/20
YES | YES |  |  |  | 142-09482 | 142-09482 | The Brewer Co LLC | ECN 130786 EXAM TABLE |  |  | MH MG - (WDLS) - OB/GYN (MP3) |  |  |  |  | 142-09482 | 142-09482 | Woodlands | Woodlands | MH MG - (WDLS) - OB/GYN (MP3)
YES | YES |  |  |  | 099-10789 | 099-10789 | The Brewer Co LLC | ECO-Series LED (19100) |  |  | SW - NURSERY |  |  |  |  | 099-10789 | 099-10789 | Southwest | Memorial Hermann Southwest Hospital | SW - NURSERY |  |  |  |  | New Add
NO | NO |  |  |  | 583-00868 |  | The Brewer Company |  |  | BH0072520 | KATY REHAB - WOUND CARE | MHHS-Katy Rehab |  | Lamp, Exam |  | 583-00868 |  | Katy |  | KATY REHAB - WOUND CARE | [5 empty] | LIGHTS, EXAMINATION |  | LAMPEXAM-Brewer Co-18100 | LAMPEXAM |  |  |  |  | Brewer Co | Lamp, Exam |  | LAMPEXAM-Brewer Co-18100 |  |  |  |  | Covered PM Repair - Biomedical | MHHS-Katy Rehab
NO | NO |  |  |  | 583-01158 |  | The Brewer Company |  |  | BH0052508 | KATY REHAB - WOUND CARE | MHHS-Katy Rehab |  | Lamp, Exam |  | 583-01158 |  | Katy |  | KATY REHAB - WOUND CARE | [5 empty] | LIGHTS, EXAMINATION |  | LAMPEXAM-Brewer Co-18100 | LAMPEXAM |  |  |  |  | Brewer Co | Lamp, Exam |  | LAMPEXAM-Brewer Co-18100 |  |  |  |  | Covered PM Repair - Biomedical | MHHS-Katy Rehab
NO | NO |  |  |  | 583-01165 |  | The Brewer Company |  |  | BH0071516 | KATY REHAB - WOUND CARE | MHHS-Katy Rehab |  | Lamp, Exam |  | 583-01165 |  | Katy |  | KATY REHAB - WOUND CARE | [5 empty] | LIGHTS, EXAMINATION |  | LAMPEXAM-Brewer Co-18100 | LAMPEXAM |  |  |  |  | Brewer Co | Lamp, Exam |  | LAMPEXAM-Brewer Co-18100 |  |  |  |  | Covered PM Repair - Biomedical | MHHS-Katy Rehab
NO | NO |  |  |  | 583-01166 |  | The Brewer Company |  |  | BH0071517 | KATY REHAB - WOUND CARE | MHHS-Katy Rehab |  | Lamp, Exam |  | 583-01166 |  | Katy |  | KATY REHAB - WOUND CARE | [5 empty] | LIGHTS, EXAMINATION |  | LAMPEXAM-Brewer Co-18100 | LAMPEXAM |  |  |  |  | Brewer Co | Lamp, Exam |  | LAMPEXAM-Brewer Co-18100 |  |  |  |  | Covered PM Repair - Biomedical | MHHS-Katy Rehab
NO | NO |  |  |  | 241-TBD |  | The Brewer Company |  |  | BH0072360 | TIRR - UROLOGY/SPEC PROC (17) | MHHS-TIRR |  | Lamp, Exam |  | 241-TBD |  | TMC |  | TIRR - UROLOGY/SPEC PROC (17) | [5 empty] | LIGHTS, EXAMINATION |  | LAMPEXAM-Brewer Co-18100 | LAMPEXAM |  |  |  |  | Brewer Co | Lamp, Exam |  | LAMPEXAM-Brewer Co-18100 |  |  |  |  | Covered PM Repair - Biomedical | MHHS-TIRR
NO | YES |  |  |  | 009-10879 | 009-10879 | The Brewer Company |  |  | MEC00098 | GH-Wound Care | MHHS-Greater Heights |  |  |  | 009-10879 | 009-10879 | Central | MHHS-Greater Heights | GH-Wound Care | Rm 1 | 1/1/18 |  |  |  | LIGHTS, EXAMINATION | Lamp, Exam | LAMPEXAM-MCKESSON-81-19100 |  |  |  |  | LAMPEXAM-MCKESSON-81-19100 | Brewer Co | [7 empty] | Not Covered Vendor Only - Biomedical | MHHS-Greater Heights | [8 empty] | LAMPEXAM | Lamp, Exam | MCKESSON
NO | YES |  |  |  | 009-10880 | 009-10880 | The Brewer Company |  |  | MEC00093 | GH-Wound Care | MHHS-Greater Heights |  |  |  | 009-10880 | 009-10880 | Central | MHHS-Greater Heights | GH-Wound Care | Wound care rm 2 |  |  |  |  | LIGHTS, EXAMINATION | Lamp, Exam | LAMPEXAM-MCKESSON-81-19100 |  |  |  |  | LAMPEXAM-MCKESSON-81-19100 | Brewer Co |  |  |  |  | 12/25/14 |  |  | Covered PM Repair - Biomedical | MHHS-Greater Heights | [8 empty] | LAMPEXAM | Lamp, Exam | MCKESSON
NO | YES |  |  |  | 009-10882 | 009-10882 | The Brewer Company |  |  | MEC00094 | GH-Wound Care | MHHS-Greater Heights |  |  |  | 009-10882 | 009-10882 | Central | MHHS-Greater Heights | GH-Wound Care | Rm 3 | 1/1/18 |  |  |  | LIGHTS, EXAMINATION | Lamp, Exam | LAMPEXAM-MCKESSON-81-19100 |  |  |  |  | LAMPEXAM-MCKESSON-81-19100 | Brewer Co |  |  |  |  | 12/25/14 |  |  | Covered PM Repair - Biomedical | MHHS-Greater Heights | [8 empty] | LAMPEXAM | Lamp, Exam | MCKESSON
NO | YES | Serial Number MEC00096 |  |  | 009-10884 | 009-10884 | The Brewer Company |  |  | MEC00096 | GH-Wound Care | MHHS-Greater Heights |  |  |  | 009-10884 | 009-10884 | Central | MHHS-Greater Heights | GH-Wound Care | Room 4 |  |  |  |  | LIGHTS, EXAMINATION | Lamp, Exam | LAMPEXAM-MCKESSON-81-19100 |  |  |  |  | LAMPEXAM-MCKESSON-81-19100 | Brewer Co |  |  |  |  | 6/8/15 |  |  | Covered PM Repair - Biomedical | MHHS-Greater Heights | [8 empty] | LAMPEXAM | Lamp, Exam | MCKESSON
NO | YES |  |  |  | 009-10886 | 009-10886 | The Brewer Company |  |  | MEC000100 | GH-Wound Care | MHHS-Greater Heights |  |  |  | 009-10886 | 009-10886 | Central | MHHS-Greater Heights | GH-Wound Care | Room 5 |  |  |  |  | LIGHTS, EXAMINATION | Lamp, Exam | LAMPEXAM-MCKESSON-81-19100 |  |  |  |  | LAMPEXAM-MCKESSON-81-19100 | Brewer Co |  |  |  |  | 5/20/17 |  |  | Covered PM Repair - Biomedical | MHHS-Greater Heights | [8 empty] | LAMPEXAM | Lamp, Exam | MCKESSON
NO | YES | Asset Tag 009-10888 |  |  | 009-10888 | 009-10888 | The Brewer Company |  |  | MEC000108 | GH-Wound Care | MHHS-Greater Heights |  |  |  | 009-10888 | 009-10888 | Central & Greater Heights | MHHS-Greater Heights | GH-Wound Care |  | 1/4/18 |  |  |  | LIGHTS, EXAMINATION | Lamp, Exam | LAMPEXAM-MCKESSON-81-19100 |  |  |  |  | LAMPEXAM-MCKESSON-81-19100 | Brewer Co |  |  |  |  | 12/1/16 | Finished from Script 3/27/2020 12:11:52pm (Central) |  | Covered PM Repair - Biomedical | MHHS-Greater Heights | [8 empty] | LAMPEXAM | Lamp, Exam | MCKESSON
NO | YES |  |  |  | 929-01394 | 929-01394 | The Brewer Company |  |  | EC003697 | MH MG-(CY)-Cypress Multi Specialty | MHHS-MG |  |  |  | 929-01394 | 929-01394 | Northwest | MHHS-MG | MH MG-(CY)-Cypress Multi Specialty | Exam Room 1 |  |  |  |  | LIGHTS, EXAMINATION | Lamp, Exam | LAMPEXAM-MCKESSON-81-19100 |  |  |  |  | LAMPEXAM-MCKESSON-81-19100 | Brewer Co |  |  |  |  | 11/15/20 |  |  | Not Covered Vendor Only - Biomedical | MHHS-MG | [8 empty] | LAMPEXAM | Lamp, Exam | MCKESSON
NO | YES |  |  |  | 929-01395 | 929-01395 | The Brewer Company |  |  | EC003703 | MH MG-(CY)-Cypress Multi Specialty | MHHS-MG |  |  |  | 929-01395 | 929-01395 | Northwest | MHHS-MG | MH MG-(CY)-Cypress Multi Specialty | Multispecialty |  |  |  |  | LIGHTS, EXAMINATION | Lamp, Exam | LAMPEXAM-MCKESSON-81-19100 |  |  |  |  | LAMPEXAM-MCKESSON-81-19100 | Brewer Co |  |  |  |  | 11/23/20 |  |  | Not Covered Vendor Only - Biomedical | MHHS-MG | [8 empty] | LAMPEXAM | Lamp, Exam | MCKESSON
NO | YES |  |  |  | 143-01779 | 143-01779 | The Brewer Company | 5000/5001 |  | ET041882 | MH MG-(CY)-Cypress Multi Specialty | MHHS-MG |  | Table, Exam |  | 143-01779 | 143-01779 | Northwest | MHHS-MG | MH MG-(CY)-Cypress Multi Specialty | [5 empty] | TABLES, EXAMINATION/TREATMENT | Table, Exam | TABLEEXAM-Brewer Co-5000.5001 | TABLEEXAM | 5000/5001 |  |  |  | Brewer Co | Table, Exam |  | TABLEEXAM-Brewer Co-5000.5001 |  | 2/1/14 |  |  | Covered PM Repair - Biomedical | MHHS-MG | [8 empty] | TABLEEXAM | Table, Exam | Brewer Co
NO | YES |  |  |  | 143-01780 | 143-01780 | The Brewer Company | 5000/5001 |  | ET041876 | MH MG-(CY)-Fairfield [Mp1-Ste100] | MHHS-MG |  | Table, Exam |  | 143-01780 | 143-01780 | Northwest | MHHS-MG | MH MG-(CY)-Fairfield [Mp1-Ste100] | [5 empty] | TABLES, EXAMINATION/TREATMENT | Table, Exam | TABLEEXAM-Brewer Co-5000.5001 | TABLEEXAM | 5000/5001 |  |  |  | Brewer Co | Table, Exam |  | TABLEEXAM-Brewer Co-5000.5001 |  | 5/1/17 |  |  | Covered PM Repair - Biomedical | MHHS-MG | [8 empty] | TABLEEXAM | Table, Exam | Brewer Co
NO | YES |  |  |  | 143-01781 | 143-01781 | The Brewer Company | 5000/5001 |  | ET041945 | MH MG-(CY)-Cypress Multi Specialty | MHHS-MG |  | Table, Exam |  | 143-01781 | 143-01781 | Northwest | MHHS-MG | MH MG-(CY)-Cypress Multi Specialty | Exam Room 5 |  |  |  |  | TABLES, EXAMINATION/TREATMENT | Table, Exam | TABLEEXAM-Brewer Co-5000.5001 | TABLEEXAM | 5000/5001 |  |  |  | Brewer Co | Table, Exam |  | TABLEEXAM-Brewer Co-5000.5001 |  | 11/30/17 |  |  | Covered PM Repair - Biomedical | MHHS-MG | [8 empty] | TABLEEXAM | Table, Exam | Brewer Co
NO | YES |  |  |  | 143-01783 | 143-01783 | The Brewer Company | 5000/5001 |  | ET041946 | MH MG-(CY)-Cypress Multi Specialty | MHHS-MG |  | Table, Exam |  | 143-01783 | 143-01783 | Northwest | MHHS-MG | MH MG-(CY)-Cypress Multi Specialty | [5 empty] | TABLES, EXAMINATION/TREATMENT | Table, Exam | TABLEEXAM-Brewer Co-5000.5001 | TABLEEXAM | 5000/5001 |  |  |  | Brewer Co | Table, Exam |  | TABLEEXAM-Brewer Co-5000.5001 |  | 11/30/17 |  |  | Covered PM Repair - Biomedical | MHHS-MG | [8 empty] | TABLEEXAM | Table, Exam | Brewer Co
NO | YES |  |  |  | 143-01784 | 143-01784 | The Brewer Company | 5000/5001 |  | ET041878 | MH MG-(CY)-Cypress Multi Specialty | MHHS-MG |  | Table, Exam |  | 143-01784 | 143-01784 | Northwest | MHHS-MG | MH MG-(CY)-Cypress Multi Specialty | Exam Room 1 |  |  |  |  | TABLES, EXAMINATION/TREATMENT | Table, Exam | TABLEEXAM-Brewer Co-5000.5001 | TABLEEXAM | 5000/5001 |  |  |  | Brewer Co | Table, Exam |  | TABLEEXAM-Brewer Co-5000.5001 |  | 11/30/17 |  |  | Covered PM Repair - Biomedical | MHHS-MG | [8 empty] | TABLEEXAM | Table, Exam | Brewer Co
NO | YES |  |  |  | 143-01785 | 143-01785 | The Brewer Company | 5000/5001 |  | ET041881 | MH MG-(CY)-Cypress Multi Specialty | MHHS-MG |  | Table, Exam |  | 143-01785 | 143-01785 | Northwest | MHHS-MG | MH MG-(CY)-Cypress Multi Specialty | Exam Room 2 |  |  |  |  | TABLES, EXAMINATION/TREATMENT | Table, Exam | TABLEEXAM-Brewer Co-5000.5001 | TABLEEXAM | 5000/5001 |  |  |  | Brewer Co | Table, Exam |  | TABLEEXAM-Brewer Co-5000.5001 |  | 11/30/17 |  |  | Covered PM Repair - Biomedical | MHHS-MG | [8 empty] | TABLEEXAM | Table, Exam | Brewer Co
NO | YES |  |  |  | 143-01787 | 143-01787 | The Brewer Company | 5000/5001 |  | ET041883 | MH MG-(CY)-Cypress Multi Specialty | MHHS-MG |  | Table, Exam |  | 143-01787 | 143-01787 | Northwest | MHHS-MG | MH MG-(CY)-Cypress Multi Specialty | Exam Room 3 |  |  |  |  | TABLES, EXAMINATION/TREATMENT | Table, Exam | TABLEEXAM-Brewer Co-5000.5001 | TABLEEXAM | 5000/5001 |  |  |  | Brewer Co | Table, Exam |  | TABLEEXAM-Brewer Co-5000.5001 |  | 11/30/17 |  |  | Covered PM Repair - Biomedical | MHHS-MG | [8 empty] | TABLEEXAM | Table, Exam | Brewer Co
NO | YES |  |  |  | 143-01790 | 143-01790 | The Brewer Company | 5000/5001 |  | ET041880 | MH MG-(CY)-Cypress Multi Specialty | MHHS-MG |  | Table, Exam |  | 143-01790 | 143-01790 | Northwest | MHHS-MG | MH MG-(CY)-Cypress Multi Specialty | Exam Room 4 |  |  |  |  | TABLES, EXAMINATION/TREATMENT | Table, Exam | TABLEEXAM-Brewer Co-5000.5001 | TABLEEXAM | 5000/5001 |  |  |  | Brewer Co | Table, Exam |  | TABLEEXAM-Brewer Co-5000.5001 |  | 11/30/17 |  |  | Covered PM Repair - Biomedical | MHHS-MG | [8 empty] | TABLEEXAM | Table, Exam | Brewer Co
NO | YES |  |  |  | 143-01796 | 143-01796 | The Brewer Company | 5000/5001 |  | ET041879 | MH MG-(CY)-Cypress Multi Specialty | MHHS-MG |  | Table, Exam |  | 143-01796 | 143-01796 | Northwest | MHHS-MG | MH MG-(CY)-Cypress Multi Specialty | Exam 5 |  |  |  |  | TABLES, EXAMINATION/TREATMENT | Table, Exam | TABLEEXAM-Brewer Co-5000.5001 | TABLEEXAM | 5000/5001 |  |  |  | Brewer Co | Table, Exam |  | TABLEEXAM-Brewer Co-5000.5001 |  | 11/30/17 |  |  | Covered PM Repair - Biomedical | MHHS-MG | [8 empty] | TABLEEXAM | Table, Exam | Brewer Co
NO | YES |  |  |  | 143-01805 | 143-01805 | The Brewer Company | 5000/5001 |  | ET041605 | MH MG-(CY)-Cypress Multi Specialty | MHHS-MG |  | Table, Exam |  | 143-01805 | 143-01805 | Northwest | MHHS-MG | MH MG-(CY)-Cypress Multi Specialty | Exam 1 |  |  |  |  | TABLES, EXAMINATION/TREATMENT | Table, Exam | TABLEEXAM-Brewer Co-5000.5001 | TABLEEXAM | 5000/5001 |  |  |  | Brewer Co | Table, Exam |  | TABLEEXAM-Brewer Co-5000.5001 |  | 11/30/17 |  |  | Covered PM Repair - Biomedical | MHHS-MG | [8 empty] | TABLEEXAM | Table, Exam | Brewer Co
NO | YES |  |  |  | 143-01806 | 143-01806 | The Brewer Company | 5000/5001 |  | ET041601 | MH MG-(CY)-Cypress Multi Specialty | MHHS-MG |  | Table, Exam |  | 143-01806 | 143-01806 | Northwest | MHHS-MG | MH MG-(CY)-Cypress Multi Specialty | Exam 2 |  |  |  |  | TABLES, EXAMINATION/TREATMENT | Table, Exam | TABLEEXAM-Brewer Co-5000.5001 | TABLEEXAM | 5000/5001 |  |  |  | Brewer Co | Table, Exam |  | TABLEEXAM-Brewer Co-5000.5001 |  | 11/30/17 |  |  | Covered PM Repair - Biomedical | MHHS-MG | [8 empty] | TABLEEXAM | Table, Exam | Brewer Co
NO | YES |  |  |  | 143-01807 | 143-01807 | The Brewer Company | 5000/5001 |  | ET041602 | MH MG-(CY)-Cypress Multi Specialty | MHHS-MG |  | Table, Exam |  | 143-01807 | 143-01807 | Northwest | MHHS-MG | MH MG-(CY)-Cypress Multi Specialty | Exam 3 |  |  |  |  | TABLES, EXAMINATION/TREATMENT | Table, Exam | TABLEEXAM-Brewer Co-5000.5001 | TABLEEXAM | 5000/5001 |  |  |  | Brewer Co | Table, Exam |  | TABLEEXAM-Brewer Co-5000.5001 |  | 11/30/17 |  |  | Covered PM Repair - Biomedical | MHHS-MG | [8 empty] | TABLEEXAM | Table, Exam | Brewer Co
NO | YES |  |  |  | 143-01808 | 143-01808 | The Brewer Company | 5000/5001 |  | ET041603 | MH MG-(CY)-Cypress Multi Specialty | MHHS-MG |  | Table, Exam |  | 143-01808 | 143-01808 | Northwest | MHHS-MG | MH MG-(CY)-Cypress Multi Specialty | Exam 4 | 2/1/20 |  |  |  | TABLES, EXAMINATION/TREATMENT | Table, Exam | TABLEEXAM-Brewer Co-5000.5001 | TABLEEXAM | 5000/5001 |  |  |  | Brewer Co | Table, Exam |  | TABLEEXAM-Brewer Co-5000.5001 |  | 11/30/17 |  |  | Covered PM Repair - Biomedical | MHHS-MG | [8 empty] | TABLEEXAM | Table, Exam | Brewer Co
NO | YES |  |  |  | 143-01809 | 143-01809 | The Brewer Company | 5000/5001 |  | ET041606 | MH MG-(CY)-Cypress Multi Specialty | MHHS-MG |  | Table, Exam |  | 143-01809 | 143-01809 | Northwest | MHHS-MG | MH MG-(CY)-Cypress Multi Specialty | Mutispecialty |  |  |  |  | TABLES, EXAMINATION/TREATMENT | Table, Exam | TABLEEXAM-Brewer Co-5000.5001 | TABLEEXAM | 5000/5001 |  |  |  | Brewer Co | Table, Exam |  | TABLEEXAM-Brewer Co-5000.5001 |  | 11/30/17 |  |  | Covered PM Repair - Biomedical | MHHS-MG | [8 empty] | TABLEEXAM | Table, Exam | Brewer Co
NO | YES |  |  |  | 009-10255 | 009-10255 | The Brewer Company | 5000/5001 |  | ET033964 | MH MG-(GH)-Urgent Care-Washington Ave | MHHS-MG |  | Table, Exam |  | 009-10255 | 009-10255 | Central | MHHS-MG | MH MG-(GH)-Urgent Care-Washington Ave | Physian office | 4/1/18 |  |  |  | TABLES, EXAMINATION/TREATMENT | Table, Exam | TABLEEXAM-Brewer Co-5000.5001 | TABLEEXAM | 5000/5001 |  |  |  | Brewer Co | Table, Exam |  | TABLEEXAM-Brewer Co-5000.5001 |  | 11/30/17 |  |  | Covered PM Repair - Biomedical | MHHS-MG | [8 empty] | TABLEEXAM | Table, Exam | Brewer Co
NO | YES |  |  |  | 009-10256 | 009-10256 | The Brewer Company | 5000/5001 |  | ET033960 | MH MG-(GH)-Urgent Care-Washington Ave | MHHS-MG |  | Table, Exam |  | 009-10256 | 009-10256 | Central | MHHS-MG | MH MG-(GH)-Urgent Care-Washington Ave | Physian office | 4/1/18 |  |  |  | TABLES, EXAMINATION/TREATMENT | Table, Exam | TABLEEXAM-Brewer Co-5000.5001 | TABLEEXAM | 5000/5001 |  |  |  | Brewer Co | Table, Exam |  | TABLEEXAM-Brewer Co-5000.5001 |  | 11/30/17 |  |  | Covered PM Repair - Biomedical | MHHS-MG | [8 empty] | TABLEEXAM | Table, Exam | Brewer Co
NO | YES |  |  |  | 009-10257 | 009-10257 | The Brewer Company | 5000/5001 |  | ET033943 | MH MG-(GH)-GH Urology [Mp1-Ste500] | MHHS-MG |  | Table, Exam |  | 009-10257 | 009-10257 | Central | MHHS-MG | MH MG-(GH)-GH Urology [Mp1-Ste500] | Eurology clinic 500 |  |  |  |  | TABLES, EXAMINATION/TREATMENT | Table, Exam | TABLEEXAM-Brewer Co-5000.5001 | TABLEEXAM | 5000/5001 |  |  |  | Brewer Co | Table, Exam |  | TABLEEXAM-Brewer Co-5000.5001 |  | 11/30/17 |  |  | Covered PM Repair - Biomedical | MHHS-MG | [8 empty] | TABLEEXAM | Table, Exam | Brewer Co
NO | YES |  |  |  | 009-10258 | 009-10258 | The Brewer Company | 5000/5001 |  | ET033957 | MH MG-(GH)-GH Urology [Mp1-Ste500] | MHHS-MG |  | Table, Exam |  | 009-10258 | 009-10258 | Central | MHHS-MG | MH MG-(GH)-GH Urology [Mp1-Ste500] | Eurology clinic 500 |  |  |  |  | TABLES, EXAMINATION/TREATMENT | Table, Exam | TABLEEXAM-Brewer Co-5000.5001 | TABLEEXAM | 5000/5001 |  |  |  | Brewer Co | Table, Exam |  | TABLEEXAM-Brewer Co-5000.5001 |  | 11/30/17 |  |  | Covered PM Repair - Biomedical | MHHS-MG | [8 empty] | TABLEEXAM | Table, Exam | Brewer Co
NO | YES |  |  |  | 000-03654 | 000-03654 | The Brewer Company | 5000/5001 |  |  | MH MG-(KY)-Katy [Mp2-Ste400] | MHHS-MG |  | Table, Exam |  | 000-03654 | 000-03654 | Katy | MHHS-MG | MH MG-(KY)-Katy [Mp2-Ste400] | Exam 11 | 7/1/18 |  |  |  | TABLES, EXAMINATION/TREATMENT | Table, Exam | TABLEEXAM-Brewer Co-5000.5001 | TABLEEXAM | 5000/5001 |  |  |  | Brewer Co | Table, Exam |  | TABLEEXAM-Brewer Co-5000.5001 |  | 11/30/17 |  |  | Covered PM Repair - Biomedical | MHHS-MG | [8 empty] | TABLEEXAM | Table, Exam | Brewer Co
NO | YES |  |  |  | 000-03656 | 000-03656 | The Brewer Company | 5000/5001 |  |  | MH MG-(KY)-Katy [Mp2-Ste400] | MHHS-MG |  | Table, Exam |  | 000-03656 | 000-03656 | Katy | MHHS-MG | MH MG-(KY)-Katy [Mp2-Ste400] | Exam 12 | 7/1/18 |  |  |  | TABLES, EXAMINATION/TREATMENT | Table, Exam | TABLEEXAM-Brewer Co-5000.5001 | TABLEEXAM | 5000/5001 |  |  |  | Brewer Co | Table, Exam |  | TABLEEXAM-Brewer Co-5000.5001 |  | 11/30/17 |  |  | Covered PM Repair - Biomedical | MHHS-MG | [8 empty] | TABLEEXAM | Table, Exam | Brewer Co
NO | YES |  |  |  | 000-03659 | 000-03659 | The Brewer Company | 5000/5001 |  |  | MH MG-(KY)-Katy [Mp2-Ste400] | MHHS-MG |  | Table, Exam |  | 000-03659 | 000-03659 | Katy | MHHS-MG | MH MG-(KY)-Katy [Mp2-Ste400] | Exam 13 | 7/1/18 |  |  | One time safety | TABLES, EXAMINATION/TREATMENT | Table, Exam | TABLEEXAM-Brewer Co-5000.5001 | TABLEEXAM | 5000/5001 |  |  |  | Brewer Co | Table, Exam |  | TABLEEXAM-Brewer Co-5000.5001 |  | 9/14/18 |  |  | Covered PM Repair - Biomedical | MHHS-MG | [8 empty] | TABLEEXAM | Table, Exam | Brewer Co
NO | YES |  |  |  | 000-03662 | 000-03662 | The Brewer Company | 5000/5001 |  |  | MH MG-(KY)-Katy [Mp2-Ste400] | MHHS-MG |  | Table, Exam |  | 000-03662 | 000-03662 | Katy | MHHS-MG | MH MG-(KY)-Katy [Mp2-Ste400] | MP2 STE 400 | 7/1/18 |  |  |  | TABLES, EXAMINATION/TREATMENT | Table, Exam | TABLEEXAM-Brewer Co-5000.5001 | TABLEEXAM | 5000/5001 |  |  |  | Brewer Co | Table, Exam |  | TABLEEXAM-Brewer Co-5000.5001 |  |  |  |  | Covered PM Repair - Biomedical | MHHS-MG | [8 empty] | TABLEEXAM | Table, Exam | Brewer Co
NO | YES |  |  |  | 000-03665 | 000-03665 | The Brewer Company | 5000/5001 |  |  | MH MG-(KY)-Katy [Mp2-Ste400] | MHHS-MG |  | Table, Exam |  | 000-03665 | 000-03665 | Katy | MHHS-MG | MH MG-(KY)-Katy [Mp2-Ste400] | Exam 17 | 7/1/18 |  |  |  | TABLES, EXAMINATION/TREATMENT | Table, Exam | TABLEEXAM-Brewer Co-5000.5001 | TABLEEXAM | 5000/5001 |  |  |  | Brewer Co | Table, Exam |  | TABLEEXAM-Brewer Co-5000.5001 |  |  |  |  | Covered PM Repair - Biomedical | MHHS-MG | [8 empty] | TABLEEXAM | Table, Exam | Brewer Co
NO | YES |  |  |  | 000-03739 | 000-03739 | The Brewer Company | 5000/5001 |  |  | MH MG-(KY)-Katy [Mp2-Ste400] | MHHS-MG |  | Table, Exam |  | 000-03739 | 000-03739 | Katy | MHHS-MG | MH MG-(KY)-Katy [Mp2-Ste400] | Ex 2 | 7/1/18 |  |  |  | TABLES, EXAMINATION/TREATMENT | Table, Exam | TABLEEXAM-Brewer Co-5000.5001 | TABLEEXAM | 5000/5001 |  |  |  | Brewer Co | Table, Exam |  | TABLEEXAM-Brewer Co-5000.5001 |  |  |  |  | Covered PM Repair - Biomedical | MHHS-MG | [8 empty] | TABLEEXAM | Table, Exam | Brewer Co
NO | YES |  |  |  | 000-03740 | 000-03740 | The Brewer Company | 5000/5001 |  |  | MH MG-(KY)-Katy [Mp2-Ste400] | MHHS-MG |  | Table, Exam |  | 000-03740 | 000-03740 | Katy | MHHS-MG | MH MG-(KY)-Katy [Mp2-Ste400] | 4th floor | 7/1/18 | 7/1/20 |  |  | TABLES, EXAMINATION/TREATMENT | Table, Exam | TABLEEXAM-Brewer Co-5000.5001 | TABLEEXAM | 5000/5001 |  |  |  | Brewer Co | Table, Exam |  | TABLEEXAM-Brewer Co-5000.5001 |  | 8/1/16 |  |  | Covered PM Repair - Biomedical | MHHS-MG | [8 empty] | TABLEEXAM | Table, Exam | Brewer Co
NO | YES |  |  |  | 000-03742 | 000-03742 | The Brewer Company | 5000/5001 |  |  | MH MG-(KY)-Katy [Mp2-Ste400] | MHHS-MG |  | Table, Exam |  | 000-03742 | 000-03742 | Katy | MHHS-MG | MH MG-(KY)-Katy [Mp2-Ste400] | 4th floor | 7/1/18 | 7/1/20 |  |  | TABLES, EXAMINATION/TREATMENT | Table, Exam | TABLEEXAM-Brewer Co-5000.5001 | TABLEEXAM | 5000/5001 |  |  |  | Brewer Co | Table, Exam |  | TABLEEXAM-Brewer Co-5000.5001 |  |  |  |  | Covered PM Repair - Biomedical | MHHS-MG | [8 empty] | TABLEEXAM | Table, Exam | Brewer Co
NO | YES |  |  |  | 000-03745 | 000-03745 | The Brewer Company | 5000/5001 |  |  | MH MG-(KY)-Katy [Mp2-Ste400] | MHHS-MG |  | Table, Exam |  | 000-03745 | 000-03745 | Katy | MHHS-MG | MH MG-(KY)-Katy [Mp2-Ste400] | Exam 16 | 7/1/18 |  |  |  | TABLES, EXAMINATION/TREATMENT | Table, Exam | TABLEEXAM-Brewer Co-5000.5001 | TABLEEXAM | 5000/5001 |  |  |  | Brewer Co | Table, Exam |  | TABLEEXAM-Brewer Co-5000.5001 |  | 8/1/13 |  |  | Covered PM Repair - Biomedical | MHHS-MG | [8 empty] | TABLEEXAM | Table, Exam | Brewer Co
NO | YES |  |  |  | 000-03951 | 000-03951 | The Brewer Company | 5000/5001 |  |  | MH MG-(KY)-Katy [Mp2-Ste400] | MHHS-MG |  | Table, Exam |  | 000-03951 | 000-03951 | Katy | MHHS-MG | MH MG-(KY)-Katy [Mp2-Ste400] |  | 7/1/18 |  |  |  | TABLES, EXAMINATION/TREATMENT | Table, Exam | TABLEEXAM-Brewer Co-5000.5001 | TABLEEXAM | 5000/5001 |  |  |  | Brewer Co | Table, Exam |  | TABLEEXAM-Brewer Co-5000.5001 |  |  |  |  | Covered PM Repair - Biomedical | MHHS-MG | [8 empty] | TABLEEXAM | Table, Exam | Brewer Co
NO | YES |  |  |  | 000-03954 | 000-03954 | The Brewer Company | 5000/5001 |  |  | MH MG-(KY)-Katy [Mp2-Ste400] | MHHS-MG |  | Table, Exam |  | 000-03954 | 000-03954 | Katy | MHHS-MG | MH MG-(KY)-Katy [Mp2-Ste400] | 4th floor | 7/1/18 | 7/1/20 |  |  | TABLES, EXAMINATION/TREATMENT | Table, Exam | TABLEEXAM-Brewer Co-5000.5001 | TABLEEXAM | 5000/5001 |  |  |  | Brewer Co | Table, Exam |  | TABLEEXAM-Brewer Co-5000.5001 |  |  |  |  | Covered PM Repair - Biomedical | MHHS-MG | [8 empty] | TABLEEXAM | Table, Exam | Brewer Co
NO | YES |  |  |  | 000-03957 | 000-03957 | The Brewer Company | 5000/5001 |  |  | MH MG-(KY)-Katy [Mp2-Ste400] | MHHS-MG |  | Table, Exam |  | 000-03957 | 000-03957 | Katy | MHHS-MG | MH MG-(KY)-Katy [Mp2-Ste400] | Room8 |  |  |  |  | TABLES, EXAMINATION/TREATMENT | Table, Exam | TABLEEXAM-Brewer Co-5000.5001 | TABLEEXAM | 5000/5001 |  |  |  | Brewer Co | Table, Exam |  | TABLEEXAM-Brewer Co-5000.5001 |  | 7/1/12 |  |  | Covered PM Repair - Biomedical | MHHS-MG | [8 empty] | TABLEEXAM | Table, Exam | Brewer Co
NO | YES |  |  |  | 000-05097 | 000-05097 | The Brewer Company | 5000/5001 |  | ET042323 | MH MG-(KY)-Katy Sports Medicine | MHHS-MG |  | Table, Exam |  | 000-05097 | 000-05097 | Katy | MHHS-MG | MH MG-(KY)-Katy Sports Medicine | Sports rehab | 10/1/19 |  |  |  | TABLES, EXAMINATION/TREATMENT | Table, Exam | TABLEEXAM-Brewer Co-5000.5001 | TABLEEXAM | 5000/5001 |  |  |  | Brewer Co | Table, Exam |  | TABLEEXAM-Brewer Co-5000.5001 |  | 5/1/19 |  |  | Covered PM Repair - Biomedical | MHHS-MG | [8 empty] | TABLEEXAM | Table, Exam | Brewer Co
NO | YES |  |  |  | 000-05101 | 000-05101 | The Brewer Company | 5000/5001 |  | ET042320 | MH MG-(KY)-Katy Sports Medicine | MHHS-MG |  | Table, Exam |  | 000-05101 | 000-05101 | Katy | MHHS-MG | MH MG-(KY)-Katy Sports Medicine | Ex 4 |  |  |  |  | TABLES, EXAMINATION/TREATMENT | Table, Exam | TABLEEXAM-Brewer Co-5000.5001 | TABLEEXAM | 5000/5001 |  |  |  | Brewer Co | Table, Exam |  | TABLEEXAM-Brewer Co-5000.5001 |  |  |  |  | Covered PM Repair - Biomedical | MHHS-MG | [8 empty] | TABLEEXAM | Table, Exam | Brewer Co
NO | YES |  |  |  | 000-05103 | 000-05103 | The Brewer Company | 5000/5001 |  | ET042322 | MH MG-(KY)-Katy Sports Medicine | MHHS-MG |  | Table, Exam |  | 000-05103 | 000-05103 | Katy | MHHS-MG | MH MG-(KY)-Katy Sports Medicine | Sports Medicine and Rehabilitation | 10/1/19 | 10/1/20 |  |  | TABLES, EXAMINATION/TREATMENT | Table, Exam | TABLEEXAM-Brewer Co-5000.5001 | TABLEEXAM | 5000/5001 |  |  |  | Brewer Co | Table, Exam |  | TABLEEXAM-Brewer Co-5000.5001 |  |  |  |  | Covered PM Repair - Biomedical | MHHS-MG | [8 empty] | TABLEEXAM | Table, Exam | Brewer Co
NO | YES |  |  |  | 000-05107 | 000-05107 | The Brewer Company | 5000/5001 |  | ET042321 | MH MG-(KY)-Katy Sports Medicine | MHHS-MG |  | Table, Exam |  | 000-05107 | 000-05107 | Katy | MHHS-MG | MH MG-(KY)-Katy Sports Medicine | Ex 1 |  |  |  |  | TABLES, EXAMINATION/TREATMENT | Table, Exam | TABLEEXAM-Brewer Co-5000.5001 | TABLEEXAM | 5000/5001 |  |  |  | Brewer Co | Table, Exam |  | TABLEEXAM-Brewer Co-5000.5001 |  | 8/4/12 |  |  | Covered PM Repair - Biomedical | MHHS-MG | [8 empty] | TABLEEXAM | Table, Exam | Brewer Co
NO | YES |  |  |  | 000-04169 | 000-04169 | The Brewer Company | 5000/5001 |  | ET039112 | MH MG-(KY)-Katy Urology (Mp2) | MHHS-MG |  | Table, Exam |  | 000-04169 | 000-04169 | Katy | MHHS-MG | MH MG-(KY)-Katy Urology (Mp2) | Room 8 | 8/1/18 |  |  |  | TABLES, EXAMINATION/TREATMENT | Table, Exam | TABLEEXAM-Brewer Co-5000.5001 | TABLEEXAM | 5000/5001 |  |  |  | Brewer Co | Table, Exam |  | TABLEEXAM-Brewer Co-5000.5001 |  | 8/2/13 |  |  | Covered PM Repair - Biomedical | MHHS-MG | [8 empty] | TABLEEXAM | Table, Exam | Brewer Co
NO | YES |  |  |  | 000-04170 | 000-04170 | The Brewer Company | 5000/5001 |  | ET039119 | MH MG-(KY)-Katy Urology (Mp2) | MHHS-MG |  | Table, Exam |  | 000-04170 | 000-04170 | Katy | MHHS-MG | MH MG-(KY)-Katy Urology (Mp2) | Room 7 | 8/1/18 |  |  |  | TABLES, EXAMINATION/TREATMENT | Table, Exam | TABLEEXAM-Brewer Co-5000.5001 | TABLEEXAM | 5000/5001 |  |  |  | Brewer Co | Table, Exam |  | TABLEEXAM-Brewer Co-5000.5001 |  | 8/2/12 |  |  | Covered PM Repair - Biomedical | MHHS-MG | [8 empty] | TABLEEXAM | Table, Exam | Brewer Co
NO | YES |  |  |  | 000-04171 | 000-04171 | The Brewer Company | 5000/5001 |  | ET039115 | MH MG-(KY)-Katy Urology (Mp2) | MHHS-MG |  | Table, Exam |  | 000-04171 | 000-04171 | Katy | MHHS-MG | MH MG-(KY)-Katy Urology (Mp2) | Room 6 | 8/1/18 |  |  |  | TABLES, EXAMINATION/TREATMENT | Table, Exam | TABLEEXAM-Brewer Co-5000.5001 | TABLEEXAM | 5000/5001 |  |  |  | Brewer Co | Table, Exam |  | TABLEEXAM-Brewer Co-5000.5001 |  | 2/10/17 |  |  | Covered PM Repair - Biomedical | MHHS-MG | [8 empty] | TABLEEXAM | Table, Exam | Brewer Co
NO | YES |  |  |  | 000-04172 | 000-04172 | The Brewer Company | 5000/5001 |  | ET039126 | MH MG-(KY)-Katy Urology (Mp2) | MHHS-MG |  | Table, Exam |  | 000-04172 | 000-04172 | Katy | MHHS-MG | MH MG-(KY)-Katy Urology (Mp2) | Exam 5 | 7/1/18 |  |  |  | TABLES, EXAMINATION/TREATMENT | Table, Exam | TABLEEXAM-Brewer Co-5000.5001 | TABLEEXAM | 5000/5001 |  |  |  | Brewer Co | Table, Exam |  | TABLEEXAM-Brewer Co-5000.5001 |  | 2/10/17 |  |  | Covered PM Repair - Biomedical | MHHS-MG | [8 empty] | TABLEEXAM | Table, Exam | Brewer Co
NO | YES |  |  |  | 000-04173 | 000-04173 | The Brewer Company | 5000/5001 |  | ET039103 | MH MG-(KY)-Katy Urology (Mp2) | MHHS-MG |  | Table, Exam |  | 000-04173 | 000-04173 | Katy | MHHS-MG | MH MG-(KY)-Katy Urology (Mp2) | Room 4 | 7/1/18 |  |  |  | TABLES, EXAMINATION/TREATMENT | Table, Exam | TABLEEXAM-Brewer Co-5000.5001 | TABLEEXAM | 5000/5001 |  |  |  | Brewer Co | Table, Exam |  | TABLEEXAM-Brewer Co-5000.5001 |  | 2/10/17 |  |  | Covered PM Repair - Biomedical | MHHS-MG | [8 empty] | TABLEEXAM | Table, Exam | Brewer Co
NO | YES |  |  |  | 000-04174 | 000-04174 | The Brewer Company | 5000/5001 |  | ET039109 | MH MG-(KY)-Katy Urology (Mp2) | MHHS-MG |  | Table, Exam |  | 000-04174 | 000-04174 | Katy | MHHS-MG | MH MG-(KY)-Katy Urology (Mp2) | Exam 3 | 7/1/18 |  |  |  | TABLES, EXAMINATION/TREATMENT | Table, Exam | TABLEEXAM-Brewer Co-5000.5001 | TABLEEXAM | 5000/5001 |  |  |  | Brewer Co | Table, Exam |  | TABLEEXAM-Brewer Co-5000.5001 |  | 2/10/17 |  |  | Covered PM Repair - Biomedical | MHHS-MG | [8 empty] | TABLEEXAM | Table, Exam | Brewer Co
NO | YES | Asset Tag 000-04175 |  |  | 000-04175 | 000-04175 | The Brewer Company | 5000/5001 |  | ET039108 | MH MG-(KY)-Katy Urology (Mp2) | MHHS-MG |  | Table, Exam |  | 000-04175 | 000-04175 | Katy | MHHS-MG | MH MG-(KY)-Katy Urology (Mp2) |  | 7/31/18 |  |  |  | TABLES, EXAMINATION/TREATMENT | Table, Exam | TABLEEXAM-Brewer Co-5000.5001 | TABLEEXAM | 5000/5001 |  |  |  | Brewer Co | Table, Exam |  | TABLEEXAM-Brewer Co-5000.5001 |  | 11/2/14 | Finished from Script 3/27/2020 12:11:52pm (Central) |  | Covered PM Repair - Biomedical | MHHS-MG | [8 empty] | TABLEEXAM | Table, Exam | Brewer Co
NO | YES |  |  |  | 000-04176 | 000-04176 | The Brewer Company | 5000/5001 |  | ET039120 | MH MG-(KY)-Katy Urology (Mp2) | MHHS-MG |  | Table, Exam |  | 000-04176 | 000-04176 | Katy | MHHS-MG | MH MG-(KY)-Katy Urology (Mp2) | Room 1 | 7/1/18 |  |  |  | TABLES, EXAMINATION/TREATMENT | Table, Exam | TABLEEXAM-Brewer Co-5000.5001 | TABLEEXAM | 5000/5001 |  |  |  | Brewer Co | Table, Exam |  | TABLEEXAM-Brewer Co-5000.5001 |  | 7/28/16 |  |  | Covered PM Repair - Biomedical | MHHS-MG | [8 empty] | TABLEEXAM | Table, Exam | Brewer Co
NO | YES |  |  |  | 000-04302 | 000-04302 | The Brewer Company | 5000/5001 |  | ET039106 | MH MG-(KY)-Katy Urology (Mp2) | MHHS-MG |  | Table, Exam |  | 000-04302 | 000-04302 | Katy | MHHS-MG | MH MG-(KY)-Katy Urology (Mp2) | Room 9 | 8/1/18 |  |  |  | TABLES, EXAMINATION/TREATMENT | Table, Exam | TABLEEXAM-Brewer Co-5000.5001 | TABLEEXAM | 5000/5001 |  |  |  | Brewer Co | Table, Exam |  | TABLEEXAM-Brewer Co-5000.5001 |  | 7/1/16 |  |  | Covered PM Repair - Biomedical | MHHS-MG | [8 empty] | TABLEEXAM | Table, Exam | Brewer Co
NO | YES |  |  |  | 000-04303 | 000-04303 | The Brewer Company | 5000/5001 |  | ET039121 | MH MG-(KY)-Katy Urology (Mp2) | MHHS-MG |  | Table, Exam |  | 000-04303 | 000-04303 | Katy | MHHS-MG | MH MG-(KY)-Katy Urology (Mp2) | Med room |  |  |  |  | TABLES, EXAMINATION/TREATMENT | Table, Exam | TABLEEXAM-Brewer Co-5000.5001 | TABLEEXAM | 5000/5001 |  |  |  | Brewer Co | Table, Exam |  | TABLEEXAM-Brewer Co-5000.5001 |  | 7/1/16 |  |  | Covered PM Repair - Biomedical | MHHS-MG | [8 empty] | TABLEEXAM | Table, Exam | Brewer Co
NO | YES |  |  |  | 000-04304 | 000-04304 | The Brewer Company | 5000/5001 |  | ET039111 | MH MG-(KY)-Katy Urology (Mp2) | MHHS-MG |  | Table, Exam |  | 000-04304 | 000-04304 | Katy | MHHS-MG | MH MG-(KY)-Katy Urology (Mp2) | Room 11 | 8/1/18 |  |  |  | TABLES, EXAMINATION/TREATMENT | Table, Exam | TABLEEXAM-Brewer Co-5000.5001 | TABLEEXAM | 5000/5001 |  |  |  | Brewer Co | Table, Exam |  | TABLEEXAM-Brewer Co-5000.5001 |  | 7/1/16 |  |  | Covered PM Repair - Biomedical | MHHS-MG | [8 empty] | TABLEEXAM | Table, Exam | Brewer Co
NO | YES |  |  |  | 005-33000 | 005-33000 | The Brewer Company | 5000/5001 |  | ET040870 | MH MG-(SL)-Sugar Land Multi-Specialty (Mp1) | MHHS-MG |  | Table, Exam |  | 005-33000 | 005-33000 | Sugar Land | MHHS-MG | MH MG-(SL)-Sugar Land Multi-Specialty (Mp1) | Procedure 3 | 3/1/19 |  |  |  | TABLES, EXAMINATION/TREATMENT | Table, Exam | TABLEEXAM-Brewer Co-5000.5001 | TABLEEXAM | 5000/5001 |  |  |  | Brewer Co | Table, Exam |  | TABLEEXAM-Brewer Co-5000.5001 |  | 9/2/13 |  |  | Covered PM Repair - Biomedical | MHHS-MG | [8 empty] | TABLEEXAM | Table, Exam | Brewer Co
NO | YES |  |  |  | 005-33001 | 005-33001 | The Brewer Company | 5000/5001 |  | ET040812 | MH MG-(SL)-Sugar Land Multi-Specialty (Mp1) | MHHS-MG |  | Table, Exam |  | 005-33001 | 005-33001 | Sugar Land | MHHS-MG | MH MG-(SL)-Sugar Land Multi-Specialty (Mp1) | Room 25 | 3/1/19 |  |  |  | TABLES, EXAMINATION/TREATMENT | Table, Exam | TABLEEXAM-Brewer Co-5000.5001 | TABLEEXAM | 5000/5001 |  |  |  | Brewer Co | Table, Exam |  | TABLEEXAM-Brewer Co-5000.5001 |  |  |  |  | Covered PM Repair - Biomedical | MHHS-MG | [8 empty] | TABLEEXAM | Table, Exam | Brewer Co
NO | YES |  |  |  | 005-33002 | 005-33002 | The Brewer Company | 5000/5001 |  | ET040865 | MH MG-(SL)-Sugar Land Multi-Specialty (Mp1) | MHHS-MG |  | Table, Exam |  | 005-33002 | 005-33002 | Sugar Land | MHHS-MG | MH MG-(SL)-Sugar Land Multi-Specialty (Mp1) | Room 25 | 3/1/19 |  | 3/1/20 |  | TABLES, EXAMINATION/TREATMENT | Table, Exam | TABLEEXAM-Brewer Co-5000.5001 | TABLEEXAM | 5000/5001 |  |  |  | Brewer Co | Table, Exam |  | TABLEEXAM-Brewer Co-5000.5001 |  |  |  |  | Covered PM Repair - Biomedical | MHHS-MG | [8 empty] | TABLEEXAM | Table, Exam | Brewer Co
NO | YES |  |  |  | 005-33003 | 005-33003 | The Brewer Company | 5000/5001 |  | ET040814 | MH MG-(SL)-Sugar Land Multi-Specialty (Mp1) | MHHS-MG |  | Table, Exam |  | 005-33003 | 005-33003 | Sugar Land | MHHS-MG | MH MG-(SL)-Sugar Land Multi-Specialty (Mp1) | Room 27 | 3/1/19 |  |  |  | TABLES, EXAMINATION/TREATMENT | Table, Exam | TABLEEXAM-Brewer Co-5000.5001 | TABLEEXAM | 5000/5001 |  |  |  | Brewer Co | Table, Exam |  | TABLEEXAM-Brewer Co-5000.5001 |  |  |  |  | Covered PM Repair - Biomedical | MHHS-MG | [8 empty] | TABLEEXAM | Table, Exam | Brewer Co
NO | YES |  |  |  | 005-33004 | 005-33004 | The Brewer Company | 5000/5001 |  | ET040866 | MH MG-(SL)-Sugar Land Multi-Specialty (Mp1) | MHHS-MG |  | Table, Exam |  | 005-33004 | 005-33004 | Sugar Land | MHHS-MG | MH MG-(SL)-Sugar Land Multi-Specialty (Mp1) | Room 29 | 3/1/19 |  |  |  | TABLES, EXAMINATION/TREATMENT | Table, Exam | TABLEEXAM-Brewer Co-5000.5001 | TABLEEXAM | 5000/5001 |  |  |  | Brewer Co | Table, Exam |  | TABLEEXAM-Brewer Co-5000.5001 |  |  |  |  | Covered PM Repair - Biomedical | MHHS-MG | [8 empty] | TABLEEXAM | Table, Exam | Brewer Co
NO | YES |  |  |  | 005-33005 | 005-33005 | The Brewer Company | 5000/5001 |  | ET040869 | MH MG-(SL)-Sugar Land Multi-Specialty (Mp1) | MHHS-MG |  | Table, Exam |  | 005-33005 | 005-33005 | Sugar Land | MHHS-MG | MH MG-(SL)-Sugar Land Multi-Specialty (Mp1) | Exam 29 | 3/1/19 |  |  |  | TABLES, EXAMINATION/TREATMENT | Table, Exam | TABLEEXAM-Brewer Co-5000.5001 | TABLEEXAM | 5000/5001 |  |  |  | Brewer Co | Table, Exam |  | TABLEEXAM-Brewer Co-5000.5001 |  |  |  |  | Covered PM Repair - Biomedical | MHHS-MG | [8 empty] | TABLEEXAM | Table, Exam | Brewer Co
NO | YES |  |  |  | 005-33006 | 005-33006 | The Brewer Company | 5000/5001 |  | ET040811 | MH MG-(SL)-Sugar Land Multi-Specialty (Mp1) | MHHS-MG |  | Table, Exam |  | 005-33006 | 005-33006 | Sugar Land | MHHS-MG | MH MG-(SL)-Sugar Land Multi-Specialty (Mp1) | Room 32 | 3/1/19 |  |  |  | TABLES, EXAMINATION/TREATMENT | Table, Exam | TABLEEXAM-Brewer Co-5000.5001 | TABLEEXAM | 5000/5001 |  |  |  | Brewer Co | Table, Exam |  | TABLEEXAM-Brewer Co-5000.5001 |  |  |  |  | Covered PM Repair - Biomedical | MHHS-MG | [8 empty] | TABLEEXAM | Table, Exam | Brewer Co
NO | YES |  |  |  | 005-33007 | 005-33007 | The Brewer Company | 5000/5001 |  | ET040864 | MH MG-(SL)-Sugar Land Multi-Specialty (Mp1) | MHHS-MG |  | Table, Exam |  | 005-33007 | 005-33007 | Sugar Land | MHHS-MG | MH MG-(SL)-Sugar Land Multi-Specialty (Mp1) | Room 33 | 3/1/19 |  |  |  | TABLES, EXAMINATION/TREATMENT | Table, Exam | TABLEEXAM-Brewer Co-5000.5001 | TABLEEXAM | 5000/5001 |  |  |  | Brewer Co | Table, Exam |  | TABLEEXAM-Brewer Co-5000.5001 |  | 6/29/12 |  |  | Covered PM Repair - Biomedical | MHHS-MG | [8 empty] | TABLEEXAM | Table, Exam | Brewer Co
NO | YES |  |  |  | 005-33008 | 005-33008 | The Brewer Company | 5000/5001 |  | ET040901 | MH MG-(SL)-Sugar Land Multi-Specialty (Mp1) | MHHS-MG |  | Table, Exam |  | 005-33008 | 005-33008 | Sugar Land | MHHS-MG | MH MG-(SL)-Sugar Land Multi-Specialty (Mp1) | Room 34 | 3/1/19 |  |  |  | TABLES, EXAMINATION/TREATMENT | Table, Exam | TABLEEXAM-Brewer Co-5000.5001 | TABLEEXAM | 5000/5001 |  |  |  | Brewer Co | Table, Exam |  | TABLEEXAM-Brewer Co-5000.5001 |  | 10/1/16 |  |  | Covered PM Repair - Biomedical | MHHS-MG | [8 empty] | TABLEEXAM | Table, Exam | Brewer Co
NO | YES |  |  |  | 129-31247 | 129-31247 | The Brewer Company | 5000/5001 |  | ET040874 | MH MG-(SL)-Sugar Land Multi-Specialty (Mp1) | MHHS-MG |  | Table, Exam |  | 129-31247 | 129-31247 | Sugar Land | MHHS-MG | MH MG-(SL)-Sugar Land Multi-Specialty (Mp1) | Room 21 | 3/1/19 |  |  |  | TABLES, EXAMINATION/TREATMENT | Table, Exam | TABLEEXAM-Brewer Co-5000.5001 | TABLEEXAM | 5000/5001 |  |  |  | Brewer Co | Table, Exam |  | TABLEEXAM-Brewer Co-5000.5001 |  | 10/1/16 |  |  | Covered PM Repair - Biomedical | MHHS-MG | [8 empty] | TABLEEXAM | Table, Exam | Brewer Co
NO | YES |  |  |  | 129-31248 | 129-31248 | The Brewer Company | 5000/5001 |  | ET040817 | MH MG-(SL)-Sugar Land Multi-Specialty (Mp1) | MHHS-MG |  | Table, Exam |  | 129-31248 | 129-31248 | Sugar Land | MHHS-MG | MH MG-(SL)-Sugar Land Multi-Specialty (Mp1) | Room 22 | 3/1/19 |  |  |  | TABLES, EXAMINATION/TREATMENT | Table, Exam | TABLEEXAM-Brewer Co-5000.5001 | TABLEEXAM | 5000/5001 |  |  |  | Brewer Co | Table, Exam |  | TABLEEXAM-Brewer Co-5000.5001 |  | 10/1/16 |  |  | Covered PM Repair - Biomedical | MHHS-MG | [8 empty] | TABLEEXAM | Table, Exam | Brewer Co
NO | YES |  |  |  | 129-31249 | 129-31249 | The Brewer Company | 5000/5001 |  | ET040868 | MH MG-(SL)-Sugar Land Multi-Specialty (Mp1) | MHHS-MG |  | Table, Exam |  | 129-31249 | 129-31249 | Sugar Land | MHHS-MG | MH MG-(SL)-Sugar Land Multi-Specialty (Mp1) | Room 23 | 3/1/19 |  |  |  | TABLES, EXAMINATION/TREATMENT | Table, Exam | TABLEEXAM-Brewer Co-5000.5001 | TABLEEXAM | 5000/5001 |  |  |  | Brewer Co | Table, Exam |  | TABLEEXAM-Brewer Co-5000.5001 |  | 3/1/17 |  |  | Covered PM Repair - Biomedical | MHHS-MG | [8 empty] | TABLEEXAM | Table, Exam | Brewer Co
NO | YES |  |  |  | 929-01576 | 929-01576 | The Brewer Company | 5000/5001 |  | ET042699 | MH MG-(TMC)-Urgent Care-West University | MHHS-MG |  | Table, Exam |  | 929-01576 | 929-01576 | TMC | MHHS-MG | MH MG-(TMC)-Urgent Care-West University | Exam rm 4 |  |  |  |  | TABLES, EXAMINATION/TREATMENT | Table, Exam | TABLEEXAM-Brewer Co-5000.5001 | TABLEEXAM | 5000/5001 |  |  |  | Brewer Co | Table, Exam |  | TABLEEXAM-Brewer Co-5000.5001 |  | 3/1/17 |  |  | Covered PM Repair - Biomedical | MHHS-MG | [8 empty] | TABLEEXAM | Table, Exam | Brewer Co
NO | YES |  |  |  | 929-01577 | 929-01577 | The Brewer Company | 5000/5001 |  | ET042695 | MH MG-(TMC)-Urgent Care-West University | MHHS-MG |  | Table, Exam |  | 929-01577 | 929-01577 | TMC | MHHS-MG | MH MG-(TMC)-Urgent Care-West University | Ped room 3 |  |  |  | No pm required | TABLES, EXAMINATION/TREATMENT | Table, Exam | TABLEEXAM-Brewer Co-5000.5001 | TABLEEXAM | 5000/5001 |  |  |  | Brewer Co | Table, Exam |  | TABLEEXAM-Brewer Co-5000.5001 |  | 3/18/17 |  |  | Covered PM Repair - Biomedical | MHHS-MG | [8 empty] | TABLEEXAM | Table, Exam | Brewer Co
NO | YES |  |  |  | 929-01578 | 929-01578 | The Brewer Company | 5000/5001 |  | ET042696 | MH MG-(TMC)-Urgent Care-West University | MHHS-MG |  | Table, Exam |  | 929-01578 | 929-01578 | TMC | MHHS-MG | MH MG-(TMC)-Urgent Care-West University | Ped room 2 |  |  |  | No pm required | TABLES, EXAMINATION/TREATMENT | Table, Exam | TABLEEXAM-Brewer Co-5000.5001 | TABLEEXAM | 5000/5001 |  |  |  | Brewer Co | Table, Exam |  | TABLEEXAM-Brewer Co-5000.5001 |  | 3/1/17 |  |  | Covered PM Repair - Biomedical | MHHS-MG | [8 empty] | TABLEEXAM | Table, Exam | Brewer Co
NO | YES |  |  |  | 929-01579 | 929-01579 | The Brewer Company | 5000/5001 |  | ET04267 | MH MG-(TMC)-Urgent Care-West University | MHHS-MG |  | Table, Exam |  | 929-01579 | 929-01579 | TMC | MHHS-MG | MH MG-(TMC)-Urgent Care-West University | Ped room 2 |  |  |  | No pm required | TABLES, EXAMINATION/TREATMENT | Table, Exam | TABLEEXAM-Brewer Co-5000.5001 | TABLEEXAM | 5000/5001 |  |  |  | Brewer Co | Table, Exam |  | TABLEEXAM-Brewer Co-5000.5001 |  | 7/16/20 |  |  | Covered PM Repair - Biomedical | MHHS-MG | [8 empty] | TABLEEXAM | Table, Exam | Brewer Co
NO | YES |  |  |  | 000-03763 | 000-03763 | The Brewer Company | 5000/5001 |  | ET037960 | MH MG-(WDLS)-Ob/Gyn (Mp3) | MHHS-MG |  | Table, Exam |  | 000-03763 | 000-03763 | Woodlands | MHHS-MG | MH MG-(WDLS)-Ob/Gyn (Mp3) | OBGYN | 10/1/18 |  |  |  | TABLES, EXAMINATION/TREATMENT | Table, Exam | TABLEEXAM-Brewer Co-5000.5001 | TABLEEXAM | 5000/5001 |  |  |  | Brewer Co | Table, Exam |  | TABLEEXAM-Brewer Co-5000.5001 |  | 1/4/18 |  |  | Covered PM Repair - Biomedical | MHHS-MG | [8 empty] | TABLEEXAM | Table, Exam | Brewer Co
NO | YES |  |  |  | 000-03764 | 000-03764 | The Brewer Company | 5000/5001 |  | ET037963 | MH MG-(WDLS)-Ob/Gyn (Mp3) | MHHS-MG |  | Table, Exam |  | 000-03764 | 000-03764 | Woodlands | MHHS-MG | MH MG-(WDLS)-Ob/Gyn (Mp3) | OB/GYN MP3 | 10/1/18 |  |  |  | TABLES, EXAMINATION/TREATMENT | Table, Exam | TABLEEXAM-Brewer Co-5000.5001 | TABLEEXAM | 5000/5001 |  |  |  | Brewer Co | Table, Exam |  | TABLEEXAM-Brewer Co-5000.5001 |  |  |  |  | Covered PM Repair - Biomedical | MHHS-MG | [8 empty] | TABLEEXAM | Table, Exam | Brewer Co
NO | YES |  |  |  | 000-03765 | 000-03765 | The Brewer Company | 5000/5001 |  | ET039476 | MH MG-(WDLS)-Ob/Gyn (Mp3) | MHHS-MG |  | Table, Exam |  | 000-03765 | 000-03765 | Woodlands | MHHS-MG | MH MG-(WDLS)-Ob/Gyn (Mp3) | OB | 10/1/18 |  |  |  | TABLES, EXAMINATION/TREATMENT | Table, Exam | TABLEEXAM-Brewer Co-5000.5001 | TABLEEXAM | 5000/5001 |  |  |  | Brewer Co | Table, Exam |  | TABLEEXAM-Brewer Co-5000.5001 |  |  |  |  | Covered PM Repair - Biomedical | MHHS-MG | [8 empty] | TABLEEXAM | Table, Exam | Brewer Co
NO | YES |  |  |  | 000-03766 | 000-03766 | The Brewer Company | 5000/5001 |  | ET039475 | MH MG-(WDLS)-Ob/Gyn (Mp3) | MHHS-MG |  | Table, Exam |  | 000-03766 | 000-03766 | Woodlands | MHHS-MG | MH MG-(WDLS)-Ob/Gyn (Mp3) |  | 10/1/18 |  |  |  | TABLES, EXAMINATION/TREATMENT | Table, Exam | TABLEEXAM-Brewer Co-5000.5001 | TABLEEXAM | 5000/5001 |  |  |  | Brewer Co | Table, Exam |  | TABLEEXAM-Brewer Co-5000.5001 |  |  |  |  | Covered PM Repair - Biomedical | MHHS-MG | [8 empty] | TABLEEXAM | Table, Exam | Brewer Co
NO | YES |  |  |  | 000-03767 | 000-03767 | The Brewer Company | 5000/5001 |  | ET039113 | MH MG-(WDLS)-Ob/Gyn (Mp3) | MHHS-MG |  | Table, Exam |  | 000-03767 | 000-03767 | Woodlands | MHHS-MG | MH MG-(WDLS)-Ob/Gyn (Mp3) | Exam room 4 |  |  |  | No p.m. | TABLES, EXAMINATION/TREATMENT | Table, Exam | TABLEEXAM-Brewer Co-5000.5001 | TABLEEXAM | 5000/5001 |  |  |  | Brewer Co | Table, Exam |  | TABLEEXAM-Brewer Co-5000.5001 |  |  |  |  | Covered PM Repair - Biomedical | MHHS-MG | [8 empty] | TABLEEXAM | Table, Exam | Brewer Co
NO | YES |  |  |  | 000-03768 | 000-03768 | The Brewer Company | 5000/5001 |  | ET039138 | MH MG-(WDLS)-Ob/Gyn (Mp3) | MHHS-MG |  | Table, Exam |  | 000-03768 | 000-03768 | Woodlands | MHHS-MG | MH MG-(WDLS)-Ob/Gyn (Mp3) | Exam room 3 |  |  | 3/1/20 | No p.m. | TABLES, EXAMINATION/TREATMENT | Table, Exam | TABLEEXAM-Brewer Co-5000.5001 | TABLEEXAM | 5000/5001 |  |  |  | Brewer Co | Table, Exam |  | TABLEEXAM-Brewer Co-5000.5001 |  | 3/1/21 |  |  | Not Covered Vendor Only - Biomedical | MHHS-MG | [8 empty] | TABLEEXAM | Table, Exam | Brewer Co
NO | YES |  |  |  | 000-03769 | 000-03769 | The Brewer Company | 5000/5001 |  | ET039110 | MH MG-(WDLS)-Ob/Gyn (Mp3) | MHHS-MG |  | Table, Exam |  | 000-03769 | 000-03769 | Woodlands | MHHS-MG | MH MG-(WDLS)-Ob/Gyn (Mp3) | Exam Room 7 | 10/1/18 |  |  | ?AuOne time inspection?Au sticker | TABLES, EXAMINATION/TREATMENT | Table, Exam | TABLEEXAM-Brewer Co-5000.5001 | TABLEEXAM | 5000/5001 |  |  |  | Brewer Co | Table, Exam |  | TABLEEXAM-Brewer Co-5000.5001 |  |  |  |  | Covered PM Repair - Radiology, Low End | MHHS-MG | [8 empty] | TABLEEXAM | Table, Exam | Brewer Co
NO | YES |  |  |  | 000-03771 | 000-03771 | The Brewer Company | 5000/5001 |  | ET039107 | MH MG-(WDLS)-Ob/Gyn (Mp3) | MHHS-MG |  | Table, Exam |  | 000-03771 | 000-03771 | Woodlands | MHHS-MG | MH MG-(WDLS)-Ob/Gyn (Mp3) | OB | 10/1/18 |  |  |  | TABLES, EXAMINATION/TREATMENT | Table, Exam | TABLEEXAM-Brewer Co-5000.5001 | TABLEEXAM | 5000/5001 |  |  |  | Brewer Co | Table, Exam |  | TABLEEXAM-Brewer Co-5000.5001 |  | 5/1/19 |  |  | Covered PM Repair - Radiology, Low End | MHHS-MG | [8 empty] | TABLEEXAM | Table, Exam | Brewer Co
NO | YES |  |  |  | 000-03773 | 000-03773 | The Brewer Company | 5000/5001 |  | ET039136 | MH MG-(WDLS)-Ob/Gyn (Mp3) | MHHS-MG |  | Table, Exam |  | 000-03773 | 000-03773 | Woodlands | MHHS-MG | MH MG-(WDLS)-Ob/Gyn (Mp3) | OB | 10/1/18 |  |  |  | TABLES, EXAMINATION/TREATMENT | Table, Exam | TABLEEXAM-Brewer Co-5000.5001 | TABLEEXAM | 5000/5001 |  |  |  | Brewer Co | Table, Exam |  | TABLEEXAM-Brewer Co-5000.5001 |  |  |  |  | Covered PM Repair - Biomedical | MHHS-MG | [8 empty] | TABLEEXAM | Table, Exam | Brewer Co
NO | YES |  |  |  | 000-03671 | 000-03671 | The Brewer Company | 5000/5001 |  | ET037436 | MH MG-(WDLS)-Urgent Care-Benders Landing | MHHS-MG |  | Table, Exam |  | 000-03671 | 000-03671 | Woodlands | MHHS-MG | MH MG-(WDLS)-Urgent Care-Benders Landing | Room 3 | 12/1/17 |  |  |  | TABLES, EXAMINATION/TREATMENT | Table, Exam | TABLEEXAM-Brewer Co-5000.5001 | TABLEEXAM | 5000/5001 |  |  |  | Brewer Co | Table, Exam |  | TABLEEXAM-Brewer Co-5000.5001 |  | 6/27/14 |  |  | Covered PM Repair - Biomedical | MHHS-MG | [8 empty] | TABLEEXAM | Table, Exam | Brewer Co
NO | NO |  |  |  | 143-01800 |  | The Brewer Company | 5000/5001 |  | ET041877 | MH MG - (CY) - CYPRESS MULTI SPECIALTY | MHHS-MG |  | Table, Exam |  | 143-01800 |  | Northwest & Cypress |  | MH MG - (CY) - CYPRESS MULTI SPECIALTY | [5 empty] | TABLES, EXAMINATION/TREATMENT |  | TABLEEXAM-Brewer Co-5000.5001 | TABLEEXAM | 5000/5001 |  |  |  | Brewer Co | Table, Exam |  | TABLEEXAM-Brewer Co-5000.5001 |  |  |  |  | Covered PM Repair - Biomedical | MHHS-MG
NO | NO |  |  |  | 143-01810 |  | The Brewer Company | 5000/5001 |  | ET041604 | MH MG - (CY) - CYPRESS MULTI SPECIALTY | MHHS-MG |  | Table, Exam |  | 143-01810 |  | Northwest & Cypress |  | MH MG - (CY) - CYPRESS MULTI SPECIALTY | [5 empty] | TABLES, EXAMINATION/TREATMENT |  | TABLEEXAM-Brewer Co-5000.5001 | TABLEEXAM | 5000/5001 |  |  |  | Brewer Co | Table, Exam |  | TABLEEXAM-Brewer Co-5000.5001 |  |  |  |  | Covered PM Repair - Biomedical | MHHS-MG
NO | NO |  |  |  | 000-03741 |  | The Brewer Company | 5000/5001 |  |  | MH MG - (KY) - KATY [MP2-STE400] | MHHS-MG |  | Table, Exam |  | 000-03741 |  | Katy |  | MH MG - (KY) - KATY [MP2-STE400] | [5 empty] | TABLES, EXAMINATION/TREATMENT |  | TABLEEXAM-Brewer Co-5000.5001 | TABLEEXAM | 5000/5001 |  |  |  | Brewer Co | Table, Exam |  | TABLEEXAM-Brewer Co-5000.5001 |  |  |  |  | Covered PM Repair - Biomedical | MHHS-MG
NO | NO |  |  |  | 000-03747 |  | The Brewer Company | 5000/5001 |  |  | MH MG - (KY) - KATY [MP2-STE400] | MHHS-MG |  | Table, Exam |  | 000-03747 |  | Katy |  | MH MG - (KY) - KATY [MP2-STE400] | [5 empty] | TABLES, EXAMINATION/TREATMENT |  | TABLEEXAM-Brewer Co-5000.5001 | TABLEEXAM | 5000/5001 |  |  |  | Brewer Co | Table, Exam |  | TABLEEXAM-Brewer Co-5000.5001 |  |  |  |  | Covered PM Repair - Biomedical | MHHS-MG
NO | NO |  |  |  | 000-05106 |  | The Brewer Company | 5000/5001 |  | ET042324 | MH MG - (KY) - KATY SPORTS MEDICINE | MHHS-MG |  | Table, Exam |  | 000-05106 |  | Katy |  | MH MG - (KY) - KATY SPORTS MEDICINE | [5 empty] | TABLES, EXAMINATION/TREATMENT |  | TABLEEXAM-Brewer Co-5000.5001 | TABLEEXAM | 5000/5001 |  |  |  | Brewer Co | Table, Exam |  | TABLEEXAM-Brewer Co-5000.5001 |  |  |  |  | Covered PM Repair - Biomedical | MHHS-MG
NO | NO |  |  |  | 000-04305 |  | The Brewer Company | 5000/5001 |  | ET039102 | MH MG - (KY) - KATY UROLOGY (MP2) | MHHS-MG |  | Table, Exam |  | 000-04305 |  | Katy |  | MH MG - (KY) - KATY UROLOGY (MP2) | [5 empty] | TABLES, EXAMINATION/TREATMENT |  | TABLEEXAM-Brewer Co-5000.5001 | TABLEEXAM | 5000/5001 |  |  |  | Brewer Co | Table, Exam |  | TABLEEXAM-Brewer Co-5000.5001 |  |  |  |  | Covered PM Repair - Biomedical | MHHS-MG
NO | NO |  |  |  | 000-02649 |  | The Brewer Company | 5000/5001 |  | ET039801 | MH MG - (SE) - UROLOGY ASSOCIATES - SOUTHEAST | MHHS-MG |  | Table, Exam |  | 000-02649 |  | Southeast & Bay Area |  | MH MG - (SE) - UROLOGY ASSOCIATES - SOUTHEAST | [5 empty] | TABLES, EXAMINATION/TREATMENT |  | TABLEEXAM-Brewer Co-5000.5001 | TABLEEXAM | 5000/5001 |  |  |  | Brewer Co | Table, Exam |  | TABLEEXAM-Brewer Co-5000.5001 |  |  |  |  | Covered PM Repair - Biomedical | MHHS-MG
NO | NO |  |  |  | 000-02653 |  | The Brewer Company | 5000/5001 |  | ET039798 | MH MG - (SE) - UROLOGY ASSOCIATES - SOUTHEAST | MHHS-MG |  | Table, Exam |  | 000-02653 |  | Southeast & Bay Area |  | MH MG - (SE) - UROLOGY ASSOCIATES - SOUTHEAST | [5 empty] | TABLES, EXAMINATION/TREATMENT |  | TABLEEXAM-Brewer Co-5000.5001 | TABLEEXAM | 5000/5001 |  |  |  | Brewer Co | Table, Exam |  | TABLEEXAM-Brewer Co-5000.5001 |  |  |  |  | Covered PM Repair - Biomedical | MHHS-MG
NO | NO |  |  |  | 005-09739 |  | The Brewer Company | 5000/5001 |  |  | MH MG - (SE) - UROLOGY ASSOCIATES - SOUTHEAST | MHHS-MG |  | Table, Exam |  | 005-09739 |  | Southeast & Bay Area |  | MH MG - (SE) - UROLOGY ASSOCIATES - SOUTHEAST | [5 empty] | TABLES, EXAMINATION/TREATMENT |  | TABLEEXAM-Brewer Co-5000.5001 | TABLEEXAM | 5000/5001 |  |  |  | Brewer Co | Table, Exam |  | TABLEEXAM-Brewer Co-5000.5001 |  |  |  |  | Covered PM Repair - Biomedical | MHHS-MG
NO | NO |  |  |  | 005-09741 |  | The Brewer Company | 5000/5001 |  | ET025798 | MH MG - (SE) - UROLOGY ASSOCIATES - SOUTHEAST | MHHS-MG |  | Table, Exam |  | 005-09741 |  | Southeast & Bay Area |  | MH MG - (SE) - UROLOGY ASSOCIATES - SOUTHEAST | [5 empty] | TABLES, EXAMINATION/TREATMENT |  | TABLEEXAM-Brewer Co-5000.5001 | TABLEEXAM | 5000/5001 |  |  |  | Brewer Co | Table, Exam |  | TABLEEXAM-Brewer Co-5000.5001 |  |  |  |  | Covered PM Repair - Biomedical | MHHS-MG
NO | NO |  |  |  | 000-04194 |  | The Brewer Company | 5000/5001 |  | ET039797 | MH MG - (SE) - UROLOGY ASSOCIATES - WEBSTER | MHHS-MG |  | Table, Exam |  | 000-04194 |  | Southeast & Bay Area |  | MH MG - (SE) - UROLOGY ASSOCIATES - WEBSTER | [5 empty] | TABLES, EXAMINATION/TREATMENT |  | TABLEEXAM-Brewer Co-5000.5001 | TABLEEXAM | 5000/5001 |  |  |  | Brewer Co | Table, Exam |  | TABLEEXAM-Brewer Co-5000.5001 |  |  |  |  | Covered PM Repair - Biomedical | MHHS-MG
NO | NO |  |  |  | 000-04195 |  | The Brewer Company | 5000/5001 |  | ET039716 | MH MG - (SE) - UROLOGY ASSOCIATES - WEBSTER | MHHS-MG |  | Table, Exam |  | 000-04195 |  | Southeast & Bay Area |  | MH MG - (SE) - UROLOGY ASSOCIATES - WEBSTER | [5 empty] | TABLES, EXAMINATION/TREATMENT |  | TABLEEXAM-Brewer Co-5000.5001 | TABLEEXAM | 5000/5001 |  |  |  | Brewer Co | Table, Exam |  | TABLEEXAM-Brewer Co-5000.5001 |  |  |  |  | Covered PM Repair - Biomedical | MHHS-MG
NO | NO |  |  |  | 000-04196 |  | The Brewer Company | 5000/5001 |  | ET039799 | MH MG - (SE) - UROLOGY ASSOCIATES - WEBSTER | MHHS-MG |  | Table, Exam |  | 000-04196 |  | Southeast & Bay Area |  | MH MG - (SE) - UROLOGY ASSOCIATES - WEBSTER | [5 empty] | TABLES, EXAMINATION/TREATMENT |  | TABLEEXAM-Brewer Co-5000.5001 | TABLEEXAM | 5000/5001 |  |  |  | Brewer Co | Table, Exam |  | TABLEEXAM-Brewer Co-5000.5001 |  |  |  |  | Covered PM Repair - Biomedical | MHHS-MG
NO | NO |  |  |  | 000-04205 |  | The Brewer Company | 5000/5001 |  | ET039800 | MH MG - (SE) - UROLOGY ASSOCIATES - WEBSTER | MHHS-MG |  | Table, Exam |  | 000-04205 |  | Southeast & Bay Area |  | MH MG - (SE) - UROLOGY ASSOCIATES - WEBSTER | [5 empty] | TABLES, EXAMINATION/TREATMENT |  | TABLEEXAM-Brewer Co-5000.5001 | TABLEEXAM | 5000/5001 |  |  |  | Brewer Co | Table, Exam |  | TABLEEXAM-Brewer Co-5000.5001 |  |  |  |  | Covered PM Repair - Biomedical | MHHS-MG
NO | NO |  |  |  | 000-03732 |  | The Brewer Company | 5000/5001 |  |  | MH MG - (WDLS) - BENDERS LANDING | MHHS-MG |  | Table, Exam |  | 000-03732 |  | Woodlands |  | MH MG - (WDLS) - BENDERS LANDING | [5 empty] | TABLES, EXAMINATION/TREATMENT |  | TABLEEXAM-Brewer Co-5000.5001 | TABLEEXAM | 5000/5001 |  |  |  | Brewer Co | Table, Exam |  | TABLEEXAM-Brewer Co-5000.5001 |  |  |  |  | Covered PM Repair - Biomedical | MHHS-MG
NO | NO |  |  |  | 000-03733 |  | The Brewer Company | 5000/5001 |  |  | MH MG - (WDLS) - BENDERS LANDING | MHHS-MG |  | Table, Exam |  | 000-03733 |  | Woodlands |  | MH MG - (WDLS) - BENDERS LANDING | [5 empty] | TABLES, EXAMINATION/TREATMENT |  | TABLEEXAM-Brewer Co-5000.5001 | TABLEEXAM | 5000/5001 |  |  |  | Brewer Co | Table, Exam |  | TABLEEXAM-Brewer Co-5000.5001 |  |  |  |  | Covered PM Repair - Biomedical | MHHS-MG
NO | NO |  |  |  | 000-03734 |  | The Brewer Company | 5000/5001 |  |  | MH MG - (WDLS) - BENDERS LANDING | MHHS-MG |  | Table, Exam |  | 000-03734 |  | Woodlands |  | MH MG - (WDLS) - BENDERS LANDING | [5 empty] | TABLES, EXAMINATION/TREATMENT |  | TABLEEXAM-Brewer Co-5000.5001 | TABLEEXAM | 5000/5001 |  |  |  | Brewer Co | Table, Exam |  | TABLEEXAM-Brewer Co-5000.5001 |  |  |  |  | Covered PM Repair - Biomedical | MHHS-MG
NO | NO |  |  |  | 000-03735 |  | The Brewer Company | 5000/5001 |  |  | MH MG - (WDLS) - BENDERS LANDING | MHHS-MG |  | Table, Exam |  | 000-03735 |  | Woodlands |  | MH MG - (WDLS) - BENDERS LANDING | [5 empty] | TABLES, EXAMINATION/TREATMENT |  | TABLEEXAM-Brewer Co-5000.5001 | TABLEEXAM | 5000/5001 |  |  |  | Brewer Co | Table, Exam |  | TABLEEXAM-Brewer Co-5000.5001 |  |  |  |  | Covered PM Repair - Biomedical | MHHS-MG
NO | NO |  |  |  | 000-03736 |  | The Brewer Company | 5000/5001 |  |  | MH MG - (WDLS) - BENDERS LANDING | MHHS-MG |  | Table, Exam |  | 000-03736 |  | Woodlands |  | MH MG - (WDLS) - BENDERS LANDING | [5 empty] | TABLES, EXAMINATION/TREATMENT |  | TABLEEXAM-Brewer Co-5000.5001 | TABLEEXAM | 5000/5001 |  |  |  | Brewer Co | Table, Exam |  | TABLEEXAM-Brewer Co-5000.5001 |  |  |  |  | No Coverage Specified | MHHS-MG
NO | NO |  |  |  | 000-03737 |  | The Brewer Company | 5000/5001 |  |  | MH MG - (WDLS) - BENDERS LANDING | MHHS-MG |  | Table, Exam |  | 000-03737 |  | Woodlands |  | MH MG - (WDLS) - BENDERS LANDING | [5 empty] | TABLES, EXAMINATION/TREATMENT |  | TABLEEXAM-Brewer Co-5000.5001 | TABLEEXAM | 5000/5001 |  |  |  | Brewer Co | Table, Exam |  | TABLEEXAM-Brewer Co-5000.5001 |  |  |  |  | Covered PM Repair - Biomedical | MHHS-MG
NO | NO |  |  |  | 000-03738 |  | The Brewer Company | 5000/5001 |  |  | MH MG - (WDLS) - BENDERS LANDING | MHHS-MG |  | Table, Exam |  | 000-03738 |  | Woodlands |  | MH MG - (WDLS) - BENDERS LANDING | [5 empty] | TABLES, EXAMINATION/TREATMENT |  | TABLEEXAM-Brewer Co-5000.5001 | TABLEEXAM | 5000/5001 |  |  |  | Brewer Co | Table, Exam |  | TABLEEXAM-Brewer Co-5000.5001 |  |  |  |  | No Coverage Specified | MHHS-MG
NO | NO |  |  |  | 000-04107 |  | The Brewer Company | 5000/5001 |  | 000-04107 | MH MG - (WDLS) - BENDERS LANDING | MHHS-MG |  | Table, Exam |  | 000-04107 |  | Woodlands |  | MH MG - (WDLS) - BENDERS LANDING | [5 empty] | TABLES, EXAMINATION/TREATMENT |  | TABLEEXAM-Brewer Co-5000.5001 | TABLEEXAM | 5000/5001 |  |  |  | Brewer Co | Table, Exam |  | TABLEEXAM-Brewer Co-5000.5001 |  |  |  |  | No Coverage Specified | MHHS-MG
NO | NO |  |  |  | 000-04108 |  | The Brewer Company | 5000/5001 |  | 000-04108 | MH MG - (WDLS) - BENDERS LANDING | MHHS-MG |  | Table, Exam |  | 000-04108 |  | Woodlands |  | MH MG - (WDLS) - BENDERS LANDING | [5 empty] | TABLES, EXAMINATION/TREATMENT |  | TABLEEXAM-Brewer Co-5000.5001 | TABLEEXAM | 5000/5001 |  |  |  | Brewer Co | Table, Exam |  | TABLEEXAM-Brewer Co-5000.5001 |  |  |  |  | Covered PM Repair - Biomedical | MHHS-MG
NO | NO |  |  |  | 000-04109 |  | The Brewer Company | 5000/5001 |  |  | MH MG - (WDLS) - BENDERS LANDING | MHHS-MG |  | Table, Exam |  | 000-04109 |  | Woodlands |  | MH MG - (WDLS) - BENDERS LANDING | [5 empty] | TABLES, EXAMINATION/TREATMENT |  | TABLEEXAM-Brewer Co-5000.5001 | TABLEEXAM | 5000/5001 |  |  |  | Brewer Co | Table, Exam |  | TABLEEXAM-Brewer Co-5000.5001 |  |  |  |  | Covered PM Repair - Biomedical | MHHS-MG
NO | NO |  |  |  | 000-04110 |  | The Brewer Company | 5000/5001 |  |  | MH MG - (WDLS) - BENDERS LANDING | MHHS-MG |  | Table, Exam |  | 000-04110 |  | Woodlands |  | MH MG - (WDLS) - BENDERS LANDING | [5 empty] | TABLES, EXAMINATION/TREATMENT |  | TABLEEXAM-Brewer Co-5000.5001 | TABLEEXAM | 5000/5001 |  |  |  | Brewer Co | Table, Exam |  | TABLEEXAM-Brewer Co-5000.5001 |  |  |  |  | No Coverage Specified | MHHS-MG
NO | NO |  |  |  | 000-04111 |  | The Brewer Company | 5000/5001 |  |  | MH MG - (WDLS) - BENDERS LANDING | MHHS-MG |  | Table, Exam |  | 000-04111 |  | Woodlands |  | MH MG - (WDLS) - BENDERS LANDING | [5 empty] | TABLES, EXAMINATION/TREATMENT |  | TABLEEXAM-Brewer Co-5000.5001 | TABLEEXAM | 5000/5001 |  |  |  | Brewer Co | Table, Exam |  | TABLEEXAM-Brewer Co-5000.5001 |  |  |  |  | Covered PM Repair - Biomedical | MHHS-MG
NO | NO |  |  |  | 009-10745 |  | The Brewer Company | 5000/5001 |  | ET040816 | MH MG - (WDLS) - EMPLOYEE HEALTH THE WOODLANDS | MHHS-MG |  | Table, Exam |  | 009-10745 |  | Woodlands |  | MH MG - (WDLS) - EMPLOYEE HEALTH THE WOODLANDS | [5 empty] | TABLES, EXAMINATION/TREATMENT |  | TABLEEXAM-Brewer Co-5000.5001 | TABLEEXAM | 5000/5001 |  |  |  | Brewer Co | Table, Exam |  | TABLEEXAM-Brewer Co-5000.5001 |  |  |  |  | Covered PM Repair - Biomedical | MHHS-MG
NO | NO |  |  |  | 009-10746 |  | The Brewer Company | 5000/5001 |  | ET040867 | MH MG - (WDLS) - EMPLOYEE HEALTH THE WOODLANDS | MHHS-MG |  | Table, Exam |  | 009-10746 |  | Woodlands |  | MH MG - (WDLS) - EMPLOYEE HEALTH THE WOODLANDS | [5 empty] | TABLES, EXAMINATION/TREATMENT |  | TABLEEXAM-Brewer Co-5000.5001 | TABLEEXAM | 5000/5001 |  |  |  | Brewer Co | Table, Exam |  | TABLEEXAM-Brewer Co-5000.5001 |  |  |  |  | Covered PM Repair - Biomedical | MHHS-MG
NO | NO |  |  |  | 000-03770 |  | The Brewer Company | 5000/5001 |  | ET039105 | MH MG - (WDLS) - OB/GYN (MP3) | MHHS-MG |  | Table, Exam |  | 000-03770 |  | Woodlands |  | MH MG - (WDLS) - OB/GYN (MP3) | [5 empty] | TABLES, EXAMINATION/TREATMENT |  | TABLEEXAM-Brewer Co-5000.5001 | TABLEEXAM | 5000/5001 |  |  |  | Brewer Co | Table, Exam |  | TABLEEXAM-Brewer Co-5000.5001 |  |  |  |  | Covered PM Repair - Biomedical | MHHS-MG
NO | NO |  |  |  | 000-03772 |  | The Brewer Company | 5000/5001 |  | ET039135 | MH MG - (WDLS) - OB/GYN (MP3) | MHHS-MG |  | Table, Exam |  | 000-03772 |  | Woodlands |  | MH MG - (WDLS) - OB/GYN (MP3) | [5 empty] | TABLES, EXAMINATION/TREATMENT |  | TABLEEXAM-Brewer Co-5000.5001 | TABLEEXAM | 5000/5001 |  |  |  | Brewer Co | Table, Exam |  | TABLEEXAM-Brewer Co-5000.5001 |  |  |  |  | Covered PM Repair - Biomedical | MHHS-MG
NO | NO | [5 empty] | The Brewer Company | 5000/5001 |  | ET032495 | MH MG - (WDLS) - OB/GYN (MP3) | MHHS-MG |  | Table, Exam |  |  |  | Woodlands |  | MH MG - (WDLS) - OB/GYN (MP3) | [5 empty] | TABLES, EXAMINATION/TREATMENT |  | TABLEEXAM-Brewer Co-5000.5001 | TABLEEXAM | 5000/5001 |  |  |  | Brewer Co | Table, Exam |  | TABLEEXAM-Brewer Co-5000.5001 |  |  |  |  | Covered PM Repair - Biomedical | MHHS-MG
NO | NO |  |  |  | ET012245 |  | The Brewer Company | 5000/5001 |  | ET012245 | MH MG - (WDLS) - SPECIALIST FOR WOMEN (MP3) | MHHS-MG |  | Table, Exam |  | ET012245 |  | Woodlands |  | MH MG - (WDLS) - SPECIALIST FOR WOMEN (MP3) | [5 empty] | TABLES, EXAMINATION/TREATMENT |  | TABLEEXAM-Brewer Co-5000.5001 | TABLEEXAM | 5000/5001 |  |  |  | Brewer Co | Table, Exam |  | TABLEEXAM-Brewer Co-5000.5001 |  |  |  |  | Covered PM Repair - Radiology, Low End | MHHS-MG
NO | NO |  |  |  | ET012634 |  | The Brewer Company | 5000/5001 |  | ET012634 | MH MG - (WDLS) - SPECIALIST FOR WOMEN (MP3) | MHHS-MG |  | Table, Exam |  | ET012634 |  | Woodlands |  | MH MG - (WDLS) - SPECIALIST FOR WOMEN (MP3) | [5 empty] | TABLES, EXAMINATION/TREATMENT |  | TABLEEXAM-Brewer Co-5000.5001 | TABLEEXAM | 5000/5001 |  |  |  | Brewer Co | Table, Exam |  | TABLEEXAM-Brewer Co-5000.5001 |  |  |  |  | Covered PM Repair - Biomedical | MHHS-MG
NO | NO |  |  |  | ET012635 |  | The Brewer Company | 5000/5001 |  | ET012635 | MH MG - (WDLS) - SPECIALIST FOR WOMEN (MP3) | MHHS-MG |  | Table, Exam |  | ET012635 |  | Woodlands |  | MH MG - (WDLS) - SPECIALIST FOR WOMEN (MP3) | [5 empty] | TABLES, EXAMINATION/TREATMENT |  | TABLEEXAM-Brewer Co-5000.5001 | TABLEEXAM | 5000/5001 |  |  |  | Brewer Co | Table, Exam |  | TABLEEXAM-Brewer Co-5000.5001 |  |  |  |  | Covered PM Repair - Respiratory/Steriliz | MHHS-MG
NO | NO |  |  |  | 000-03651 |  | The Brewer Company | 5000/5001 |  |  | MNA - (NE) - NORTHEAST MP1 SUITE 360 | MHHS - Mischer Neuroscience |  | Table, Exam |  | 000-03651 |  | Katy |  | MNA - (NE) - NORTHEAST MP1 SUITE 360 | [5 empty] | TABLES, EXAMINATION/TREATMENT |  | TABLEEXAM-Brewer Co-5000.5001 | TABLEEXAM | 5000/5001 |  |  |  | Brewer Co | Table, Exam |  | TABLEEXAM-Brewer Co-5000.5001 |  |  |  |  | Covered PM Repair - Biomedical | MHHS - Mischer Neuroscience
NO | NO |  |  |  | 000-03940 |  | The Brewer Company | 5000/5001 |  |  | MNA - (NE) - NORTHEAST MP1 SUITE 360 | MHHS - Mischer Neuroscience |  | Table, Exam |  | 000-03940 |  | Katy |  | MNA - (NE) - NORTHEAST MP1 SUITE 360 | [5 empty] | TABLES, EXAMINATION/TREATMENT |  | TABLEEXAM-Brewer Co-5000.5001 | TABLEEXAM | 5000/5001 |  |  |  | Brewer Co | Table, Exam |  | TABLEEXAM-Brewer Co-5000.5001 |  |  |  |  | Covered PM Repair - Biomedical | MHHS - Mischer Neuroscience
NO | NO |  |  |  | HL001232C |  | The Brewer Company |  |  | HL001232C | MH MG - (WDLS) - SPECIALIST FOR WOMEN (MP3) | MHHS-MG |  |  |  | HL001232C |  | Woodlands |  | MH MG - (WDLS) - SPECIALIST FOR WOMEN (MP3) | [5 empty] | TABLES, EXAMINATION/TREATMENT |  | TABLEEXAM-Brewer Co-Access 6501 |  |  |  |  | TABLEEXAM-Brewer Co-Access 6501 | Brewer Co | [7 empty] | Not Covered Vendor Only - Biomedical | MHHS-MG
YES | YES | Serial Number Cnf |  |  | 129-04498 | 129-04498 | The Contemporary Design Co | Shuttle 2000-1 |  | Cnf | SMR - (SL) - WILLIAMS TRACE |  |  |  |  | 129-04498 | 129-04498 | Sugar Land | Memorial Hermann Sports Medicine | SMR - (SL) - WILLIAMS TRACE | Gym Floor
YES | YES |  |  |  | 005-08197 | 005-08197 | The Drucker Co | 755BES |  | 600111-7 | SE - OR |  |  |  |  | 005-08197 | 005-08197 | Southeast | Memorial Hermann Southeast Hospital | SE - OR | Storage | 2/1/13 |  | 2/1/14
NO | YES | [5 empty] | The Drucker Co. | 614B |  | 330106-2 | MHOSH-Laboratory | MHHS Orthopedic & Spine |  | Centrifuge, General Purpose |  |  |  | Central & Greater Heights | MHHS-Orthopedic & Spine | MHOSH-Laboratory |  | 9/25/19 |  |  |  | CENTRIFUGES | Centrifuge, General Purpose | CENTRIFUGEGENPURP-FISHER-614B | CENTRIFUGEGENPURP | 614B |  |  |  | FISHER | Centrifuge, General Purpose |  |  | CENTRIFUGEGENPURP-FISHER-614B |  | MHOSH Inventory Dec 2019 into 2020 - Copy.xls - Newly Verified | CGP-A | Covered PM Repair - Biomedical | MHHS Orthopedic & Spine | [8 empty] | CENTRIFUGEGENPURP | Centrifuge, General Purpose | FISHER
NO | NO |  |  |  | 000-04298 |  | The Drucker Co. | 614B |  | 160306-218 | MH DL - (MC) - MHMG UROLOGY MC [MP3-STE720] | MHHS-Diagnostic Labs |  | Centrifuge, General Purpose |  | 000-04298 |  | West & Memorial City |  | MH DL - (MC) - MHMG UROLOGY MC [MP3-STE720] | [5 empty] | CENTRIFUGES |  | CENTRIFUGEGENPURP-FISHER-614B | CENTRIFUGEGENPURP | 614B |  |  |  | FISHER | Centrifuge, General Purpose |  |  | CENTRIFUGEGENPURP-FISHER-614B |  |  |  | Covered PM Repair - Biomedical | MHHS-Diagnostic Labs
NO | NO |  |  |  | 000-04299 |  | The Drucker Co. | 614B |  | 520512-1010 | MH DL - (MC) - MHMG UROLOGY MC [MP3-STE720] | MHHS-Diagnostic Labs |  | Centrifuge, General Purpose |  | 000-04299 |  | West & Memorial City |  | MH DL - (MC) - MHMG UROLOGY MC [MP3-STE720] | [5 empty] | CENTRIFUGES |  | CENTRIFUGEGENPURP-FISHER-614B | CENTRIFUGEGENPURP | 614B |  |  |  | FISHER | Centrifuge, General Purpose |  |  | CENTRIFUGEGENPURP-FISHER-614B |  |  |  | Covered PM Repair - Biomedical | MHHS-Diagnostic Labs
NO | NO |  |  |  | 005-12271 |  | The Drucker Co. | 614B |  | 150615AB107 | MH DL - (SE) - MHMG FRIENDSWOOD | MHHS-Diagnostic Labs |  | Centrifuge, General Purpose |  | 005-12271 |  | Southeast & Bay Area |  | MH DL - (SE) - MHMG FRIENDSWOOD | [5 empty] | CENTRIFUGES |  | CENTRIFUGEGENPURP-FISHER-614B | CENTRIFUGEGENPURP | 614B |  |  |  | FISHER | Centrifuge, General Purpose |  |  | CENTRIFUGEGENPURP-FISHER-614B |  |  |  | Covered PM Repair - Lab Analyzers/Anesth | MHHS-Diagnostic Labs
NO | NO |  |  |  | 583-00708 |  | The Drucker Co. | 614B |  | 150815AB559 | MH DL - (SL) - FIRST COLONY SURGICAL | MHHS-Diagnostic Labs |  | Centrifuge, General Purpose |  | 583-00708 |  | Sugar Land |  | MH DL - (SL) - FIRST COLONY SURGICAL | [5 empty] | CENTRIFUGES |  | CENTRIFUGEGENPURP-FISHER-614B | CENTRIFUGEGENPURP | 614B |  |  |  | FISHER | Centrifuge, General Purpose |  |  | CENTRIFUGEGENPURP-FISHER-614B |  |  |  | Covered PM Repair - Biomedical | MHHS-Diagnostic Labs
NO | NO |  |  |  | 005-09743 |  | The Drucker Co. | 614B |  | 161011-71 | MH MG - (SE) - UROLOGY ASSOCIATES - SOUTHEAST | MHHS-MG |  | Centrifuge, General Purpose |  | 005-09743 |  | Southeast & Bay Area |  | MH MG - (SE) - UROLOGY ASSOCIATES - SOUTHEAST | [5 empty] | CENTRIFUGES |  | CENTRIFUGEGENPURP-FISHER-614B | CENTRIFUGEGENPURP | 614B |  |  |  | FISHER | Centrifuge, General Purpose |  |  | CENTRIFUGEGENPURP-FISHER-614B |  |  |  | Covered PM Repair - Biomedical | MHHS-MG
NO | YES |  |  |  | 005-33638 | 005-33638 | The Drucker Co. | 642 QUEST |  | 180823AD991 | MH MG-(GH)-Urgent Care-Greater Heights | MHHS-MG |  | Centrifuge, General Purpose |  | 005-33638 | 005-33638 | Central | MHHS-MG | MH MG-(GH)-Urgent Care-Greater Heights | Lab | 10/1/19 | 10/1/20 |  |  | CENTRIFUGES | Centrifuge, General Purpose | CENTRIFUGEGENPURP-Quest Diagn-642 Quest | CENTRIFUGEGENPURP | 642 Quest |  |  |  | Quest Diagn | Centrifuge, General Purpose |  |  | CENTRIFUGEGENPURP-Quest Diagn-642 Quest |  |  | CGP-A | Not Covered Vendor Only - Biomedical | MHHS-MG | [8 empty] | CENTRIFUGEGENPURP | Centrifuge, General Purpose | Quest Diagn
NO | NO |  |  |  | 929-01527 |  | The Drucker Co. | 642 QUEST |  | 191023ae791 | MH DL - (WDLS) - WOODSTEAD CT | MHHS-Diagnostic Labs |  | Centrifuge, General Purpose |  | 929-01527 |  | Woodlands |  | MH DL - (WDLS) - WOODSTEAD CT | [5 empty] | CENTRIFUGES |  | CENTRIFUGEGENPURP-Quest Diagn-642 Quest | CENTRIFUGEGENPURP | 642 Quest |  |  |  | Quest Diagn | Centrifuge, General Purpose |  |  | CENTRIFUGEGENPURP-Quest Diagn-642 Quest |  |  |  | Not Covered Vendor Only - Biomedical | MHHS-Diagnostic Labs
NO | YES |  |  |  | 005-33573 | 005-33573 | The Drucker Co. | 642VES |  | 180623AD798 | CBC - (GH) - NORTHWEST BURBANK HEALTH CENTER | MHHS-Neighborhood Clinics |  | Centrifuge, General Purpose |  | 005-33573 | 005-33573 | Central & Greater Heights |  | CBC - (GH) - NORTHWEST BURBANK HEALTH CENTER |  | 10/24/2019 |  |  |  | CENTRIFUGES |  | CENTRIFUGEGENPURP-DruckerCo-642VES | CENTRIFUGEGENPURP | 642VES |  |  |  | Drucker Diag | Centrifuge, General Purpose |  |  | CENTRIFUGEGENPURP-DruckerCo-642VES | 10/04/2020 |  |  | Not Covered Vendor Only - Biomedical | MHHS-Neighborhood Clinics
NO | YES |  |  |  | 029-32117 | 029-32117 | The Drucker Co. | 642VES |  | 180823AD982 | MH MG-(WDLS)-Ob/Gyn (Mp3) | MHHS-Diagnostic Labs |  | Centrifuge, General Purpose |  | 029-32117 | 029-32117 | Woodlands | MHHS-MG | MH MG-(WDLS)-Ob/Gyn (Mp3) | OB | 1/1/19 |  |  |  | CENTRIFUGES | Centrifuge, General Purpose | CENTRIFUGEGENPURP-DruckerCo-642VES | CENTRIFUGEGENPURP | 642VES |  |  |  | Drucker Diag | Centrifuge, General Purpose |  |  | CENTRIFUGEGENPURP-DruckerCo-642VES | 10/4/20 |  | CGP-A | Covered PM Repair - Biomedical | MHHS-Diagnostic Labs | [8 empty] | CENTRIFUGEGENPURP | Centrifuge, General Purpose | Drucker Diag
NO | YES |  |  |  | 925-01652 | 925-01652 | The Drucker Co. | 642VES |  | 170823AC316 | MH MG - (CY) - OCCUPATIONAL MEDICINE [MP1-STE180] | MHHS-MG |  | Centrifuge, General Purpose |  | 925-01652 | 925-01652 | Northwest | MHHS-MG | MH MG - (CY) - OCCUPATIONAL MEDICINE [MP1-STE180] | Nurses station | 10/1/19 | 10/1/20 |  |  | CENTRIFUGES | Centrifuge, General Purpose | CENTRIFUGEGENPURP-DruckerCo-642VES | CENTRIFUGEGENPURP | 642VES |  |  |  | Drucker Diag | Centrifuge, General Purpose |  |  | CENTRIFUGEGENPURP-DruckerCo-642VES | 10/4/20 |  | CGP-A | Not Covered Vendor Only - Biomedical | MHHS-MG | [8 empty] | CENTRIFUGEGENPURP | Centrifuge, General Purpose | Drucker Diag
NO | YES |  |  |  | 009-10729 | 009-10729 | The Drucker Co. | 642VES |  | 190523ae483 | MH MG-(KY)-Katy [Mp2-Ste400] | MHHS-MG |  | Centrifuge, General Purpose |  | 009-10729 | 009-10729 | Katy | MHHS-MG | MH MG-(KY)-Katy [Mp2-Ste400] | Ex room 1 | 8/1/19 | 2/1/20 |  |  | CENTRIFUGES | Centrifuge, General Purpose | CENTRIFUGEGENPURP-DruckerCo-642VES | CENTRIFUGEGENPURP | 642VES |  |  |  | Drucker Diag | Centrifuge, General Purpose |  |  | CENTRIFUGEGENPURP-DruckerCo-642VES | 10/4/20 |  | CGP-A | Not Covered Vendor Only - Biomedical | MHHS-MG | [8 empty] | CENTRIFUGEGENPURP | Centrifuge, General Purpose | Drucker Diag
NO | YES |  |  |  | 142-06980 | 142-06980 | The Drucker Co. | 642VES |  | 180123AD084 | MH MG-(WDLS)-Ob/Gyn (Mp3) | MHHS-Diagnostic Labs |  | Centrifuge, General Purpose |  | 142-06980 | 142-06980 | Woodlands | MHHS-MG | MH MG-(WDLS)-Ob/Gyn (Mp3) | Lab | 1/1/19 |  | 1/1/20 |  | CENTRIFUGES | Centrifuge, General Purpose | CENTRIFUGEGENPURP-DruckerCo-642VES | CENTRIFUGEGENPURP | 642VES |  |  |  | Drucker Diag | Centrifuge, General Purpose |  |  | CENTRIFUGEGENPURP-DruckerCo-642VES | 10/4/20 |  | CGP-A | Not Covered Vendor Only - Biomedical | MHHS-Diagnostic Labs | [8 empty] | CENTRIFUGEGENPURP | Centrifuge, General Purpose | Drucker Diag
NO | YES |  |  |  | 009-10703 | 009-10703 | The Drucker Co. | 642VES |  | 190223AE349 | MH MG - (SE) - URGENT CARE - CLEAR LAKE (WEBSTER) | MHHS-MG |  | Centrifuge, General Purpose |  | 009-10703 | 009-10703 | Southeast | Memorial Hermann Urgent Care Clear Lake (#3) | MH MG - (SE) - URGENT CARE - CLEAR LAKE (WEBSTER) | Lab | 9/1/19 |  |  |  | CENTRIFUGES | Centrifuge, General Purpose | CENTRIFUGEGENPURP-DruckerCo-642VES | CENTRIFUGEGENPURP | 642VES |  |  |  | Drucker Diag | Centrifuge, General Purpose |  |  | CENTRIFUGEGENPURP-DruckerCo-642VES | 10/4/20 |  | CGP-A | Not Covered Vendor Only - Biomedical | MHHS-MG | [8 empty] | CENTRIFUGEGENPURP | Centrifuge, General Purpose | Drucker Diag
NO | YES |  |  |  | 000-05054 |  | The Drucker Co. | 642VES |  | 190323AE378 | MH MG - (WDLS) - CONROE ISD | MHHS-MG |  | Centrifuge, General Purpose |  | 000-05054 |  | Woodlands |  | MH MG - (WDLS) - CONROE ISD |  | 08/19/2019 |  |  |  | CENTRIFUGES |  | CENTRIFUGEGENPURP-DruckerCo-642VES | CENTRIFUGEGENPURP | 642VES |  |  |  | Drucker Diag | Centrifuge, General Purpose |  |  | CENTRIFUGEGENPURP-DruckerCo-642VES | 10/04/2020 |  |  | Not Covered Vendor Only - Biomedical | MHHS-MG
NO | YES |  |  |  | 029-12368 | 029-12368 | The Drucker Co. | 642VES |  | 180123AD104 | MH MG-(WDLS)-Twl Exec Health (Ste 301) | MHHS-MG |  | Centrifuge, General Purpose |  | 029-12368 | 029-12368 | Woodlands | MHHS-MG | MH MG-(WDLS)-Twl Exec Health (Ste 301) | Workroom | 8/1/19 |  | 8/1/20 |  | CENTRIFUGES | Centrifuge, General Purpose | CENTRIFUGEGENPURP-DruckerCo-642VES | CENTRIFUGEGENPURP | 642VES |  |  |  | Drucker Diag | Centrifuge, General Purpose |  |  | CENTRIFUGEGENPURP-DruckerCo-642VES | 10/4/20 |  | CGP-A | Not Covered Vendor Only - Biomedical | MHHS-MG | [8 empty] | CENTRIFUGEGENPURP | Centrifuge, General Purpose | Drucker Diag
NO | YES |  |  |  | 029-12369 | 029-12369 | The Drucker Co. | 642VES |  | 518328. sid# | Woodlands-Laboratory-Blood Bank | MHHS-MG |  | Centrifuge, General Purpose |  | 029-12369 | 029-12369 | Woodlands | MHHS-Woodlands | Woodlands-Laboratory-Blood Bank | Lab | 1/1/20 | 3/1/20 | 1/1/21 |  | CENTRIFUGES | Centrifuge, General Purpose | CENTRIFUGEGENPURP-DruckerCo-642VES | CENTRIFUGEGENPURP | 642VES |  |  |  | Drucker Diag | Centrifuge, General Purpose |  |  | CENTRIFUGEGENPURP-DruckerCo-642VES | 10/4/20 |  | CGP-A | Not Covered Vendor Only - Biomedical | MHHS-MG | [8 empty] | CENTRIFUGEGENPURP | Centrifuge, General Purpose | Drucker Diag
NO | YES |  |  |  | 029-12363 | 029-12363 | The Drucker Co. | 642VES |  | 171223AC814 | MH MG-(WDLS)-Urgent Care-Benders Landing | MHHS-MG |  | Centrifuge, General Purpose |  | 029-12363 | 029-12363 | Woodlands | MHHS-MG | MH MG-(WDLS)-Urgent Care-Benders Landing | Lab | 8/1/19 |  |  |  | CENTRIFUGES | Centrifuge, General Purpose | CENTRIFUGEGENPURP-DruckerCo-642VES | CENTRIFUGEGENPURP | 642VES |  |  |  | Drucker Diag | Centrifuge, General Purpose |  |  | CENTRIFUGEGENPURP-DruckerCo-642VES | 10/4/20 |  | CGP-A | Not Covered Vendor Only - Biomedical | MHHS-MG | [8 empty] | CENTRIFUGEGENPURP | Centrifuge, General Purpose | Drucker Diag
NO | NO |  |  |  | 009-10611 |  | The Drucker Co. | 642VES |  | 170823AC317 | MH DL - (GH) - GREATER HEIGHTS CCC | MHHS-Diagnostic Labs |  | Centrifuge, General Purpose |  | 009-10611 |  | Central & Greater Heights |  | MH DL - (GH) - GREATER HEIGHTS CCC | [5 empty] | CENTRIFUGES |  | CENTRIFUGEGENPURP-DruckerCo-642VES | CENTRIFUGEGENPURP | 642VES |  |  |  | Drucker Diag | Centrifuge, General Purpose |  |  | CENTRIFUGEGENPURP-DruckerCo-642VES |  |  |  | Not Covered Vendor Only - Biomedical | MHHS-Diagnostic Labs
NO | NO |  |  |  | 143-01687 |  | The Drucker Co. | 642VES |  | 190223AE363 | MH DL - (SL) - SUGAR LAND [MP1-STE390] | MHHS-Diagnostic Labs |  | Centrifuge, General Purpose |  | 143-01687 |  | Sugar Land |  | MH DL - (SL) - SUGAR LAND [MP1-STE390] | [5 empty] | CENTRIFUGES |  | CENTRIFUGEGENPURP-DruckerCo-642VES | CENTRIFUGEGENPURP | 642VES |  |  |  | Drucker Diag | Centrifuge, General Purpose |  |  | CENTRIFUGEGENPURP-DruckerCo-642VES |  |  |  | Not Covered Vendor Only - Biomedical | MHHS-Diagnostic Labs
NO | NO |  |  |  | 029-32116 |  | The Drucker Co. | 642VES |  | 180823AD977 | MH DL - (WDLS) - MILLENNIUM ONCOLOGY - SHENANDOAH | MHHS-Diagnostic Labs |  | Centrifuge, General Purpose |  | 029-32116 |  | Woodlands |  | MH DL - (WDLS) - MILLENNIUM ONCOLOGY - SHENANDOAH | [5 empty] | CENTRIFUGES |  | CENTRIFUGEGENPURP-DruckerCo-642VES | CENTRIFUGEGENPURP | 642VES |  |  |  | Drucker Diag | Centrifuge, General Purpose |  |  | CENTRIFUGEGENPURP-DruckerCo-642VES |  |  |  | Covered PM Repair - Biomedical | MHHS-Diagnostic Labs
NO | NO |  |  |  | 041-32302 |  | The Drucker Co. | 642VES |  | 180423AD527 | MH DL - (WDLS) - NEXUS NEURORECOVERY CENTER | MHHS-Diagnostic Labs |  | Centrifuge, General Purpose |  | 041-32302 |  | Woodlands |  | MH DL - (WDLS) - NEXUS NEURORECOVERY CENTER | [5 empty] | CENTRIFUGES |  | CENTRIFUGEGENPURP-DruckerCo-642VES | CENTRIFUGEGENPURP | 642VES |  |  |  | Drucker Diag | Centrifuge, General Purpose |  |  | CENTRIFUGEGENPURP-DruckerCo-642VES |  |  |  | Covered PM Repair - Biomedical | MHHS-Diagnostic Labs
NO | NO |  |  |  | 041-32303 |  | The Drucker Co. | 642VES |  | 180423AD528 | MH DL - (WDLS) - NEXUS NEURORECOVERY CENTER | MHHS-Diagnostic Labs |  | Centrifuge, General Purpose |  | 041-32303 |  | Woodlands |  | MH DL - (WDLS) - NEXUS NEURORECOVERY CENTER | [5 empty] | CENTRIFUGES |  | CENTRIFUGEGENPURP-DruckerCo-642VES | CENTRIFUGEGENPURP | 642VES |  |  |  | Drucker Diag | Centrifuge, General Purpose |  |  | CENTRIFUGEGENPURP-DruckerCo-642VES |  |  |  | Covered PM Repair - Biomedical | MHHS-Diagnostic Labs
NO | NO |  |  |  | 041-32304 |  | The Drucker Co. | 642VES |  | 180423AD529 | MH DL - (WDLS) - NEXUS NEURORECOVERY CENTER | MHHS-Diagnostic Labs |  | Centrifuge, General Purpose |  | 041-32304 |  | Woodlands |  | MH DL - (WDLS) - NEXUS NEURORECOVERY CENTER | [5 empty] | CENTRIFUGES |  | CENTRIFUGEGENPURP-DruckerCo-642VES | CENTRIFUGEGENPURP | 642VES |  |  |  | Drucker Diag | Centrifuge, General Purpose |  |  | CENTRIFUGEGENPURP-DruckerCo-642VES |  |  |  | Covered PM Repair - Biomedical | MHHS-Diagnostic Labs
NO | NO |  |  |  | 142-07485 |  | The Drucker Co. | 642VES |  | 180623AD871 | MH DL - (NE) - KINGWOOD CCC | MHHS-Diagnostic Labs |  | Centrifuge, General Purpose |  | 142-07485 |  | Katy |  | MH DL - (NE) - KINGWOOD CCC | [5 empty] | CENTRIFUGES |  | CENTRIFUGEGENPURP-DruckerCo-642VES | CENTRIFUGEGENPURP | 642VES |  |  |  | Drucker Diag | Centrifuge, General Purpose |  |  | CENTRIFUGEGENPURP-DruckerCo-642VES |  |  |  | Not Covered Vendor Only - Biomedical | MHHS-Diagnostic Labs
NO | NO |  |  |  | 142-07487 |  | The Drucker Co. | 642VES |  | 180623AD797 | MH DL - (NE) - MHMG KINGWOOD OB/GYN | MHHS-Diagnostic Labs |  | Centrifuge, General Purpose |  | 142-07487 |  | Katy |  | MH DL - (NE) - MHMG KINGWOOD OB/GYN | [5 empty] | CENTRIFUGES |  | CENTRIFUGEGENPURP-DruckerCo-642VES | CENTRIFUGEGENPURP | 642VES |  |  |  | Drucker Diag | Centrifuge, General Purpose |  |  | CENTRIFUGEGENPURP-DruckerCo-642VES |  |  |  | Not Covered Vendor Only - Biomedical | MHHS-Diagnostic Labs
NO | NO | [5 empty] | The Drucker Co. | 642VFD PLUS MT |  | 900609-93 | TMC - OR - PEDI OR (2R) | MHHS-TMC | [5 empty] | TMC |  | TMC - OR - PEDI OR (2R) | [5 empty] | CENTRIFUGES |  | CENTRIFUGEGENPURP-HorizonMedServ-642VFD-Plus |  |  |  |  | CENTRIFUGEGENPURP-HorizonMedServ-642VFD-Plus | [8 empty] | Covered PM Repair - Biomedical | MHHS-TMC
NO | YES |  |  |  | 000-02669 | 000-02669 | The Drucker Co. | 653V |  | 653v | MH MG-(STX)-South Texas-Wharton | MHHS-Diagnostic Labs |  | Centrifuge, General Purpose |  | 000-02669 | 000-02669 | South | MHHS-MG | MH MG-(STX)-South Texas-Wharton | Laboratory | 1/1/20 | 1/1/21 |  |  | CENTRIFUGES | Centrifuge, General Purpose | CENTRIFUGEGENPURP-DruckerCo-653V | CENTRIFUGEGENPURP | 653V |  |  |  | Drucker Diag | Centrifuge, General Purpose |  |  | CENTRIFUGEGENPURP-DruckerCo-653V | 9/27/20 |  | CGP-A | Not Covered Vendor Only - Biomedical | MHHS-Diagnostic Labs | [8 empty] | CENTRIFUGEGENPURP | Centrifuge, General Purpose | Drucker Diag
NO | YES |  |  |  | 013-35576 | 013-35576 | The Drucker Co. | 653V |  | 630808-12 | MH MG-(STX)-South Texas-Needville | MHHS-Diagnostic Labs |  | Centrifuge, General Purpose |  | 013-35576 | 013-35576 | South | MHHS-MG | MH MG-(STX)-South Texas-Needville | Lab | 1/1/20 | 1/1/21 |  |  | CENTRIFUGES | Centrifuge, General Purpose | CENTRIFUGEGENPURP-DruckerCo-653V | CENTRIFUGEGENPURP | 653V |  |  |  | Drucker Diag | Centrifuge, General Purpose |  |  | CENTRIFUGEGENPURP-DruckerCo-653V | 9/27/20 |  | CGP-A | Not Covered Vendor Only - Biomedical | MHHS-Diagnostic Labs | [8 empty] | CENTRIFUGEGENPURP | Centrifuge, General Purpose | Drucker Diag
NO | YES |  |  |  | 013-35457 | 013-35457 | The Drucker Co. | 653V |  | 630307-13 | MH MG-(STX)-South Texas-Rosenberg | MHHS-Diagnostic Labs |  | Centrifuge, General Purpose |  | 013-35457 | 013-35457 | South | MHHS-MG | MH MG-(STX)-South Texas-Rosenberg | Lab | 1/1/20 |  | 1/1/21 |  | CENTRIFUGES | Centrifuge, General Purpose | CENTRIFUGEGENPURP-DruckerCo-653V | CENTRIFUGEGENPURP | 653V |  |  |  | Drucker Diag | Centrifuge, General Purpose |  |  | CENTRIFUGEGENPURP-DruckerCo-653V | 9/27/20 |  | CGP-A | Not Covered Vendor Only - Biomedical | MHHS-Diagnostic Labs | [8 empty] | CENTRIFUGEGENPURP | Centrifuge, General Purpose | Drucker Diag
NO | YES |  |  |  | 129-06611 | 129-06611 | The Drucker Co. | 653V |  | 630514-1 | MH MG-(STX)-South Texas-Rosenberg | MHHS-Diagnostic Labs |  | Centrifuge, General Purpose |  | 129-06611 | 129-06611 | South | MHHS-MG | MH MG-(STX)-South Texas-Rosenberg | Lab | 1/1/20 |  | 1/1/21 |  | CENTRIFUGES | Centrifuge, General Purpose | CENTRIFUGEGENPURP-DruckerCo-653V | CENTRIFUGEGENPURP | 653V |  |  |  | Drucker Diag | Centrifuge, General Purpose |  |  | CENTRIFUGEGENPURP-DruckerCo-653V | 9/27/20 |  | CGP-A | Not Covered Vendor Only - Biomedical | MHHS-Diagnostic Labs | [8 empty] | CENTRIFUGEGENPURP | Centrifuge, General Purpose | Drucker Diag
NO | YES |  |  |  | 145-00294 | 145-00294 | The Drucker Co. | 755VES |  | 601113-14 | Pearland-Laboratory-Main | MHHS-Pearland Hospital |  | Centrifuge, General Purpose |  | 145-00294 | 145-00294 | Pearland | MHHS-Pearland Hospital | Pearland-Laboratory-Main | Speciman processing | 11/1/19 |  |  |  | CENTRIFUGES | Centrifuge, General Purpose | CENTRIFUGEGENPURP-DruckerCo-755VES | CENTRIFUGEGENPURP | 755VES |  |  |  | Drucker Diag | Centrifuge, General Purpose |  |  | CENTRIFUGEGENPURP-DruckerCo-755VES |  |  | CGP-A | Covered PM Repair - Biomedical | MHHS-Pearland Hospital | [8 empty] | CENTRIFUGEGENPURP | Centrifuge, General Purpose | Drucker Diag
NO | YES |  |  |  | 005-05804 | 005-05804 | The Drucker Co. | 755VES |  | 550507-24 | SE-Laboratory | MHHS-Southeast |  | Centrifuge, General Purpose |  | 005-05804 | 005-05804 | Southeast | MHHS-Southeast | SE-Laboratory | Lab | 7/1/19 |  |  |  | CENTRIFUGES |  | CENTRIFUGEGENPURP-DruckerCo-755VES | CENTRIFUGEGENPURP | 755VES |  |  |  | Drucker Diag | Centrifuge, General Purpose |  |  | CENTRIFUGEGENPURP-DruckerCo-755VES |  |  |  | Covered PM Repair - Biomedical | MHHS-Southeast
YES | YES |  |  |  | 041-18739 | 041-18739 | The Drucker Company | 642 E |  | 130714-1487 | TMC - Occupational therapy |  |  |  |  | 041-18739 | 041-18739 | TMC | Memorial Hermann-Texas Medical Center | TMC - Occupational therapy | TMC - Occupational therapy | 12/1/17 |  | 12/1/18
NO | YES |  |  |  | 009-33559 | 009-33559 | THE HEALTHCHAIR GROUP DMI MEDICAL DIV | 660-2005-0000 |  | 1806-212 | GH - THERAPY | MHHS-Greater Heights |  |  |  | 009-33559 | 009-33559 | Central | GH- THERAPY | GH - THERAPY | GH - THERAPY |  |  |  |  | EXERCISERS |  | .needs class |  |  |  |  | .needs class | [8 empty] | Covered PM Repair - Biomedical | MHHS-Greater Heights
YES | YES |  |  |  | 099-01943 | 099-01943 | The Prometheus Group | Pathway MR-25 |  |  | SMR - (TMC) - SHEPHERD SQUARE |  |  |  |  | 099-01943 | 099-01943 | TMC | Sports Rehab | SMR - (TMC) - SHEPHERD SQUARE | Gym Floor
YES | YES |  |  |  | 029-11810 | 029-11810 | The Prometheus Group | TR-10 |  |  | SMR - (WDLS) - STERLING RIDGE |  |  |  |  | 029-11810 | 029-11810 | Woodlands | MH Sports Medicine Rehab | SMR - (WDLS) - STERLING RIDGE | Gym |  |  |  | No p.m.
YES | YES |  |  |  | 129-00377 | 129-00377 | The Prometheus Way | TR-10 |  |  | SMR - (SL) - WILLIAMS TRACE |  |  |  |  | 129-00377 | 129-00377 | Sugar Land | Memorial Hermann Sports Medicine | SMR - (SL) - WILLIAMS TRACE | Gym Floor
YES | YES | Serial Number Cnf |  |  | 099-00255 | 099-00255 | The Promethus Group | TR-20 |  | Cnf | Physical Theraphy |  |  |  |  | 099-00255 | 099-00255 | Katy | Katy | Physical Theraphy | 1st floor |  |  |  | No pm
YES | YES | Serial Number Cnf |  |  | 099-00254 | 099-00254 | The Promethus Group | TR-20 |  | Cnf | Physical Theraphy |  |  |  |  | 099-00254 | 099-00254 | Katy | Katy | Physical Theraphy | 1st floor |  |  |  | No pm
YES | YES |  |  |  | 074-06113 | 074-06113 | The Skiers Edge Company | S4 |  | None | SMR - (WDLS) - WL IRONMAN [PINECROFT-STE450] |  |  |  |  | 074-06113 | 074-06113 | Woodlands | IRONMAN Sports Medicine Institute at Memorial Hermann The Woodlands (#450) | SMR - (WDLS) - WL IRONMAN [PINECROFT-STE450] | Gym |  |  | 3/1/20 | No pm
NO | NO | [5 empty] | Thera-Band | PARAFFIN BATH |  | N/A | TIRR - KIRBY GLENN | MHHS-TIRR | [5 empty] | TMC |  | TIRR - KIRBY GLENN | [5 empty] | BATHS, PARAFFIN, PHYSICAL THERAPY |  | .needs class | [13 empty] | Not Covered Vendor Only - Biomedical | MHHS-TIRR
NO | NO |  |  |  | 241-02777 |  | Thera-Band | PARAFFIN BATH |  | 0812-17283 | TIRR - PCU 5 | MHHS-TIRR |  |  |  | 241-02777 |  | TMC |  | TIRR - PCU 5 | [5 empty] | BATHS, PARAFFIN, PHYSICAL THERAPY |  | .needs class | [13 empty] | Not Covered Vendor Only - Biomedical | MHHS-TIRR
YES | YES |  |  |  | 069-44259 | 069-44259 | Therabath | Therabath |  | Nsn | Iron Man |  |  |  |  | 069-44259 | 069-44259 | TMC | IRONMAN Sports Medicine Institute at the Texas Medical Center 16th Floor | Iron Man | Gym | 5/1/19 |  | 5/1/20 | No Plate
NO | NO |  |  |  | 069-20813 |  | Theratonics | GAMMACELL 1000 ELITE |  | NEED | TMC - LABORATORY - BLOOD BANK (1R) | MHHS-TMC |  |  |  | 069-20813 |  | TMC |  | TMC - LABORATORY - BLOOD BANK (1R) | [5 empty] | IRRADIATORS, BLOOD |  | .needs class | [13 empty] | Covered PM Repair - Biomedical | MHHS-TMC
YES | YES |  |  |  | 099-08100 | 099-08100 | Therma sonic |  |  |  | Cardiology |  |  |  |  | 099-08100 | 099-08100 | Central | TIRR Memorial Hermann Outpatient Rehabilitation - Greater Heights | Cardiology | S2 2: 105 41
YES | YES |  |  |  | 099-02298 | 099-02298 | Thermasonic | 82-01 | [7 empty] | 099-02298 | 099-02298 | Katy | Memorial Hermann Medical Group Kingwood (located in the CCC) - Level 2 (#100) |  | Exam 2
YES | YES |  |  |  | 241-05092 | 241-05092 | ThermaSonic | 83-03 |  | 058507BJ11 | TIRR-RADIOLOGY |  |  |  |  | 241-05092 | 241-05092 | TIRR | MHHS-TIRR | TIRR-RADIOLOGY | Ultrasound
NO | YES |  |  |  | 151-02633 | 151-02633 | THERMASONIC | GEL WARMER |  | X 20180403 | CY-Imaging | MHHS-Cypress |  |  |  | 151-02633 | 151-02633 | Northwest | MHHS-Cypress | CY-Imaging | Ultrasound 2 |  | 2/1/20 |  |  | WARMING UNITS, GEL | Warmer, Gel | WARMERGEL-Parker Labs-Thermasonic |  |  |  |  | WARMERGEL-Parker Labs-Thermasonic | ThermaSolutions |  |  |  |  | 4/1/15 |  |  | Covered PM Repair - Biomedical | MHHS-Cypress | [8 empty] | WARMERGEL | Warmer, Gel | Parker Labs
NO | YES |  |  |  | 151-02636 | 151-02636 | THERMASONIC | GEL WARMER |  | 109505BG11 | CY - IMAGING | MHHS-Cypress |  |  |  | 151-02636 | 151-02636 | Northwest | Cypress | CY - IMAGING | Ultrasound 1 | 4/1/18 | 4/1/20 |  |  | WARMING UNITS, GEL | Warmer, Gel | WARMERGEL-Parker Labs-Thermasonic |  |  |  |  | WARMERGEL-Parker Labs-Thermasonic | ThermaSolutions |  |  |  |  | 4/1/15 |  |  | Covered PM Repair - Biomedical | MHHS-Cypress | [8 empty] | WARMERGEL | Warmer, Gel | Parker Labs
NO | YES |  |  |  | 151-02637 | 151-02637 | THERMASONIC | GEL WARMER |  | 006312BG12 | CY - MATERNAL FETAL MEDICINE CLINIC | MHHS-Cypress |  |  |  | 151-02637 | 151-02637 | Northwest & Cypress | Cypress | CY - MATERNAL FETAL MEDICINE CLINIC |  | 4/24/18 |  |  |  | WARMING UNITS, GEL | Warmer, Gel | WARMERGEL-Parker Labs-Thermasonic |  |  |  |  | WARMERGEL-Parker Labs-Thermasonic | ThermaSolutions |  |  |  |  | 4/1/15 |  |  | Covered PM Repair - Biomedical | MHHS-Cypress | [8 empty] | WARMERGEL | Warmer, Gel | Parker Labs
NO | YES |  |  |  | 133-01965 | 133-01965 | THERMASONIC | GEL WARMER |  |  | Katy-Ultrasound | MHHS-Katy |  |  |  | 133-01965 | 133-01965 | Katy | MHHS-Katy | Katy-Ultrasound | Ex room a | 8/1/12 |  |  |  | WARMING UNITS, GEL | Warmer, Gel | WARMERGEL-Parker Labs-Thermasonic |  |  |  |  | WARMERGEL-Parker Labs-Thermasonic | ThermaSolutions |  |  |  |  | 5/15/13 |  |  | Covered PM Repair - Biomedical | MHHS-Katy | [8 empty] | WARMERGEL | Warmer, Gel | Parker Labs
NO | YES |  |  |  | 133-08591 | 099-02730 | THERMASONIC | GEL WARMER |  | 08111L05595T | Katy-Ultrasound | MHHS-Katy |  |  |  | 133-08591 | 099-02730 | Katy | MHHS-Katy | Katy-Ultrasound | Ex room b |  |  |  |  | WARMING UNITS, GEL | Warmer, Gel | WARMERGEL-Parker Labs-Thermasonic |  |  |  |  | WARMERGEL-Parker Labs-Thermasonic | ThermaSolutions |  |  |  |  | 5/15/13 |  |  | Covered PM Repair - Biomedical | MHHS-Katy | [8 empty] | WARMERGEL | Warmer, Gel | Parker Labs
NO | YES |  |  |  | 129-07724 | 129-07724 | THERMASONIC | GEL WARMER |  | 591304BF12 | CAHF - (SL) - SUGAR LAND (MP2) | MHHS - Heart Failure Clinics |  |  |  | 129-07724 | 129-07724 | Sugar Land | MHHS-Others | CAHF - (SL) - SUGAR LAND (MP2) | Echo | 2/1/18 |  |  |  | WARMING UNITS, GEL | Warmer, Gel | WARMERGEL-Parker Labs-Thermasonic |  |  |  |  | WARMERGEL-Parker Labs-Thermasonic | ThermaSolutions |  |  |  |  | 4/1/15 |  |  | Covered PM Repair - Biomedical | MHHS - Heart Failure Clinics | [8 empty] | WARMERGEL | Warmer, Gel | Parker Labs
NO | YES |  |  |  | 000-05008 | 000-05008 | THERMASONIC | GEL WARMER |  | 045512bf11 | MH MG - (MC) - COMPREHENSIVE HEART CARE | MHHS-MG |  |  |  | 000-05008 | 000-05008 | West | Maura Herman Memorial city | MH MG - (MC) - COMPREHENSIVE HEART CARE | MH MG MC Comprehension heart care |  |  |  |  | WARMING UNITS, GEL |  | WARMERGEL-Parker Labs-Thermasonic |  |  |  |  | WARMERGEL-Parker Labs-Thermasonic | ThermaSolutions | [7 empty] | Covered PM Repair - Biomedical | MHHS-MG
NO | YES |  |  |  | 017-01286 | 017-01286 | THERMASONIC | GEL WARMER |  | 05123L17005T | MH MG - (MC) - MC CARDIOLOGY (MP4) STE400 | MHHS-MG |  |  |  | 017-01286 | 017-01286 | West & Memorial City | MHHS-MG | MH MG - (MC) - MC CARDIOLOGY (MP4) STE400 | Echo Room 2 | 5/1/17 |  |  | No PM Sticker | WARMING UNITS, GEL |  | WARMERGEL-Parker Labs-Thermasonic |  |  |  |  | WARMERGEL-Parker Labs-Thermasonic | ThermaSolutions |  |  |  |  | 10/24/14 |  |  | Covered PM Repair - Biomedical | MHHS-MG
NO | YES |  |  |  | 129-06609 | 129-06609 | THERMASONIC | GEL WARMER |  | 3463607B012 | MH MG-(STX)-South Texas-Rosenberg | MHHS-MG |  |  |  | 129-06609 | 129-06609 | South | MHHS-MG | MH MG-(STX)-South Texas-Rosenberg | Ultrasound |  |  |  |  | WARMING UNITS, GEL | Warmer, Gel | WARMERGEL-Parker Labs-Thermasonic |  |  |  |  | WARMERGEL-Parker Labs-Thermasonic | ThermaSolutions |  |  |  |  | 10/24/14 |  |  | Covered PM Repair - Biomedical | MHHS-MG | [8 empty] | WARMERGEL | Warmer, Gel | Parker Labs
NO | YES |  |  |  | 129-05229 | 129-05229 | THERMASONIC | GEL WARMER |  | 04288-096 | MH MG-(STX)-South Texas-Wharton | MHHS-MG |  |  |  | 129-05229 | 129-05229 | South | MHHS-MG | MH MG-(STX)-South Texas-Wharton |  | 5/28/15 |  |  |  | WARMING UNITS, GEL | Warmer, Gel | WARMERGEL-Parker Labs-Thermasonic |  |  |  |  | WARMERGEL-Parker Labs-Thermasonic | ThermaSolutions |  |  |  |  | 10/24/14 |  |  | Covered PM Repair - Biomedical | MHHS-MG | [8 empty] | WARMERGEL | Warmer, Gel | Parker Labs
NO | YES |  |  |  | 129-06388 | 129-06388 | THERMASONIC | GEL WARMER |  | 031307BF12 | OPID - (SL) - SUGAR LAND - 449 (MP1) | MHHS-OPID |  |  |  | 129-06388 | 129-06388 | Sugar Land | MD Anderson Breast Care with Memorial Hermann - Sugar Land (#120) | OPID - (SL) - SUGAR LAND - 449 (MP1) | Ultrasound | 2/1/16 |  |  |  | WARMING UNITS, GEL | Warmer, Gel | WARMERGEL-Parker Labs-Thermasonic |  |  |  |  | WARMERGEL-Parker Labs-Thermasonic | ThermaSolutions |  |  |  |  | 10/24/14 |  |  | Covered PM Repair - Biomedical | MHHS-OPID | [8 empty] | WARMERGEL | Warmer, Gel | Parker Labs
NO | YES |  |  |  | 129-06389 | 129-06389 | THERMASONIC | GEL WARMER |  | 122307BF12 | OPID - (SL) - SUGAR LAND - 449 (MP1) | MHHS-OPID |  |  |  | 129-06389 | 129-06389 | Sugar Land | MD Anderson Breast Care with Memorial Hermann - Sugar Land (#120) | OPID - (SL) - SUGAR LAND - 449 (MP1) | Ultrasound | 2/1/16 |  |  |  | WARMING UNITS, GEL | Warmer, Gel | WARMERGEL-Parker Labs-Thermasonic |  |  |  |  | WARMERGEL-Parker Labs-Thermasonic | ThermaSolutions |  |  |  |  | 10/24/14 |  |  | Covered PM Repair - Biomedical | MHHS-OPID | [8 empty] | WARMERGEL | Warmer, Gel | Parker Labs
NO | YES |  |  |  | 129-06393 | 129-06393 | THERMASONIC | GEL WARMER |  | 029307BF12 | OPID - (SL) - SUGAR LAND - 449 (MP1) | MHHS-OPID |  |  |  | 129-06393 | 129-06393 | Sugar Land | MD Anderson Breast Care with Memorial Hermann - Sugar Land (#120) | OPID - (SL) - SUGAR LAND - 449 (MP1) | Ultrasound | 2/1/16 |  |  |  | WARMING UNITS, GEL | Warmer, Gel | WARMERGEL-Parker Labs-Thermasonic |  |  |  |  | WARMERGEL-Parker Labs-Thermasonic | ThermaSolutions |  |  |  |  | 10/24/14 |  |  | Covered PM Repair - Biomedical | MHHS-OPID | [8 empty] | WARMERGEL | Warmer, Gel | Parker Labs
NO | YES |  |  |  | 000-03315 | 000-03315 | THERMASONIC | GEL WARMER |  | 085312BH12 | MEMORIAL CITY - POSTPARTUM | MHHS-SMR |  |  |  | 000-03315 | 000-03315 | West | Memorial Hermann Sports Medicine | MEMORIAL CITY - POSTPARTUM | Treatment Room 1 | 3/1/18 |  |  | One Time Inspection Sticker | WARMING UNITS, GEL | Warmer, Gel | WARMERGEL-Parker Labs-Thermasonic |  |  |  |  | WARMERGEL-Parker Labs-Thermasonic | ThermaSolutions |  |  |  |  | 10/24/14 |  |  | Covered PM Repair - Biomedical | MHHS-SMR | [8 empty] | WARMERGEL | Warmer, Gel | Parker Labs
YES | YES |  |  |  | 583-00576 | 099-03100 | Thermasonic | Gel warmer |  | 249306BE12 | KT CCC - (KY) - LABORATORY |  |  |  |  | 583-00576 | 099-03100 | Katy | Memorial Hermann Diagnostic Laboratory - Convenient Care Center in Katy | KT CCC - (KY) - LABORATORY | Mri | [5 empty] | Warmer, Gel | WARMERGEL-Parker Labs-Thermasonic | [23 empty] | WARMERGEL | Warmer, Gel | Parker Labs
YES | YES |  |  |  | 099-02620 | 099-02620 | Thermasonic | Gel warmer |  | Nsn | Radialogy |  |  |  |  | 099-02620 | 099-02620 | Katy | Memorial Hermann Katy Hospital | Radialogy | Hall |  | 2/1/20 |  |  |  | Warmer, Gel | WARMERGEL-Parker Labs-Thermasonic | [23 empty] | WARMERGEL | Warmer, Gel | Parker Labs
YES | YES |  |  |  | 099-02478 | 099-02478 | Thermasonic | Gel warmer |  |  | Radialogy |  |  |  |  | 099-02478 | 099-02478 | Katy | Memorial Hermann Katy Hospital | Radialogy | Hall | [5 empty] | Warmer, Gel | WARMERGEL-Parker Labs-Thermasonic | [23 empty] | WARMERGEL | Warmer, Gel | Parker Labs
YES | YES |  |  |  | 099-06289 | 099-06289 | Thermasonic | Gel warmer |  | 400306B12 | Radiology |  |  |  |  | 099-06289 | 099-06289 | Southeast | Memorial Hermann Southeast Hospital | Radiology | Storage room |  |  |  | No pm
NO | NO | [5 empty] | THERMASONIC | GEL WARMER |  |  | KATY - ULTRASOUND | MHHS-Katy | [5 empty] | Katy |  | KATY - ULTRASOUND | [5 empty] | WARMING UNITS, GEL |  | WARMERGEL-Parker Labs-Thermasonic |  |  |  |  | WARMERGEL-Parker Labs-Thermasonic | ThermaSolutions | [7 empty] | Covered PM Repair - Biomedical | MHHS-Katy
NO | NO |  |  |  | 133-08590 |  | THERMASONIC | GEL WARMER |  | 08111L05738T | KATY - ULTRASOUND | MHHS-Katy |  |  |  | 133-08590 |  | Katy |  | KATY - ULTRASOUND | [5 empty] | WARMING UNITS, GEL |  | WARMERGEL-Parker Labs-Thermasonic |  |  |  |  | WARMERGEL-Parker Labs-Thermasonic | ThermaSolutions | [7 empty] | Covered PM Repair - Biomedical | MHHS-Katy
NO | NO |  |  |  | 10123L18014T |  | THERMASONIC | GEL WARMER |  | 10123L18014T | MH MG - (MC) - COMPREHENSIVE HEART CARE | MHHS-MG |  |  |  | 10123L18014T |  | West & Memorial City |  | MH MG - (MC) - COMPREHENSIVE HEART CARE | [5 empty] | WARMING UNITS, GEL |  | WARMERGEL-Parker Labs-Thermasonic |  |  |  |  | WARMERGEL-Parker Labs-Thermasonic | ThermaSolutions | [7 empty] | Covered PM Repair - Biomedical | MHHS-MG
NO | NO |  |  |  | 041-15414 |  | THERMASONIC | GEL WARMER |  |  | MH MG - (MC) - MC CARDIOLOGY (MP4) STE400 | MHHS-MG |  |  |  | 041-15414 |  | West & Memorial City |  | MH MG - (MC) - MC CARDIOLOGY (MP4) STE400 | [5 empty] | WARMING UNITS, GEL |  | WARMERGEL-Parker Labs-Thermasonic |  |  |  |  | WARMERGEL-Parker Labs-Thermasonic | ThermaSolutions | [7 empty] | Covered PM Repair - Biomedical | MHHS-MG
NO | NO |  |  |  | 929-00933 |  | THERMASONIC | GEL WARMER |  | 157308BF12 | MH MG - (TMC) - UPPER KIRBY | MHHS-MG |  |  |  | 929-00933 |  | TMC |  | MH MG - (TMC) - UPPER KIRBY | [5 empty] | WARMING UNITS, GEL |  | WARMERGEL-Parker Labs-Thermasonic |  |  |  |  | WARMERGEL-Parker Labs-Thermasonic | ThermaSolutions | [7 empty] | Covered PM Repair - Biomedical | MHHS-MG
NO | NO |  |  |  | 005-11393 |  | THERMASONIC | GEL WARMER |  | 00911BF13 | PEARLAND - LABOR & DELIVERY | MHHS-Pearland Hospital |  |  |  | 005-11393 |  | Pearland |  | PEARLAND - LABOR & DELIVERY | [5 empty] | WARMING UNITS, GEL |  | WARMERGEL-Parker Labs-Thermasonic |  |  |  |  | WARMERGEL-Parker Labs-Thermasonic | ThermaSolutions | [7 empty] | Covered PM Repair - Biomedical | MHHS-Pearland Hospital
NO | NO |  |  |  | 017-01004 |  | THERMASONIC | GEL WARMER |  | 10123L18306T | SMR - (PL) - PEARLAND EAST | MHHS-SMR |  |  |  | 017-01004 |  | Pearland |  | SMR - (PL) - PEARLAND EAST | [5 empty] | WARMING UNITS, GEL |  | WARMERGEL-Parker Labs-Thermasonic |  |  |  |  | WARMERGEL-Parker Labs-Thermasonic | ThermaSolutions | [7 empty] | Covered PM Repair - Biomedical | MHHS-SMR
NO | NO |  |  |  | 017-01022 |  | THERMASONIC | GEL WARMER |  | 10123L18305T | SMR - (PL) - PEARLAND EAST | MHHS-SMR |  |  |  | 017-01022 |  | Pearland |  | SMR - (PL) - PEARLAND EAST | [5 empty] | WARMING UNITS, GEL |  | WARMERGEL-Parker Labs-Thermasonic |  |  |  |  | WARMERGEL-Parker Labs-Thermasonic | ThermaSolutions | [7 empty] | Covered PM Repair - Biomedical | MHHS-SMR
NO | NO |  |  |  | 129-00448 |  | THERMASONIC | GEL WARMER |  |  | SMR - (SL) - WILLIAMS TRACE | MHHS-SMR |  |  |  | 129-00448 |  | Sugar Land |  | SMR - (SL) - WILLIAMS TRACE | [5 empty] | WARMING UNITS, GEL |  | WARMERGEL-Parker Labs-Thermasonic |  |  |  |  | WARMERGEL-Parker Labs-Thermasonic | ThermaSolutions | [7 empty] | Covered PM Repair - Biomedical | MHHS-SMR
NO | NO |  |  |  | 013-38851 |  | THERMASONIC | GEL WARMER |  |  | SW - RADIOLOGY | MHHS-Southwest |  |  |  | 013-38851 |  | Southwest |  | SW - RADIOLOGY | [5 empty] | WARMING UNITS, GEL |  | WARMERGEL-Parker Labs-Thermasonic |  |  |  |  | WARMERGEL-Parker Labs-Thermasonic | ThermaSolutions | [7 empty] | Covered PM Repair - Biomedical | MHHS-Southwest
NO | NO |  |  |  | 129-06840 |  | THERMASONIC | GEL WARMER |  | 07083L03748 | SUGAR LAND - MFM CLINIC | MHHS-Sugarland |  |  |  | 129-06840 |  | Sugar Land |  | SUGAR LAND - MFM CLINIC | [5 empty] | WARMING UNITS, GEL |  | WARMERGEL-Parker Labs-Thermasonic |  |  |  |  | WARMERGEL-Parker Labs-Thermasonic | ThermaSolutions | [7 empty] | Covered PM Repair - Biomedical | MHHS-Sugarland
YES | YES | Serial Number Cnf |  |  | 099-02145 | 099-02145 | ThermaSonuc | Gel Warmer |  | Cnf | OPID - (KY) - KATY - 445 (MP1) |  |  |  |  | 099-02145 | 099-02145 | Katy | Katy | OPID - (KY) - KATY - 445 (MP1) |  | 2/1/20 |  |  |  |  | Warmer, Gel | WARMERGEL-Parker Labs-Thermasonic | [23 empty] | WARMERGEL | Warmer, Gel | Parker Labs
NO | NO |  |  |  | L-069-45531 |  | Thermedx | FLUIDSMART SYSTEM |  |  | TMC - OR - HERMANN (2HP) | MHHS-TMC |  |  |  | L-069-45531 |  | TMC |  | TMC - OR - HERMANN (2HP) | [5 empty] | IRRIGATION/DISTENTION SYSTEMS |  | .needs class | [5 empty] | Thermedx LLC | [7 empty] | Covered PM Repair - Biomedical | MHHS-TMC
NO | NO |  |  |  | 069-41667 |  | Thermedx | FLUIDSMART SYSTEM |  |  | TMC - OR - ROBERTSON (2R) | MHHS-TMC |  |  |  | 069-41667 |  | TMC |  | TMC - OR - ROBERTSON (2R) | [5 empty] | IRRIGATION/DISTENTION SYSTEMS |  | .needs class | [5 empty] | Thermedx LLC | [7 empty] | Covered PM Repair - Biomedical | MHHS-TMC
NO | YES |  |  |  | 005-09462 | 005-09462 | Thermo Electron Coorporation | 601B |  | V08R-124415-VR | SE-Laboratory-Blood Bank | MHHS-Southeast |  |  |  | 005-09462 | 005-09462 | Southeast | MHHS-Southeast | SE-Laboratory-Blood Bank | W2 | 9/1/19 |  |  |  | REFRIGERATORS, BLOOD BANK |  | .needs class |  |  |  |  | .needs class | THERMOELECTRON | [7 empty] | Not Covered Vendor Only - Lab Ana/Anes | MHHS-Southeast
NO | NO | [5 empty] | Thermo Electron Coorporation | CENTRA CL-3 |  |  | SW - LABORATORY - CYTOLOGY | MHHS-Southwest |  | Centrifuge, General Purpose |  |  |  | Southwest |  | SW - LABORATORY - CYTOLOGY | [5 empty] | CENTRIFUGES |  | CENTRIFUGEGENPURP-ThermoSci-CENTRA-CL3 | CENTRIFUGEGENPURP | CENTRA-CL3 |  |  |  | ThermoSci | Centrifuge, General Purpose |  |  | CENTRIFUGEGENPURP-ThermoSci-CENTRA-CL3 |  |  |  | Covered PM Repair - Biomedical | MHHS-Southwest
NO | YES | [5 empty] | Thermo Electron Coorporation | FFTG500TABC |  | P01R-402905-PR | SW-Laboratory-Microbiology | MHHS-Southwest | [5 empty] | Southwest | MHHS-Southwest | SW-Laboratory-Microbiology | Microbiology | 1/1/20 |  | 1/1/21 |  | INCUBATORS, LABORATORY, THERMOCYCLING |  | .needs class | [5 empty] | THERMOELECTRON |  |  |  |  | 11/3/16 |  |  | Covered PM Repair - Biomedical | MHHS-Southwest
NO | YES |  |  |  | 029-09233 | 029-09233 | Thermo Electron Coorporation | FORMA-SPLINT |  |  | TIRR-Woodlands Inpatient | MHHS-TIRR |  | Bath, Water |  | 029-09233 | 029-09233 | Woodlands | MHHS-Others | TIRR-Woodlands Inpatient | TIRR | 4/1/19 |  | 4/1/20 |  | BATHS, PARAFFIN, PHYSICAL THERAPY | Bath, Water | BATHWATER-ThermoFisherSci-Forma-Splint | BATHWATER | Forma-Splint |  |  |  | ThermoFisherSci | Bath, Water |  |  | BATHWATER-ThermoFisherSci-Forma-Splint | 7/25/19 |  |  | Covered PM Repair - Biomedical | MHHS-TIRR | [8 empty] | BATHWATER | Bath, Water | ThermoFisherSci
NO | YES |  |  |  | 069-16720 |  | Thermo Electron Coorporation | HEMAPRO 2000 |  | W20R-125371-WR | TMC-Hermann-Adult ER (1Hp) | MHHS-TMC |  | Freezer, Laboratory |  | 069-16720 |  | TMC | MHHS-TMC | TMC-Hermann-Adult ER (1Hp) | Hallway | 1/1/20 |  | 4/1/20 |  | FREEZERS, BLOOD |  | FREEZERLAB-ThermoSci-Hema Pro 2000 | FREEZERLAB | Hema Pro 2000 |  |  |  | ThermoSci | Freezer, Laboratory |  |  | FREEZERLAB-ThermoSci-Hema Pro 2000 |  |  |  | Covered PM Repair - Biomedical | MHHS-TMC
NO | YES |  |  |  | 129-02798 | 129-02798 | Thermo Electron Coorporation | LR234A21 |  | V11R-124488-VR | Sugar Land-Laboratory | MHHS-Sugarland |  |  |  | 129-02798 | 129-02798 | Sugar Land | MHHS-Sugarland | Sugar Land-Laboratory | Laboratory | 12/1/19 |  | 11/1/20 |  | REFRIGERATORS, LABORATORY |  | .needs class | [5 empty] | THERMOELECTRON |  |  |  |  | 11/24/16 |  |  | Covered PM Repair - Biomedical | MHHS-Sugarland
NO | YES |  |  |  | 129-02799 | 129-02799 | Thermo Electron Coorporation | LR234A21 |  | V09R-124439-VR | Sugar Land-Laboratory | MHHS-Sugarland |  |  |  | 129-02799 | 129-02799 | Sugar Land | MHHS-Sugarland | Sugar Land-Laboratory | Laboratory | 12/1/20 |  | 1/1/21 |  | REFRIGERATORS, LABORATORY |  | .needs class | [5 empty] | THERMOELECTRON |  |  |  |  | 1/3/17 |  |  | Covered PM Repair - Biomedical | MHHS-Sugarland
NO | NO | [5 empty] | Thermo Electron Coorporation | MULTIFUGE X1 |  |  | SW - LABORATORY - CYTOLOGY | MHHS-Southwest | [5 empty] | Southwest |  | SW - LABORATORY - CYTOLOGY | [5 empty] | CENTRIFUGES |  | .needs class | [5 empty] | THERMOELECTRON | [7 empty] | Covered PM Repair - Biomedical | MHHS-Southwest
NO | YES | [5 empty] | Thermo Electron Coorporation | POLARSTAR 6C5R-1B14 |  | N31X-461993-NX | MHOSH-3rd Floor | MHHS Orthopedic & Spine | [5 empty] | Central & Greater Heights | MHHS-Orthopedic & Spine | MHOSH-3rd Floor |  | 12/13/19 |  |  |  | REFRIGERATORS, LABORATORY |  | .needs class | [5 empty] | THERMOELECTRON |  |  |  |  | 2/1/15 | MHOSH Inventory Dec 2019 into 2020 - Copy.xls - Newly Verified |  | Covered PM Repair - Biomedical | MHHS Orthopedic & Spine
NO | YES | [5 empty] | Thermo Electron Coorporation | REL3004A21 |  | W26R-125464-XR | MHOSH-Blood Bank | MHHS Orthopedic & Spine | [5 empty] | Central & Greater Heights | MHHS-Orthopedic & Spine | MHOSH-Blood Bank |  | 11/13/19 |  |  |  | REFRIGERATORS, LABORATORY |  | .needs class | [5 empty] | THERMOELECTRON |  |  |  |  | 5/1/17 | MHOSH Inventory Dec 2019 into 2020 - Copy.xls - Newly Verified |  | Covered PM Repair - Biomedical | MHHS Orthopedic & Spine
NO | YES |  |  |  | 005-07248 | 005-07248 | Thermo Electron Coorporation | REL3004A21 |  | 30004R0A0A0A030A | SE-Laboratory-Blood Bank | MHHS-Southeast |  |  |  | 005-07248 | 005-07248 | Southeast | MHHS-Southeast | SE-Laboratory-Blood Bank | W2 | 1/1/19 |  |  |  | REFRIGERATORS, LABORATORY |  | .needs class | [5 empty] | THERMOELECTRON |  |  |  |  | 5/1/17 |  |  | Covered PM Repair - Biomedical | MHHS-Southeast
NO | NO | [5 empty] | Thermo Electron Coorporation | REN4504A21 |  | W11R-125197-WR | SE - PHARMACY | MHHS-Southeast | [5 empty] | Southeast & Bay Area |  | SE - PHARMACY | [5 empty] | REFRIGERATORS, LABORATORY |  | .needs class | [5 empty] | THERMOELECTRON | [7 empty] | Covered PM Repair - Biomedical | MHHS-Southeast
NO | YES |  |  |  | 133-03951 | 133-03951 | Thermo Electron Coorporation | REV404A19 |  | V02R-124311-VR | Katy-OR | MHHS-Katy |  |  |  | 133-03951 | 133-03951 | Katy | MHHS-Katy | Katy-OR | Sterile Core | 7/1/19 | 7/1/20 |  |  | REFRIGERATORS, LABORATORY |  | .needs class | [5 empty] | THERMOELECTRON |  |  |  |  | 8/7/19 |  |  | Not Covered Vendor Only - Lab Ana/Anes | MHHS-Katy
NO | YES |  |  |  | 151-02469 | 151-02469 | Thermo Electron Coorporation | SHANDON LINISTAT |  | LS5045A1610 | CY - LABORATORY | MHHS-Cypress |  |  |  | 151-02469 | 151-02469 | Northwest & Cypress |  | CY - LABORATORY |  | 8/13/19 |  |  |  | SLIDE STAINERS |  | .needs class | [5 empty] | THERMOELECTRON | [5 empty] | Finished from Script 3/27/2020 12:11:52pm (Central) |  | Covered PM Repair - Biomedical | MHHS-Cypress
NO | NO | [5 empty] | Thermo Electron Coorporation | SHANDON LINISTAT |  | B101299097 | SW - LABORATORY - HISTOLOGY | MHHS-Southwest | [5 empty] | Southwest |  | SW - LABORATORY - HISTOLOGY | [5 empty] | SLIDE STAINERS |  | .needs class | [5 empty] | THERMOELECTRON | [7 empty] | Covered PM Repair - Biomedical | MHHS-Southwest
NO | NO |  |  |  | 069-39342 |  | Thermo Electron Coorporation | SHANDON LINISTAT |  | B100105449 | TMC - LABORATORY - ANATOMIC PATHOLOGY (2R) | MHHS-TMC |  |  |  | 069-39342 |  | TMC |  | TMC - LABORATORY - ANATOMIC PATHOLOGY (2R) | [5 empty] | SLIDE STAINERS |  | .needs class | [5 empty] | THERMOELECTRON | [7 empty] | Covered PM Repair - Biomedical | MHHS-TMC
NO | YES |  |  |  | 029-09136 | 029-09136 | Thermo Electron Coorporation | SP-1502 |  |  | TIRR-Op-Woodlands (Mp2, Ste 200) | MHHS-TIRR |  | Bath, Water |  | 029-09136 | 029-09136 | Woodlands | MHHS-Others | TIRR-Op-Woodlands (Mp2, Ste 200) | MP2 suite 270 | 8/1/19 |  | 8/1/20 |  | BATHS, PARAFFIN, PHYSICAL THERAPY | Bath, Water | BATHWATER-Wright Medical Tech-SP-1502 | BATHWATER | SP-1502 |  |  |  | WRIGHTMEDICAL | Bath, Water |  |  | BATHWATER-Wright Medical Tech-SP-1502 |  |  |  | Covered PM Repair - Radiology, Low End | MHHS-TIRR | [8 empty] | BATHWATER | Bath, Water | WRIGHTMEDICAL
NO | YES |  |  |  | 069-44368 | 069-44368 | Thermo Electron Coorporation | SP-1502 |  |  | TMC-Jones-Inpatient Rehab (4J) | MHHS-TMC |  | Bath, Water |  | 069-44368 | 069-44368 | TMC | MHHS-TMC | TMC-Jones-Inpatient Rehab (4J) | Equipment room | 4/1/19 |  | 4/1/20 |  | BATHS, PARAFFIN, PHYSICAL THERAPY |  | BATHWATER-Wright Medical Tech-SP-1502 | BATHWATER | SP-1502 |  |  |  | WRIGHTMEDICAL | Bath, Water |  |  | BATHWATER-Wright Medical Tech-SP-1502 |  |  |  | Covered PM Repair - Radiology, Low End | MHHS-TMC
NO | NO |  |  |  | 005-11070 |  | Thermo Electron Coorporation | SP-1502 |  |  | SMR - (SE) - CLEAR LAKE (WEBSTER) | MHHS-SMR |  | Bath, Water |  | 005-11070 |  | Southeast & Bay Area |  | SMR - (SE) - CLEAR LAKE (WEBSTER) | [5 empty] | BATHS, PARAFFIN, PHYSICAL THERAPY |  | BATHWATER-Wright Medical Tech-SP-1502 | BATHWATER | SP-1502 |  |  |  | WRIGHTMEDICAL | Bath, Water |  |  | BATHWATER-Wright Medical Tech-SP-1502 |  |  |  | Covered PM Repair - Biomedical | MHHS-SMR
NO | NO |  |  |  | 241-03296 |  | Thermo Electron Coorporation | SP-1502 |  |  | TIRR - THERAPY GYM | MHHS-TIRR |  | Bath, Water |  | 241-03296 |  | TMC |  | TIRR - THERAPY GYM | [5 empty] | BATHS, PARAFFIN, PHYSICAL THERAPY |  | BATHWATER-Wright Medical Tech-SP-1502 | BATHWATER | SP-1502 |  |  |  | WRIGHTMEDICAL | Bath, Water |  |  | BATHWATER-Wright Medical Tech-SP-1502 |  |  |  | Covered PM Repair - Radiology, Low End | MHHS-TIRR
NO | YES |  |  |  | 005-10433 | 005-10433 | Thermo Electron Coorporation | TT-101 |  |  | SMR - (SE) - SOUTHEAST (MP1) | MHHS-SMR |  | Warming Cabinet |  | 005-10433 | 005-10433 | Southeast | Memorial Hermann Sports Medicine | SMR - (SE) - SOUTHEAST (MP1) | SMR SE | 2/1/20 |  | 2/1/21 |  | STIMULATORS, CALORIC, PHYSICAL THERAPY, FLUIDIZED | Warming Cabinet | WARMINGCABINET-ThermoSci-TT-101 | WARMINGCABINET | TT-101 |  |  |  | ThermoSci | Warming Cabinet |  |  | WARMINGCABINET-ThermoSci-TT-101 | 3/31/18 |  |  | Covered PM Repair - Radiology, High End | MHHS-SMR | [8 empty] | WARMINGCABINET | Warming Cabinet | ThermoSci
NO | NO |  |  |  | 129-05970 |  | Thermo Electron Coorporation | TT-101 |  |  | SMR - (SL) - WILLIAMS TRACE | MHHS-SMR |  | Warming Cabinet |  | 129-05970 |  | Sugar Land |  | SMR - (SL) - WILLIAMS TRACE | [5 empty] | STIMULATORS, CALORIC, PHYSICAL THERAPY, FLUIDIZED |  | WARMINGCABINET-ThermoSci-TT-101 | WARMINGCABINET | TT-101 |  |  |  | ThermoSci | Warming Cabinet |  |  | WARMINGCABINET-ThermoSci-TT-101 |  |  |  | Covered PM Repair - Biomedical | MHHS-SMR
NO | NO | [5 empty] | Thermo Electron Coorporation | TT-101 |  |  | SMR - (TMC) - GREENWAY PLAZA | MHHS-SMR |  | Warming Cabinet |  |  |  | TMC |  | SMR - (TMC) - GREENWAY PLAZA | [5 empty] | STIMULATORS, CALORIC, PHYSICAL THERAPY, FLUIDIZED |  | WARMINGCABINET-ThermoSci-TT-101 | WARMINGCABINET | TT-101 |  |  |  | ThermoSci | Warming Cabinet |  |  | WARMINGCABINET-ThermoSci-TT-101 |  |  |  | Covered PM Repair - Biomedical | MHHS-SMR
NO | YES |  |  |  | 142-07028 | 142-07028 | Thermo Electron Coorporation | TT-202 |  |  | SMR-(NE)-Ne Hospital | MHHS-SMR |  | Therapy Unit, Dry Heat |  | 142-07028 | 142-07028 | Katy | MHHS-Others | SMR-(NE)-Ne Hospital | Sports medicine | 9/1/19 | 9/1/20 |  |  | STIMULATORS, CALORIC, PHYSICAL THERAPY, FLUIDIZED | Therapy Unit, Dry Heat | THERAPYUNITDRYHEAT-WhitehallMfgDiv-TT-202 | THERAPYUNITDRYHEAT | TT-202 |  |  |  | WhitehallMfgDiv | Therapy Unit, Dry Heat |  |  | THERAPYUNITDRYHEAT-WhitehallMfgDiv-TT-202 | 4/1/18 |  | TUDH-A | Covered PM Repair - Biomedical | MHHS-SMR | [8 empty] | THERAPYUNITDRYHEAT | Therapy Unit, Dry Heat | WhitehallMfgDiv
NO | YES |  |  |  | 129-06921 | 129-06921 | Thermo Electron Coorporation | TT-202 |  |  | SMR - (SL) - SL IRONMAN [MP2-STE100] | MHHS-SMR |  | Therapy Unit, Dry Heat |  | 129-06921 | 129-06921 | Sugar Land | MHHS-Others | SMR - (SL) - SL IRONMAN [MP2-STE100] |  | 3/1/19 | 3/1/20 |  |  | STIMULATORS, CALORIC, PHYSICAL THERAPY, FLUIDIZED | Therapy Unit, Dry Heat | THERAPYUNITDRYHEAT-WhitehallMfgDiv-TT-202 | THERAPYUNITDRYHEAT | TT-202 |  |  |  | WhitehallMfgDiv | Therapy Unit, Dry Heat |  |  | THERAPYUNITDRYHEAT-WhitehallMfgDiv-TT-202 | 3/31/18 |  | TUDH-A | Covered PM Repair - Radiology, Low End | MHHS-SMR | [8 empty] | THERAPYUNITDRYHEAT | Therapy Unit, Dry Heat | WhitehallMfgDiv
NO | YES | Asset Tag 029-07594 |  |  | 029-07594 | 029-07594 | Thermo Electron Coorporation | UGL2320A19 |  | T01S-129228-TS | Woodlands-Laboratory | MHHS-Woodlands |  |  |  | 029-07594 | 029-07594 | Woodlands | MHHS-Woodlands | Woodlands-Laboratory |  | 12/6/19 |  |  |  | FREEZERS, BLOOD |  | .needs class | [5 empty] | THERMOELECTRON |  |  |  |  | 4/1/18 | Finished from Script 3/27/2020 12:11:52pm (Central) |  | Covered PM Repair - Biomedical | MHHS-Woodlands
NO | NO |  |  |  | 013-35670 |  | Thermo Electron Coorporation | UGL2320A19 |  | Z04S131915ZS | SW - LABORATORY - MOLECULAR | MHHS-Southwest |  |  |  | 013-35670 |  | Southwest |  | SW - LABORATORY - MOLECULAR | [5 empty] | FREEZERS, BLOOD |  | .needs class | [5 empty] | THERMOELECTRON | [7 empty] | Covered PM Repair - Biomedical | MHHS-Southwest
NO | YES |  |  |  | 069-06354 | 069-06354 | Thermo Fisher Informatics |  |  |  | TMC-Laboratory-Chemistry (1R) | MHHS-TMC |  | Bath, Water |  | 069-06354 | 069-06354 | TMC | MHHS-TMC | TMC-Laboratory-Chemistry (1R) | Center |  |  |  |  | BATHS, WATER |  | BATHWATER-ThermoFisherSci-181 | BATHWATER |  |  |  |  | ThermoFisherSci | Bath, Water |  | BATHWATER-ThermoFisherSci-181 |  | 5/20/16 |  |  | Covered PM Repair - Biomedical | MHHS-TMC
NO | NO |  |  |  | 029-01243 |  | Thermo Fisher Laboratory Sample Preparation |  |  | 1-285-0145 | WOODLANDS - LABORATORY | MHHS-Woodlands |  | Dryer, Slide/Pipette |  | 029-01243 |  | Woodlands |  | WOODLANDS - LABORATORY | [5 empty] | DRYERS |  | DRYERSLIDEPIPETTE-Triangle Biomed Sci-3120075 | DRYERSLIDEPIPETTE |  |  |  |  | Triangle Biomed Sci | Dryer, Slide/Pipette |  |  | DRYERSLIDEPIPETTE-Triangle Biomed Sci-3120075 |  |  |  | Covered PM Repair - Biomedical | MHHS-Woodlands
NO | YES |  |  |  | 069-43600 | 069-43600 | Thermo Fisher Laboratory Sample Preparation | CENTRA B |  |  | TMC-Laboratory-HLA Lab (1R) | MHHS-TMC |  |  |  | 069-43600 | 069-43600 | TMC | MHHS-TMC | TMC-Laboratory-HLA Lab (1R) | Lab | 1/1/20 |  | 7/1/20 |  | CENTRIFUGES |  | .needs class | [5 empty] | ThermoFisherSci |  |  |  |  | 1/1/16 |  |  | Covered PM Repair - Biomedical | MHHS-TMC
YES | YES |  |  |  |  | 069-35910 | Thermo Fisher Sci | Heratherm |  |  | TMC - PLAZA - CANCER CENTER (STE 2900) | [5 empty] | 069-35910 | TMC | Memorial Hermann Cancer Center - Texas Medical Center (#2900) | TMC - PLAZA - CANCER CENTER (STE 2900) | Room 6 |  |  |  | New Add
YES | YES |  |  |  | 099-10998 | 099-10998 | Thermo Fisher Sci | HM325 |  |  | SW - Lab |  |  |  |  | 099-10998 | 099-10998 | Southwest | Memorial Hermann Southwest Hospital | SW - Lab | Histology | 1/1/20 |  |  | New Add - SPBS performed PM
NO | YES |  |  |  | 069-27355 | 069-27355 | Thermo Fisher Sci | Lt754A22 |  |  | TMC-Laboratory-Chemistry (1R) |  |  |  |  | 069-27355 | 069-27355 | TMC | MHHS-TMC | TMC-Laboratory-Chemistry (1R) | TMC -LABORATORY - CHEM | 1/1/20 |  | 1/1/21
YES | YES |  |  |  | 005-08205 | 005-08205 | Thermo Fisher Sci | Medilite 6 PL |  | 004480F | Memorial Hermann- Southeast |  |  |  |  | 005-08205 | 005-08205 |  | Memorial Hermann- Southeast | Memorial Hermann- Southeast | Storage | 11/1/19 |  | 3/1/20
NO | YES |  |  |  | 041-11472 | 041-11472 | Thermo Fisher Sci | MediLite 6PL |  | P03U-423767-PU | MEMORIAL CITY - Outpatient Surgery |  |  |  |  | 041-11472 | 041-11472 | West | Memorial Hermann Memorial City Medical Center | MEMORIAL CITY - Outpatient Surgery | W1 Case Cart Staging Area
NO | YES |  |  |  | 013-35730 | 099-10993 | Thermo Fisher Sci | Megafuge 16 |  |  | SW-Laboratory |  |  |  |  | 013-35730 | 099-10993 | Southwest | MHHS-Southwest | SW-Laboratory | Core Lab |  |  |  | New Add/ Lid is broken, parts ordered.
YES | YES |  |  |  | 029-11363 | 029-11363 | Thermo Fisher Sci | PR504A |  |  | LAB |  |  |  |  | 029-11363 | 029-11363 | Woodlands | 24 Hour Emergency Room - Convenient Care Center in Spring | LAB | LAB | 2/1/20 |  | 9/1/20
YES | YES |  |  |  | 099-10996 | 099-10996 | Thermo Fisher Sci | SlideMate AS |  | SPA02150106 | SW - Lab |  |  |  |  | 099-10996 | 099-10996 | Southwest | Memorial Hermann Southwest Hospital | SW - Lab | Histology |  |  |  | New Add
YES | YES |  |  |  | 099-10997 | 099-10997 | Thermo Fisher Sci | SlideMate AS |  | SPA02150126 | SW - Lab |  |  |  |  | 099-10997 | 099-10997 | Southwest | Memorial Hermann Southwest Hospital | SW - Lab | Histology |  |  |  | New Add
YES | YES |  |  |  | 099-10999 | 099-10999 | Thermo Fisher Sci | SlideMate AS |  | SPA02150123 | SW - Lab |  |  |  |  | 099-10999 | 099-10999 | Southwest | Memorial Hermann Southwest Hospital | SW - Lab | Histology |  |  |  | New Add
YES | YES |  |  |  | 099-11000 | 099-11000 | Thermo Fisher Sci | SlideMate AS |  | SPA02150107 | SW - Lab |  |  |  |  | 099-11000 | 099-11000 | Southwest | Memorial Hermann Southwest Hospital | SW - Lab | Histology |  |  |  | New Add
YES | YES |  |  |  | 099-11001 | 099-11001 | Thermo Fisher Sci | SlideMate AS |  | SPA02150105 | SW - Lab |  |  |  |  | 099-11001 | 099-11001 | Southwest | Memorial Hermann Southwest Hospital | SW - Lab | Histology |  |  |  | New Add
YES | YES |  |  |  | 099-11002 | 099-11002 | Thermo Fisher Sci | SlideMate AS |  | SPA06150273 | SW - Lab |  |  |  |  | 099-11002 | 099-11002 | Southwest | Memorial Hermann Southwest Hospital | SW - Lab | Histology |  |  |  | New Add
YES | YES |  |  |  | 099-11003 | 099-11003 | Thermo Fisher Sci | SlideMate AS |  | SPA03171618 | SW - Lab |  |  |  |  | 099-11003 | 099-11003 | Southwest | Memorial Hermann Southwest Hospital | SW - Lab | Histology |  |  |  | New Add
YES | YES |  |  |  | 099-11004 | 099-11004 | Thermo Fisher Sci | SlideMate AS |  | SPA02150120 | SW - Lab |  |  |  |  | 099-11004 | 099-11004 | Southwest | Memorial Hermann Southwest Hospital | SW - Lab | Histology |  |  |  | New Add
YES | YES |  |  |  | 099-11005 | 099-11005 | Thermo Fisher Sci | SlideMate AS |  | SPA02150121 | SW - Lab |  |  |  |  | 099-11005 | 099-11005 | Southwest | Memorial Hermann Southwest Hospital | SW - Lab | Histology |  |  |  | New Add
YES | YES |  |  |  | 099-11007 | 099-11007 | Thermo Fisher Sci | SlideMate AS |  | SPA11161328 | SW - Lab |  |  |  |  | 099-11007 | 099-11007 | Southwest | Memorial Hermann Southwest Hospital | SW - Lab | Histology |  |  |  | New Add
YES | YES |  |  |  | 013-35722 | 013-35722 | Thermo Fisher Sci | Vari-Mix |  |  | SW - ER |  |  |  |  | 013-35722 | 013-35722 | Southwest | Memorial Hermann Southwest Hospital Emergency Center | SW - ER | ER - Lab |  |  |  | New Add
NO | NO |  |  |  | 013-38125 |  | THERMO FISHER SCIENTIFIC | 05-090-100 |  |  | SW - LABORATORY - MOLECULAR | MHHS-Southwest |  | Centrifuge, General Purpose |  | 013-38125 |  | Southwest |  | SW - LABORATORY - MOLECULAR | [5 empty] | CENTRIFUGES |  | CENTRIFUGEGENPURP-ThermoFisherSci-05-090-100 | CENTRIFUGEGENPURP | 05-090-100 |  |  |  | ThermoFisherSci | Centrifuge, General Purpose |  | CENTRIFUGEGENPURP-ThermoFisherSci-05-090-100 |  |  |  |  | No Coverage Specified | MHHS-Southwest
NO | YES |  |  |  | 099-06507 | 099-06507 | THERMO FISHER SCIENTIFIC | 20LF-16WW-CA |  |  | SE-Laboratory | MHHS-Southeast |  |  |  | 099-06507 | 099-06507 | Southeast | MHHS-Southeast | SE-Laboratory | Lab | 2/1/19 |  |  |  | FREEZERS, LABORATORY |  | .needs class |  |  |  |  | .needs class | ThermoFisherSci |  |  |  |  | 4/4/17 |  |  | Covered PM Repair - Biomedical | MHHS-Southeast
NO | YES |  |  |  | 145-00301 | 145-00301 | THERMO FISHER SCIENTIFIC |  |  | C1665130843134 | Pearland-Laboratory-Main | MHHS-Pearland Hospital |  | Aspirator (Suction Pump) |  | 145-00301 | 145-00301 | Pearland | MHHS-Pearland Hospital | Pearland-Laboratory-Main | Lab |  |  |  |  | MIXERS, CLINICAL LABORATORY | Aspirator (Suction Pump) | ASPIRATORSUCTPUMP-SSCOR-2314 | ASPIRATORSUCTPUMP |  |  |  |  | SSCOR | Aspirator (Suction Pump) |  |  | ASPIRATORSUCTPUMP-SSCOR-2314 | 8/1/17 |  |  | Not Covered Vendor Only - Biomedical | MHHS-Pearland Hospital | [8 empty] | ASPIRATORSUCTPUMP | Aspirator (Suction Pump) | SSCOR
NO | NO | [5 empty] | THERMO FISHER SCIENTIFIC |  |  | C1665120633360 | SC CCC - (NE) - LABORATORY | MHHS-Summer Creek CCC |  | Aspirator (Suction Pump) |  |  |  | Katy |  | SC CCC - (NE) - LABORATORY | [5 empty] | MIXERS, CLINICAL LABORATORY |  | ASPIRATORSUCTPUMP-SSCOR-2314 | ASPIRATORSUCTPUMP |  |  |  |  | SSCOR | Aspirator (Suction Pump) |  |  | ASPIRATORSUCTPUMP-SSCOR-2314 |  |  |  | Not Covered Vendor Only - Biomedical | MHHS-Summer Creek CCC
NO | YES |  |  |  | 929-00543 | 929-00543 | THERMO FISHER SCIENTIFIC |  |  | 816836-153 | MHOSH-OR | MHHS Orthopedic & Spine |  | Scale, Patient |  | 929-00543 | 929-00543 | Central & Greater Heights | MHHS-Orthopedic & Spine | MHOSH-OR |  | 4/17/19 |  |  |  | FREEZERS, LABORATORY | Scale, Patient | SCALEPATIENT-Seca-703 | SCALEPATIENT |  |  |  |  | Seca | Scale, Patient |  |  | SCALEPATIENT-Seca-703 |  | MHOSH Inventory Dec 2019 into 2020 - Copy.xls - Newly Verified | SP-A | Covered PM Repair - Biomedical | MHHS Orthopedic & Spine | [8 empty] | SCALEPATIENT | Scale, Patient | Seca
NO | YES | Asset Tag 069-28684 |  |  | 069-28684 |  | THERMO FISHER SCIENTIFIC |  |  | 819454-164 | TMC-OR-Robertson (2R) | MHHS-TMC |  | Scale, Patient |  | 069-28684 |  | TMC | MHHS-TMC | TMC-OR-Robertson (2R) | OR - ROBERTSON (2R) | 6/1/19 |  | 6/1/20 |  | FREEZERS, LABORATORY |  | SCALEPATIENT-Seca-703 | SCALEPATIENT |  |  |  |  | Seca | Scale, Patient |  |  | SCALEPATIENT-Seca-703 |  |  |  | Covered PM Repair - Biomedical | MHHS-TMC
NO | YES |  |  |  | 005-06702 | 005-06702 | THERMO FISHER SCIENTIFIC |  |  | 818066-139 | SE-OR | MHHS-Southeast |  | Therapy Unit, Ultrasound |  | 005-06702 | 005-06702 | Southeast | MHHS-Southeast | SE-OR | Storage | 12/1/18 |  | 12/1/19 |  | FREEZERS, LABORATORY |  | THERAPYUNITULTRASOUND-Dynatronics-708 | THERAPYUNITULTRASOUND |  |  |  |  | Dynatronics | Therapy Unit, Ultrasound |  |  | THERAPYUNITULTRASOUND-Dynatronics-708 |  |  |  | Covered PM Repair - Biomedical | MHHS-Southeast
NO | YES | [5 empty] | THERMO FISHER SCIENTIFIC |  |  | 833183-506 | SW-Laboratory-Microbiology | MHHS-Southwest | [5 empty] | Southwest | MHHS-Southwest | SW-Laboratory-Microbiology | Microbiology | 1/1/20 |  | 1/1/21 |  | FREEZERS, LABORATORY |  | .needs class |  |  |  |  | .needs class | ThermoFisherSci | [7 empty] | Covered PM Repair - Biomedical | MHHS-Southwest
NO | NO |  |  |  | 041-18648 |  | THERMO FISHER SCIENTIFIC |  |  | 841204-900 | MEMORIAL CITY - OUTPATIENT SURGERY | MHHS-Mem City |  |  |  | 041-18648 |  | West & Memorial City |  | MEMORIAL CITY - OUTPATIENT SURGERY | [5 empty] | FREEZERS, LABORATORY |  | .needs class |  |  |  |  | .needs class | ThermoFisherSci | [7 empty] | Covered PM Repair - Biomedical | MHHS-Mem City
NO | YES |  |  |  |  | 013-35988 | THERMO FISHER SCIENTIFIC | BB234A22 |  |  | SW-Laboratory-Blood Bank | MHHS-Southwest |  | Refrigerator, Blood Bank |  |  | 013-35988 | Southwest | MHHS-Southwest | SW-Laboratory-Blood Bank | Blood Bank |  |  |  |  | REFRIGERATORS, BLOOD BANK | Refrigerator, Blood Bank | REFRIGERATORBLOODBANK-Cardinal Health-BB234A22 | REFRIGERATORBLOODBANK | BB234A22 |  |  |  | Cardinal Health | Refrigerator, Blood Bank |  |  | REFRIGERATORBLOODBANK-Cardinal Health-BB234A22 | 12/1/20 |  | RBB-A | Not Covered Vendor Only - Biomedical | MHHS-Southwest | [8 empty] | REFRIGERATORBLOODBANK | Refrigerator, Blood Bank | Cardinal Health
NO | YES |  |  |  |  | 013-35989 | THERMO FISHER SCIENTIFIC | BB234A22 |  |  | SW-Laboratory-Blood Bank | MHHS-Southwest |  | Refrigerator, Blood Bank |  |  | 013-35989 | Southwest | MHHS-Southwest | SW-Laboratory-Blood Bank | Blood Bank |  |  |  |  | REFRIGERATORS, BLOOD BANK | Refrigerator, Blood Bank | REFRIGERATORBLOODBANK-Cardinal Health-BB234A22 | REFRIGERATORBLOODBANK | BB234A22 |  |  |  | Cardinal Health | Refrigerator, Blood Bank |  |  | REFRIGERATORBLOODBANK-Cardinal Health-BB234A22 | 12/1/20 |  | RBB-A | Not Covered Vendor Only - Biomedical | MHHS-Southwest | [8 empty] | REFRIGERATORBLOODBANK | Refrigerator, Blood Bank | Cardinal Health
NO | YES |  |  |  | 005-10447 | 005-10447 | THERMO FISHER SCIENTIFIC | BB234A24 |  |  | SE-Laboratory-Blood Bank | MHHS-Southeast |  |  |  | 005-10447 | 005-10447 | Southeast | MHHS-Southeast | SE-Laboratory-Blood Bank |  | 10/1/19 |  |  |  | REFRIGERATORS, BLOOD BANK |  | .needs class |  |  |  |  | .needs class | ThermoFisherSci |  |  |  |  | 12/1/20 |  |  | Not Covered Vendor Only - Biomedical | MHHS-Southeast
NO | YES |  |  |  | 005-11526 | 005-11526 | THERMO FISHER SCIENTIFIC | BB234A24 |  |  | SE-Laboratory-Blood Bank | MHHS-Southeast |  |  |  | 005-11526 | 005-11526 | Southeast | MHHS-Southeast | SE-Laboratory-Blood Bank |  | 10/1/19 |  |  |  | REFRIGERATORS, BLOOD BANK |  | .needs class |  |  |  |  | .needs class | ThermoFisherSci |  |  |  |  | 12/1/20 |  |  | Not Covered Vendor Only - Biomedical | MHHS-Southeast
NO | YES |  |  |  |  | 013-35987 | THERMO FISHER SCIENTIFIC | BB504A22 |  |  | SW-Laboratory-Microbiology | MHHS-Southwest |  |  |  |  | 013-35987 | Southwest | MHHS-Southwest | SW-Laboratory-Microbiology | Microbiology | 1/1/20 |  | 1/1/21 |  | REFRIGERATORS, BLOOD BANK |  | .needs class |  |  |  |  | .needs class | ThermoFisherSci |  |  |  |  | 12/1/20 |  |  | Not Covered Vendor Only - Biomedical | MHHS-Southwest
NO | YES |  |  |  | 129-04146 | 129-04146 | THERMO FISHER SCIENTIFIC | BB504A22 |  | N19V-145587-NV | Sugar Land-Laboratory-Blood Bank | MHHS-Sugarland |  |  |  | 129-04146 | 129-04146 | Sugar Land | MHHS-Sugarland | Sugar Land-Laboratory-Blood Bank |  | 12/1/19 | 12/1/20 |  |  | REFRIGERATORS, BLOOD BANK |  | .needs class |  |  |  |  | .needs class | ThermoFisherSci |  |  |  |  | 12/1/20 |  |  | Not Covered Vendor Only - Biomedical | MHHS-Sugarland
NO | YES |  |  |  | 151-01922 | 151-01922 | THERMO FISHER SCIENTIFIC | CAR24086A |  |  | CY-OR | MHHS-Cypress |  |  |  | 151-01922 | 151-01922 | Northwest | MHHS-Cypress | CY-OR | Core | 6/1/19 | 6/1/20 |  |  | FREEZERS, LABORATORY |  | .needs class | [5 empty] | ThermoFisherSci |  |  |  |  | 11/1/20 |  |  | Not Covered Vendor Only - Biomedical | MHHS-Cypress
NO | YES |  |  |  | 069-47926 | 069-47926 | THERMO FISHER SCIENTIFIC | CAR24086A |  |  | TMC-Sarofim 3-OR | MHHS-TMC |  |  |  | 069-47926 | 069-47926 | TMC | MHHS-TMC | TMC-Sarofim 3-OR | OR storage | 12/1/19 |  | 12/1/20 |  | FREEZERS, LABORATORY |  | .needs class | [5 empty] | ThermoFisherSci |  |  |  |  | 11/1/20 |  |  | Not Covered Vendor Only - Biomedical | MHHS-TMC
NO | YES |  |  |  | 069-47642 | 069-47642 | THERMO FISHER SCIENTIFIC | CAR24086A |  |  | TMC-Sarofim 3-OR | MHHS-TMC |  |  |  | 069-47642 | 069-47642 | TMC | MHHS-TMC | TMC-Sarofim 3-OR | OR storage | 12/1/19 |  | 12/1/20 |  | FREEZERS, LABORATORY |  | .needs class | [5 empty] | ThermoFisherSci |  |  |  |  | 11/1/20 |  |  | Not Covered Vendor Only - Biomedical | MHHS-TMC
NO | YES |  |  |  | 151-01913 | 151-01913 | THERMO FISHER SCIENTIFIC | CC234A |  |  | CY-Laboratory | MHHS-Cypress |  |  |  | 151-01913 | 151-01913 | Northwest | MHHS-Cypress | CY-Laboratory | Hematology | 11/1/19 | 11/1/20 |  |  | REFRIGERATORS, LABORATORY |  | .needs class | [5 empty] | ThermoFisherSci |  |  |  |  | 1/1/12 |  |  | Covered PM Repair - Biomedical | MHHS-Cypress
NO | YES |  |  |  | 029-06329 | 029-06329 | THERMO FISHER SCIENTIFIC | CC504A21 |  | N11V-145464-NV | Woodlands-Laboratory-Blood Bank | MHHS-Woodlands |  |  |  | 029-06329 | 029-06329 | Woodlands | MHHS-Woodlands | Woodlands-Laboratory-Blood Bank | Lab | 1/1/20 | 3/1/20 | 1/1/21 |  | REFRIGERATORS, LABORATORY |  | .needs class | [5 empty] | ThermoFisherSci |  |  |  |  | 2/11/17 |  |  | Covered PM Repair - Biomedical | MHHS-Woodlands
NO | YES |  |  |  | 009-10742 | 009-10742 | THERMO FISHER SCIENTIFIC | CC504A22 |  |  | CBC - (GH) - HOGG MIDDLE SCHOOL CLINIC | MHHS-Neighborhood Clinics |  |  |  | 009-10742 | 009-10742 | Central & Greater Heights |  | CBC - (GH) - HOGG MIDDLE SCHOOL CLINIC |  | 10/09/2019 |  |  |  | REFRIGERATORS, BLOOD BANK |  | .needs class | [5 empty] | ThermoFisherSci |  |  |  |  | 05/25/2018 |  |  | Covered PM Repair - Biomedical | MHHS-Neighborhood Clinics
NO | YES |  |  |  | 029-07688 | 029-07688 | THERMO FISHER SCIENTIFIC | CC504A22 |  |  | Woodlands-Laboratory-Blood Bank | MHHS-Woodlands |  |  |  | 029-07688 | 029-07688 | Woodlands | MHHS-Woodlands | Woodlands-Laboratory-Blood Bank | Lab | 1/1/20 | 3/1/20 | 7/1/20 |  | REFRIGERATORS, BLOOD BANK |  | .needs class | [5 empty] | ThermoFisherSci |  |  |  |  | 6/1/18 |  |  | Covered PM Repair - Biomedical | MHHS-Woodlands
NO | YES | Asset Tag 029-07594 |  |  | 029-07594 | 029-07594 | THERMO FISHER SCIENTIFIC | CC504A22 |  | See pic | Woodlands-Laboratory |  |  |  |  | 029-07594 | 029-07594 | Woodlands | MHHS-Woodlands | Woodlands-Laboratory | Lab | 1/1/20 | 1/1/21 | 1/1/21 |  |  |  | Freezer
NO | YES |  |  |  | 029-08620 | 029-08620 | THERMO FISHER SCIENTIFIC | CC504A24 |  |  | Woodlands-Laboratory-Blood Bank | MHHS-Woodlands |  |  |  | 029-08620 | 029-08620 | Woodlands | MHHS-Woodlands | Woodlands-Laboratory-Blood Bank | Lab | 1/1/20 | 1/1/20 | 1/1/21 |  | REFRIGERATORS, LABORATORY |  | .needs class | [5 empty] | ThermoFisherSci |  |  |  |  | 5/25/18 |  |  | Covered PM Repair - Biomedical | MHHS-Woodlands
NO | YES |  |  |  | 133-08065 | 133-08065 | THERMO FISHER SCIENTIFIC | CC504A25 |  |  | Katy-Pharmacy | MHHS-Katy |  |  |  | 133-08065 | 133-08065 | Katy | MHHS-Katy | Katy-Pharmacy | Pharmacy | 10/1/19 | 10/1/20 |  |  | REFRIGERATORS, LABORATORY |  | .needs class | [5 empty] | ThermoFisherSci |  |  |  |  | 5/25/18 |  |  | Covered PM Repair - Biomedical | MHHS-Katy
NO | YES |  |  |  | 129-04893 | 129-04893 | THERMO FISHER SCIENTIFIC | CC504A25 |  |  | Sugar Land-Laboratory | MHHS-Sugarland |  |  |  | 129-04893 | 129-04893 | Sugar Land | MHHS-Sugarland | Sugar Land-Laboratory | Storage | 1/1/20 |  | 1/1/21 |  | REFRIGERATORS, LABORATORY |  | .needs class | [5 empty] | ThermoFisherSci |  |  |  |  | 6/14/17 |  |  | Covered PM Repair - Biomedical | MHHS-Sugarland
NO | YES |  |  |  | 005-10242 | 005-10242 | THERMO FISHER SCIENTIFIC | CENTRA W |  | B04A-449695-BA | SE-Laboratory-Blood Bank | MHHS-Southeast |  | Centrifuge, General Purpose |  | 005-10242 | 005-10242 | Southeast | MHHS-Southeast | SE-Laboratory-Blood Bank |  | 10/1/19 |  |  |  | WASHERS, CELL |  | CENTRIFUGEGENPURP-ThermoSci-Centra W | CENTRIFUGEGENPURP | Centra W |  |  |  | ThermoSci | Centrifuge, General Purpose |  |  | CENTRIFUGEGENPURP-ThermoSci-Centra W | 1/1/12 |  |  | Covered PM Repair - Biomedical | MHHS-Southeast
NO | YES |  |  |  | 041-17766 | 041-17766 | THERMO FISHER SCIENTIFIC | CW2 |  | W23Y-446116-WY | MEMORIAL CITY - Lab | MHHS-Mem City |  |  |  | 041-17766 | 041-17766 | West | MEMORIAL CITY - MEMORIAL HERMANN HOSPITAL | MEMORIAL CITY - Lab | Blood Bank |  |  |  |  | WASHERS, CELL |  | .needs class | [5 empty] | ThermoFisherSci | [7 empty] | Covered PM Repair - Biomedical | MHHS-Mem City
NO | YES |  |  |  | 145-00247 | 145-00247 | THERMO FISHER SCIENTIFIC | CW2 |  | M18A-541254-MA | Pearland-Laboratory-Main | MHHS-Pearland Hospital |  |  |  | 145-00247 | 145-00247 | Pearland | MHHS-Pearland Hospital | Pearland-Laboratory-Main | Specimen processing |  |  |  |  | WASHERS, CELL |  | .needs class | [5 empty] | ThermoFisherSci | [7 empty] | Covered PM Repair - Biomedical | MHHS-Pearland Hospital
NO | YES |  |  |  | 151-02617 | 151-02617 | THERMO FISHER SCIENTIFIC | CW3 |  |  | CY-Laboratory | MHHS-Cypress |  | Cell Washer |  | 151-02617 | 151-02617 | Northwest | MHHS-Cypress | CY-Laboratory | Blood bank | 12/1/19 | 6/1/20 |  |  | WASHERS, CELL | Cell Washer | CELLWASHER-ThermoSci-CW3 | CELLWASHER | CW3 |  |  |  | ThermoSci | Cell Washer |  |  | CELLWASHER-ThermoSci-CW3 | 1/1/10 |  | CEW-SA | Covered PM Repair - Biomedical | MHHS-Cypress | [8 empty] | CELLWASHER | Cell Washer | ThermoSci
NO | YES |  |  |  | 151-01992 | 151-01992 | THERMO FISHER SCIENTIFIC | CW3 |  |  | NE-Laboratory-Blood Bank | MHHS-Northeast |  | Cell Washer |  | 151-01992 | 151-01992 | Katy | MHHS-Northeast | NE-Laboratory-Blood Bank | Blood Bank | 6/1/19 | 6/1/20 |  |  | WASHERS, CELL | Cell Washer | CELLWASHER-ThermoSci-CW3 | CELLWASHER | CW3 |  |  |  | ThermoSci | Cell Washer |  |  | CELLWASHER-ThermoSci-CW3 |  |  | CEW-SA | Covered PM Repair - Biomedical | MHHS-Northeast | [8 empty] | CELLWASHER | Cell Washer | ThermoSci
NO | YES |  |  |  | 151-02335 | 151-02335 | THERMO FISHER SCIENTIFIC | CYTOSPIN 4 |  | CY150481509 | CY-Laboratory | MHHS-Cypress |  | Centrifuge, General Purpose |  | 151-02335 | 151-02335 | Northwest | MHHS-Cypress | CY-Laboratory | Hematology | 11/1/19 | 6/1/20 |  |  | CENTRIFUGES | Centrifuge, General Purpose | CENTRIFUGEGENPURP-Shandon Lipshaw-CYTOSPIN 4 | CENTRIFUGEGENPURP | CYTOSPIN 4 |  |  |  | Shandon Lipshaw | Centrifuge, General Purpose |  |  | CENTRIFUGEGENPURP-Shandon Lipshaw-CYTOSPIN 4 |  |  | CGP-A | Covered PM Repair - Biomedical | MHHS-Cypress | [8 empty] | CENTRIFUGEGENPURP | Centrifuge, General Purpose | Shandon Lipshaw
NO | YES |  |  |  | 133-07887 | 133-07887 | THERMO FISHER SCIENTIFIC | CYTOSPIN 4 |  | CY6644-1004 | Katy-Laboratory | MHHS-Katy |  | Centrifuge, General Purpose |  | 133-07887 | 133-07887 | Katy | MHHS-Katy | Katy-Laboratory | Lab | 1/1/20 | 7/1/20 |  |  | CENTRIFUGES | Centrifuge, General Purpose | CENTRIFUGEGENPURP-Shandon Lipshaw-CYTOSPIN 4 | CENTRIFUGEGENPURP | CYTOSPIN 4 |  |  |  | Shandon Lipshaw | Centrifuge, General Purpose |  |  | CENTRIFUGEGENPURP-Shandon Lipshaw-CYTOSPIN 4 |  |  | CGP-A | Covered PM Repair - Biomedical | MHHS-Katy | [8 empty] | CENTRIFUGEGENPURP | Centrifuge, General Purpose | Shandon Lipshaw
NO | YES |  |  |  | 041-17870 | 041-17870 | THERMO FISHER SCIENTIFIC | CYTOSPIN 4 |  | CY9231 1312 | MEMORIAL CITY - Lab | MHHS-Mem City |  | Centrifuge, General Purpose |  | 041-17870 | 041-17870 | West | MEMORIAL CITY - MEMORIAL HERMANN HOSPITAL | MEMORIAL CITY - Lab | Lab |  |  |  |  | CENTRIFUGES |  | CENTRIFUGEGENPURP-Shandon Lipshaw-CYTOSPIN 4 | CENTRIFUGEGENPURP | CYTOSPIN 4 |  |  |  | Shandon Lipshaw | Centrifuge, General Purpose |  |  | CENTRIFUGEGENPURP-Shandon Lipshaw-CYTOSPIN 4 |  |  |  | Covered PM Repair - Biomedical | MHHS-Mem City
NO | YES |  |  |  | 145-00293 | 099-04815 | THERMO FISHER SCIENTIFIC | CYTOSPIN 4 |  | CY9105-1309 | Pearland-Laboratory-Main | MHHS-Pearland Hospital |  | Centrifuge, General Purpose |  | 145-00293 | 099-04815 | Pearland | MHHS-Pearland Hospital | Pearland-Laboratory-Main | Lab | 1/1/20 | 7/1/20 |  |  | CENTRIFUGES | Centrifuge, General Purpose | CENTRIFUGEGENPURP-Shandon Lipshaw-CYTOSPIN 4 | CENTRIFUGEGENPURP | CYTOSPIN 4 |  |  |  | Shandon Lipshaw | Centrifuge, General Purpose |  |  | CENTRIFUGEGENPURP-Shandon Lipshaw-CYTOSPIN 4 |  |  | CGP-A | Covered PM Repair - Biomedical | MHHS-Pearland Hospital | [8 empty] | CENTRIFUGEGENPURP | Centrifuge, General Purpose | Shandon Lipshaw
NO | YES |  |  |  | 583-01245 | 583-01245 | THERMO FISHER SCIENTIFIC | CYTOSPIN 4 |  | CY100001503 | KT CCC-(KY)-Laboratory | MHHS-South Katy CCC |  | Centrifuge, General Purpose |  | 583-01245 | 583-01245 | Katy | MHHS-Others | KT CCC-(KY)-Laboratory | Lab |  |  |  |  | CENTRIFUGES | Centrifuge, General Purpose | CENTRIFUGEGENPURP-Shandon Lipshaw-CYTOSPIN 4 | CENTRIFUGEGENPURP | CYTOSPIN 4 |  |  |  | Shandon Lipshaw | Centrifuge, General Purpose |  |  | CENTRIFUGEGENPURP-Shandon Lipshaw-CYTOSPIN 4 |  |  | CGP-A | Covered PM Repair - Biomedical | MHHS-South Katy CCC | [8 empty] | CENTRIFUGEGENPURP | Centrifuge, General Purpose | Shandon Lipshaw
NO | NO |  |  |  | 013-36793 |  | THERMO FISHER SCIENTIFIC | CYTOSPIN 4 |  | CY100891505 | SW - LABORATORY - FLOW CYTOMETRY | MHHS-Southwest |  | Centrifuge, General Purpose |  | 013-36793 |  | Southwest |  | SW - LABORATORY - FLOW CYTOMETRY | [5 empty] | CENTRIFUGES |  | CENTRIFUGEGENPURP-Shandon Lipshaw-CYTOSPIN 4 | CENTRIFUGEGENPURP | CYTOSPIN 4 |  |  |  | Shandon Lipshaw | Centrifuge, General Purpose |  |  | CENTRIFUGEGENPURP-Shandon Lipshaw-CYTOSPIN 4 |  |  |  | Covered PM Repair - Biomedical | MHHS-Southwest
NO | NO |  |  |  | 129-06101 |  | THERMO FISHER SCIENTIFIC | CYTOSPIN 4 |  | CY101201505 | SP CCC - (SL) - LABORATORY | MHHS-Sienna Plantation CCC |  | Centrifuge, General Purpose |  | 129-06101 |  | Sugar Land |  | SP CCC - (SL) - LABORATORY | [5 empty] | CENTRIFUGES |  | CENTRIFUGEGENPURP-Shandon Lipshaw-CYTOSPIN 4 | CENTRIFUGEGENPURP | CYTOSPIN 4 |  |  |  | Shandon Lipshaw | Centrifuge, General Purpose |  |  | CENTRIFUGEGENPURP-Shandon Lipshaw-CYTOSPIN 4 |  |  |  | Covered PM Repair - Biomedical | MHHS-Sienna Plantation CCC
NO | NO |  |  |  | 041-19406 |  | THERMO FISHER SCIENTIFIC | HFU400TA |  |  | MEMORIAL CITY - MHT - JHC OR | MHHS-Mem City |  |  |  | 041-19406 |  | West & Memorial City |  | MEMORIAL CITY - MHT - JHC OR | [5 empty] | FREEZERS, LABORATORY, CRYOGENIC |  | .needs class | [5 empty] | ThermoFisherSci | [7 empty] | Covered PM Repair - Biomedical | MHHS-Mem City
NO | NO | [5 empty] | THERMO FISHER SCIENTIFIC | HM-340E-2 |  |  | SW - LABORATORY - HISTOLOGY | MHHS-Southwest | [5 empty] | Southwest |  | SW - LABORATORY - HISTOLOGY | [5 empty] | MICROTOMES |  | .needs class | [5 empty] | ThermoFisherSci | [7 empty] | Covered PM Repair - Biomedical | MHHS-Southwest
NO | NO | [5 empty] | THERMO FISHER SCIENTIFIC | HM-340E-2 |  |  | SW - LABORATORY - HISTOLOGY | MHHS-Southwest | [5 empty] | Southwest |  | SW - LABORATORY - HISTOLOGY | [5 empty] | MICROTOMES |  | .needs class | [5 empty] | ThermoFisherSci | [7 empty] | Covered PM Repair - Biomedical | MHHS-Southwest
NO | YES |  |  |  | 151-01921 | 151-01921 | THERMO FISHER SCIENTIFIC | LF3030A |  |  | CY - LABORATORY | MHHS-Cypress |  | Freezer, Laboratory |  | 151-01921 | 151-01921 | Northwest | Cypress | CY - LABORATORY |  | 1/1/20 | 1/1/21 |  |  | FREEZERS, BLOOD | Freezer, Laboratory | FREEZERLAB-ThermoFisherSci-LF3030A | FREEZERLAB | LF3030A |  |  |  | ThermoFisherSci | Freezer, Laboratory |  | FREEZERLAB-ThermoFisherSci-LF3030A |  |  |  | FL-A | Covered PM Repair - Biomedical | MHHS-Cypress | [8 empty] | FREEZERLAB | Freezer, Laboratory | ThermoFisherSci
NO | YES |  |  |  | 029-09786 | 029-09786 | THERMO FISHER SCIENTIFIC | LF3030A |  |  | NE-Laboratory | MHHS-Northeast |  | Freezer, Laboratory |  | 029-09786 | 029-09786 | Katy | MHHS-Northeast | NE-Laboratory |  | 7/1/19 | 7/1/20 |  |  | FREEZERS, BLOOD | Freezer, Laboratory | FREEZERLAB-ThermoFisherSci-LF3030A | FREEZERLAB | LF3030A |  |  |  | ThermoFisherSci | Freezer, Laboratory |  | FREEZERLAB-ThermoFisherSci-LF3030A |  | 4/2/17 |  | FL-A | Covered PM Repair - Biomedical | MHHS-Northeast | [8 empty] | FREEZERLAB | Freezer, Laboratory | ThermoFisherSci
NO | YES |  |  |  | 145-01353 | 145-01353 | THERMO FISHER SCIENTIFIC | LF3030A |  |  | Pearland-Laboratory-Main | MHHS-Pearland Hospital |  | Freezer, Laboratory |  | 145-01353 | 145-01353 | Pearland | MHHS-Pearland Hospital | Pearland-Laboratory-Main | Lab | 11/1/19 | 7/1/20 |  |  | FREEZERS, BLOOD | Freezer, Laboratory | FREEZERLAB-ThermoFisherSci-LF3030A | FREEZERLAB | LF3030A |  |  |  | ThermoFisherSci | Freezer, Laboratory |  | FREEZERLAB-ThermoFisherSci-LF3030A |  |  |  | FL-A | Covered PM Repair - Biomedical | MHHS-Pearland Hospital | [8 empty] | FREEZERLAB | Freezer, Laboratory | ThermoFisherSci
NO | YES |  |  |  | 129-06035 | 129-06035 | THERMO FISHER SCIENTIFIC | LF3030A |  |  | Sugar Land-Laboratory | MHHS-Sugarland |  | Freezer, Laboratory |  | 129-06035 | 129-06035 | Sugar Land | MHHS-Sugarland | Sugar Land-Laboratory | Storage | 1/1/20 |  | 1/1/21 |  | FREEZERS, BLOOD | Freezer, Laboratory | FREEZERLAB-ThermoFisherSci-LF3030A | FREEZERLAB | LF3030A |  |  |  | ThermoFisherSci | Freezer, Laboratory |  | FREEZERLAB-ThermoFisherSci-LF3030A |  |  |  | FL-A | Covered PM Repair - Biomedical | MHHS-Sugarland | [8 empty] | FREEZERLAB | Freezer, Laboratory | ThermoFisherSci
NO | YES |  |  |  | 009-09635 | 009-09635 | THERMO FISHER SCIENTIFIC | LR234A |  |  | GH - LABORATORY | MHHS-Greater Heights |  |  |  | 009-09635 | 009-09635 | Central | GH - LABORATORY | GH - LABORATORY | GH - LABORATORY |  |  |  |  | REFRIGERATORS, LABORATORY |  | .needs class | [5 empty] | ThermoFisherSci | [7 empty] | Covered PM Repair - Biomedical | MHHS-Greater Heights
NO | YES |  |  |  | 005-11764 | 005-11764 | THERMO FISHER SCIENTIFIC | LR234A |  |  | CBC - (SE) - MATTHYS ELEMENTARY SCHOOL | MHHS-Neighborhood Clinics |  |  |  | 005-11764 | 005-11764 | Southeast & Bay Area |  | CBC - (SE) - MATTHYS ELEMENTARY SCHOOL |  | 11/13/2019 |  |  |  | REFRIGERATORS, LABORATORY |  | .needs class | [5 empty] | ThermoFisherSci |  |  |  |  | 11/24/2016 |  |  | Covered PM Repair - Biomedical | MHHS-Neighborhood Clinics
NO | YES |  |  |  | 133-07328 | 133-07328 | THERMO FISHER SCIENTIFIC | LR454A23 |  |  | Katy-Laboratory | MHHS-Katy |  |  |  | 133-07328 | 133-07328 | Katy | MHHS-Katy | Katy-Laboratory | Lab | 1/1/20 | 1/1/21 |  |  | REFRIGERATORS, LABORATORY |  | .needs class | [5 empty] | ThermoFisherSci |  |  |  |  | 1/3/17 |  |  | Covered PM Repair - Biomedical | MHHS-Katy
NO | YES |  |  |  | 005-02994 | 005-02994 | THERMO FISHER SCIENTIFIC | LR454A23 |  | T18M-5817162-TM | SE-Laboratory-Blood Bank | MHHS-Southeast |  |  |  | 005-02994 | 005-02994 | Southeast | MHHS-Southeast | SE-Laboratory-Blood Bank | W2 | 1/1/19 |  |  |  | REFRIGERATORS, LABORATORY |  | .needs class | [5 empty] | ThermoFisherSci |  |  |  |  | 1/3/17 |  |  | Covered PM Repair - Biomedical | MHHS-Southeast
NO | YES |  |  |  |  | 129-31256 | THERMO FISHER SCIENTIFIC | LR454A23 |  | 34504C0A02ZZ4500A | Sugar Land-Laboratory | MHHS-Sugarland |  |  |  |  | 129-31256 | Sugar Land | MHHS-Sugarland | Sugar Land-Laboratory | Storage | 1/1/20 |  | 1/1/21 |  | REFRIGERATORS, LABORATORY |  | .needs class | [5 empty] | ThermoFisherSci |  |  |  |  | 2/15/17 |  |  | Covered PM Repair - Biomedical | MHHS-Sugarland
NO | YES |  |  |  | 151-02341 | 151-02341 | THERMO FISHER SCIENTIFIC | LR504A |  |  | CY-Laboratory | MHHS-Cypress |  |  |  | 151-02341 | 151-02341 | Northwest | MHHS-Cypress | CY-Laboratory |  | 1/1/20 | 1/1/21 |  |  | REFRIGERATORS, LABORATORY |  | .needs class | [5 empty] | ThermoFisherSci |  |  |  |  | 2/15/17 |  |  | Covered PM Repair - Biomedical | MHHS-Cypress
NO | YES |  |  |  |  | 142-05264 | THERMO FISHER SCIENTIFIC | LR754A21 |  |  | NE-Laboratory | MHHS-Northeast |  |  |  |  | 142-05264 | Katy | MHHS-Northeast | NE-Laboratory |  | 10/1/19 | 10/1/20 |  |  | REFRIGERATORS, LABORATORY |  | .needs class | [5 empty] | ThermoFisherSci | [7 empty] | Covered PM Repair - Biomedical | MHHS-Northeast
NO | YES |  |  |  |  | 142-05391 | THERMO FISHER SCIENTIFIC | LR754A21 |  |  | NE-Laboratory-Blood Bank | MHHS-Northeast |  |  |  |  | 142-05391 | Katy | MHHS-Northeast | NE-Laboratory-Blood Bank | Blood Bank | 1/1/21 | 1/1/20 |  |  | REFRIGERATORS, LABORATORY |  | .needs class | [5 empty] | ThermoFisherSci | [7 empty] | Covered PM Repair - Biomedical | MHHS-Northeast
NO | YES |  |  |  | 005-11888 | 005-11888 | THERMO FISHER SCIENTIFIC | LRG754A |  |  | SE-Laboratory | MHHS-Southeast |  |  |  | 005-11888 | 005-11888 | Southeast | MHHS-Southeast | SE-Laboratory | Lab | 4/1/19 |  |  |  | REFRIGERATORS, LABORATORY |  | .needs class | [5 empty] | ThermoFisherSci |  |  |  |  | 12/1/20 |  |  | No Coverage Specified | MHHS-Southeast
NO | YES | [5 empty] | THERMO FISHER SCIENTIFIC | MEGAFUGE 16 |  |  | GH - LABORATORY | MHHS-Greater Heights |  | Centrifuge, Refrigerated |  |  |  | Central | Memorial Hermann Greater Heights Hospital | GH - LABORATORY | Lab processing storage |  |  |  |  | CENTRIFUGES |  | CENTRIFUGEREFRIGERATED-ThermoSci-Megafuge 16 | CENTRIFUGEREFRIGERATED | Megafuge 16 |  |  |  | ThermoSci | Centrifuge, Refrigerated |  |  | CENTRIFUGEREFRIGERATED-ThermoSci-Megafuge 16 |  |  |  | Not Covered Vendor Only - Biomedical | MHHS-Greater Heights
NO | YES |  |  |  | 069-28800 | 069-28800 | THERMO FISHER SCIENTIFIC | MEGAFUGE 16 |  |  | TMC-Laboratory-Specimen Processing (1R) | MHHS-TMC |  | Centrifuge, Refrigerated |  | 069-28800 | 069-28800 | TMC | MHHS-TMC | TMC-Laboratory-Specimen Processing (1R) | Lab | 7/1/19 |  |  |  | CENTRIFUGES |  | CENTRIFUGEREFRIGERATED-ThermoSci-Megafuge 16 | CENTRIFUGEREFRIGERATED | Megafuge 16 |  |  |  | ThermoSci | Centrifuge, Refrigerated |  |  | CENTRIFUGEREFRIGERATED-ThermoSci-Megafuge 16 | 11/10/17 |  |  | Covered PM Repair - Biomedical | MHHS-TMC
NO | YES |  |  |  | 069-38579 | 069-38579 | THERMO FISHER SCIENTIFIC | MEGAFUGE 16 |  |  | TMC-Laboratory-Specimen Processing (1R) | MHHS-TMC |  | Centrifuge, Refrigerated |  | 069-38579 | 069-38579 | TMC | MHHS-TMC | TMC-Laboratory-Specimen Processing (1R) | Lab | 8/1/19 |  |  |  | CENTRIFUGES |  | CENTRIFUGEREFRIGERATED-ThermoSci-Megafuge 16 | CENTRIFUGEREFRIGERATED | Megafuge 16 |  |  |  | ThermoSci | Centrifuge, Refrigerated |  |  | CENTRIFUGEREFRIGERATED-ThermoSci-Megafuge 16 | 11/10/17 |  |  | Covered PM Repair - Biomedical | MHHS-TMC
NO | YES |  |  |  | 069-38580 | 069-38580 | THERMO FISHER SCIENTIFIC | MEGAFUGE 16 |  |  | (null) | MHHS-TMC |  | Centrifuge, Refrigerated |  | 069-38580 | 069-38580 | (null) | MHHS-TMC | (null) | (null) |  |  |  | (null) | CENTRIFUGES |  | CENTRIFUGEREFRIGERATED-ThermoSci-Megafuge 16 | CENTRIFUGEREFRIGERATED | Megafuge 16 |  |  |  | ThermoSci | Centrifuge, Refrigerated |  |  | CENTRIFUGEREFRIGERATED-ThermoSci-Megafuge 16 | 11/14/20 |  |  | Not Covered Vendor Only - Biomedical | MHHS-TMC
NO | YES |  |  |  | 069-38699 | 069-38699 | THERMO FISHER SCIENTIFIC | MEGAFUGE 16 |  |  | TMC-Laboratory-Chemistry (1R) | MHHS-TMC |  | Centrifuge, Refrigerated |  | 069-38699 | 069-38699 | TMC | MHHS-TMC | TMC-Laboratory-Chemistry (1R) | Reference Lab | 1/1/20 |  | 7/1/20 |  | CENTRIFUGES |  | CENTRIFUGEREFRIGERATED-ThermoSci-Megafuge 16 | CENTRIFUGEREFRIGERATED | Megafuge 16 |  |  |  | ThermoSci | Centrifuge, Refrigerated |  |  | CENTRIFUGEREFRIGERATED-ThermoSci-Megafuge 16 | 11/10/17 |  |  | Covered PM Repair - Biomedical | MHHS-TMC
NO | YES |  |  |  | 069-27899 | 069-28799 | THERMO FISHER SCIENTIFIC | MEGAFUGE 16 |  |  | TMC-Laboratory-Specimen Processing (1R) |  |  |  |  | 069-27899 | 069-28799 | TMC | MHHS-TMC | TMC-Laboratory-Specimen Processing (1R) | Lab
NO | NO | [5 empty] | THERMO FISHER SCIENTIFIC | MH6616X1 |  |  | SW - LABORATORY | MHHS-Southwest |  | Dryer, Slide/Pipette |  |  |  | Southwest |  | SW - LABORATORY | [5 empty] | DRYERS |  | DRYERSLIDEPIPETTE-ThermoFisherSci-MH6616X1 | DRYERSLIDEPIPETTE | MH6616X1 |  |  |  | ThermoFisherSci | Dryer, Slide/Pipette |  | DRYERSLIDEPIPETTE-ThermoFisherSci-MH6616X1 |  |  |  |  | Covered PM Repair - Biomedical | MHHS-Southwest
NO | YES |  |  |  | 069-42108 | 069-42108 | THERMO FISHER SCIENTIFIC | MH72PA-GAEE-CA |  |  | TMC-Laboratory-Chemistry (1R) | MHHS-TMC |  |  |  | 069-42108 | 069-42108 | TMC | MHHS-TMC | TMC-Laboratory-Chemistry (1R) | TMC -LABORATORY - CHEM | 12/1/18 |  | 1/1/21 |  | REFRIGERATORS, LABORATORY |  | .needs class | [5 empty] | ThermoFisherSci | [7 empty] | Not Covered Vendor Only - Biomedical | MHHS-TMC
NO | YES |  |  |  | 925-01103 | 925-01103 | THERMO FISHER SCIENTIFIC | MH72SS-GAEE-CA CARDINAL HEALTH PRO SERIES |  |  | MHOSH-Laboratory | MHHS Orthopedic & Spine |  |  |  | 925-01103 | 925-01103 | Central & Greater Heights | MHHS-Orthopedic & Spine | MHOSH-Laboratory |  | 1/16/19 |  |  |  | REFRIGERATORS, LABORATORY |  | .needs class | [5 empty] | ThermoFisherSci | [5 empty] | MHOSH Inventory Dec 2019 into 2020 - Copy.xls - Newly Verified |  | Not Covered Vendor Only - Biomedical | MHHS Orthopedic & Spine
NO | YES |  |  |  | 142-08322 | 142-08322 | THERMO FISHER SCIENTIFIC | MH72SS-GAEE-CA CARDINAL HEALTH PRO SERIES |  |  | NE-Laboratory | MHHS-Northeast |  |  |  | 142-08322 | 142-08322 | Katy | MHHS-Northeast | NE-Laboratory |  | 8/1/19 | 8/1/20 |  |  | REFRIGERATORS, LABORATORY |  | .needs class | [5 empty] | ThermoFisherSci | [7 empty] | Not Covered Vendor Only - Biomedical | MHHS-Northeast
NO | YES |  |  |  |  | 142-06012 | THERMO FISHER SCIENTIFIC | MR25PA-SAEE-CA |  |  | NE-Laboratory | MHHS-Northeast |  |  |  |  | 142-06012 | Katy | MHHS-Northeast | NE-Laboratory |  | 1/1/19 | 1/1/20 |  |  | REFRIGERATORS, LABORATORY |  | .needs class | [5 empty] | ThermoFisherSci |  |  |  |  | 9/1/20 |  |  | Not Covered Vendor Only - Biomedical | MHHS-Northeast
NO | YES |  |  |  | 145-00286 | 145-00286 | THERMO FISHER SCIENTIFIC | MR45PA-GAEE-CA |  |  | Pearland-Laboratory-Main | MHHS-Pearland Hospital |  |  |  | 145-00286 | 145-00286 | Pearland | MHHS-Pearland Hospital | Pearland-Laboratory-Main | Lab | 7/1/19 | 1/1/20 |  |  | REFRIGERATORS, LABORATORY |  | .needs class | [5 empty] | ThermoFisherSci |  |  |  |  | 8/31/20 |  |  | Not Covered Vendor Only - Biomedical | MHHS-Pearland Hospital
NO | YES |  |  |  | 145-00833 | 145-00833 | THERMO FISHER SCIENTIFIC | MR45PA-GAEE-CA |  |  | Pearland-Laboratory-Main | MHHS-Pearland Hospital |  |  |  | 145-00833 | 145-00833 | Pearland | MHHS-Pearland Hospital | Pearland-Laboratory-Main | Lab | 7/1/19 |  |  |  | REFRIGERATORS, LABORATORY |  | .needs class | [5 empty] | ThermoFisherSci |  |  |  |  | 8/31/20 |  |  | Not Covered Vendor Only - Biomedical | MHHS-Pearland Hospital
NO | YES |  |  |  | 005-08813 | 005-08813 | THERMO FISHER SCIENTIFIC | MR45PA-GAEE-CA |  |  | SE-Laboratory | MHHS-Southeast |  |  |  | 005-08813 | 005-08813 | Southeast | MHHS-Southeast | SE-Laboratory | Lab | 1/1/20 |  |  |  | REFRIGERATORS, LABORATORY |  | .needs class | [5 empty] | ThermoFisherSci |  |  |  |  | 8/31/20 |  |  | Not Covered Vendor Only - Biomedical | MHHS-Southeast
NO | NO |  |  |  | 041-17501 |  | THERMO FISHER SCIENTIFIC | MR45PA-GAEE-CA |  |  | MEMORIAL CITY - PHARMACY | MHHS-Mem City |  |  |  | 041-17501 |  | West & Memorial City |  | MEMORIAL CITY - PHARMACY | [5 empty] | REFRIGERATORS, LABORATORY |  | .needs class | [5 empty] | ThermoFisherSci | [7 empty] | Not Covered Vendor Only - Biomedical | MHHS-Mem City
NO | NO |  |  |  | 145-00832 |  | THERMO FISHER SCIENTIFIC | MR45PA-GAEE-CA |  |  | PEARLAND - LABORATORY - MAIN | MHHS-Pearland Hospital |  |  |  | 145-00832 |  | Pearland |  | PEARLAND - LABORATORY - MAIN | [5 empty] | REFRIGERATORS, LABORATORY |  | .needs class | [5 empty] | ThermoFisherSci | [7 empty] | Not Covered Vendor Only - Biomedical | MHHS-Pearland Hospital
NO | YES |  |  |  | 013-36402 | 013-36402 | THERMO FISHER SCIENTIFIC | MR45SS-GAEE-CA |  |  | SW-Laboratory-Microbiology | MHHS-Southwest |  |  |  | 013-36402 | 013-36402 | Southwest | MHHS-Southwest | SW-Laboratory-Microbiology | Micro-AFB Fungus | 1/1/20 |  | 1/1/21 |  | REFRIGERATORS, LABORATORY |  | .needs class | [5 empty] | ThermoFisherSci |  |  |  |  | 8/1/20 |  |  | Not Covered Vendor Only - Biomedical | MHHS-Southwest
NO | NO |  |  |  | 013-36420 |  | THERMO FISHER SCIENTIFIC | MR45SS-GAEE-CA |  |  | SW - LABORATORY - BLOOD BANK | MHHS-Southwest |  |  |  | 013-36420 |  | Southwest |  | SW - LABORATORY - BLOOD BANK | [5 empty] | REFRIGERATORS, LABORATORY |  | .needs class | [5 empty] | ThermoFisherSci | [7 empty] | Not Covered Vendor Only - Biomedical | MHHS-Southwest
NO | YES |  |  |  | 013-36078 | 013-36078 | THERMO FISHER SCIENTIFIC | MULTIFUGE X3FR |  |  | SW-Laboratory-Microbiology | MHHS-Southwest |  |  |  | 013-36078 | 013-36078 | Southwest | MHHS-Southwest | SW-Laboratory-Microbiology | Micro-AFB Fungus | 1/1/20 |  | 1/1/21 |  | CENTRIFUGES |  | .needs class | [5 empty] | ThermoFisherSci |  |  |  |  | 7/31/15 |  |  | Covered PM Repair - Lab Analyzers/Anesth | MHHS-Southwest
NO | YES |  |  |  | 069-46135 | 069-46135 | THERMO FISHER SCIENTIFIC | NANODROP 1000 |  | AZY1810282 | TMC-Hermann-COU (1R) | MHHS-TMC |  |  |  | 069-46135 | 069-46135 | TMC | MHHS-TMC | TMC-Hermann-COU (1R) | PRE DNA | 9/1/18 |  |  |  | SPECTROPHOTOMETERS |  | .needs class | [5 empty] | ThermoFisherSci |  |  |  |  | 11/25/14 |  |  | Covered PM Repair - Biomedical | MHHS-TMC
NO | YES |  |  |  | 013-35818 | 013-35818 | THERMO FISHER SCIENTIFIC | PICO 17 |  |  | SW-Laboratory-Microbiology | MHHS-Southwest |  | Centrifuge, General Purpose |  | 013-35818 | 013-35818 | Southwest | MHHS-Southwest | SW-Laboratory-Microbiology | Micro-AFB Fungus | 1/1/20 |  | 1/1/21 |  | CENTRIFUGES | Centrifuge, General Purpose | CENTRIFUGEGENPURP-ThermoSci-Pico 17 | CENTRIFUGEGENPURP | Pico 17 |  |  |  | ThermoSci | Centrifuge, General Purpose |  |  | CENTRIFUGEGENPURP-ThermoSci-Pico 17 | 10/21/12 |  | CGP-A | Covered PM Repair - Biomedical | MHHS-Southwest | [8 empty] | CENTRIFUGEGENPURP | Centrifuge, General Purpose | ThermoSci
NO | YES |  |  |  | 069-25512 | 069-25512 | THERMO FISHER SCIENTIFIC | PRECISION 2831 |  |  | TMC-Laboratory-Chemistry (1R) | MHHS-TMC |  |  |  | 069-25512 | 069-25512 | TMC | MHHS-TMC | TMC-Laboratory-Chemistry (1R) | Center | 1/1/20 |  | 1/1/21 |  | BATHS, WATER |  | .needs class | [5 empty] | ThermoFisherSci | [7 empty] | Covered PM Repair - Biomedical | MHHS-TMC
NO | NO |  |  |  | 142-08140 |  | THERMO FISHER SCIENTIFIC | REC2304A |  |  | NE - PHARMACY | MHHS-Northeast |  |  |  | 142-08140 |  | Katy |  | NE - PHARMACY | [5 empty] | REFRIGERATORS, PHARMACY |  | .needs class | [5 empty] | ThermoFisherSci | [7 empty] | Covered PM Repair - Biomedical | MHHS-Northeast
NO | YES |  |  |  |  | 013-35033 | THERMO FISHER SCIENTIFIC | REVCO CXF |  |  | SW - LABORATORY - BLOOD BANK | MHHS-Southwest |  |  |  |  | 013-35033 | Southwest | Memorial Hermann Southwest Hospital | SW - LABORATORY - BLOOD BANK | [5 empty] | FREEZERS, LABORATORY, CRYOGENIC |  | .needs class | [5 empty] | ThermoFisherSci | [7 empty] | Not Covered Vendor Only - Lab Ana/Anes | MHHS-Southwest
NO | YES |  |  |  | 005-05820 | 005-05820 | THERMO FISHER SCIENTIFIC | SGR314A14 |  | V07S-621593-VS | SE-Laboratory-Blood Bank | MHHS-Southeast |  |  |  | 005-05820 | 005-05820 | Southeast | MHHS-Southeast | SE-Laboratory-Blood Bank | W2 | 1/1/20 |  | 1/1/21 |  | REFRIGERATORS, BLOOD BANK |  | .needs class | [5 empty] | ThermoFisherSci | [7 empty] | Not Covered Vendor Only - Biomedical | MHHS-Southeast
NO | YES |  |  |  | 005-06636 | 005-06636 | THERMO FISHER SCIENTIFIC | SLR4304A14 |  | x26v197180xb | SE-Laboratory | MHHS-Southeast |  | Refrigerator, Laboratory |  | 005-06636 | 005-06636 | Southeast | MHHS-Southeast | SE-Laboratory | Lab | 1/1/19 |  |  |  | REFRIGERATORS, LABORATORY |  | REFRIGERATORLAB-Baxter Health-SLR4304A14 | REFRIGERATORLAB | SLR4304A14 |  |  |  | BAXTERHEALTH | Refrigerator, Laboratory |  |  | REFRIGERATORLAB-Baxter Health-SLR4304A14 |  |  |  | Covered PM Repair - Biomedical | MHHS-Southeast
NO | NO | [5 empty] | THERMO FISHER SCIENTIFIC | SLR4304A14 |  | R08T-626514-RT | NE - LABORATORY | MHHS-Northeast |  | Refrigerator, Laboratory |  |  |  | Katy |  | NE - LABORATORY | [5 empty] | REFRIGERATORS, LABORATORY |  | REFRIGERATORLAB-Baxter Health-SLR4304A14 | REFRIGERATORLAB | SLR4304A14 |  |  |  | BAXTERHEALTH | Refrigerator, Laboratory |  |  | REFRIGERATORLAB-Baxter Health-SLR4304A14 |  |  |  | Covered PM Repair - Biomedical | MHHS-Northeast
NO | YES |  |  |  | 145-00285 | 145-00285 | THERMO FISHER SCIENTIFIC | UFP1230A |  |  | Pearland-Laboratory-Main | MHHS-Pearland Hospital |  |  |  | 145-00285 | 145-00285 | Pearland | MHHS-Pearland Hospital | Pearland-Laboratory-Main | Lab | 11/1/19 | 4/1/20 |  |  | FREEZERS, BLOOD |  | .needs class | [5 empty] | ThermoFisherSci |  |  |  |  | 3/31/18 |  |  | Covered PM Repair - Biomedical | MHHS-Pearland Hospital
NO | YES |  |  |  | 069-34921 |  | THERMO FISHER SCIENTIFIC | ULT1786-4-A |  |  | TMC-Sarofim 2-OR | MHHS-TMC |  | Freezer, Laboratory |  | 069-34921 |  | TMC | MHHS-TMC | TMC-Sarofim 2-OR | Sub sterile | 1/1/20 |  | 3/1/20 |  | FREEZERS, LABORATORY, CRYOGENIC |  | FREEZERLAB-ThermoSci-ULT1786-4-A | FREEZERLAB | ULT1786-4-A |  |  |  | ThermoSci | Freezer, Laboratory |  |  | FREEZERLAB-ThermoSci-ULT1786-4-A | 2/22/17 |  |  | Not Covered Vendor Only - Lab Ana/Anes | MHHS-TMC
NO | NO | [5 empty] | THERMO FISHER SCIENTIFIC | ULT2186-6-A49 |  |  | MEMORIAL CITY - MOR | MHHS-Mem City |  | Freezer, Laboratory |  |  |  | West & Memorial City |  | MEMORIAL CITY - MOR | [5 empty] | FREEZERS, LABORATORY, CRYOGENIC |  | FREEZERLAB-ThermoSci-ULT2186-6-A49 | FREEZERLAB | ULT2186-6-A49 |  |  |  | ThermoSci | Freezer, Laboratory |  |  | FREEZERLAB-ThermoSci-ULT2186-6-A49 |  |  |  | Covered PM Repair - Biomedical | MHHS-Mem City
NO | YES | [5 empty] | THERMO FISHER SCIENTIFIC | UPF2330A |  | 0116573J01120116 | GH - LABORATORY | MHHS-Greater Heights | [5 empty] | Central | Memorial Hermann Greater Heights Hospital | GH - LABORATORY | Lab proceesing dept |  |  |  |  | FREEZERS, LABORATORY |  | .needs class | [5 empty] | ThermoFisherSci | [7 empty] | Covered PM Repair - Biomedical | MHHS-Greater Heights
NO | YES |  |  |  | 009-09599 | 009-09599 | THERMO FISHER SCIENTIFIC | UPF2330A |  |  | GH - LABORATORY - BLOOD BANK | MHHS-Greater Heights |  |  |  | 009-09599 | 009-09599 | Central | Memorial Hermann Greater Heights Hospital | GH - LABORATORY - BLOOD BANK | Blood Bank |  |  |  |  | FREEZERS, LABORATORY |  | .needs class | [5 empty] | ThermoFisherSci | [7 empty] | Covered PM Repair - Biomedical | MHHS-Greater Heights
NO | YES |  |  |  | 133-08712 | 133-08712 | THERMO FISHER SCIENTIFIC | UPF2330A |  |  | Katy-Laboratory | MHHS-Katy |  |  |  | 133-08712 | 133-08712 | Katy | MHHS-Katy | Katy-Laboratory | Lab | 1/1/20 | 1/1/21 |  |  | FREEZERS, LABORATORY |  | .needs class | [5 empty] | ThermoFisherSci |  |  |  |  | 4/1/18 |  |  | Covered PM Repair - Biomedical | MHHS-Katy
NO | YES |  |  |  | 005-09140 | 005-09140 | THERMO FISHER SCIENTIFIC | UPF2330A |  |  | SE-Laboratory | MHHS-Southeast |  |  |  | 005-09140 | 005-09140 | Southeast | MHHS-Southeast | SE-Laboratory | Lab | 10/1/19 |  |  |  | FREEZERS, LABORATORY |  | .needs class | [5 empty] | ThermoFisherSci |  |  |  |  | 12/2/19 |  |  | Covered PM Repair - Biomedical | MHHS-Southeast
NO | YES |  |  |  | 005-10156 | 005-10156 | THERMO FISHER SCIENTIFIC | UPF2330A |  |  | SE-Laboratory-Blood Bank | MHHS-Southeast |  |  |  | 005-10156 | 005-10156 | Southeast | MHHS-Southeast | SE-Laboratory-Blood Bank | Door was lock couldnt get the serial | 10/1/19 |  |  |  | FREEZERS, LABORATORY |  | .needs class | [5 empty] | ThermoFisherSci |  |  |  |  | 4/1/18 |  |  | Covered PM Repair - Biomedical | MHHS-Southeast
NO | NO |  |  |  | 005-09223 |  | THERMO FISHER SCIENTIFIC | UPF2330A |  |  | SE - PHARMACY | MHHS-Southeast |  |  |  | 005-09223 |  | Southeast & Bay Area |  | SE - PHARMACY | [5 empty] | FREEZERS, LABORATORY |  | .needs class | [5 empty] | ThermoFisherSci | [7 empty] | Covered PM Repair - Biomedical | MHHS-Southeast
NO | NO |  |  |  | 005-09224 |  | THERMO FISHER SCIENTIFIC | UPF2330A |  |  | SE - PHARMACY | MHHS-Southeast |  |  |  | 005-09224 |  | Southeast & Bay Area |  | SE - PHARMACY | [5 empty] | FREEZERS, LABORATORY |  | .needs class | [5 empty] | ThermoFisherSci | [7 empty] | Covered PM Repair - Biomedical | MHHS-Southeast
NO | YES |  |  |  | 069-43559 | 069-43559 | THERMO FISHER SCIENTIFIC | VERITI THERMAL CYCLER |  |  | TMC-Laboratory-HLA Lab (1R) | MHHS-TMC |  |  |  | 069-43559 | 069-43559 | TMC | MHHS-TMC | TMC-Laboratory-HLA Lab (1R) | TMC LABORATORY HLA LAB | 3/1/17 |  |  |  | INCUBATORS, LABORATORY, THERMOCYCLING |  | .needs class | [5 empty] | ThermoFisherSci |  |  |  |  | 6/1/20 |  |  | Not Covered Vendor Only - Biomedical | MHHS-TMC
YES | YES |  |  |  | 069-00528 | 069-00528 | Thermo Forma | Class II A/B3 |  |  | TMC - LABORATORY - MICROBIOLOGY (1R) |  |  |  |  | 069-00528 | 069-00528 |  | Memorial Hermann-TMC | TMC - LABORATORY - MICROBIOLOGY (1R) | Microbiology
NO | YES | Serial Number 42608442 |  |  |  | 041-02952 | Thermo IEC, Savant | CENTRA CL2 |  |  | MEMORIAL CITY - Lab | MHHS-Mem City |  | Centrifuge, General Purpose |  |  | 041-02952 | West | MEMORIAL CITY - MEMORIAL HERMANN HOSPITAL | MEMORIAL CITY - Lab | Lab |  |  |  |  | CENTRIFUGES |  | CENTRIFUGEGENPURP-ThermoSci-Centra CL2 | CENTRIFUGEGENPURP | Centra CL2 |  |  |  | ThermoSci | Centrifuge, General Purpose |  |  | CENTRIFUGEGENPURP-ThermoSci-Centra CL2 |  |  |  | Covered PM Repair - Biomedical | MHHS-Mem City
NO | YES |  |  |  | 013-35610 | 013-35610 | THERMO LABSYSTEMS INC | FORMA 310 |  | 58371-708 | SW-Laboratory-Microbiology | MHHS-Southwest |  |  |  | 013-35610 | 013-35610 | Southwest | MHHS-Southwest | SW-Laboratory-Microbiology | Micro-AFB Fungus | 1/1/20 |  | 1/1/21 |  | INCUBATORS, LABORATORY, THERMOCYCLING |  | .needs class | [10 empty] | 9/16/19 |  |  | Covered PM Repair - Biomedical | MHHS-Southwest
NO | YES |  |  |  | 013-35611 | 013-35611 | THERMO LABSYSTEMS INC | FORMA 310 |  | 58372-714 | SW-Laboratory-Microbiology | MHHS-Southwest |  |  |  | 013-35611 | 013-35611 | Southwest | MHHS-Southwest | SW-Laboratory-Microbiology | Micro-AFB Fungus | 1/1/20 |  | 1/1/21 |  | INCUBATORS, LABORATORY, THERMOCYCLING |  | .needs class | [10 empty] | 9/16/19 |  |  | Covered PM Repair - Biomedical | MHHS-Southwest
NO | YES |  |  |  | 069-00520 | 069-00520 | THERMO LABSYSTEMS INC | FORMA 310 |  | 58371-707 | SW-Laboratory-Microbiology | MHHS-Southwest |  |  |  | 069-00520 | 069-00520 | Southwest | MHHS-Southwest | SW-Laboratory-Microbiology | Microbiology | 1/1/20 |  | 1/1/21 |  | INCUBATORS, LABORATORY, THERMOCYCLING |  | .needs class | [10 empty] | 9/16/19 |  |  | Covered PM Repair - Biomedical | MHHS-Southwest
NO | YES |  |  |  | 069-00521 | 069-00521 | THERMO LABSYSTEMS INC | FORMA 310 |  | 58371-709 | SW-Laboratory-Microbiology | MHHS-Southwest |  |  |  | 069-00521 | 069-00521 | Southwest | MHHS-Southwest | SW-Laboratory-Microbiology | Microbiology | 1/1/20 |  | 1/1/21 |  | INCUBATORS, LABORATORY, THERMOCYCLING |  | .needs class | [10 empty] | 9/16/19 |  |  | Covered PM Repair - Biomedical | MHHS-Southwest
NO | YES |  |  |  | 151-02333 | 151-02333 | THERMO SCIENTIFIC | 1300 SERIES |  |  | CY-Laboratory | MHHS-Cypress |  |  |  | 151-02333 | 151-02333 | Northwest | MHHS-Cypress | CY-Laboratory |  | 2/1/18 |  |  |  | HOODS, CHEMICAL FUME |  | .needs class |  |  |  |  | .needs class | ThermoSci | [7 empty] | Covered PM Repair - Biomedical | MHHS-Cypress
YES | YES |  |  |  | 009-10462 | 009-10462 | Thermo Scientific | 1300 Series A2 |  |  | CC-Lab |  |  |  |  | 009-10462 | 009-10462 | Central | Memorial Hermann Urgent Care Greater Heights (#100) | CC-Lab | Lab | 4/1/19 | 4/1/20
NO | YES |  |  |  | 145-00288 | 145-00288 | THERMO SCIENTIFIC |  |  | 185461-7292 | Pearland-Laboratory-Main | MHHS-Pearland Hospital |  | Hood, Microbiology Safety |  | 145-00288 | 145-00288 | Pearland | MHHS-Pearland Hospital | Pearland-Laboratory-Main | Speciman Processing | 5/1/17 |  |  |  | HOODS, CHEMICAL FUME | Hood, Microbiology Safety | HOODMICROBIOLOGYSFTY-ThermoSci-1385 | HOODMICROBIOLOGYSFTY |  |  |  |  | ThermoSci | Hood, Microbiology Safety |  | HOODMICROBIOLOGYSFTY-ThermoSci-1385 |  | 6/25/12 |  | HMS-A | Covered PM Repair - Biomedical | MHHS-Pearland Hospital | [8 empty] | HOODMICROBIOLOGYSFTY | Hood, Microbiology Safety | ThermoSci
NO | YES |  |  |  | 069-43550 | 069-43550 | THERMO SCIENTIFIC |  |  |  | TMC-Laboratory-HLA Lab (1R) | MHHS-TMC |  | Hood, Microbiology Safety |  | 069-43550 | 069-43550 | TMC | MHHS-TMC | TMC-Laboratory-HLA Lab (1R) | TMC LABORATORY HLA LAB | 3/1/17 |  | 1/1/21 |  | HOODS, CHEMICAL FUME |  | HOODMICROBIOLOGYSFTY-ThermoSci-1385 | HOODMICROBIOLOGYSFTY |  |  |  |  | ThermoSci | Hood, Microbiology Safety |  | HOODMICROBIOLOGYSFTY-ThermoSci-1385 |  |  |  |  | Covered PM Repair - Biomedical | MHHS-TMC
NO | NO |  |  |  | 069-15287 |  | THERMO SCIENTIFIC |  |  | 48628-1185 | TMC - LABORATORY - BLOOD BANK (1R) | MHHS-TMC |  | Bath, Water |  | 069-15287 |  | TMC |  | TMC - LABORATORY - BLOOD BANK (1R) | [5 empty] | BATHS, WATER |  | BATHWATER-ThermoSci-2032 | BATHWATER |  |  |  |  | ThermoSci | Bath, Water |  | BATHWATER-ThermoSci-2032 |  |  |  |  | Covered PM Repair - Biomedical | MHHS-TMC
NO | NO |  |  |  | 029-08191 |  | THERMO SCIENTIFIC | 2050 MULTI-BLOK |  | C1648120310540 | WOODLANDS - LABORATORY | MHHS-Woodlands |  |  |  | 029-08191 |  | Woodlands |  | WOODLANDS - LABORATORY | [5 empty] | HEATING BLOCKS |  | .needs class |  |  |  |  | .needs class | ThermoSci | [7 empty] | Covered PM Repair - Biomedical | MHHS-Woodlands
YES | YES | [5 empty] | Thermo Scientific |  |  | C1665110309693 | SW-Lab | [6 empty] | Southwest | Memorial Hermann Southwest Hospital Emergency Center | SW-Lab | Microbiology | 1/1/17 | [5 empty] | ASPIRATORSUCTPUMP-SSCOR-2314
NO | YES |  |  |  | 133-08891 | 133-08891 | THERMO SCIENTIFIC | 3766A |  |  | Katy-Postpartum-2W | MHHS-Katy |  |  |  | 133-08891 | 133-08891 | Katy | MHHS-Katy | Katy-Postpartum-2W | W3:301 soiled utility | 8/1/19 | 8/1/20 |  |  | REFRIGERATORS, LABORATORY |  | .needs class |  |  |  |  | .needs class | ThermoSci |  |  |  |  | 10/1/19 |  |  | Covered PM Repair - Biomedical | MHHS-Katy
NO | NO |  |  |  | 069-35809 |  | THERMO SCIENTIFIC | 3766A |  |  | TMC - LABORATORY - CANCER CENTER (29POB) | MHHS-TMC |  |  |  | 069-35809 |  | TMC |  | TMC - LABORATORY - CANCER CENTER (29POB) | [5 empty] | REFRIGERATORS, LABORATORY |  | .needs class |  |  |  |  | .needs class | ThermoSci | [7 empty] | Covered PM Repair - Biomedical | MHHS-TMC
NO | NO |  |  |  | 069-39681 |  | THERMO SCIENTIFIC |  |  |  | TMC - PHARMACY - MAIN (JG) | MHHS-TMC |  |  |  | 069-39681 |  | TMC |  | TMC - PHARMACY - MAIN (JG) | [5 empty] | FREEZERS, LABORATORY |  | .needs class |  |  |  |  | .needs class | ThermoSci | [7 empty] | Covered PM Repair - Biomedical | MHHS-TMC
NO | YES |  |  |  | 013-35198 | 013-35198 | THERMO SCIENTIFIC |  |  | 375041-2825 | SW-Laboratory-Microbiology | MHHS-Southwest |  | Incubator, Small/Large |  | 013-35198 | 013-35198 | Southwest | MHHS-Southwest | SW-Laboratory-Microbiology | Micro-AFB Fungus | 1/1/20 |  | 1/1/21 |  | INCUBATORS, LABORATORY, THERMOCYCLING | Incubator, Small/Large | INCUBATORSMALLLARGE-ThermoSci-3950 | INCUBATORSMALLLARGE |  |  |  |  | ThermoSci | Incubator, Small/Large |  | INCUBATORSMALLLARGE-ThermoSci-3950 |  |  |  |  | Covered PM Repair - Biomedical | MHHS-Southwest | [8 empty] | INCUBATORSMALLLARGE | Incubator, Small/Large | ThermoSci
NO | YES |  |  |  | 013-35822 | 013-35822 | THERMO SCIENTIFIC |  |  | 48900-370 | SW-Laboratory-Microbiology | MHHS-Southwest |  | Incubator, Small/Large |  | 013-35822 | 013-35822 | Southwest | MHHS-Southwest | SW-Laboratory-Microbiology | Microbiology | 1/1/20 |  | 1/1/21 |  | INCUBATORS, LABORATORY, THERMOCYCLING | Incubator, Small/Large | INCUBATORSMALLLARGE-ThermoSci-3950 | INCUBATORSMALLLARGE |  |  |  |  | ThermoSci | Incubator, Small/Large |  | INCUBATORSMALLLARGE-ThermoSci-3950 |  |  |  |  | Covered PM Repair - Biomedical | MHHS-Southwest | [8 empty] | INCUBATORSMALLLARGE | Incubator, Small/Large | ThermoSci
NO | YES |  |  |  | 013-39034 | 013-39034 | THERMO SCIENTIFIC |  |  |  | SW-Laboratory-Microbiology | MHHS-Southwest |  | Incubator, Small/Large |  | 013-39034 | 013-39034 | Southwest | MHHS-Southwest | SW-Laboratory-Microbiology | Microbiology | 1/1/20 |  | 1/1/21 |  | INCUBATORS, LABORATORY, THERMOCYCLING | Incubator, Small/Large | INCUBATORSMALLLARGE-ThermoSci-3950 | INCUBATORSMALLLARGE |  |  |  |  | ThermoSci | Incubator, Small/Large |  | INCUBATORSMALLLARGE-ThermoSci-3950 |  | 5/27/16 |  |  | Covered PM Repair - Biomedical | MHHS-Southwest | [8 empty] | INCUBATORSMALLLARGE | Incubator, Small/Large | ThermoSci
NO | YES |  |  |  |  | 013-11488 | THERMO SCIENTIFIC |  |  | 303273-1066 | SW-Laboratory-Microbiology | MHHS-Southwest |  | Incubator, Small/Large |  |  | 013-11488 | Southwest | MHHS-Southwest | SW-Laboratory-Microbiology | Microbiology | 1/1/20 |  | 1/1/21 |  | INCUBATORS, LABORATORY, THERMOCYCLING | Incubator, Small/Large | INCUBATORSMALLLARGE-ThermoSci-3950 | INCUBATORSMALLLARGE |  |  |  |  | ThermoSci | Incubator, Small/Large |  | INCUBATORSMALLLARGE-ThermoSci-3950 |  |  |  |  | Covered PM Repair - Biomedical | MHHS-Southwest | [8 empty] | INCUBATORSMALLLARGE | Incubator, Small/Large | ThermoSci
NO | YES |  |  |  |  | 013-08280 | THERMO SCIENTIFIC |  |  | 301052-682 | SW-Laboratory-Microbiology | MHHS-Southwest |  | Incubator, Small/Large |  |  | 013-08280 | Southwest | MHHS-Southwest | SW-Laboratory-Microbiology | Microbiology | 1/1/20 |  | 1/1/21 |  | INCUBATORS, LABORATORY, THERMOCYCLING | Incubator, Small/Large | INCUBATORSMALLLARGE-ThermoSci-3950 | INCUBATORSMALLLARGE |  |  |  |  | ThermoSci | Incubator, Small/Large |  | INCUBATORSMALLLARGE-ThermoSci-3950 |  |  |  |  | Covered PM Repair - Biomedical | MHHS-Southwest | [8 empty] | INCUBATORSMALLLARGE | Incubator, Small/Large | ThermoSci
NO | YES | Asset Tag 069-37701 |  |  | 069-37701 | 069-37701 | THERMO SCIENTIFIC |  |  | 107408-2937 | (null) | MHHS-TMC |  | Incubator, Small/Large |  | 069-37701 | 069-37701 | TMC | (null) | (null) | (null) |  |  |  | (null) | INCUBATORS, LABORATORY, THERMOCYCLING |  | INCUBATORSMALLLARGE-ThermoSci-3950 | INCUBATORSMALLLARGE |  |  |  |  | ThermoSci | Incubator, Small/Large |  | INCUBATORSMALLLARGE-ThermoSci-3950 |  | 6/5/12 |  |  | Covered PM Repair - Biomedical | MHHS-TMC
NO | NO |  |  |  | 041-20508 |  | THERMO SCIENTIFIC |  |  | G4KT17058 | MEMORIAL CITY - CATH LAB | MHHS-Mem City |  |  |  | 041-20508 |  | West & Memorial City |  | MEMORIAL CITY - CATH LAB | [5 empty] | MIXERS, CLINICAL LABORATORY |  | .needs class |  |  |  |  | .needs class | ThermoSci | [7 empty] | Covered PM Repair - Biomedical | MHHS-Mem City
YES | YES |  |  |  | 041-33038 | 041-33038 | Thermo Scientific | A 79510014 |  | PM1225C | TMC - LABORATORY - ANATOMIC PATHOLOGY (2R) |  |  |  |  | 041-33038 | 041-33038 | TMC | Memorial Hermann-Texas Medical Center | TMC - LABORATORY - ANATOMIC PATHOLOGY (2R) | Frozen section 419 |  |  |  | No pm
NO | NO |  |  |  | 005-11353 |  | THERMO SCIENTIFIC | AS450 |  | PP2028M1511 | SE - LABORATORY - PATHOLOGY | MHHS-Southeast |  |  |  | 005-11353 |  | Southeast & Bay Area |  | SE - LABORATORY - PATHOLOGY | [5 empty] | PRINTERS |  | .needs class |  |  |  |  | .needs class | ThermoSci | [7 empty] | Covered PM Repair - Biomedical | MHHS-Southeast
NO | YES |  |  |  | 074-02163 | 074-02163 | THERMO SCIENTIFIC | CC504 |  |  | TMC-Laboratory-HVI Lab (7Hvi) | MHHS-TMC |  |  |  | 074-02163 | 074-02163 | TMC | MHHS-TMC | TMC-Laboratory-HVI Lab (7Hvi) | MH CATH LAB OR | 12/1/18 |  | 1/1/21 |  | REFRIGERATORS, LABORATORY |  | .needs class | [5 empty] | ThermoSci |  |  |  |  | 4/22/15 |  |  | Covered PM Repair - Biomedical | MHHS-TMC
NO | YES | [5 empty] | THERMO SCIENTIFIC | CL2 |  |  | GH - LABORATORY | MHHS-Greater Heights | [5 empty] | Central | Memorial Hermann Greater Heights Hospital | GH - LABORATORY | Lab proceesing dept |  |  |  |  | CENTRIFUGES |  | .needs class | [5 empty] | ThermoSci | [7 empty] | Covered PM Repair - Biomedical | MHHS-Greater Heights
YES | YES |  |  |  | 041-34830 | 041-34830 | Thermo Scientific | CNF |  | PP5257M1611 | Memorial City Laboratory |  |  |  |  | 041-34830 | 041-34830 | West | Hermann Memorial - Memorial City | Memorial City Laboratory | Gross Lab
NO | YES |  |  |  | 041-19831 | 041-19831 | THERMO SCIENTIFIC | COMPACT DIGITAL MINI ROTATOR |  | FBKT25036 | CY-Laboratory | MHHS-Cypress |  |  |  | 041-19831 | 041-19831 | Northwest | MHHS-Cypress | CY-Laboratory | Pathology | 9/1/17 |  |  |  | MIXERS, CLINICAL LABORATORY |  | .needs class | [5 empty] | ThermoSci |  |  |  |  | 8/1/06 |  |  | Covered PM Repair - Biomedical | MHHS-Cypress
NO | YES |  |  |  | 145-00746 | 145-00746 | THERMO SCIENTIFIC | COMPACT DIGITAL MINI ROTATOR |  | FBKT25053 | Pearland-Laboratory-Blood Bank | MHHS-Pearland Hospital |  |  |  | 145-00746 | 145-00746 | Pearland | MHHS-Pearland Hospital | Pearland-Laboratory-Blood Bank | Specimen processing |  |  |  |  | MIXERS, CLINICAL LABORATORY |  | .needs class | [5 empty] | ThermoSci |  |  |  |  | 3/1/07 |  |  | Covered PM Repair - Biomedical | MHHS-Pearland Hospital
YES | YES |  |  |  | 029-11352 | 029-11352 | Thermo Scientific | CYSTOSPIN 4 |  | CY20134160 | LAB |  |  |  |  | 029-11352 | 029-11352 | Woodlands | 24 Hour Emergency Room - Convenient Care Center in Spring | LAB | LAB | 10/1/19 |  | 5/1/20
YES | YES |  |  |  | 000-04348 | 000-04348 | Thermo Scientific | Cytospin 4 |  |  | ER |  |  |  |  | 000-04348 | 000-04348 | Katy | Memorial Hermann Convenient Care Center in Kingwood (Kingwood CCC) | ER | Lab
NO | NO | [5 empty] | THERMO SCIENTIFIC | CYTOSPIN 4 CYTOCENTRIFUGE |  | CY5601 0811 | GH - LABORATORY | MHHS-Greater Heights | [5 empty] | Central & Greater Heights |  | GH - LABORATORY | [5 empty] | CENTRIFUGES |  | .needs class | [5 empty] | ThermoSci | [7 empty] | Covered PM Repair - Biomedical | MHHS-Greater Heights
NO | NO |  |  |  | 029-32390 |  | THERMO SCIENTIFIC | CYTOSPIN 4 CYTOCENTRIFUGE |  | CY218401904 | WOODLANDS - LABORATORY | MHHS-Woodlands |  |  |  | 029-32390 |  | Woodlands |  | WOODLANDS - LABORATORY | [5 empty] | CENTRIFUGES |  | .needs class | [5 empty] | ThermoSci | [7 empty] | Covered PM Repair - Biomedical | MHHS-Woodlands
YES | YES |  |  |  | 013-17101 | 013-17101 | Thermo Scientific | Excelsior |  | Nsn | Histology |  |  |  |  | 013-17101 | 013-17101 | Southwest | Memorial Hermann Southwest Hospital | Histology | Histology |  |  |  | No PM Sticker
NO | YES |  |  |  | 013-36968 | 013-36968 | THERMO SCIENTIFIC | EXCELSIOR AS |  | ET54371706 | SW-Laboratory-Histology | MHHS-Southwest |  | Processor, Tissue |  | 013-36968 | 013-36968 | Southwest | MHHS-Southwest | SW-Laboratory-Histology | Histology |  |  |  | No PM Sticker | TISSUE PROCESSORS | Processor, Tissue | PROCESSORTISSUE-ThermoFisherSci-Excelsior AS | PROCESSORTISSUE | Excelsior AS |  |  |  | ThermoFisherSci | Processor, Tissue |  |  | PROCESSORTISSUE-ThermoFisherSci-Excelsior AS | 12/28/19 |  | PT-A | Covered PM Repair - Biomedical | MHHS-Southwest | [8 empty] | PROCESSORTISSUE | Processor, Tissue | ThermoFisherSci
NO | YES |  |  |  | 013-39247 | 013-39247 | THERMO SCIENTIFIC | EXCELSIOR AS |  | ET62181812 | SW-Laboratory-Histology | MHHS-Southwest |  | Processor, Tissue |  | 013-39247 | 013-39247 | Southwest | MHHS-Southwest | SW-Laboratory-Histology | Histology |  |  |  | No PM Sticker PM Not Required | TISSUE PROCESSORS | Processor, Tissue | PROCESSORTISSUE-ThermoFisherSci-Excelsior AS | PROCESSORTISSUE | Excelsior AS |  |  |  | ThermoFisherSci | Processor, Tissue |  |  | PROCESSORTISSUE-ThermoFisherSci-Excelsior AS | 12/1/16 |  | PT-A | Not Covered Vendor Only - Biomedical | MHHS-Southwest | [8 empty] | PROCESSORTISSUE | Processor, Tissue | ThermoFisherSci
NO | YES |  |  |  | 013-17100 | 013-17100 | THERMO SCIENTIFIC | EXCELSIOR ES |  | EX24840709 | SW-Laboratory-Immunology | MHHS-Southwest |  | Processor, Tissue |  | 013-17100 | 013-17100 | Southwest | MHHS-Southwest | SW-Laboratory-Immunology | Lab |  |  |  |  | TISSUE PROCESSORS | Processor, Tissue | PROCESSORTISSUE-ThermoFisherSci-Excelsior ES | PROCESSORTISSUE | Excelsior ES |  |  |  | ThermoFisherSci | Processor, Tissue |  |  | PROCESSORTISSUE-ThermoFisherSci-Excelsior ES |  |  | PT-A | Covered PM Repair - Biomedical | MHHS-Southwest | [8 empty] | PROCESSORTISSUE | Processor, Tissue | ThermoFisherSci
NO | YES |  |  |  |  | 013-17101 | THERMO SCIENTIFIC | EXCELSIOR ES |  | EX24830709 | SW-Laboratory-Histology | MHHS-Southwest |  | Processor, Tissue |  |  | 013-17101 | Southwest | MHHS-Southwest | SW-Laboratory-Histology | [5 empty] | TISSUE PROCESSORS | Processor, Tissue | PROCESSORTISSUE-ThermoFisherSci-Excelsior ES | PROCESSORTISSUE | Excelsior ES |  |  |  | ThermoFisherSci | Processor, Tissue |  |  | PROCESSORTISSUE-ThermoFisherSci-Excelsior ES |  | Finished from Script 3/27/2020 12:11:52pm (Central) | PT-A | Covered PM Repair - Biomedical | MHHS-Southwest | [8 empty] | PROCESSORTISSUE | Processor, Tissue | ThermoFisherSci
NO | YES |  |  |  | 013-17102 | 013-17102 | THERMO SCIENTIFIC | EXCELSIOR ES |  | EX24820709 | SW-Laboratory-Histology | MHHS-Southwest |  | Processor, Tissue |  | 013-17102 | 013-17102 | Southwest | MHHS-Southwest | SW-Laboratory-Histology | Lab |  |  |  |  | TISSUE PROCESSORS | Processor, Tissue | PROCESSORTISSUE-ThermoFisherSci-Excelsior ES | PROCESSORTISSUE | Excelsior ES |  |  |  | ThermoFisherSci | Processor, Tissue |  |  | PROCESSORTISSUE-ThermoFisherSci-Excelsior ES |  |  | PT-A | Covered PM Repair - Biomedical | MHHS-Southwest | [8 empty] | PROCESSORTISSUE | Processor, Tissue | ThermoFisherSci
NO | YES |  |  |  |  | 013-17103 | THERMO SCIENTIFIC | EXCELSIOR ES |  | NEX24810709 | SW-Laboratory-Histology | MHHS-Southwest |  | Processor, Tissue |  |  | 013-17103 | Southwest | MHHS-Southwest | SW-Laboratory-Histology | Histology |  |  |  | No PM Sticker | TISSUE PROCESSORS | Processor, Tissue | PROCESSORTISSUE-ThermoFisherSci-Excelsior ES | PROCESSORTISSUE | Excelsior ES |  |  |  | ThermoFisherSci | Processor, Tissue |  |  | PROCESSORTISSUE-ThermoFisherSci-Excelsior ES |  |  | PT-A | Covered PM Repair - Biomedical | MHHS-Southwest | [8 empty] | PROCESSORTISSUE | Processor, Tissue | ThermoFisherSci
YES | YES |  |  |  | 099-13665 | 099-13665 | Thermo Scientific | Excelsior ES |  |  | SW - Histology |  |  |  |  | 099-13665 | 099-13665 | Southwest | Memorial Hermann Diagnostic Laboratory - Southwest Medical Plaza 1 (#756) | SW - Histology | Lab
YES | YES |  |  |  | 013-20101 | 099-13664 | Thermo Scientific | Excelsior ES |  | EX37091102 | SW - Histology |  |  |  |  | 013-20101 | 099-13664 | Southwest | Memorial Hermann Diagnostic Laboratory - Southwest Medical Plaza 1 (#756) | SW - Histology | Lab
YES | YES |  |  |  | 013-20103 | 013-20103 | Thermo Scientific | Excelsior ES |  | EX40001111 | SW - Histology |  |  |  |  | 013-20103 | 013-20103 | Southwest | Memorial Hermann Diagnostic Laboratory - Southwest Medical Plaza 1 (#756) | SW - Histology | Lab
YES | YES |  |  |  | 013-37966 | 013-37966 | THERMO SCIENTIFIC | EXCELSIOR ES |  | EX48361310 | SW - Histology |  |  |  |  | 013-37966 | 013-37966 | Southwest | Memorial Hermann Diagnostic Laboratory - Southwest Medical Plaza 1 (#756) | SW - Histology | Lab
YES | YES |  |  |  | 013-37967 | 013-37967 | THERMO SCIENTIFIC | EXCELSIOR ES |  | EX48401310 | SW - LABORATORY - HISTOLOGY |  |  |  |  | 013-37967 | 013-37967 | Southwest | Memorial Hermann Southwest Hospital | SW - LABORATORY - HISTOLOGY | Histology |  |  |  | No Plate No PM Sticker
YES | YES |  |  |  |  | 013-20102 | THERMO SCIENTIFIC | EXCELSIOR ES |  | EX39981111 | SW - LABORATORY - HISTOLOGY | [5 empty] | 013-20102 | Southwest | Memorial Hermann Southwest Hospital | SW - LABORATORY - HISTOLOGY | Histology |  |  |  | PM Not Required
NO | NO | [5 empty] | THERMO SCIENTIFIC | EXCELSIOR ES |  |  | SW - LABORATORY - HISTOLOGY | MHHS-Southwest |  | Processor, Tissue |  |  |  | Southwest |  | SW - LABORATORY - HISTOLOGY | [5 empty] | TISSUE PROCESSORS |  | PROCESSORTISSUE-ThermoFisherSci-Excelsior ES | PROCESSORTISSUE | Excelsior ES |  |  |  | ThermoFisherSci | Processor, Tissue |  |  | PROCESSORTISSUE-ThermoFisherSci-Excelsior ES |  |  |  | Not Covered Vendor Only - Biomedical | MHHS-Southwest
NO | NO | [5 empty] | THERMO SCIENTIFIC | EXCELSIOR ES |  |  | SW - LABORATORY - HISTOLOGY | MHHS-Southwest |  | Processor, Tissue |  |  |  | Southwest |  | SW - LABORATORY - HISTOLOGY | [5 empty] | TISSUE PROCESSORS |  | PROCESSORTISSUE-ThermoFisherSci-Excelsior ES | PROCESSORTISSUE | Excelsior ES |  |  |  | ThermoFisherSci | Processor, Tissue |  |  | PROCESSORTISSUE-ThermoFisherSci-Excelsior ES |  |  |  | Covered PM Repair - Biomedical | MHHS-Southwest
NO | YES |  |  |  | 133-08623 | 133-08623 | THERMO SCIENTIFIC | FFGL3030A22 |  |  | Katy-Pharmacy | MHHS-Katy |  |  |  | 133-08623 | 133-08623 | Katy | MHHS-Katy | Katy-Pharmacy | Pharmacy | 10/1/19 | 10/1/20 |  |  | FREEZERS, LABORATORY |  | .needs class | [5 empty] | ThermoSci |  |  |  |  | 3/15/18 |  |  | Covered PM Repair - Biomedical | MHHS-Katy
NO | NO |  |  |  | 129-05871 |  | THERMO SCIENTIFIC | FFGL3030A22 |  |  | SUGAR LAND - PHARMACY | MHHS-Sugarland |  |  |  | 129-05871 |  | Sugar Land |  | SUGAR LAND - PHARMACY | [5 empty] | FREEZERS, LABORATORY |  | .needs class | [5 empty] | ThermoSci | [7 empty] | Covered PM Repair - Biomedical | MHHS-Sugarland
NO | YES |  |  |  |  | 009-06585 | THERMO SCIENTIFIC | FORMA 700 SERIES |  | 818102-191 | GH-OR | MHHS-Greater Heights |  |  |  |  | 009-06585 | Central | MHHS-Greater Heights | GH-OR | OR | 6/1/19 |  | 6/1/20 |  | FREEZERS, LABORATORY |  | .needs class | [5 empty] | ThermoSci |  |  |  |  | 9/16/19 |  |  | Covered PM Repair - Biomedical | MHHS-Greater Heights
NO | YES |  |  |  |  | 142-05495 | THERMO SCIENTIFIC | FORMA 700 SERIES |  | 824727-369 | NE-OR | MHHS-Northeast |  |  |  |  | 142-05495 | Katy | MHHS-Northeast | NE-OR | Pump room |  | 8/1/19 |  |  | FREEZERS, LABORATORY |  | .needs class | [5 empty] | ThermoSci |  |  |  |  | 9/16/19 |  |  | Covered PM Repair - Biomedical | MHHS-Northeast
NO | NO |  |  |  | 041-17645 |  | THERMO SCIENTIFIC | FORMA 700 SERIES |  |  | MEMORIAL CITY - PHARMACY | MHHS-Mem City |  |  |  | 041-17645 |  | West & Memorial City |  | MEMORIAL CITY - PHARMACY | [5 empty] | FREEZERS, LABORATORY |  | .needs class | [5 empty] | ThermoSci | [7 empty] | Covered PM Repair - Biomedical | MHHS-Mem City
NO | YES |  |  |  | 069-15345 | 069-15345 | THERMO SCIENTIFIC | GSC141A15 |  | U10L-538095-UL | TMC-Laboratory-Hematology (1R) | MHHS-TMC |  |  |  | 069-15345 | 069-15345 | TMC | MHHS-TMC | TMC-Laboratory-Hematology (1R) | Hemo | 1/1/20 |  | 1/1/21 |  | REFRIGERATORS, PHARMACY |  | .needs class | [5 empty] | ThermoSci | [7 empty] | Covered PM Repair - Biomedical | MHHS-TMC
NO | NO |  |  |  | 069-46517 |  | THERMO SCIENTIFIC | HERAEUS MEGAFUGE 16R |  |  | TMC - CHILDRENS - PICU (9HP) | MHHS-TMC |  |  |  | 069-46517 |  | TMC |  | TMC - CHILDRENS - PICU (9HP) | [5 empty] | CENTRIFUGES |  | .needs class | [5 empty] | ThermoSci | [7 empty] | Covered PM Repair - Biomedical | MHHS-TMC
NO | NO |  |  |  | 069-48345 |  | THERMO SCIENTIFIC | HERAEUS MEGAFUGE 16R |  |  | TMC - CHILDRENS - PICU (9HP) | MHHS-TMC |  |  |  | 069-48345 |  | TMC |  | TMC - CHILDRENS - PICU (9HP) | [5 empty] | CENTRIFUGES |  | .needs class | [5 empty] | ThermoSci | [7 empty] | Covered PM Repair - Biomedical | MHHS-TMC
NO | YES |  |  |  | 151-01987 | 151-01987 | THERMO SCIENTIFIC | HERATHERM IMC 18 |  | IMC40479472 | CY - LABORATORY | MHHS-Cypress |  | Incubator, Biological |  | 151-01987 | 151-01987 | Northwest | MHHS-Cypress | CY - LABORATORY | Micro | 5/1/19 |  |  |  | INCUBATORS, LABORATORY, THERMOCYCLING | Incubator, Biological | INCBIOLOGICAL-ThermoSci-Heratherm IMC18 | INCBIOLOGICAL | Heratherm IMC18 |  |  |  | ThermoSci | Incubator, Biological |  |  | INCBIOLOGICAL-ThermoSci-Heratherm IMC18 |  |  |  | Covered PM Repair - Biomedical | MHHS-Cypress | [8 empty] | INCBIOLOGICAL | Incubator, Biological | ThermoSci
NO | YES |  |  |  | 133-08661 | 133-08661 | THERMO SCIENTIFIC | HERATHERM IMC 18 |  | IMC 40471282 | Katy-Laboratory | MHHS-Katy |  | Incubator, Biological |  | 133-08661 | 133-08661 | Katy | MHHS-Katy | Katy-Laboratory | Lab | 3/1/19 | 3/1/20 |  |  | INCUBATORS, LABORATORY, THERMOCYCLING | Incubator, Biological | INCBIOLOGICAL-ThermoSci-Heratherm IMC18 | INCBIOLOGICAL | Heratherm IMC18 |  |  |  | ThermoSci | Incubator, Biological |  |  | INCBIOLOGICAL-ThermoSci-Heratherm IMC18 |  |  |  | Covered PM Repair - Biomedical | MHHS-Katy | [8 empty] | INCBIOLOGICAL | Incubator, Biological | ThermoSci
NO | YES |  |  |  | 069-38393 | 069-38393 | THERMO SCIENTIFIC | HERATHERM IMC 18 |  | IMC40471925 | TMC-Radiology-Jones Pavilion | MHHS-TMC |  | Incubator, Biological |  | 069-38393 | 069-38393 | TMC | MHHS-TMC | TMC-Radiology-Jones Pavilion | Nurses Station | 9/1/19 |  | 9/1/20 |  | INCUBATORS, LABORATORY, THERMOCYCLING |  | INCBIOLOGICAL-ThermoSci-Heratherm IMC18 | INCBIOLOGICAL | Heratherm IMC18 |  |  |  | ThermoSci | Incubator, Biological |  |  | INCBIOLOGICAL-ThermoSci-Heratherm IMC18 |  |  |  | Covered PM Repair - Biomedical | MHHS-TMC
NO | NO |  |  |  | 069-37353 |  | THERMO SCIENTIFIC | HERATHERM IMC 18 |  | not legible | TMC - HERMANN - ADULT ER (1HP) | MHHS-TMC |  | Incubator, Biological |  | 069-37353 |  | TMC |  | TMC - HERMANN - ADULT ER (1HP) | [5 empty] | INCUBATORS, LABORATORY, THERMOCYCLING |  | INCBIOLOGICAL-ThermoSci-Heratherm IMC18 | INCBIOLOGICAL | Heratherm IMC18 |  |  |  | ThermoSci | Incubator, Biological |  |  | INCBIOLOGICAL-ThermoSci-Heratherm IMC18 |  |  |  | Not Covered Vendor Only - Biomedical | MHHS-TMC
NO | NO |  |  |  | 069-38394 |  | THERMO SCIENTIFIC | HERATHERM IMC 18 |  | IMC40471427 | TMC - HERMANN - ADULT ER (1HP) | MHHS-TMC |  | Incubator, Biological |  | 069-38394 |  | TMC |  | TMC - HERMANN - ADULT ER (1HP) | [5 empty] | INCUBATORS, LABORATORY, THERMOCYCLING |  | INCBIOLOGICAL-ThermoSci-Heratherm IMC18 | INCBIOLOGICAL | Heratherm IMC18 |  |  |  | ThermoSci | Incubator, Biological |  |  | INCBIOLOGICAL-ThermoSci-Heratherm IMC18 |  |  |  | Covered PM Repair - Biomedical | MHHS-TMC
NO | NO |  |  |  | 069-38395 |  | THERMO SCIENTIFIC | HERATHERM IMC 18 |  | IMC40471924 | TMC - RADIOLOGY - JONES PAVILION | MHHS-TMC |  | Incubator, Biological |  | 069-38395 |  | TMC |  | TMC - RADIOLOGY - JONES PAVILION | [5 empty] | INCUBATORS, LABORATORY, THERMOCYCLING |  | INCBIOLOGICAL-ThermoSci-Heratherm IMC18 | INCBIOLOGICAL | Heratherm IMC18 |  |  |  | ThermoSci | Incubator, Biological |  |  | INCBIOLOGICAL-ThermoSci-Heratherm IMC18 |  |  |  | Covered PM Repair - Biomedical | MHHS-TMC
NO | NO |  |  |  | UT-IMC40475004 |  | THERMO SCIENTIFIC | HERATHERM IMC 18 |  | IMC40475004 | TMC - ROBERTSON - CLIN RESEARCH (3R) | MHHS-TMC |  | Incubator, Biological |  | UT-IMC40475004 |  | TMC |  | TMC - ROBERTSON - CLIN RESEARCH (3R) | [5 empty] | INCUBATORS, LABORATORY, THERMOCYCLING |  | INCBIOLOGICAL-ThermoSci-Heratherm IMC18 | INCBIOLOGICAL | Heratherm IMC18 |  |  |  | ThermoSci | Incubator, Biological |  |  | INCBIOLOGICAL-ThermoSci-Heratherm IMC18 |  |  |  | Covered PM Repair - Biomedical | MHHS-TMC
NO | NO | [5 empty] | THERMO SCIENTIFIC | HISTOSTAR |  | hs0268a1103 | SW - LABORATORY - HISTOLOGY | MHHS-Southwest |  | Tissue Embedding Center |  |  |  | Southwest |  | SW - LABORATORY - HISTOLOGY | [5 empty] | TISSUE PROCESSORS |  | TISSUEEMBEDDINGCTR-ThermoFisherSci-HistoStar | TISSUEEMBEDDINGCTR | HistoStar |  |  |  | ThermoFisherSci | Tissue Embedding Center |  |  | TISSUEEMBEDDINGCTR-ThermoFisherSci-HistoStar |  |  |  | Covered PM Repair - Radiology, High End | MHHS-Southwest
NO | YES |  |  |  | 069-46578 | 069-46578 | THERMO SCIENTIFIC | HYPERCLEAN TRUAIR DUCTLESS FUME HOOD |  | P87609 | TMC-Laboratory-Anatomic Pathology (2R) | MHHS-TMC |  |  |  | 069-46578 | 069-46578 | TMC | MHHS-TMC | TMC-Laboratory-Anatomic Pathology (2R) |  | 8/1/19 |  |  |  | HOODS, CHEMICAL FUME |  | .needs class | [5 empty] | ThermoSci | [7 empty] | Covered PM Repair - Biomedical | MHHS-TMC
NO | YES |  |  |  | 069-43502 | 069-43502 | THERMO SCIENTIFIC | JEWETT JGR2304A23 |  | 32304J0A0ZZEJ00A | TMC-Plaza-Cancer Center (Ste 2900) | MHHS-TMC |  |  |  | 069-43502 | 069-43502 | TMC | MHHS-TMC | TMC-Plaza-Cancer Center (Ste 2900) | Exam 14 | 2/1/20 |  | 2/1/20 |  | REFRIGERATORS, PHARMACY |  | .needs class | [5 empty] | ThermoSci | [7 empty] | Covered PM Repair - Biomedical | MHHS-TMC
NO | YES |  |  |  | 029-09022 | 029-09022 | THERMO SCIENTIFIC | JLF3030A |  |  | Woodlands-Laboratory | MHHS-Woodlands |  |  |  | 029-09022 | 029-09022 | Woodlands | MHHS-Woodlands | Woodlands-Laboratory | Lab | 1/1/20 | 3/1/20 | 1/1/21 |  | FREEZERS, LABORATORY |  | .needs class | [5 empty] | ThermoSci | [7 empty] | Covered PM Repair - Biomedical | MHHS-Woodlands
NO | YES |  |  |  | 029-09020 | 029-09020 | THERMO SCIENTIFIC | JLF3030A |  |  | Woodlands-Laboratory-Blood Bank | MHHS-Woodlands |  |  |  | 029-09020 | 029-09020 | Woodlands | MHHS-Woodlands | Woodlands-Laboratory-Blood Bank | Lab | 12/1/19 | 3/1/20 | 3/1/20 |  | FREEZERS, LABORATORY |  | .needs class | [5 empty] | ThermoSci | [7 empty] | Covered PM Repair - Biomedical | MHHS-Woodlands
NO | YES |  |  |  | 069-06349 | 069-06349 | THERMO SCIENTIFIC | LABQUAKE |  | NSN | TMC-Laboratory-Chemistry (1R) | MHHS-TMC |  | Shaker |  | 069-06349 | 069-06349 | TMC | MHHS-TMC | TMC-Laboratory-Chemistry (1R) | Lab | 2/1/14 |  |  |  | MIXERS, CLINICAL LABORATORY |  | SHAKER-Barnstead Intl-Labquake | SHAKER | Labquake |  |  |  | Barnstead Intl | Shaker |  |  | SHAKER-Barnstead Intl-Labquake |  |  |  | Covered PM Repair - Biomedical | MHHS-TMC
NO | NO |  |  |  | 069-24111 |  | THERMO SCIENTIFIC | LABQUAKE |  |  | TMC - LABORATORY - SURGICAL STAT LAB (2R) | MHHS-TMC |  | Shaker |  | 069-24111 |  | TMC |  | TMC - LABORATORY - SURGICAL STAT LAB (2R) | [5 empty] | MIXERS, CLINICAL LABORATORY |  | SHAKER-Barnstead Intl-Labquake | SHAKER | Labquake |  |  |  | Barnstead Intl | Shaker |  |  | SHAKER-Barnstead Intl-Labquake |  |  |  | Covered PM Repair - Biomedical | MHHS-TMC
NO | YES |  |  |  | 069-34374 | 069-34374 | THERMO SCIENTIFIC | LEGEND MICRO 17 |  |  | TMC-Laboratory-Chemistry (1R) | MHHS-TMC |  | Centrifuge, General Purpose |  | 069-34374 | 069-34374 | TMC | MHHS-TMC | TMC-Laboratory-Chemistry (1R) | Chemistry | 1/1/19 |  | 7/1/20 |  | CENTRIFUGES |  | CENTRIFUGEGENPURP-ThermoFisherSci-Legend Micro 17 | CENTRIFUGEGENPURP | Legend Micro 17 |  |  |  | ThermoFisherSci | Centrifuge, General Purpose |  |  | CENTRIFUGEGENPURP-ThermoFisherSci-Legend Micro 17 |  |  |  | Covered PM Repair - Biomedical | MHHS-TMC
NO | YES |  |  |  | 151-02319 | 151-02319 | THERMO SCIENTIFIC | LF2330A |  |  | CY-Pharmacy | MHHS-Cypress |  |  |  | 151-02319 | 151-02319 | Northwest | MHHS-Cypress | CY-Pharmacy | Pharmacy | 2/1/19 | 2/1/20 |  |  | FREEZERS, LABORATORY |  | .needs class | [5 empty] | ThermoSci | [7 empty] | Covered PM Repair - Biomedical | MHHS-Cypress
NO | YES |  |  |  | 145-00771 | 145-00771 | THERMO SCIENTIFIC | LF2330A |  |  | Pearland-Pharmacy | MHHS-Pearland Hospital |  |  |  | 145-00771 | 145-00771 | Pearland | MHHS-Pearland Hospital | Pearland-Pharmacy | Pharmacy Bulk storage | 6/1/19 | 6/1/20 |  |  | FREEZERS, LABORATORY |  | .needs class | [5 empty] | ThermoSci | [7 empty] | Covered PM Repair - Biomedical | MHHS-Pearland Hospital
YES | YES |  |  |  | 013-39219 | 013-39219 | Thermo Scientific | Linistat |  | Nsn | SW - LABORATORY - HISTOLOGY |  |  |  |  | 013-39219 | 013-39219 | Southwest | Memorial Hermann Southwest Hospital | SW - LABORATORY - HISTOLOGY | Histology
YES | YES |  |  |  | 041-32556 | 041-32556 | Thermo Scientific | Linistat |  | LS5389A1805 | MEMORIAL CITY - LABORATORY |  |  |  |  | 041-32556 | 041-32556 | West | Memorial City - Memorial Hermann Hospital | MEMORIAL CITY - LABORATORY | Pathology |  |  |  | No PM sticker
YES | YES |  |  |  | 005-08614 | 005-08614 | Thermo Scientific | M37615 |  | C1861100927890 | SE - LABORATORY |  |  |  |  | 005-08614 | 005-08614 | Southeast | Memorial Hermann Southeast Hospital | SE - LABORATORY
YES | YES |  |  |  | 099-13667 | 099-13667 | Thermo Scientific | M48725 |  |  | SW - LABORATORY - CHEMISTRY |  |  |  |  | 099-13667 | 099-13667 | Southwest | Memorial Hermann Diagnostic Laboratory - Southwest Medical Plaza 1 (#756) | SW - LABORATORY - CHEMISTRY | Lab
NO | YES |  |  |  | 013-35188 | 013-35188 | THERMO SCIENTIFIC | MH72PA-GAEE-TS |  |  | SW-Laboratory-Microbiology | MHHS-Southwest |  |  |  | 013-35188 | 013-35188 | Southwest | MHHS-Southwest | SW-Laboratory-Microbiology | Microbiology | 1/1/20 |  | 1/1/21 |  | REFRIGERATORS, LABORATORY |  | .needs class | [5 empty] | ThermoSci | [7 empty] | Not Covered Vendor Only - Biomedical | MHHS-Southwest
NO | YES |  |  |  | 142-05550 | 142-05550 | THERMO SCIENTIFIC | MR25SS-GAEE-TS |  |  | SC CCC-(NE)-Laboratory | MHHS-Summer Creek CCC |  |  |  | 142-05550 | 142-05550 | Katy | MHHS-Others | SC CCC-(NE)-Laboratory |  | 7/1/19 | 7/1/20 |  |  | REFRIGERATORS, LABORATORY |  | .needs class | [5 empty] | ThermoSci |  |  |  |  | 9/1/20 |  |  | Not Covered Vendor Only - Biomedical | MHHS-Summer Creek CCC
NO | YES |  |  |  | 583-01244 | 583-01244 | THERMO SCIENTIFIC | MR25SS-GAEE-TS |  |  | KT CCC-(KY)-Laboratory | MHHS-South Katy CCC |  |  |  | 583-01244 | 583-01244 | Katy | MHHS-Others | KT CCC-(KY)-Laboratory | Lab | 12/1/19 |  |  |  | REFRIGERATORS, LABORATORY |  | .needs class | [5 empty] | ThermoSci |  |  |  |  | 9/1/20 |  |  | No Coverage Specified | MHHS-South Katy CCC
NO | NO | [5 empty] | THERMO SCIENTIFIC | MR49PA-SAEE-CA |  |  | SW - LABORATORY - MICROBIOLOGY | MHHS-Southwest | [5 empty] | Southwest |  | SW - LABORATORY - MICROBIOLOGY | [5 empty] | REFRIGERATORS, LABORATORY |  | .needs class | [5 empty] | ThermoSci | [7 empty] | Not Covered Vendor Only - Biomedical | MHHS-Southwest
YES | YES |  |  |  | 029-13019 | 029-13019 | Thermo Scientific | Myspin 12 |  | See pic | WOODLANDS - LABORATORY - BLOOD BANK |  |  |  |  | 029-13019 | 029-13019 | Woodlands | Memorial Hermann The Woodlands Medical Center | WOODLANDS - LABORATORY - BLOOD BANK | Lab | 1/1/20 | 3/1/20 | 7/1/20 |  |  |  | Centrifuge
NO | YES |  |  |  | 069-43580 | 069-43580 | THERMO SCIENTIFIC | NANODROP 2000 |  | B850 | TMC-Hermann-COU (1R) | MHHS-TMC |  | Spectrophotometer |  | 069-43580 | 069-43580 | TMC | MHHS-TMC | TMC-Hermann-COU (1R) | PRE DNA | 3/1/17 |  |  |  | SPECTROPHOTOMETERS |  | SPECTROPHOTOMETER-ThermoFisherSci-NanoDrop 2000 | SPECTROPHOTOMETER | NanoDrop 2000 |  |  |  | ThermoFisherSci | Spectrophotometer |  |  | SPECTROPHOTOMETER-ThermoFisherSci-NanoDrop 2000 | 11/25/14 |  |  | Covered PM Repair - Biomedical | MHHS-TMC
NO | NO |  |  |  | 069-36657 |  | THERMO SCIENTIFIC | PRECISION 2827 |  | 277134-779 | TMC - LABORATORY - HEMATOLOGY (1R) | MHHS-TMC |  |  |  | 069-36657 |  | TMC |  | TMC - LABORATORY - HEMATOLOGY (1R) | [5 empty] | BATHS, WATER |  | .needs class | [5 empty] | ThermoSci | [7 empty] | Covered PM Repair - Biomedical | MHHS-TMC
NO | NO |  |  |  | 069-33588 |  | THERMO SCIENTIFIC | PRECISION 2853 |  | 209048-637 | TMC - ROBERTSON - CLIN RESEARCH (3R) | MHHS-TMC |  |  |  | 069-33588 |  | TMC |  | TMC - ROBERTSON - CLIN RESEARCH (3R) | [5 empty] | BATHS, WATER |  | .needs class | [5 empty] | ThermoSci | [7 empty] | Covered PM Repair - Biomedical | MHHS-TMC
NO | YES |  |  |  | 129-05526 | 129-05526 | THERMO SCIENTIFIC | PRINTMATE 150 |  | PM2157S1210 | Sugar Land-Laboratory | MHHS-Sugarland |  | Printer |  | 129-05526 | 129-05526 | Sugar Land | MHHS-Sugarland | Sugar Land-Laboratory | Pathology |  |  |  | No pm | PRINTERS | Printer | PRINTER-ThermoSci-PrintMate 150 | PRINTER | PrintMate 150 |  |  |  | ThermoSci | Printer |  | PRINTER-ThermoSci-PrintMate 150 |  | 11/7/19 |  |  | Covered PM Repair - Radiology, High End | MHHS-Sugarland | [8 empty] | PRINTER | Printer | ThermoSci
YES | YES | Serial Number Cnf |  |  | 133-07324 | 133-07324 | Thermo Scientific | PrintMate 150 |  | CNF | KATY - LABORATORY |  |  |  |  | 133-07324 | 133-07324 | Katy | Memorial Hermann Katy Hospital | KATY - LABORATORY | Lab Pathology
NO | YES |  |  |  | 151-02471 | 151-02471 | THERMO SCIENTIFIC | PRINTMATE 450 |  | PP5231M1611 | CY-Laboratory | MHHS-Cypress |  | Printer |  | 151-02471 | 151-02471 | Northwest | MHHS-Cypress | CY-Laboratory | Pathology | 9/1/17 | 12/1/20 |  |  | PRINTERS | Printer | PRINTER-ThermoSci-PrintMate 450 | PRINTER | PrintMate 450 |  |  |  | ThermoSci | Printer |  | PRINTER-ThermoSci-PrintMate 450 |  | 10/1/19 |  |  | Covered PM Repair - Biomedical | MHHS-Cypress | [8 empty] | PRINTER | Printer | ThermoSci
NO | YES |  |  |  | 041-16221 | 041-16221 | THERMO SCIENTIFIC | PRINTMATE 450 |  | PM2292M1210 | MEMORIAL CITY - LABORATORY - PATHOLOGY | MHHS-Mem City |  | Printer |  | 041-16221 | 041-16221 | West | Memorial hermann memorial city medical center | MEMORIAL CITY - LABORATORY - PATHOLOGY | Lab |  |  |  |  | PRINTERS |  | PRINTER-ThermoSci-PrintMate 450 | PRINTER | PrintMate 450 |  |  |  | ThermoSci | Printer |  | PRINTER-ThermoSci-PrintMate 450 |  |  |  |  | Covered PM Repair - Biomedical | MHHS-Mem City
NO | YES |  |  |  |  | 142-05397 | THERMO SCIENTIFIC | PRINTMATE 450 |  | PM2150M1207 | NE-Laboratory | MHHS-Northeast |  | Printer |  |  | 142-05397 | Katy | MHHS-Northeast | NE-Laboratory | Pathology |  |  |  | No pm sticker | PRINTERS | Printer | PRINTER-ThermoSci-PrintMate 450 | PRINTER | PrintMate 450 |  |  |  | ThermoSci | Printer |  | PRINTER-ThermoSci-PrintMate 450 |  | 8/1/13 |  |  | Covered PM Repair - Biomedical | MHHS-Northeast | [8 empty] | PRINTER | Printer | ThermoSci
NO | YES |  |  |  |  | 099-13710 | THERMO SCIENTIFIC | PRINTMATE 450 |  | PM2145M1207 | SW-Laboratory-Histology | MHHS-Southwest |  | Printer |  |  | 099-13710 | Southwest | MHHS-Southwest | SW-Laboratory-Histology | Histology | 1/1/13 |  |  | No PM Sticker | PRINTERS | Printer | PRINTER-ThermoSci-PrintMate 450 | PRINTER | PrintMate 450 |  |  |  | ThermoSci | Printer |  | PRINTER-ThermoSci-PrintMate 450 |  |  |  |  | Covered PM Repair - Radiology, Low End | MHHS-Southwest | [8 empty] | PRINTER | Printer | ThermoSci
NO | YES |  |  |  | 069-39338 | 069-39338 | THERMO SCIENTIFIC | PRINTMATE 450 |  | PM2149M1207 | TMC-Laboratory-Anatomic Pathology (2R) | MHHS-TMC |  | Printer |  | 069-39338 | 069-39338 | TMC | MHHS-TMC | TMC-Laboratory-Anatomic Pathology (2R) | Lab | 2/1/14 |  |  |  | PRINTERS |  | PRINTER-ThermoSci-PrintMate 450 | PRINTER | PrintMate 450 |  |  |  | ThermoSci | Printer |  | PRINTER-ThermoSci-PrintMate 450 |  |  |  |  | Covered PM Repair - Biomedical | MHHS-TMC
NO | YES |  |  |  | 029-08865 | 029-08865 | THERMO SCIENTIFIC | PRINTMATE 450 |  | PM2291M1210 | Woodlands-Laboratory | MHHS-Woodlands |  | Printer |  | 029-08865 | 029-08865 | Woodlands | MHHS-Woodlands | Woodlands-Laboratory | Lab | 4/1/14 |  |  |  | PRINTERS | Printer | PRINTER-ThermoSci-PrintMate 450 | PRINTER | PrintMate 450 |  |  |  | ThermoSci | Printer |  | PRINTER-ThermoSci-PrintMate 450 |  | 4/1/15 |  |  | Covered PM Repair - Biomedical | MHHS-Woodlands | [8 empty] | PRINTER | Printer | ThermoSci
NO | YES |  |  |  | 583-01690 | 583-01690 | Thermo Scientific | PrintMate 450 |  | PM2147M1207 | GH - LABORATORY |  |  |  |  | 583-01690 | 583-01690 | Central | GH - LABORATORY | GH - LABORATORY | GH - LABORATORY
NO | NO |  |  |  | 005-09540 |  | THERMO SCIENTIFIC | PRINTMATE 450 |  | PM2293M1210 | PEARLAND - LABORATORY - PATHOLOGY | MHHS-Pearland Hospital |  | Printer |  | 005-09540 |  | Pearland |  | PEARLAND - LABORATORY - PATHOLOGY | [5 empty] | PRINTERS |  | PRINTER-ThermoSci-PrintMate 450 | PRINTER | PrintMate 450 |  |  |  | ThermoSci | Printer |  | PRINTER-ThermoSci-PrintMate 450 |  |  |  |  | Covered PM Repair - Biomedical | MHHS-Pearland Hospital
YES | YES |  |  |  | 069-48903 | 069-48903 | THERMO SCIENTIFIC | PRINTMATE AS |  | PP6727M1904 | TMC - LABORATORY - ANATOMIC PATHOLOGY (2R) |  |  |  |  | 069-48903 | 069-48903 | TMC | Memorial Hermann Texas Medical Center | TMC - LABORATORY - ANATOMIC PATHOLOGY (2R) | Lab
NO | YES |  |  |  | 069-47948 | 069-47948 | Thermo Scientific | PrintMate AS |  | TP6728M1904 | TMC-Laboratory-Anatomic Pathology (2R) |  |  |  |  | 069-47948 | 069-47948 | TMC | MHHS-TMC | TMC-Laboratory-Anatomic Pathology (2R) | Frozen section 419 | 12/1/19 |  | 12/1/20
YES | YES |  |  |  | 099-04575 | 099-04575 | Thermo Scientific | PrintMate AS 450 |  | Pp6937m1910 | PEARLAND - LABORATORY - MAIN |  |  |  |  | 099-04575 | 099-04575 | Pearland | Memorial Hermann Pearland Hospital | PEARLAND - LABORATORY - MAIN | Lab | 2/1/20 | 2/1/20
YES | YES | Serial Number Cnf |  |  | 129-07699 | 129-07699 | Thermo Scientific | Revco dxf |  | Cnf | SUGAR LAND - LABORATORY |  |  |  |  | 129-07699 | 129-07699 | Sugar Land | Memorial Hermann Sugar Land Hospital | SUGAR LAND - LABORATORY | Storage | 1/1/20 |  | 1/1/21
NO | YES |  |  |  | 069-37152 | 069-37152 | THERMO SCIENTIFIC | REVCO UXF50086A |  |  | TMC-Laboratory-Hematology (1R) | MHHS-TMC |  |  |  | 069-37152 | 069-37152 | TMC | MHHS-TMC | TMC-Laboratory-Hematology (1R) | Center | 1/1/20 |  | 1/1/21 |  | FREEZERS, LABORATORY |  | .needs class | [5 empty] | ThermoSci |  |  |  |  | 2/1/19 |  |  | Covered PM Repair - Biomedical | MHHS-TMC
NO | YES |  |  |  | 069-35804 | 069-35804 | THERMO SCIENTIFIC | REVCO UXF50086A |  | 152AR5A07A | TMC-Laboratory-Microbiology (1R) | MHHS-TMC |  |  |  | 069-35804 | 069-35804 | TMC | MHHS-TMC | TMC-Laboratory-Microbiology (1R) | TMC - LABORATORY - MICROBI | 12/1/18 |  | 1/1/21 |  | FREEZERS, LABORATORY |  | .needs class | [5 empty] | ThermoSci |  |  |  |  | 8/7/19 |  |  | Not Covered Vendor Only - Lab Ana/Anes | MHHS-TMC
NO | NO |  |  |  | 069-40072 |  | THERMO SCIENTIFIC | RGL7504A |  |  | TMC - PHARMACY - MAIN (JG) | MHHS-TMC |  |  |  | 069-40072 |  | TMC |  | TMC - PHARMACY - MAIN (JG) | [5 empty] | REFRIGERATORS, PHARMACY |  | .needs class | [5 empty] | ThermoSci | [7 empty] | Covered PM Repair - Biomedical | MHHS-TMC
NO | YES |  |  |  | 013-12056 | 013-12056 | THERMO SCIENTIFIC | SCC4304A14 |  | P06N-624493 | SW - LABORATORY | MHHS-Southwest |  |  |  | 013-12056 | 013-12056 | Southwest | SWMH - Laboratory | SW - LABORATORY | SW - LABORTORY |  |  |  |  | REFRIGERATORS, LABORATORY |  | .needs class | [5 empty] | ThermoSci | [7 empty] | Covered PM Repair - Biomedical | MHHS-Southwest
NO | NO | [5 empty] | THERMO SCIENTIFIC | SCC4304A14 |  | U130-608687-U0 | SW - LABORATORY - MOLECULAR | MHHS-Southwest | [5 empty] | Southwest |  | SW - LABORATORY - MOLECULAR | [5 empty] | REFRIGERATORS, LABORATORY |  | .needs class | [5 empty] | ThermoSci | [7 empty] | Covered PM Repair - Biomedical | MHHS-Southwest
NO | NO |  |  |  | 069-39336 |  | THERMO SCIENTIFIC | SHANDON GROSSLAB JUNIOR 9600 |  |  | TMC - LABORATORY - ANATOMIC PATHOLOGY (2R) | MHHS-TMC |  |  |  | 069-39336 |  | TMC |  | TMC - LABORATORY - ANATOMIC PATHOLOGY (2R) | [5 empty] | HOODS, CHEMICAL FUME |  | .needs class | [5 empty] | ThermoSci | [7 empty] | Covered PM Repair - Biomedical | MHHS-TMC
NO | NO |  |  |  | 069-39337 |  | THERMO SCIENTIFIC | SHANDON GROSSLAB JUNIOR 9600 |  |  | TMC - LABORATORY - ANATOMIC PATHOLOGY (2R) | MHHS-TMC |  |  |  | 069-39337 |  | TMC |  | TMC - LABORATORY - ANATOMIC PATHOLOGY (2R) | [5 empty] | HOODS, CHEMICAL FUME |  | .needs class | [5 empty] | ThermoSci | [7 empty] | Covered PM Repair - Biomedical | MHHS-TMC
NO | YES |  |  |  | 151-01908 | 151-01908 | THERMO SCIENTIFIC | SHANDON GROSSLAB SENIOR 9700 |  |  | CY - LABORATORY | MHHS-Cypress |  |  |  | 151-01908 | 151-01908 | Northwest | Cypress | CY - LABORATORY | Pathology | 3/1/19 | 3/1/20 |  |  | HOODS, CHEMICAL FUME |  | .needs class | [5 empty] | ThermoSci |  |  |  |  | 9/8/16 |  |  | Covered PM Repair - Biomedical | MHHS-Cypress
NO | YES |  |  |  | 069-35047 | 069-35047 | THERMO SCIENTIFIC | SHANDON GROSSLAB SENIOR 9700 |  | 635853-2 | TMC-Laboratory-Anatomic Pathology (2R) | MHHS-TMC |  |  |  | 069-35047 | 069-35047 | TMC | MHHS-TMC | TMC-Laboratory-Anatomic Pathology (2R) | S2 Frozen laboratory | 1/1/20 |  | 1/1/21 |  | HOODS, CHEMICAL FUME |  | .needs class | [5 empty] | ThermoSci | [7 empty] | Not Covered Vendor Only - Biomedical | MHHS-TMC
NO | YES |  |  |  | 029-09774 | 029-09774 | THERMO SCIENTIFIC | SHANDON GROSSLAB SENIOR 9700 |  | 5230-F03 | Woodlands-Laboratory | MHHS-Woodlands |  |  |  | 029-09774 | 029-09774 | Woodlands | MHHS-Woodlands | Woodlands-Laboratory | Lab | 2/1/20 |  | 2/1/21 |  | HOODS, CHEMICAL FUME |  | .needs class | [5 empty] | ThermoSci | [7 empty] | Covered PM Repair - Biomedical | MHHS-Woodlands
NO | YES |  |  |  | 029-09775 | 029-09775 | THERMO SCIENTIFIC | SHANDON GROSSLAB SENIOR 9700 |  |  | Woodlands-Laboratory | MHHS-Woodlands |  |  |  | 029-09775 | 029-09775 | Woodlands | MHHS-Woodlands | Woodlands-Laboratory | Lab | 2/1/20 |  | 2/1/21 |  | HOODS, CHEMICAL FUME |  | .needs class | [5 empty] | ThermoSci |  |  |  |  | 9/8/16 |  |  | Covered PM Repair - Biomedical | MHHS-Woodlands
NO | YES |  |  |  | 069-35046 | 069-35046 | THERMO SCIENTIFIC | SHANDON GROSSLAB SENIOR 9700 |  | 009?Ai35046 | TMC-Laboratory-Anatomic Pathology (2R) |  |  |  |  | 069-35046 | 069-35046 | TMC | MHHS-TMC | TMC-Laboratory-Anatomic Pathology (2R) | S2 Frozen laboratory
NO | YES |  |  |  | 029-10370 | 029-10370 | THERMO SCIENTIFIC | SHANDON LINISTAIN GLX |  | LS2035A1511 | Woodlands-Laboratory | MHHS-Woodlands |  |  |  | 029-10370 | 029-10370 | Woodlands | MHHS-Woodlands | Woodlands-Laboratory | Lab | 8/1/16 |  | 2/1/17 |  | SLIDE STAINERS |  | .needs class | [5 empty] | ThermoSci | [7 empty] | Covered PM Repair - Biomedical | MHHS-Woodlands
NO | NO |  |  |  | 069-40952 |  | THERMO SCIENTIFIC | SHANDON LINISTAIN GLX |  | LS51971A1501 | TMC - LABORATORY - ANATOMIC PATHOLOGY (2R) | MHHS-TMC |  |  |  | 069-40952 |  | TMC |  | TMC - LABORATORY - ANATOMIC PATHOLOGY (2R) | [5 empty] | SLIDE STAINERS |  | .needs class | [5 empty] | ThermoSci | [7 empty] | Covered PM Repair - Biomedical | MHHS-TMC
YES | YES |  |  |  | 099-13705 | 099-13705 | Thermo Scientific | Slidemate AS |  | SPA11161329 | SW - LABORATORY - HISTOLOGY |  |  |  |  | 099-13705 | 099-13705 | Southwest | Memorial Hermann Southwest Hospital | SW - LABORATORY - HISTOLOGY | Histology |  |  |  | No PM Sticker
YES | YES |  |  |  | 099-13706 | 099-13706 | Thermo Scientific | Slidemate AS |  | SPA02150119 | SW - LABORATORY - HISTOLOGY |  |  |  |  | 099-13706 | 099-13706 | Southwest | Memorial Hermann Southwest Hospital | SW - LABORATORY - HISTOLOGY | Histology |  |  |  | No PM Sticker
YES | YES |  |  |  | 099-13658 | 099-13658 | Thermo Scientific | SlideMate AS |  |  | SW - LABORATORY - HISTOLOGY |  |  |  |  | 099-13658 | 099-13658 | Southwest | Memorial Hermann Diagnostic Laboratory - Southwest Medical Plaza 2 | SW - LABORATORY - HISTOLOGY | Histomolgy
NO | NO |  |  |  | UT-40998190 |  | THERMO SCIENTIFIC | SORVALL ST 16R |  |  | TMC - ROBERTSON - CLIN RESEARCH (3R) | MHHS-TMC |  |  |  | UT-40998190 |  | TMC |  | TMC - ROBERTSON - CLIN RESEARCH (3R) | [5 empty] | CENTRIFUGES |  | .needs class | [5 empty] | ThermoSci | [7 empty] | Covered PM Repair - Biomedical | MHHS-TMC
NO | NO |  |  |  | 069-38589 |  | THERMO SCIENTIFIC | SPECI-MIX M71015 |  | C1865130208951 | TMC - LABORATORY - EMERGENCY ROOM (1HP) | MHHS-TMC |  |  |  | 069-38589 |  | TMC |  | TMC - LABORATORY - EMERGENCY ROOM (1HP) | [5 empty] | MIXERS, CLINICAL LABORATORY |  | .needs class | [5 empty] | ThermoSci | [7 empty] | Covered PM Repair - Biomedical | MHHS-TMC
NO | YES |  |  |  | 069-46309 | 069-46309 | THERMO SCIENTIFIC | TSX SERIES |  |  | TMC-Laboratory-HLA Lab (1R) | MHHS-TMC |  |  |  | 069-46309 | 069-46309 | TMC | MHHS-TMC | TMC-Laboratory-HLA Lab (1R) | Freezer Room | 2/1/20 |  | 1/1/21 |  | FREEZERS, LABORATORY |  | .needs class | [5 empty] | ThermoSci |  |  |  |  | 4/1/18 |  |  | Covered PM Repair - Radiology, Low End | MHHS-TMC
NO | YES |  |  |  | 069-47643 | 069-47643 | THERMO SCIENTIFIC | TSX5005CA |  |  | TMC-Sarofim 2-OR | MHHS-TMC |  |  |  | 069-47643 | 069-47643 | TMC | MHHS-TMC | TMC-Sarofim 2-OR | Biomed S3622 | 12/1/19 |  | 12/1/20 |  | REFRIGERATORS, LABORATORY |  | .needs class | [5 empty] | ThermoSci |  |  |  |  | 4/1/18 |  |  | Covered PM Repair - Radiology, Low End | MHHS-TMC
NO | YES |  |  |  | 013-37540 | 013-37540 | THERMO SCIENTIFIC | UG12320A19 |  |  | SW - LABORATORY | MHHS-Southwest |  |  |  | 013-37540 | 013-37540 | Southwest | SWMH - Laboratory | SW - LABORATORY | SW - LABORTORY |  |  |  |  | FREEZERS, LABORATORY |  | .needs class | [5 empty] | ThermoSci | [7 empty] | Covered PM Repair - Biomedical | MHHS-Southwest
YES | YES |  |  |  | 000-04356 | 000-04356 | Thermo Scientific | ULT 1340 |  |  | ER lab |  |  |  |  | 000-04356 | 000-04356 | Katy | Memorial Hermann Convenient Care Center in Kingwood (Kingwood CCC) | ER lab | Nurses station | 11/1/19 | 11/1/20
NO | NO |  |  |  | 013-36074 |  | THERMO SCIENTIFIC | ULT2330A22 |  |  | SW - LABORATORY - CHEMISTRY | MHHS-Southwest |  |  |  | 013-36074 |  | Southwest |  | SW - LABORATORY - CHEMISTRY | [5 empty] | REFRIGERATORS, LABORATORY |  | .needs class | [5 empty] | ThermoSci | [7 empty] | Not Covered Vendor Only - Lab Ana/Anes | MHHS-Southwest
NO | YES |  |  |  | 145-00093 | 145-00093 | THERMO SCIENTIFIC | ULT390-10-A |  |  | Pearland-OR | MHHS-Pearland Hospital |  |  |  | 145-00093 | 145-00093 | Pearland | MHHS-Pearland Hospital | Pearland-OR | Sterile Core | 9/1/19 | 9/1/20 |  |  | FREEZERS, LABORATORY |  | .needs class | [5 empty] | ThermoSci |  |  |  |  | 2/22/21 |  |  | Not Covered Vendor Only - Lab Ana/Anes | MHHS-Pearland Hospital
NO | YES |  |  |  | 069-43602 | 069-43602 | THERMO SCIENTIFIC | VARIMIX PLATFORM MIXER |  |  | TMC-Laboratory-HLA Lab (1R) | MHHS-TMC |  |  |  | 069-43602 | 069-43602 | TMC | MHHS-TMC | TMC-Laboratory-HLA Lab (1R) | Lab | 3/1/17 |  |  |  | MIXERS, CLINICAL LABORATORY |  | .needs class | [5 empty] | ThermoSci |  |  |  |  | 4/1/18 |  |  | Covered PM Repair - Biomedical | MHHS-TMC
NO | NO |  |  |  | 041-17246 |  | THERMO SCIENTIFIC | VARIMIX PLATFORM MIXER |  | C1862110623375 | MEMORIAL CITY - LABORATORY | MHHS-Mem City |  |  |  | 041-17246 |  | West & Memorial City |  | MEMORIAL CITY - LABORATORY | [5 empty] | MIXERS, CLINICAL LABORATORY |  | .needs class | [5 empty] | ThermoSci | [7 empty] | Covered PM Repair - Biomedical | MHHS-Mem City
NO | NO |  |  |  | 129-07985 |  | THERMO SCIENTIFIC | VARIMIX PLATFORM MIXER |  | C1862110940619 | SUGAR LAND - LABORATORY | MHHS-Sugarland |  |  |  | 129-07985 |  | Sugar Land |  | SUGAR LAND - LABORATORY | [5 empty] | MIXERS, CLINICAL LABORATORY |  | .needs class | [5 empty] | ThermoSci | [7 empty] | Covered PM Repair - Biomedical | MHHS-Sugarland
NO | NO |  |  |  | 069-29390 |  | THERMO SCIENTIFIC | VARIMIX PLATFORM MIXER |  |  | TMC - LABORATORY - HEMATOLOGY (1R) | MHHS-TMC |  |  |  | 069-29390 |  | TMC |  | TMC - LABORATORY - HEMATOLOGY (1R) | [5 empty] | MIXERS, CLINICAL LABORATORY |  | .needs class | [5 empty] | ThermoSci | [7 empty] | Covered PM Repair - Biomedical | MHHS-TMC
NO | NO |  |  |  | 069-19666 |  | THERMO SHANDON | MICROWRITER E22.01MWR |  | 04R323-03 | TMC - LABORATORY - ANATOMIC PATHOLOGY (2R) | MHHS-TMC |  |  |  | 069-19666 |  | TMC |  | TMC - LABORATORY - ANATOMIC PATHOLOGY (2R) | [5 empty] | SLIDE STAINERS |  | .needs class | [5 empty] | THERMOSHANDON | [7 empty] | Covered PM Repair - Biomedical | MHHS-TMC
YES | YES |  |  |  | 099-13662 | 099-13662 | Thermo Shandon | Para trimmer |  |  | SW - Histology |  |  |  |  | 099-13662 | 099-13662 | Southwest | Memorial Hermann Diagnostic Laboratory - Southwest Medical Plaza 1 (#756) | SW - Histology | Lab
YES | YES |  |  |  | 099-13661 | 099-13661 | Thermo Shandon | Para trimmer |  |  | SW - Histology |  |  |  |  | 099-13661 | 099-13661 | Southwest | Memorial Hermann Diagnostic Laboratory - Southwest Medical Plaza 1 (#756) | SW - Histology | Lab
NO | NO | [5 empty] | THERMO SHANDON | PATHCENTRE |  |  | SW - LABORATORY - HISTOLOGY | MHHS-Southwest | [5 empty] | Southwest |  | SW - LABORATORY - HISTOLOGY | [5 empty] | TISSUE PROCESSORS |  | .needs class | [5 empty] | THERMOSHANDON | [7 empty] | Not Covered Vendor Only - Biomedical | MHHS-Southwest
NO | NO | [5 empty] | THERMO SHANDON | PATHCENTRE |  |  | SW - LABORATORY - HISTOLOGY | MHHS-Southwest | [5 empty] | Southwest |  | SW - LABORATORY - HISTOLOGY | [5 empty] | TISSUE PROCESSORS |  | .needs class | [5 empty] | THERMOSHANDON | [7 empty] | Not Covered Vendor Only - Biomedical | MHHS-Southwest
NO | YES |  |  |  |  | 013-07677 | THERMO SHANDON | VARISTAIN GEMINI |  |  | SW-Laboratory-Histology | MHHS-Southwest |  |  |  |  | 013-07677 | Southwest | MHHS-Southwest | SW-Laboratory-Histology | Lab |  |  |  |  | SLIDE STAINERS |  | .needs class | [5 empty] | THERMOSHANDON |  |  |  |  | 12/7/18 |  |  | Covered PM Repair - Biomedical | MHHS-Southwest
NO | YES |  |  |  |  | 013-18219 | THERMO SHANDON | VARISTAIN GEMINI ES |  | NSN | SW-Laboratory-Histology | MHHS-Southwest |  | Stainer, Slide |  |  | 013-18219 | Southwest | MHHS-Southwest | SW-Laboratory-Histology | Histology |  |  |  | PM Not Required | SLIDE STAINERS | Stainer, Slide | STAINERSLIDE-ThermoFisherSci-Varistain Gemini ES | STAINERSLIDE | Varistain Gemini ES |  |  |  | ThermoFisherSci | Stainer, Slide |  |  | STAINERSLIDE-ThermoFisherSci-Varistain Gemini ES | 12/7/18 |  | SS-A | Covered PM Repair - Biomedical | MHHS-Southwest | [8 empty] | STAINERSLIDE | Stainer, Slide | ThermoFisherSci
YES | YES |  |  |  | 069-45614 | 069-45614 | Thermo Sonic | 82-03 |  | 398309BD12 | OPID - (TMC) - MH IMAGING CENTER - 417 |  |  |  |  | 069-45614 | 069-45614 | TMC | Hermann- Memorial Hermann Medical center | OPID - (TMC) - MH IMAGING CENTER - 417 | Ultrasound
YES | YES |  |  |  | 069-45521 | 069-45521 | Thermo Sonic | 82-03 |  | 089312BH12 | OPID - (TMC) - MH IMAGING CENTER - 417 |  |  |  |  | 069-45521 | 069-45521 | TMC | Hermann- Memorial Hermann Medical center | OPID - (TMC) - MH IMAGING CENTER - 417 | Ultrasound
YES | YES |  |  |  | 041-34825 | 041-34825 | Thermo-KOOL |  |  |  | SW - LABORATORY |  |  |  |  | 041-34825 | 041-34825 | Southwest | SWMH - Laboratory | SW - LABORATORY | SW - LABORTORY |  |  |  | Walk-in Refrigeration
NO | NO |  |  |  | 151-02320 |  | THERMO-KOOL | BLUE AIR BKGM23 |  | KGM23W-R06-0019 | CY - PHARMACY | MHHS-Cypress |  |  |  | 151-02320 |  | Northwest & Cypress |  | CY - PHARMACY | [5 empty] | REFRIGERATORS, PHARMACY |  | .needs class | [13 empty] | Not Covered Vendor Only - Biomedical | MHHS-Cypress
NO | NO |  |  |  | 55848 RKMC |  | THERMO-KOOL | TK-3476-WFR-R INTEGRATED WALK-IN FREEZER |  | 55848 RKMC | SW - LABORATORY | MHHS-Southwest |  |  |  | 55848 RKMC |  | Southwest |  | SW - LABORATORY | [5 empty] | REFRIGERATORS, LABORATORY |  | .needs class | [13 empty] | Covered PM Repair - Biomedical | MHHS-Southwest
NO | YES |  |  |  | 069-15468 | 069-15468 | Thermolyne |  |  |  | TMC-Laboratory-Blood Bank (1R) | MHHS-TMC |  | Incubator, Small/Large |  | 069-15468 | 069-15468 | TMC | MHHS-TMC | TMC-Laboratory-Blood Bank (1R) | Biomed shop | 5/1/19 |  | 8/1/19 |  | INCUBATORS, LABORATORY, THERMOCYCLING | Incubator, Small/Large | INCUBATORSMALLLARGE-Thermascan Inc-12200 | INCUBATORSMALLLARGE |  |  |  |  | Thermascan Inc | Incubator, Small/Large |  |  | INCUBATORSMALLLARGE-Thermascan Inc-12200 | 6/1/16 |  |  | Covered PM Repair - Biomedical | MHHS-TMC | [8 empty] | INCUBATORSMALLLARGE | Incubator, Small/Large | Thermascan Inc
NO | NO |  |  |  | 069-15464 |  | Thermolyne |  |  |  | TMC - LABORATORY - BLOOD BANK (1R) | MHHS-TMC |  | Incubator, Small/Large |  | 069-15464 |  | TMC |  | TMC - LABORATORY - BLOOD BANK (1R) | [5 empty] | INCUBATORS, LABORATORY, THERMOCYCLING |  | INCUBATORSMALLLARGE-Thermascan Inc-12200 | INCUBATORSMALLLARGE |  |  |  |  | Thermascan Inc | Incubator, Small/Large |  |  | INCUBATORSMALLLARGE-Thermascan Inc-12200 |  |  |  | Covered PM Repair - Biomedical | MHHS-TMC
NO | NO |  |  |  | 069-15466 |  | Thermolyne |  |  |  | TMC - LABORATORY - BLOOD BANK (1R) | MHHS-TMC |  | Incubator, Small/Large |  | 069-15466 |  | TMC |  | TMC - LABORATORY - BLOOD BANK (1R) | [5 empty] | INCUBATORS, LABORATORY, THERMOCYCLING |  | INCUBATORSMALLLARGE-Thermascan Inc-12200 | INCUBATORSMALLLARGE |  |  |  |  | Thermascan Inc | Incubator, Small/Large |  |  | INCUBATORSMALLLARGE-Thermascan Inc-12200 |  |  |  | Covered PM Repair - Biomedical | MHHS-TMC
NO | NO |  |  |  | 069-15467 |  | Thermolyne |  |  |  | TMC - LABORATORY - BLOOD BANK (1R) | MHHS-TMC |  | Incubator, Small/Large |  | 069-15467 |  | TMC |  | TMC - LABORATORY - BLOOD BANK (1R) | [5 empty] | INCUBATORS, LABORATORY, THERMOCYCLING |  | INCUBATORSMALLLARGE-Thermascan Inc-12200 | INCUBATORSMALLLARGE |  |  |  |  | Thermascan Inc | Incubator, Small/Large |  |  | INCUBATORSMALLLARGE-Thermascan Inc-12200 |  |  |  | Covered PM Repair - Biomedical | MHHS-TMC
NO | YES |  |  |  | 041-34208 | 041-34208 | Thermolyne |  |  | N/A Lot #: 179 | MEMORIAL CITY - LABORATORY - CHEMISTRY | MHHS-Mem City |  | Heat Block |  | 041-34208 | 041-34208 | West |  | MEMORIAL CITY - LABORATORY - CHEMISTRY | [5 empty] | HEATING BLOCKS |  | HEATBLOCK-THERMOLYNE-5900 | HEATBLOCK |  |  |  |  | THERMOLYNE | Heat Block |  | HEATBLOCK-THERMOLYNE-5900 |  |  |  |  | Not Covered Vendor Only - Lab Ana/Anes | MHHS-Mem City
YES | YES |  |  |  |  | 013-12054 | Thermolyne | Bigger Bill |  |  | SW - LABORATORY - HISTOLOGY | [5 empty] | 013-12054 | Southwest | Memorial Hermann Southwest Hospital | SW - LABORATORY - HISTOLOGY | Histology |  |  |  | New Add
NO | YES |  |  |  | 029-00350 | 029-00350 | Thermolyne | DB12215e |  | 250 (2641) | Woodlands-Laboratory-Blood Bank | MHHS-Woodlands |  | Incubator, Small/Large |  | 029-00350 | 029-00350 | Woodlands | MHHS-Woodlands | Woodlands-Laboratory-Blood Bank | Lab | 11/1/19 |  |  |  | WARMING UNITS, BLOOD/INTRAVENOUS SOLUTION | Incubator, Small/Large | INCUBATORSMALLLARGE-Barnstead Inter-DB12215E | INCUBATORSMALLLARGE | DB12215E |  |  |  | Barnstead Intl | Incubator, Small/Large |  |  | INCUBATORSMALLLARGE-Barnstead Inter-DB12215E | 9/17/20 |  |  | Not Covered Vendor Only - Biomedical | MHHS-Woodlands | [8 empty] | INCUBATORSMALLLARGE | Incubator, Small/Large | Barnstead Intl
YES | YES |  |  |  | 013-03409 | 013-03409 | Thermolyne | M49125 |  |  | SW - LABORATORY - HISTOLOGY |  |  |  |  | 013-03409 | 013-03409 | Southwest | Memorial Hermann Southwest Hospital | SW - LABORATORY - HISTOLOGY | Histology |  |  |  | PM Past Due
YES | YES |  |  |  | 142-00380 | 142-00380 | Thermolyne | M63215 |  |  | NE - LABORATORY |  |  |  |  | 142-00380 | 142-00380 | Katy | Memorial Hermann Katy Hospital | NE - LABORATORY | Speciman sampling |  |  |  | One time safety
NO | YES |  |  |  | 069-22436 | 069-22436 | Thermolyne | Speci-Mix |  |  | TMC-Plaza-Cancer Center (Ste 2900) |  |  |  |  | 069-22436 | 069-22436 | TMC | MHHS-TMC | TMC-Plaza-Cancer Center (Ste 2900) | Research Lab
YES | YES |  |  |  | 129-31564 | 129-31564 | Thermomedics | Pro-TF300 |  | 124111651001062F | SUGAR LAND - PACU |  |  |  |  | 129-31564 | 129-31564 | Sugar Land |  | SUGAR LAND - PACU |  | 2/1/20 |  |  | No pm |  | Thermometer, Infrared | THERMOMETERINFRARED-Thermomedics-Pro-TF300 | [22 empty] | Thermometer, Infrared | THERMOMETERINFRARED | Thermometer, Infrared | Thermomedics
YES | YES |  |  |  | 129-31565 | 129-31565 | Thermomedics | Pro-TF300 |  |  | SUGAR LAND - PACU |  |  |  |  | 129-31565 | 129-31565 | Sugar Land |  | SUGAR LAND - PACU |  |  |  |  | No pm |  | Thermometer, Infrared | THERMOMETERINFRARED-Thermomedics-Pro-TF300 | [22 empty] | Thermometer, Infrared | THERMOMETERINFRARED | Thermometer, Infrared | Thermomedics
YES | YES |  |  |  | 129-31567 | 129-31567 | Thermomedics | Pro-TF300 |  | 12411921000013A | SUGAR LAND - PACU |  |  |  |  | 129-31567 | 129-31567 | Sugar Land |  | SUGAR LAND - PACU |  |  |  |  | No pm |  | Thermometer, Infrared | THERMOMETERINFRARED-Thermomedics-Pro-TF300 | [22 empty] | Thermometer, Infrared | THERMOMETERINFRARED | Thermometer, Infrared | Thermomedics
YES | YES |  |  |  | 005-33227 | 005-33227 | Thermomedics | Pro-TF300 |  |  | SUGAR LAND - PACU |  |  |  |  | 005-33227 | 005-33227 | Sugar Land |  | SUGAR LAND - PACU |  |  |  |  | No pm |  | Thermometer, Infrared | THERMOMETERINFRARED-Thermomedics-Pro-TF300 | [22 empty] | Thermometer, Infrared | THERMOMETERINFRARED | Thermometer, Infrared | Thermomedics
YES | YES |  |  |  | 129-31736 | 129-31736 | Thermomedics | Pro-TF300 |  | 124111651001061E | SUGAR LAND - PACU |  |  |  |  | 129-31736 | 129-31736 | Sugar Land | Memorial Hermann Sugar Land Hospital | SUGAR LAND - PACU | Room 12 | [5 empty] | Thermometer, Infrared | THERMOMETERINFRARED-Thermomedics-Pro-TF300 | [22 empty] | Thermometer, Infrared | THERMOMETERINFRARED | Thermometer, Infrared | Thermomedics
YES | YES |  |  |  | 129-31737 | 129-31737 | Thermomedics | Pro-TF300 |  | (21)1241118450012446 | SUGAR LAND - PACU |  |  |  |  | 129-31737 | 129-31737 | Sugar Land | Memorial Hermann Sugar Land Hospital | SUGAR LAND - PACU | Room 1 | [5 empty] | Thermometer, Infrared | THERMOMETERINFRARED-Thermomedics-Pro-TF300 | [22 empty] | Thermometer, Infrared | THERMOMETERINFRARED | Thermometer, Infrared | Thermomedics
YES | YES |  |  |  | 005-33164 | 005-33164 | Thermomedics | Pro-TF300 |  | (21) 124111845001248A | Sugar Land OR |  |  |  |  | 005-33164 | 005-33164 | Sugar Land | Memorial Hermann Sugar Land Hospital | Sugar Land OR | PACU Bay 2 | 2/1/20 |  |  |  |  | Thermometer, Infrared | THERMOMETERINFRARED-Thermomedics-Pro-TF300 | [22 empty] | Thermometer, Infrared | THERMOMETERINFRARED | Thermometer, Infrared | Thermomedics
YES | YES |  |  |  | 124111651001053F | 124111651001053F | Thermomedics | Pro-TF300 |  | 124111651001053F | SUGAR LAND - PACU |  |  |  |  | 124111651001053F | 124111651001053F | Sugar Land | Memorial Hermann Sugar Land Hospital | SUGAR LAND - PACU | Room 3 | [5 empty] | Thermometer, Infrared | THERMOMETERINFRARED-Thermomedics-Pro-TF300 | [22 empty] | Thermometer, Infrared | THERMOMETERINFRARED | Thermometer, Infrared | Thermomedics
YES | YES | [5 empty] | Thermomedics | Pro-TF300 |  |  | Sugar Land OR | [6 empty] | Sugar Land | Memorial Hermann Sugar Land Hospital | Sugar Land OR | Day Stay Bed 9 | 2/1/20 |  |  |  |  | Thermometer, Infrared | THERMOMETERINFRARED-Thermomedics-Pro-TF300 | [22 empty] | Thermometer, Infrared | THERMOMETERINFRARED | Thermometer, Infrared | Thermomedics
YES | YES | [5 empty] | Thermomedics | Pro-TF300 |  |  | Sugar Land OR | [6 empty] | Sugar Land | Memorial Hermann Sugar Land Hospital | Sugar Land OR | Day Stay Bed 8 | 2/1/20 |  |  |  |  | Thermometer, Infrared | THERMOMETERINFRARED-Thermomedics-Pro-TF300 | [22 empty] | Thermometer, Infrared | THERMOMETERINFRARED | Thermometer, Infrared | Thermomedics
YES | YES | [5 empty] | Thermomedics | Pro-TF300 |  |  | Sugar Land OR | [6 empty] | Sugar Land | Memorial Hermann Sugar Land Hospital | Sugar Land OR | Day Stay Bed 8 | [5 empty] | Thermometer, Infrared | THERMOMETERINFRARED-Thermomedics-Pro-TF300 | [22 empty] | Thermometer, Infrared | THERMOMETERINFRARED | Thermometer, Infrared | Thermomedics
YES | YES | [5 empty] | Thermomedics | Pro-TF300 |  |  | Sugar Land OR | [6 empty] | Sugar Land | Memorial Hermann Sugar Land Hospital | Sugar Land OR | Day Stay Bed 6 | 2/1/20 |  |  |  |  | Thermometer, Infrared | THERMOMETERINFRARED-Thermomedics-Pro-TF300 | [22 empty] | Thermometer, Infrared | THERMOMETERINFRARED | Thermometer, Infrared | Thermomedics
YES | YES | [5 empty] | Thermomedics | Pro-TF300 |  |  | SUGAR LAND - PACU | [6 empty] | Sugar Land |  | SUGAR LAND - PACU |  |  |  |  | No pm |  | Thermometer, Infrared | THERMOMETERINFRARED-Thermomedics-Pro-TF300 | [22 empty] | Thermometer, Infrared | THERMOMETERINFRARED | Thermometer, Infrared | Thermomedics
YES | YES | [5 empty] | Thermomedics | Pro-TF300 |  |  | SUGAR LAND - ENDOSCOPY | [6 empty] | Sugar Land |  | SUGAR LAND - ENDOSCOPY |  |  |  |  | No pm |  | Thermometer, Infrared | THERMOMETERINFRARED-Thermomedics-Pro-TF300 | [22 empty] | Thermometer, Infrared | THERMOMETERINFRARED | Thermometer, Infrared | Thermomedics
YES | YES | [5 empty] | Thermomedics | Pro-TF300 |  |  | SUGAR LAND - OR | [6 empty] | Sugar Land |  | SUGAR LAND - OR |  |  |  |  | No pm |  | Thermometer, Infrared | THERMOMETERINFRARED-Thermomedics-Pro-TF300 | [22 empty] | Thermometer, Infrared | THERMOMETERINFRARED | Thermometer, Infrared | Thermomedics
YES | YES |  |  |  | 099-10914 | 099-10914 | Thermomedics | Pro-TF300 |  |  | SW - Entry Screening |  |  |  |  | 099-10914 | 099-10914 | Southwest | MD Anderson Breast Care with Memorial Hermann - Southwest 1st Floor Pavilion | SW - Entry Screening | Entry Screening |  |  |  | New Add |  | Thermometer, Infrared | THERMOMETERINFRARED-Thermomedics-Pro-TF300 | [22 empty] | Thermometer, Infrared | THERMOMETERINFRARED | Thermometer, Infrared | Thermomedics
YES | YES | [5 empty] | Thermomedics | Pro-TF300 |  |  | Memorial City - Pediatrics | [6 empty] | West | Memorial City - Memorial Hermann Hospital | Memorial City - Pediatrics | Nurse station |  |  |  | No PM sticker
NO | YES |  |  |  | 129-06071 | 129-06071 | Thermomedics, Inc. | CAREGIVER |  | 124111450000018C | Sugar Land-Labor & Delivery | MHHS-Sugarland |  |  |  | 129-06071 | 129-06071 | Sugar Land | MHHS-Sugarland | Sugar Land-Labor & Delivery | OR 1 | 5/1/15 |  |  |  | THERMOMETERS, ELECTRONIC, PATIENT |  | .needs class | [5 empty] | Thermomedics | [7 empty] | Not Covered Vendor Only - Biomedical | MHHS-Sugarland
NO | YES |  |  |  | 129-06072 | 129-06072 | Thermomedics, Inc. | CAREGIVER |  |  | Sugar Land-Labor & Delivery | MHHS-Sugarland |  |  |  | 129-06072 | 129-06072 | Sugar Land | MHHS-Sugarland | Sugar Land-Labor & Delivery | L D | 5/1/15 |  |  |  | THERMOMETERS, ELECTRONIC, PATIENT |  | .needs class | [5 empty] | Thermomedics | [7 empty] | Not Covered Vendor Only - Biomedical | MHHS-Sugarland
NO | NO | [5 empty] | Thermomedics, Inc. | CAREGIVER |  |  | MEMORIAL CITY - POSTPARTUM - NURSERY | MHHS-Mem City | [5 empty] | West & Memorial City |  | MEMORIAL CITY - POSTPARTUM - NURSERY | [5 empty] | THERMOMETERS, ELECTRONIC, PATIENT |  | .needs class | [5 empty] | Thermomedics | [7 empty] | Not Covered Vendor Only - Biomedical | MHHS-Mem City
NO | NO | [5 empty] | Thermomedics, Inc. | CAREGIVER |  |  | MEMORIAL CITY - POSTPARTUM - NURSERY | MHHS-Mem City | [5 empty] | West & Memorial City |  | MEMORIAL CITY - POSTPARTUM - NURSERY | [5 empty] | THERMOMETERS, ELECTRONIC, PATIENT |  | .needs class | [5 empty] | Thermomedics | [7 empty] | Not Covered Vendor Only - Biomedical | MHHS-Mem City
NO | NO | [5 empty] | Thermomedics, Inc. | CAREGIVER |  |  | MEMORIAL CITY - POSTPARTUM - NURSERY | MHHS-Mem City | [5 empty] | West & Memorial City |  | MEMORIAL CITY - POSTPARTUM - NURSERY | [5 empty] | THERMOMETERS, ELECTRONIC, PATIENT |  | .needs class | [5 empty] | Thermomedics | [7 empty] | Not Covered Vendor Only - Biomedical | MHHS-Mem City
NO | NO | [5 empty] | Thermomedics, Inc. | CAREGIVER |  |  | MEMORIAL CITY - POSTPARTUM - NURSERY | MHHS-Mem City | [5 empty] | West & Memorial City |  | MEMORIAL CITY - POSTPARTUM - NURSERY | [5 empty] | THERMOMETERS, ELECTRONIC, PATIENT |  | .needs class | [5 empty] | Thermomedics | [7 empty] | Not Covered Vendor Only - Biomedical | MHHS-Mem City
NO | NO | [5 empty] | Thermomedics, Inc. | CAREGIVER |  |  | MEMORIAL CITY - POSTPARTUM - NURSERY | MHHS-Mem City | [5 empty] | West & Memorial City |  | MEMORIAL CITY - POSTPARTUM - NURSERY | [5 empty] | THERMOMETERS, ELECTRONIC, PATIENT |  | .needs class | [5 empty] | Thermomedics | [7 empty] | Not Covered Vendor Only - Biomedical | MHHS-Mem City
NO | NO |  |  |  | 124111450000017B |  | Thermomedics, Inc. | CAREGIVER |  | 124111450000017B | MEMORIAL CITY - POSTPARTUM - NURSERY | MHHS-Mem City |  |  |  | 124111450000017B |  | West & Memorial City |  | MEMORIAL CITY - POSTPARTUM - NURSERY | [5 empty] | THERMOMETERS, ELECTRONIC, PATIENT |  | .needs class | [5 empty] | Thermomedics | [7 empty] | Not Covered Vendor Only - Biomedical | MHHS-Mem City
NO | NO |  |  |  | 124111450000019D |  | Thermomedics, Inc. | CAREGIVER |  | 124111450000019D | MEMORIAL CITY - POSTPARTUM - NURSERY | MHHS-Mem City |  |  |  | 124111450000019D |  | West & Memorial City |  | MEMORIAL CITY - POSTPARTUM - NURSERY | [5 empty] | THERMOMETERS, ELECTRONIC, PATIENT |  | .needs class | [5 empty] | Thermomedics | [7 empty] | Not Covered Vendor Only - Biomedical | MHHS-Mem City
NO | NO | [5 empty] | Thermomedics, Inc. | CAREGIVER |  |  | MEMORIAL CITY - POSTPARTUM - NURSERY | MHHS-Mem City | [5 empty] | West & Memorial City |  | MEMORIAL CITY - POSTPARTUM - NURSERY | [5 empty] | THERMOMETERS, ELECTRONIC, PATIENT |  | .needs class | [5 empty] | Thermomedics | [7 empty] | Not Covered Vendor Only - Biomedical | MHHS-Mem City
NO | NO | [5 empty] | Thermomedics, Inc. | CAREGIVER |  |  | MEMORIAL CITY - POSTPARTUM - NURSERY | MHHS-Mem City | [5 empty] | West & Memorial City |  | MEMORIAL CITY - POSTPARTUM - NURSERY | [5 empty] | THERMOMETERS, ELECTRONIC, PATIENT |  | .needs class | [5 empty] | Thermomedics | [7 empty] | Not Covered Vendor Only - Biomedical | MHHS-Mem City
NO | NO |  |  |  | 124111450000025A |  | Thermomedics, Inc. | CAREGIVER |  | 124111450000025A | MEMORIAL CITY - POSTPARTUM - NURSERY | MHHS-Mem City |  |  |  | 124111450000025A |  | West & Memorial City |  | MEMORIAL CITY - POSTPARTUM - NURSERY | [5 empty] | THERMOMETERS, ELECTRONIC, PATIENT |  | .needs class | [5 empty] | Thermomedics | [7 empty] | Not Covered Vendor Only - Biomedical | MHHS-Mem City
NO | NO | [5 empty] | Thermomedics, Inc. | CAREGIVER |  |  | MEMORIAL CITY - POSTPARTUM - NURSERY | MHHS-Mem City | [5 empty] | West & Memorial City |  | MEMORIAL CITY - POSTPARTUM - NURSERY | [5 empty] | THERMOMETERS, ELECTRONIC, PATIENT |  | .needs class | [5 empty] | Thermomedics | [7 empty] | Not Covered Vendor Only - Biomedical | MHHS-Mem City
NO | NO |  |  |  | 013-38875 |  | Thermomedics, Inc. | CAREGIVER |  | (01)00852119002051 2nd s/n (21)1241116480000848 | SW - CATH LAB | MHHS-Southwest |  |  |  | 013-38875 |  | Southwest |  | SW - CATH LAB | [5 empty] | THERMOMETERS, ELECTRONIC, PATIENT |  | .needs class | [5 empty] | Thermomedics | [7 empty] | Not Covered Vendor Only - Biomedical | MHHS-Southwest
NO | YES | [5 empty] | Thermomedics, Inc. | PRO-TF300 CAREGIVER PROFESSIONAL INFRARED THERMOME |  |  | Memorial City - Pediatrics | MHHS-Mem City | [5 empty] | West | Memorial City - Memorial Hermann Hospital | Memorial City - Pediatrics | Nurse station |  |  |  | No PM sticker | THERMOMETERS, ELECTRONIC, PATIENT |  | THERMOMETERINFRARED-Thermomedics-Pro-TF300 |  |  |  |  | THERMOMETERINFRARED-Thermomedics-Pro-TF300 | Thermomedics | [7 empty] | Covered PM Repair - Biomedical | MHHS-Mem City
NO | YES |  |  |  | 124111514003332F | 124111514003332F | Thermomedics, Inc. | PRO-TF300 CAREGIVER PROFESSIONAL INFRARED THERMOME |  | 124111514003332F | Pre op | MHHS-Sugarland |  |  |  | 124111514003332F | 124111514003332F | Sugar Land | Memorial Hermann Sugar Land Hospital | Pre op | Room 5 | 12/1/16 |  |  |  | THERMOMETERS, ELECTRONIC, PATIENT | Thermometer, Infrared | THERMOMETERINFRARED-Thermomedics-Pro-TF300 |  |  |  |  | THERMOMETERINFRARED-Thermomedics-Pro-TF300 | Thermomedics |  |  |  |  | 6/10/17 |  |  | Covered PM Repair - Biomedical | MHHS-Sugarland | [8 empty] | THERMOMETERINFRARED | Thermometer, Infrared | Thermomedics
YES | YES |  |  |  | (21)1241118450012479 | (21)1241118450012479 | Thermomedics, Inc. | PRO-TF300 CAREGIVER PROFESSIONAL INFRARED THERMOME |  | (21)1241118450012479 | SUGAR LAND - ENDOSCOPY |  |  |  |  | (21)1241118450012479 | (21)1241118450012479 | Sugar Land | Memorial Hermann Sugar Land Hospital | SUGAR LAND - ENDOSCOPY | Room 7 | [6 empty] | THERMOMETERINFRARED-Thermomedics-Pro-TF300
YES | YES |  |  |  | (21)1241118450012536 | (21)1241118450012536 | Thermomedics, Inc. | PRO-TF300 CAREGIVER PROFESSIONAL INFRARED THERMOME |  | (21)1241118450012536 | SUGAR LAND - ENDOSCOPY |  |  |  |  | (21)1241118450012536 | (21)1241118450012536 | Sugar Land | Memorial Hermann Sugar Land Hospital | SUGAR LAND - ENDOSCOPY | Room 6 | [6 empty] | THERMOMETERINFRARED-Thermomedics-Pro-TF300
YES | YES |  |  |  | (21)1241118450012356 | (21)1241118450012356 | Thermomedics, Inc. | PRO-TF300 CAREGIVER PROFESSIONAL INFRARED THERMOME |  | (21)1241118450012356 | SUGAR LAND - ENDOSCOPY |  |  |  |  | (21)1241118450012356 | (21)1241118450012356 | Sugar Land | Memorial Hermann Sugar Land Hospital | SUGAR LAND - ENDOSCOPY | Room 6 | [6 empty] | THERMOMETERINFRARED-Thermomedics-Pro-TF300
YES | YES |  |  |  | (21)1241118450012604 | (21)1241118450012604 | Thermomedics, Inc. | PRO-TF300 CAREGIVER PROFESSIONAL INFRARED THERMOME |  | (21)1241118450012604 | SUGAR LAND - ENDOSCOPY |  |  |  |  | (21)1241118450012604 | (21)1241118450012604 | Sugar Land | Memorial Hermann Sugar Land Hospital | SUGAR LAND - ENDOSCOPY | Room 4 | [6 empty] | THERMOMETERINFRARED-Thermomedics-Pro-TF300
NO | NO |  |  |  | 133-10221 |  | Thermomedics, Inc. | PRO-TF300 CAREGIVER PROFESSIONAL INFRARED THERMOME |  | 124111514001142C | KATY - ER | MHHS-Katy |  |  |  | 133-10221 |  | Katy |  | KATY - ER | [5 empty] | THERMOMETERS, ELECTRONIC, PATIENT |  | THERMOMETERINFRARED-Thermomedics-Pro-TF300 |  |  |  |  | THERMOMETERINFRARED-Thermomedics-Pro-TF300 | Thermomedics | [7 empty] | Covered PM Repair - Biomedical | MHHS-Katy
NO | NO |  |  |  | 133-10222 |  | Thermomedics, Inc. | PRO-TF300 CAREGIVER PROFESSIONAL INFRARED THERMOME |  |  | KATY - ER | MHHS-Katy |  |  |  | 133-10222 |  | Katy |  | KATY - ER | [5 empty] | THERMOMETERS, ELECTRONIC, PATIENT |  | THERMOMETERINFRARED-Thermomedics-Pro-TF300 |  |  |  |  | THERMOMETERINFRARED-Thermomedics-Pro-TF300 | Thermomedics | [7 empty] | Covered PM Repair - Biomedical | MHHS-Katy
NO | NO |  |  |  | 133-10228 |  | Thermomedics, Inc. | PRO-TF300 CAREGIVER PROFESSIONAL INFRARED THERMOME |  | 124111514001141B | KATY - ER | MHHS-Katy |  |  |  | 133-10228 |  | Katy |  | KATY - ER | [5 empty] | THERMOMETERS, ELECTRONIC, PATIENT |  | THERMOMETERINFRARED-Thermomedics-Pro-TF300 |  |  |  |  | THERMOMETERINFRARED-Thermomedics-Pro-TF300 | Thermomedics | [7 empty] | Covered PM Repair - Biomedical | MHHS-Katy
NO | NO |  |  |  | 133-10229 |  | Thermomedics, Inc. | PRO-TF300 CAREGIVER PROFESSIONAL INFRARED THERMOME |  |  | KATY - ER | MHHS-Katy |  |  |  | 133-10229 |  | Katy |  | KATY - ER | [5 empty] | THERMOMETERS, ELECTRONIC, PATIENT |  | THERMOMETERINFRARED-Thermomedics-Pro-TF300 |  |  |  |  | THERMOMETERINFRARED-Thermomedics-Pro-TF300 | Thermomedics | [7 empty] | Covered PM Repair - Biomedical | MHHS-Katy
NO | NO |  |  |  | 21124111813000043D |  | Thermomedics, Inc. | PRO-TF300 CAREGIVER PROFESSIONAL INFRARED THERMOME |  | 21124111813000043D | MEMORIAL CITY - POSTPARTUM - NURSERY | MHHS-Mem City |  |  |  | 21124111813000043D |  | West & Memorial City |  | MEMORIAL CITY - POSTPARTUM - NURSERY | [5 empty] | THERMOMETERS, ELECTRONIC, PATIENT |  | THERMOMETERINFRARED-Thermomedics-Pro-TF300 |  |  |  |  | THERMOMETERINFRARED-Thermomedics-Pro-TF300 | Thermomedics | [7 empty] | Covered PM Repair - Biomedical | MHHS-Mem City
NO | NO | [5 empty] | Thermomedics, Inc. | PRO-TF300 CAREGIVER PROFESSIONAL INFRARED THERMOME |  |  | SUGAR LAND - DAY SURGERY | MHHS-Sugarland | [5 empty] | Sugar Land |  | SUGAR LAND - DAY SURGERY | [5 empty] | THERMOMETERS, ELECTRONIC, PATIENT |  | THERMOMETERINFRARED-Thermomedics-Pro-TF300 |  |  |  |  | THERMOMETERINFRARED-Thermomedics-Pro-TF300 | Thermomedics | [7 empty] | Covered PM Repair - Biomedical | MHHS-Sugarland
NO | NO | [5 empty] | Thermomedics, Inc. | PRO-TF300 CAREGIVER PROFESSIONAL INFRARED THERMOME |  |  | SUGAR LAND - DAY SURGERY | MHHS-Sugarland | [5 empty] | Sugar Land |  | SUGAR LAND - DAY SURGERY | [5 empty] | THERMOMETERS, ELECTRONIC, PATIENT |  | THERMOMETERINFRARED-Thermomedics-Pro-TF300 |  |  |  |  | THERMOMETERINFRARED-Thermomedics-Pro-TF300 | Thermomedics | [7 empty] | Covered PM Repair - Biomedical | MHHS-Sugarland
NO | NO | [5 empty] | Thermomedics, Inc. | PRO-TF300 CAREGIVER PROFESSIONAL INFRARED THERMOME |  |  | SUGAR LAND - DAY SURGERY | MHHS-Sugarland | [5 empty] | Sugar Land |  | SUGAR LAND - DAY SURGERY | [5 empty] | THERMOMETERS, ELECTRONIC, PATIENT |  | THERMOMETERINFRARED-Thermomedics-Pro-TF300 |  |  |  |  | THERMOMETERINFRARED-Thermomedics-Pro-TF300 | Thermomedics | [7 empty] | Covered PM Repair - Biomedical | MHHS-Sugarland
NO | NO | [5 empty] | Thermomedics, Inc. | PRO-TF300 CAREGIVER PROFESSIONAL INFRARED THERMOME |  |  | SUGAR LAND - DAY SURGERY | MHHS-Sugarland | [5 empty] | Sugar Land |  | SUGAR LAND - DAY SURGERY | [5 empty] | THERMOMETERS, ELECTRONIC, PATIENT |  | THERMOMETERINFRARED-Thermomedics-Pro-TF300 |  |  |  |  | THERMOMETERINFRARED-Thermomedics-Pro-TF300 | Thermomedics | [7 empty] | Covered PM Repair - Biomedical | MHHS-Sugarland
NO | NO |  |  |  | 124111514003340E |  | Thermomedics, Inc. | PRO-TF300 CAREGIVER PROFESSIONAL INFRARED THERMOME |  | 124111514003340E | SUGAR LAND - DAY SURGERY | MHHS-Sugarland |  |  |  | 124111514003340E |  | Sugar Land |  | SUGAR LAND - DAY SURGERY | [5 empty] | THERMOMETERS, ELECTRONIC, PATIENT |  | THERMOMETERINFRARED-Thermomedics-Pro-TF300 |  |  |  |  | THERMOMETERINFRARED-Thermomedics-Pro-TF300 | Thermomedics | [7 empty] | Covered PM Repair - Biomedical | MHHS-Sugarland
NO | NO |  |  |  | 124111514003331E |  | Thermomedics, Inc. | PRO-TF300 CAREGIVER PROFESSIONAL INFRARED THERMOME |  | 124111514003331E | SUGAR LAND - OR | MHHS-Sugarland |  |  |  | 124111514003331E |  | Sugar Land |  | SUGAR LAND - OR | [5 empty] | THERMOMETERS, ELECTRONIC, PATIENT |  | THERMOMETERINFRARED-Thermomedics-Pro-TF300 |  |  |  |  | THERMOMETERINFRARED-Thermomedics-Pro-TF300 | Thermomedics | [7 empty] | Covered PM Repair - Biomedical | MHHS-Sugarland
NO | NO | [5 empty] | Thermomedics, Inc. | PRO-TF300 CAREGIVER PROFESSIONAL INFRARED THERMOME |  |  | SUGAR LAND - OR | MHHS-Sugarland | [5 empty] | Sugar Land |  | SUGAR LAND - OR | [5 empty] | THERMOMETERS, ELECTRONIC, PATIENT |  | THERMOMETERINFRARED-Thermomedics-Pro-TF300 |  |  |  |  | THERMOMETERINFRARED-Thermomedics-Pro-TF300 | Thermomedics | [7 empty] | Covered PM Repair - Biomedical | MHHS-Sugarland
NO | NO | [5 empty] | Thermomedics, Inc. | PRO-TF300 CAREGIVER PROFESSIONAL INFRARED THERMOME |  |  | SUGAR LAND - OR | MHHS-Sugarland | [5 empty] | Sugar Land |  | SUGAR LAND - OR | [5 empty] | THERMOMETERS, ELECTRONIC, PATIENT |  | THERMOMETERINFRARED-Thermomedics-Pro-TF300 |  |  |  |  | THERMOMETERINFRARED-Thermomedics-Pro-TF300 | Thermomedics | [7 empty] | Covered PM Repair - Biomedical | MHHS-Sugarland
NO | NO | [5 empty] | Thermomedics, Inc. | PRO-TF300 CAREGIVER PROFESSIONAL INFRARED THERMOME |  |  | SUGAR LAND - PACU | MHHS-Sugarland | [5 empty] | Sugar Land |  | SUGAR LAND - PACU | [5 empty] | THERMOMETERS, ELECTRONIC, PATIENT |  | THERMOMETERINFRARED-Thermomedics-Pro-TF300 |  |  |  |  | THERMOMETERINFRARED-Thermomedics-Pro-TF300 | Thermomedics | [7 empty] | Covered PM Repair - Biomedical | MHHS-Sugarland
NO | NO |  |  |  | 029-09981 |  | Thermomedics, Inc. | PRO-TF300 CAREGIVER PROFESSIONAL INFRARED THERMOME |  |  | WOODLANDS - PCU6 | MHHS-Woodlands |  |  |  | 029-09981 |  | Woodlands |  | WOODLANDS - PCU6 | [5 empty] | THERMOMETERS, ELECTRONIC, PATIENT |  | THERMOMETERINFRARED-Thermomedics-Pro-TF300 |  |  |  |  | THERMOMETERINFRARED-Thermomedics-Pro-TF300 | Thermomedics | [7 empty] | Covered PM Repair - Biomedical | MHHS-Woodlands
NO | NO |  |  |  | 029-09982 |  | Thermomedics, Inc. | PRO-TF300 CAREGIVER PROFESSIONAL INFRARED THERMOME |  | 124111450000505D | WOODLANDS - PCU6 | MHHS-Woodlands |  |  |  | 029-09982 |  | Woodlands |  | WOODLANDS - PCU6 | [5 empty] | THERMOMETERS, ELECTRONIC, PATIENT |  | THERMOMETERINFRARED-Thermomedics-Pro-TF300 |  |  |  |  | THERMOMETERINFRARED-Thermomedics-Pro-TF300 | Thermomedics | [7 empty] | Covered PM Repair - Biomedical | MHHS-Woodlands
NO | NO |  |  |  | 029-09984 |  | Thermomedics, Inc. | PRO-TF300 CAREGIVER PROFESSIONAL INFRARED THERMOME |  |  | WOODLANDS - PCU6 | MHHS-Woodlands |  |  |  | 029-09984 |  | Woodlands |  | WOODLANDS - PCU6 | [5 empty] | THERMOMETERS, ELECTRONIC, PATIENT |  | THERMOMETERINFRARED-Thermomedics-Pro-TF300 |  |  |  |  | THERMOMETERINFRARED-Thermomedics-Pro-TF300 | Thermomedics | [7 empty] | Covered PM Repair - Biomedical | MHHS-Woodlands
NO | NO | [5 empty] | THOMSON NIELSEN | MOSFET 20 |  |  | WOODLANDS - RADIOLOGY | MHHS-Woodlands | [5 empty] | Woodlands |  | WOODLANDS - RADIOLOGY | [5 empty] | DOSIMETERS |  | .needs class | [13 empty] | Covered PM Repair - Biomedical | MHHS-Woodlands
YES | YES |  |  |  | 074-02886 | 074-02886 | Thoratec |  |  |  | ICU |  |  |  |  | 074-02886 | 074-02886 | TMC | Memorial Hermann-Texas Medical Center | ICU | Suite 533 | [5 empty] | Monitor, Video | MONITORVIDEO-Thoratec-1286 | [22 empty] | Monitor, Video | MONITORVIDEO | Monitor, Video | Thoratec
YES | YES |  |  |  | 069-42218 | 069-42218 | Thoratec | HeartMate |  | Ubc-22956 | ICU |  |  |  |  | 069-42218 | 069-42218 | TMC | Memorial Hermann-Texas Medical Center | ICU | Suite 533 | [5 empty] | Monitor, Video | MONITORVIDEO-Thoratec-HeartMate | [22 empty] | Monitor, Video | MONITORVIDEO | Monitor, Video | Thoratec
NO | YES |  |  |  | 074-02180 | 074-02180 | Thoratec | Mag Monitor 201-30500 |  | L01653-0001 | TMC-HVI-Perfusion (7Hvi) |  |  |  |  | 074-02180 | 074-02180 | TMC | MHHS-TMC | TMC-HVI-Perfusion (7Hvi) | Equipment room | [5 empty] | Monitor, Video | MONITORVIDEO-Thoratec-Mag Monitor 201-30500 | [22 empty] | Monitor, Video | MONITORVIDEO | Monitor, Video | Thoratec
NO | YES |  |  |  | 041-18304 | 041-18304 | THORATEC CORPORATION | CENTRIMAG |  | L03258-0002 | MEMORIAL CITY - MOR | MHHS-Mem City |  | Power Supply, UPS |  | 041-18304 | 041-18304 | West | Memorial City - Memorial Hermann Hospital | MEMORIAL CITY - MOR | E2 300 Equipment Storage |  |  |  |  | HEART-LUNG BYPASS UNITS |  | POWERSUPPLYUPS-Levitronix-Centrimag | POWERSUPPLYUPS | Centrimag |  |  |  | Levitronix | Power Supply, UPS |  |  | POWERSUPPLYUPS-Levitronix-Centrimag |  |  |  | Covered PM Repair - Biomedical | MHHS-Mem City
NO | YES |  |  |  | 041-18305 | 041-18305 | THORATEC CORPORATION | CENTRIMAG |  | L03258-0001 | MEMORIAL CITY - MOR | MHHS-Mem City |  | Power Supply, UPS |  | 041-18305 | 041-18305 | West | Memorial City - Memorial Hermann Hospital | MEMORIAL CITY - MOR | E2 300 Equipment Storage |  |  |  |  | HEART-LUNG BYPASS UNITS |  | POWERSUPPLYUPS-Levitronix-Centrimag | POWERSUPPLYUPS | Centrimag |  |  |  | Levitronix | Power Supply, UPS |  |  | POWERSUPPLYUPS-Levitronix-Centrimag |  |  |  | Covered PM Repair - Biomedical | MHHS-Mem City
NO | YES |  |  |  | 041-18306 | 041-18306 | THORATEC CORPORATION | CENTRIMAG |  | L03226-0007 | MEMORIAL CITY - MOR | MHHS-Mem City |  | Power Supply, UPS |  | 041-18306 | 041-18306 | West | Memorial City - Memorial Hermann Hospital | MEMORIAL CITY - MOR | E2 300 Equipment Storage |  |  |  |  | HEART-LUNG BYPASS UNITS |  | POWERSUPPLYUPS-Levitronix-Centrimag | POWERSUPPLYUPS | Centrimag |  |  |  | Levitronix | Power Supply, UPS |  |  | POWERSUPPLYUPS-Levitronix-Centrimag |  |  |  | Covered PM Repair - Biomedical | MHHS-Mem City
NO | YES |  |  |  | 013-15188 | 013-15188 | THORATEC CORPORATION | CENTRIMAG |  |  | SW-HVI-OR | MHHS-Southwest |  | Power Supply, UPS |  | 013-15188 | 013-15188 | Southwest | MHHS-Southwest | SW-HVI-OR | HVI OR | 12/1/19 |  |  |  | HEART-LUNG BYPASS UNITS | Power Supply, UPS | POWERSUPPLYUPS-Levitronix-Centrimag | POWERSUPPLYUPS | Centrimag |  |  |  | Levitronix | Power Supply, UPS |  |  | POWERSUPPLYUPS-Levitronix-Centrimag |  |  | PSU-2Y | Covered PM Repair - Biomedical | MHHS-Southwest | [8 empty] | POWERSUPPLYUPS | Power Supply, UPS | Levitronix
NO | YES |  |  |  | 013-15189 | 013-15189 | THORATEC CORPORATION | CENTRIMAG |  |  | SW-HVI-OR | MHHS-Southwest |  | Power Supply, UPS |  | 013-15189 | 013-15189 | Southwest | MHHS-Southwest | SW-HVI-OR | Hallway | 10/1/19 |  | 4/1/20 |  | HEART-LUNG BYPASS UNITS | Power Supply, UPS | POWERSUPPLYUPS-Levitronix-Centrimag | POWERSUPPLYUPS | Centrimag |  |  |  | Levitronix | Power Supply, UPS |  |  | POWERSUPPLYUPS-Levitronix-Centrimag |  |  | PSU-2Y | Covered PM Repair - Biomedical | MHHS-Southwest | [8 empty] | POWERSUPPLYUPS | Power Supply, UPS | Levitronix
NO | YES |  |  |  | 074-04597 | 074-04597 | THORATEC CORPORATION | CENTRIMAG |  | L01627-0008 | TMC-HVI-Perfusion (7Hvi) | MHHS-TMC |  | Power Supply, UPS |  | 074-04597 | 074-04597 | TMC | MHHS-TMC | TMC-HVI-Perfusion (7Hvi) | Equipment room | 1/1/19 |  |  |  | HEART-LUNG BYPASS UNITS | Power Supply, UPS | POWERSUPPLYUPS-Levitronix-Centrimag | POWERSUPPLYUPS | Centrimag |  |  |  | Levitronix | Power Supply, UPS |  |  | POWERSUPPLYUPS-Levitronix-Centrimag |  |  | PSU-2Y | Covered PM Repair - Biomedical | MHHS-TMC | [8 empty] | POWERSUPPLYUPS | Power Supply, UPS | Levitronix
NO | YES |  |  |  | 074-05156 | 074-05156 | THORATEC CORPORATION | CENTRIMAG |  |  | TMC-HVI-Perfusion (7Hvi) | MHHS-TMC |  | Power Supply, UPS |  | 074-05156 | 074-05156 | TMC | MHHS-TMC | TMC-HVI-Perfusion (7Hvi) | Equipment room | 10/1/19 |  |  |  | HEART-LUNG BYPASS UNITS | Power Supply, UPS | POWERSUPPLYUPS-Levitronix-Centrimag | POWERSUPPLYUPS | Centrimag |  |  |  | Levitronix | Power Supply, UPS |  |  | POWERSUPPLYUPS-Levitronix-Centrimag |  |  | PSU-2Y | Covered PM Repair - Biomedical | MHHS-TMC | [8 empty] | POWERSUPPLYUPS | Power Supply, UPS | Levitronix
NO | NO | [5 empty] | THORATEC CORPORATION | CENTRIMAG |  | UBC 10778 | TMC - CATH LAB - ADULT (2HVI) | MHHS-TMC |  | Power Supply, UPS |  |  |  | TMC |  | TMC - CATH LAB - ADULT (2HVI) | [5 empty] | HEART-LUNG BYPASS UNITS |  | POWERSUPPLYUPS-Levitronix-Centrimag | POWERSUPPLYUPS | Centrimag |  |  |  | Levitronix | Power Supply, UPS |  |  | POWERSUPPLYUPS-Levitronix-Centrimag |  |  |  | Covered PM Repair - Biomedical | MHHS-TMC
NO | NO |  |  |  | 074-02177 |  | THORATEC CORPORATION | CENTRIMAG |  | L01583-0002 | TMC - HVI - CIRCULATORY SUPPORT (2HVI) | MHHS-TMC |  | Power Supply, UPS |  | 074-02177 |  | TMC |  | TMC - HVI - CIRCULATORY SUPPORT (2HVI) | [5 empty] | HEART-LUNG BYPASS UNITS |  | POWERSUPPLYUPS-Levitronix-Centrimag | POWERSUPPLYUPS | Centrimag |  |  |  | Levitronix | Power Supply, UPS |  |  | POWERSUPPLYUPS-Levitronix-Centrimag |  |  |  | Covered PM Repair - Biomedical | MHHS-TMC
NO | NO | [5 empty] | THORATEC CORPORATION | CENTRIMAG |  | lO1583-0001 | TMC - HVI - CIRCULATORY SUPPORT (2HVI) | MHHS-TMC |  | Power Supply, UPS |  |  |  | TMC |  | TMC - HVI - CIRCULATORY SUPPORT (2HVI) | [5 empty] | HEART-LUNG BYPASS UNITS |  | POWERSUPPLYUPS-Levitronix-Centrimag | POWERSUPPLYUPS | Centrimag |  |  |  | Levitronix | Power Supply, UPS |  |  | POWERSUPPLYUPS-Levitronix-Centrimag |  |  |  | Covered PM Repair - Biomedical | MHHS-TMC
NO | NO |  |  |  | 074-04838 |  | THORATEC CORPORATION | CENTRIMAG |  | L02293-0003 | TMC - HVI - HEART FAILURE ICU (5HVI) | MHHS-TMC |  | Power Supply, UPS |  | 074-04838 |  | TMC |  | TMC - HVI - HEART FAILURE ICU (5HVI) | [5 empty] | HEART-LUNG BYPASS UNITS |  | POWERSUPPLYUPS-Levitronix-Centrimag | POWERSUPPLYUPS | Centrimag |  |  |  | Levitronix | Power Supply, UPS |  |  | POWERSUPPLYUPS-Levitronix-Centrimag |  |  |  | Covered PM Repair - Biomedical | MHHS-TMC
NO | NO | [5 empty] | THORATEC CORPORATION | CENTRIMAG |  | L01503-0007 | TMC - OR - CVOR (7HVI) | MHHS-TMC |  | Power Supply, UPS |  |  |  | TMC |  | TMC - OR - CVOR (7HVI) | [5 empty] | HEART-LUNG BYPASS UNITS |  | POWERSUPPLYUPS-Levitronix-Centrimag | POWERSUPPLYUPS | Centrimag |  |  |  | Levitronix | Power Supply, UPS |  |  | POWERSUPPLYUPS-Levitronix-Centrimag |  |  |  | Covered PM Repair - Biomedical | MHHS-TMC
NO | YES |  |  |  | 013-15190 | 013-15190 | THORATEC CORPORATION | CENTRIMAG BACK-UP CONSOLE 102955 |  | BC000194 | SW-HVI-OR | MHHS-Southwest |  |  |  | 013-15190 | 013-15190 | Southwest | MHHS-Southwest | SW-HVI-OR | HVI OR | 11/1/19 |  |  |  | BATTERIES |  | .needs class | [5 empty] | Thoratec | [7 empty] | Covered PM Repair - Biomedical | MHHS-Southwest
NO | NO | [5 empty] | THORATEC CORPORATION | HEARTMATE 102783 |  | UBC-11311 | TMC - CATH LAB - ADULT (2HVI) | MHHS-TMC |  | Charger, Battery |  |  |  | TMC |  | TMC - CATH LAB - ADULT (2HVI) | [5 empty] | BATTERIES |  | CHARGERBATTERY-Thoratec-HeartMate 102783 | CHARGERBATTERY | HeartMate 102783 |  |  |  | Thoratec | Charger, Battery |  | CHARGERBATTERY-Thoratec-HeartMate 102783 |  |  |  |  | Not Covered Vendor Only - Rad, Low End | MHHS-TMC
NO | NO |  |  |  | 069-43398 |  | THORATEC CORPORATION | HEARTMATE 102783 |  | UBC-22415 | TMC - HVI - CIRCULATORY SUPPORT (2HVI) | MHHS-TMC |  | Charger, Battery |  | 069-43398 |  | TMC |  | TMC - HVI - CIRCULATORY SUPPORT (2HVI) | [5 empty] | BATTERIES |  | CHARGERBATTERY-Thoratec-HeartMate 102783 | CHARGERBATTERY | HeartMate 102783 |  |  |  | Thoratec | Charger, Battery |  | CHARGERBATTERY-Thoratec-HeartMate 102783 |  |  |  |  | Covered PM Repair - Biomedical | MHHS-TMC
NO | NO |  |  |  | 074-02176 |  | THORATEC CORPORATION | HEARTMATE 102783 |  | UBC-10149 | TMC - HVI - CIRCULATORY SUPPORT (2HVI) | MHHS-TMC |  | Charger, Battery |  | 074-02176 |  | TMC |  | TMC - HVI - CIRCULATORY SUPPORT (2HVI) | [5 empty] | BATTERIES |  | CHARGERBATTERY-Thoratec-HeartMate 102783 | CHARGERBATTERY | HeartMate 102783 |  |  |  | Thoratec | Charger, Battery |  | CHARGERBATTERY-Thoratec-HeartMate 102783 |  |  |  |  | Not Covered Vendor Only - Biomedical | MHHS-TMC
NO | NO |  |  |  | 074-04042 |  | THORATEC CORPORATION | HEARTMATE 102783 |  | PPM-15667 | TMC - HVI - HEART FAILURE ICU (5HVI) | MHHS-TMC |  | Charger, Battery |  | 074-04042 |  | TMC |  | TMC - HVI - HEART FAILURE ICU (5HVI) | [5 empty] | BATTERIES |  | CHARGERBATTERY-Thoratec-HeartMate 102783 | CHARGERBATTERY | HeartMate 102783 |  |  |  | Thoratec | Charger, Battery |  | CHARGERBATTERY-Thoratec-HeartMate 102783 |  |  |  |  | Not Covered Vendor Only - Biomedical | MHHS-TMC
NO | NO | [5 empty] | THORATEC CORPORATION | HEARTMATE 102783 |  | UBC-10503 | TMC - HVI - HEART FAILURE ICU (5HVI) | MHHS-TMC |  | Charger, Battery |  |  |  | TMC |  | TMC - HVI - HEART FAILURE ICU (5HVI) | [5 empty] | BATTERIES |  | CHARGERBATTERY-Thoratec-HeartMate 102783 | CHARGERBATTERY | HeartMate 102783 |  |  |  | Thoratec | Charger, Battery |  | CHARGERBATTERY-Thoratec-HeartMate 102783 |  |  |  |  | Covered PM Repair - Biomedical | MHHS-TMC
NO | YES |  |  |  | 074-05898 | 074-05898 | THORATEC CORPORATION | HEARTMATE 103286 |  | PPM-18623 | TMC-HVI-Heart Failure ICU (5Hvi) | MHHS-TMC |  | Power Supply |  | 074-05898 | 074-05898 | TMC | MHHS-TMC | TMC-HVI-Heart Failure ICU (5Hvi) |  | 1/1/20 |  | 1/1/21 |  | POWER SYSTEMS, UNINTERRUPTIBLE | Power Supply | POWERSUPPLY-Thoratec-HeartMate 103286 | POWERSUPPLY | HeartMate 103286 |  |  |  | Thoratec | Power Supply |  | POWERSUPPLY-Thoratec-HeartMate 103286 |  |  |  |  | Covered PM Repair - Biomedical | MHHS-TMC | [8 empty] | POWERSUPPLY | Power Supply | Thoratec
NO | NO |  |  |  | 074-03259 |  | THORATEC CORPORATION | HEARTMATE 103286 |  | PPM-15106 | TMC - CATH LAB - ADULT (2HVI) | MHHS-TMC |  | Power Supply |  | 074-03259 |  | TMC |  | TMC - CATH LAB - ADULT (2HVI) | [5 empty] | POWER SYSTEMS, UNINTERRUPTIBLE |  | POWERSUPPLY-Thoratec-HeartMate 103286 | POWERSUPPLY | HeartMate 103286 |  |  |  | Thoratec | Power Supply |  | POWERSUPPLY-Thoratec-HeartMate 103286 |  |  |  |  | Not Covered Vendor Only - Biomedical | MHHS-TMC
NO | NO |  |  |  | 074-04817 |  | THORATEC CORPORATION | HEARTMATE 103286 |  | PPM-14877 | TMC - CATH LAB - ADULT (2HVI) | MHHS-TMC |  | Power Supply |  | 074-04817 |  | TMC |  | TMC - CATH LAB - ADULT (2HVI) | [5 empty] | POWER SYSTEMS, UNINTERRUPTIBLE |  | POWERSUPPLY-Thoratec-HeartMate 103286 | POWERSUPPLY | HeartMate 103286 |  |  |  | Thoratec | Power Supply |  | POWERSUPPLY-Thoratec-HeartMate 103286 |  |  |  |  | Covered PM Repair - Biomedical | MHHS-TMC
NO | NO |  |  |  | 074-04818 |  | THORATEC CORPORATION | HEARTMATE 103286 |  | PPM-15659 | TMC - CATH LAB - ADULT (2HVI) | MHHS-TMC |  | Power Supply |  | 074-04818 |  | TMC |  | TMC - CATH LAB - ADULT (2HVI) | [5 empty] | POWER SYSTEMS, UNINTERRUPTIBLE |  | POWERSUPPLY-Thoratec-HeartMate 103286 | POWERSUPPLY | HeartMate 103286 |  |  |  | Thoratec | Power Supply |  | POWERSUPPLY-Thoratec-HeartMate 103286 |  |  |  |  | Covered PM Repair - Biomedical | MHHS-TMC
NO | NO |  |  |  | 074-04820 |  | THORATEC CORPORATION | HEARTMATE 103286 |  | PPM-15668 | TMC - CATH LAB - ADULT (2HVI) | MHHS-TMC |  | Power Supply |  | 074-04820 |  | TMC |  | TMC - CATH LAB - ADULT (2HVI) | [5 empty] | POWER SYSTEMS, UNINTERRUPTIBLE |  | POWERSUPPLY-Thoratec-HeartMate 103286 | POWERSUPPLY | HeartMate 103286 |  |  |  | Thoratec | Power Supply |  | POWERSUPPLY-Thoratec-HeartMate 103286 |  |  |  |  | Covered PM Repair - Biomedical | MHHS-TMC
NO | NO | [5 empty] | THORATEC CORPORATION | HEARTMATE 103286 |  | PPM 04310 | TMC - CATH LAB - ADULT (2HVI) | MHHS-TMC |  | Power Supply |  |  |  | TMC |  | TMC - CATH LAB - ADULT (2HVI) | [5 empty] | POWER SYSTEMS, UNINTERRUPTIBLE |  | POWERSUPPLY-Thoratec-HeartMate 103286 | POWERSUPPLY | HeartMate 103286 |  |  |  | Thoratec | Power Supply |  | POWERSUPPLY-Thoratec-HeartMate 103286 |  |  |  |  | Covered PM Repair - Biomedical | MHHS-TMC
NO | NO | [5 empty] | THORATEC CORPORATION | HEARTMATE 103286 |  |  | TMC - CATH LAB - ADULT (2HVI) | MHHS-TMC |  | Power Supply |  |  |  | TMC |  | TMC - CATH LAB - ADULT (2HVI) | [5 empty] | POWER SYSTEMS, UNINTERRUPTIBLE |  | POWERSUPPLY-Thoratec-HeartMate 103286 | POWERSUPPLY | HeartMate 103286 |  |  |  | Thoratec | Power Supply |  | POWERSUPPLY-Thoratec-HeartMate 103286 |  |  |  |  | Covered PM Repair - Biomedical | MHHS-TMC
NO | NO | [5 empty] | THORATEC CORPORATION | HEARTMATE 103286 |  | PPM-14798 | TMC - CATH LAB - ADULT (2HVI) | MHHS-TMC |  | Power Supply |  |  |  | TMC |  | TMC - CATH LAB - ADULT (2HVI) | [5 empty] | POWER SYSTEMS, UNINTERRUPTIBLE |  | POWERSUPPLY-Thoratec-HeartMate 103286 | POWERSUPPLY | HeartMate 103286 |  |  |  | Thoratec | Power Supply |  | POWERSUPPLY-Thoratec-HeartMate 103286 |  |  |  |  | Covered PM Repair - Biomedical | MHHS-TMC
NO | NO | [5 empty] | THORATEC CORPORATION | HEARTMATE 103286 |  | PPM-14793 | TMC - CATH LAB - ADULT (2HVI) | MHHS-TMC |  | Power Supply |  |  |  | TMC |  | TMC - CATH LAB - ADULT (2HVI) | [5 empty] | POWER SYSTEMS, UNINTERRUPTIBLE |  | POWERSUPPLY-Thoratec-HeartMate 103286 | POWERSUPPLY | HeartMate 103286 |  |  |  | Thoratec | Power Supply |  | POWERSUPPLY-Thoratec-HeartMate 103286 |  |  |  |  | Covered PM Repair - Biomedical | MHHS-TMC
NO | NO |  |  |  | 074-01486 |  | THORATEC CORPORATION | HEARTMATE 103286 |  | PPM-12830 | TMC - HVI - CIRCULATORY SUPPORT (2HVI) | MHHS-TMC |  | Power Supply |  | 074-01486 |  | TMC |  | TMC - HVI - CIRCULATORY SUPPORT (2HVI) | [5 empty] | POWER SYSTEMS, UNINTERRUPTIBLE |  | POWERSUPPLY-Thoratec-HeartMate 103286 | POWERSUPPLY | HeartMate 103286 |  |  |  | Thoratec | Power Supply |  | POWERSUPPLY-Thoratec-HeartMate 103286 |  |  |  |  | Covered PM Repair - Biomedical | MHHS-TMC
NO | NO |  |  |  | 074-02167 |  | THORATEC CORPORATION | HEARTMATE 103286 |  | PPM-10194 | TMC - HVI - CIRCULATORY SUPPORT (2HVI) | MHHS-TMC |  | Power Supply |  | 074-02167 |  | TMC |  | TMC - HVI - CIRCULATORY SUPPORT (2HVI) | [5 empty] | POWER SYSTEMS, UNINTERRUPTIBLE |  | POWERSUPPLY-Thoratec-HeartMate 103286 | POWERSUPPLY | HeartMate 103286 |  |  |  | Thoratec | Power Supply |  | POWERSUPPLY-Thoratec-HeartMate 103286 |  |  |  |  | Covered PM Repair - Biomedical | MHHS-TMC
NO | NO |  |  |  | 074-02168 |  | THORATEC CORPORATION | HEARTMATE 103286 |  | PPM-10197 | TMC - HVI - CIRCULATORY SUPPORT (2HVI) | MHHS-TMC |  | Power Supply |  | 074-02168 |  | TMC |  | TMC - HVI - CIRCULATORY SUPPORT (2HVI) | [5 empty] | POWER SYSTEMS, UNINTERRUPTIBLE |  | POWERSUPPLY-Thoratec-HeartMate 103286 | POWERSUPPLY | HeartMate 103286 |  |  |  | Thoratec | Power Supply |  | POWERSUPPLY-Thoratec-HeartMate 103286 |  |  |  |  | Covered PM Repair - Biomedical | MHHS-TMC
NO | NO |  |  |  | 074-02169 |  | THORATEC CORPORATION | HEARTMATE 103286 |  | PPM-10190 | TMC - HVI - CIRCULATORY SUPPORT (2HVI) | MHHS-TMC |  | Power Supply |  | 074-02169 |  | TMC |  | TMC - HVI - CIRCULATORY SUPPORT (2HVI) | [5 empty] | POWER SYSTEMS, UNINTERRUPTIBLE |  | POWERSUPPLY-Thoratec-HeartMate 103286 | POWERSUPPLY | HeartMate 103286 |  |  |  | Thoratec | Power Supply |  | POWERSUPPLY-Thoratec-HeartMate 103286 |  |  |  |  | Covered PM Repair - Biomedical | MHHS-TMC
NO | NO |  |  |  | 074-02170 |  | THORATEC CORPORATION | HEARTMATE 103286 |  | PPM-10199 | TMC - HVI - CIRCULATORY SUPPORT (2HVI) | MHHS-TMC |  | Power Supply |  | 074-02170 |  | TMC |  | TMC - HVI - CIRCULATORY SUPPORT (2HVI) | [5 empty] | POWER SYSTEMS, UNINTERRUPTIBLE |  | POWERSUPPLY-Thoratec-HeartMate 103286 | POWERSUPPLY | HeartMate 103286 |  |  |  | Thoratec | Power Supply |  | POWERSUPPLY-Thoratec-HeartMate 103286 |  |  |  |  | Covered PM Repair - Biomedical | MHHS-TMC
NO | NO |  |  |  | 074-04714 |  | THORATEC CORPORATION | HEARTMATE 103286 |  | PPM-20100 | TMC - HVI - CIRCULATORY SUPPORT (2HVI) | MHHS-TMC |  | Power Supply |  | 074-04714 |  | TMC |  | TMC - HVI - CIRCULATORY SUPPORT (2HVI) | [5 empty] | POWER SYSTEMS, UNINTERRUPTIBLE |  | POWERSUPPLY-Thoratec-HeartMate 103286 | POWERSUPPLY | HeartMate 103286 |  |  |  | Thoratec | Power Supply |  | POWERSUPPLY-Thoratec-HeartMate 103286 |  |  |  |  | Covered PM Repair - Biomedical | MHHS-TMC
NO | NO |  |  |  | 074-05319 |  | THORATEC CORPORATION | HEARTMATE 103286 |  | PPM-23480 | TMC - HVI - CIRCULATORY SUPPORT (2HVI) | MHHS-TMC |  | Power Supply |  | 074-05319 |  | TMC |  | TMC - HVI - CIRCULATORY SUPPORT (2HVI) | [5 empty] | POWER SYSTEMS, UNINTERRUPTIBLE |  | POWERSUPPLY-Thoratec-HeartMate 103286 | POWERSUPPLY | HeartMate 103286 |  |  |  | Thoratec | Power Supply |  | POWERSUPPLY-Thoratec-HeartMate 103286 |  |  |  |  | Covered PM Repair - Biomedical | MHHS-TMC
NO | NO |  |  |  | 074-05322 |  | THORATEC CORPORATION | HEARTMATE 103286 |  |  | TMC - HVI - CIRCULATORY SUPPORT (2HVI) | MHHS-TMC |  | Power Supply |  | 074-05322 |  | TMC |  | TMC - HVI - CIRCULATORY SUPPORT (2HVI) | [5 empty] | POWER SYSTEMS, UNINTERRUPTIBLE |  | POWERSUPPLY-Thoratec-HeartMate 103286 | POWERSUPPLY | HeartMate 103286 |  |  |  | Thoratec | Power Supply |  | POWERSUPPLY-Thoratec-HeartMate 103286 |  |  |  |  | Covered PM Repair - Biomedical | MHHS-TMC
NO | NO |  |  |  | 074-05802 |  | THORATEC CORPORATION | HEARTMATE 103286 |  | PPM-14793 | TMC - HVI - CIRCULATORY SUPPORT (2HVI) | MHHS-TMC |  | Power Supply |  | 074-05802 |  | TMC |  | TMC - HVI - CIRCULATORY SUPPORT (2HVI) | [5 empty] | POWER SYSTEMS, UNINTERRUPTIBLE |  | POWERSUPPLY-Thoratec-HeartMate 103286 | POWERSUPPLY | HeartMate 103286 |  |  |  | Thoratec | Power Supply |  | POWERSUPPLY-Thoratec-HeartMate 103286 |  |  |  |  | Covered PM Repair - Biomedical | MHHS-TMC
NO | NO |  |  |  | 074-05826 |  | THORATEC CORPORATION | HEARTMATE 103286 |  | PPM-24082 | TMC - HVI - CIRCULATORY SUPPORT (2HVI) | MHHS-TMC |  | Power Supply |  | 074-05826 |  | TMC |  | TMC - HVI - CIRCULATORY SUPPORT (2HVI) | [5 empty] | POWER SYSTEMS, UNINTERRUPTIBLE |  | POWERSUPPLY-Thoratec-HeartMate 103286 | POWERSUPPLY | HeartMate 103286 |  |  |  | Thoratec | Power Supply |  | POWERSUPPLY-Thoratec-HeartMate 103286 |  |  |  |  | Covered PM Repair - Biomedical | MHHS-TMC
NO | NO |  |  |  | 074-05895 |  | THORATEC CORPORATION | HEARTMATE 103286 |  |  | TMC - HVI - CIRCULATORY SUPPORT (2HVI) | MHHS-TMC |  | Power Supply |  | 074-05895 |  | TMC |  | TMC - HVI - CIRCULATORY SUPPORT (2HVI) | [5 empty] | POWER SYSTEMS, UNINTERRUPTIBLE |  | POWERSUPPLY-Thoratec-HeartMate 103286 | POWERSUPPLY | HeartMate 103286 |  |  |  | Thoratec | Power Supply |  | POWERSUPPLY-Thoratec-HeartMate 103286 |  |  |  |  | Covered PM Repair - Biomedical | MHHS-TMC
NO | NO |  |  |  | 074-05897 |  | THORATEC CORPORATION | HEARTMATE 103286 |  | PPM-23225 | TMC - HVI - CIRCULATORY SUPPORT (2HVI) | MHHS-TMC |  | Power Supply |  | 074-05897 |  | TMC |  | TMC - HVI - CIRCULATORY SUPPORT (2HVI) | [5 empty] | POWER SYSTEMS, UNINTERRUPTIBLE |  | POWERSUPPLY-Thoratec-HeartMate 103286 | POWERSUPPLY | HeartMate 103286 |  |  |  | Thoratec | Power Supply |  | POWERSUPPLY-Thoratec-HeartMate 103286 |  |  |  |  | Covered PM Repair - Biomedical | MHHS-TMC
NO | NO |  |  |  | 074-05899 |  | THORATEC CORPORATION | HEARTMATE 103286 |  | PPM-23294 | TMC - HVI - CIRCULATORY SUPPORT (2HVI) | MHHS-TMC |  | Power Supply |  | 074-05899 |  | TMC |  | TMC - HVI - CIRCULATORY SUPPORT (2HVI) | [5 empty] | POWER SYSTEMS, UNINTERRUPTIBLE |  | POWERSUPPLY-Thoratec-HeartMate 103286 | POWERSUPPLY | HeartMate 103286 |  |  |  | Thoratec | Power Supply |  | POWERSUPPLY-Thoratec-HeartMate 103286 |  |  |  |  | Covered PM Repair - Biomedical | MHHS-TMC
NO | NO |  |  |  | 074-06830 |  | THORATEC CORPORATION | HEARTMATE 103286 |  | PPM-18180 | TMC - HVI - CIRCULATORY SUPPORT (2HVI) | MHHS-TMC |  | Power Supply |  | 074-06830 |  | TMC |  | TMC - HVI - CIRCULATORY SUPPORT (2HVI) | [5 empty] | POWER SYSTEMS, UNINTERRUPTIBLE |  | POWERSUPPLY-Thoratec-HeartMate 103286 | POWERSUPPLY | HeartMate 103286 |  |  |  | Thoratec | Power Supply |  | POWERSUPPLY-Thoratec-HeartMate 103286 |  |  |  |  | Not Covered Vendor Only - Lab Ana/Anes | MHHS-TMC
NO | NO | [5 empty] | THORATEC CORPORATION | HEARTMATE 103286 |  | PPM-10832 | TMC - HVI - HEART FAILURE ICU (5HVI) | MHHS-TMC |  | Power Supply |  |  |  | TMC |  | TMC - HVI - HEART FAILURE ICU (5HVI) | [5 empty] | POWER SYSTEMS, UNINTERRUPTIBLE |  | POWERSUPPLY-Thoratec-HeartMate 103286 | POWERSUPPLY | HeartMate 103286 |  |  |  | Thoratec | Power Supply |  | POWERSUPPLY-Thoratec-HeartMate 103286 |  |  |  |  | Covered PM Repair - Biomedical | MHHS-TMC
NO | YES |  |  |  | 074-01484 | 074-01484 | THORATEC CORPORATION | HEARTMATE DISPLAY MODULE |  | VSM-3960 | TMC-HVI-Circulatory Support (2Hvi) | MHHS-TMC |  |  |  | 074-01484 | 074-01484 | TMC | MHHS-TMC | TMC-HVI-Circulatory Support (2Hvi) |  | 4/25/19 |  |  |  | MONITORS, VIDEO |  | .needs class | [5 empty] | Thoratec | [5 empty] | Finished from Script 3/27/2020 12:11:52pm (Central) |  | Covered PM Repair - Biomedical | MHHS-TMC
NO | NO |  |  |  | 241-05110 |  | THORATEC CORPORATION | HEARTMATE DISPLAY MODULE |  | VSM-005894 | TIRR - PCU 4 | MHHS-TIRR |  |  |  | 241-05110 |  | TMC |  | TIRR - PCU 4 | [5 empty] | MONITORS, VIDEO |  | .needs class | [5 empty] | Thoratec | [7 empty] | Covered PM Repair - Biomedical | MHHS-TIRR
NO | NO |  |  |  | 074-02888 |  | THORATEC CORPORATION | HEARTMATE DISPLAY MODULE |  |  | TMC - CATH LAB - ADULT (2HVI) | MHHS-TMC |  |  |  | 074-02888 |  | TMC |  | TMC - CATH LAB - ADULT (2HVI) | [5 empty] | MONITORS, VIDEO |  | .needs class | [5 empty] | Thoratec | [7 empty] | Covered PM Repair - Biomedical | MHHS-TMC
NO | NO |  |  |  | 074-02890 |  | THORATEC CORPORATION | HEARTMATE DISPLAY MODULE |  |  | TMC - CATH LAB - ADULT (2HVI) | MHHS-TMC |  |  |  | 074-02890 |  | TMC |  | TMC - CATH LAB - ADULT (2HVI) | [5 empty] | MONITORS, VIDEO |  | .needs class | [5 empty] | Thoratec | [7 empty] | Covered PM Repair - Biomedical | MHHS-TMC
NO | NO | [5 empty] | THORATEC CORPORATION | HEARTMATE DISPLAY MODULE |  | VSM-4222 | TMC - CATH LAB - ADULT (2HVI) | MHHS-TMC | [5 empty] | TMC |  | TMC - CATH LAB - ADULT (2HVI) | [5 empty] | MONITORS, VIDEO |  | .needs class | [5 empty] | Thoratec | [7 empty] | Covered PM Repair - Biomedical | MHHS-TMC
NO | NO |  |  |  | 069-42220 |  | THORATEC CORPORATION | HEARTMATE DISPLAY MODULE |  |  | TMC - HVI - CIRCULATORY SUPPORT (2HVI) | MHHS-TMC |  |  |  | 069-42220 |  | TMC |  | TMC - HVI - CIRCULATORY SUPPORT (2HVI) | [5 empty] | MONITORS, VIDEO |  | .needs class | [5 empty] | Thoratec | [7 empty] | Covered PM Repair - Biomedical | MHHS-TMC
NO | NO |  |  |  | 074-02171 |  | THORATEC CORPORATION | HEARTMATE DISPLAY MODULE |  | VSM-3632 | TMC - HVI - CIRCULATORY SUPPORT (2HVI) | MHHS-TMC |  |  |  | 074-02171 |  | TMC |  | TMC - HVI - CIRCULATORY SUPPORT (2HVI) | [5 empty] | MONITORS, VIDEO |  | .needs class | [5 empty] | Thoratec | [7 empty] | Covered PM Repair - Biomedical | MHHS-TMC
NO | NO |  |  |  | 074-02174 |  | THORATEC CORPORATION | HEARTMATE DISPLAY MODULE |  | VSM-003624 | TMC - HVI - CIRCULATORY SUPPORT (2HVI) | MHHS-TMC |  |  |  | 074-02174 |  | TMC |  | TMC - HVI - CIRCULATORY SUPPORT (2HVI) | [5 empty] | MONITORS, VIDEO |  | .needs class | [5 empty] | Thoratec | [7 empty] | Covered PM Repair - Biomedical | MHHS-TMC
NO | NO |  |  |  | 074-05829 |  | THORATEC CORPORATION | HEARTMATE DISPLAY MODULE |  | VSM-005882 | TMC - HVI - CIRCULATORY SUPPORT (2HVI) | MHHS-TMC |  |  |  | 074-05829 |  | TMC |  | TMC - HVI - CIRCULATORY SUPPORT (2HVI) | [5 empty] | MONITORS, VIDEO |  | .needs class | [5 empty] | Thoratec | [7 empty] | Covered PM Repair - Biomedical | MHHS-TMC
NO | NO | [5 empty] | THORATEC CORPORATION | HEARTMATE DISPLAY MODULE |  | VSM-3748 | TMC - HVI - HEART FAILURE ICU (5HVI) | MHHS-TMC | [5 empty] | TMC |  | TMC - HVI - HEART FAILURE ICU (5HVI) | [5 empty] | MONITORS, VIDEO |  | .needs class | [5 empty] | Thoratec | [7 empty] | Covered PM Repair - Biomedical | MHHS-TMC
YES | YES |  |  |  | 005-33317 | 005-33317 | Thorley Industries |  |  | PH0498487 | SUGAR LAND - NURSERY |  |  |  |  | 005-33317 | 005-33317 | Sugar Land | Memorial Hermann Sugar Land Hospital | SUGAR LAND - NURSERY | NICU - Rollover Nursery - W3 125.2 | [6 empty] | .needs class
YES | YES |  |  |  | 142-09261 | 142-09261 | Thought Tech | Myotrac |  | AV7366 | SMR - (SL) - WILLIAMS TRACE |  |  |  |  | 142-09261 | 142-09261 | Sugar Land | Memorial Hermann Sports Medicine | SMR - (SL) - WILLIAMS TRACE | [6 empty] | Electromyograph | ELECTROMYOGRAPH-Thought Tech-Myotrac | [12 empty] | EM-A | [9 empty] | Electromyograph | ELECTROMYOGRAPH | Electromyograph | Thought Tech
NO | NO | [5 empty] | TIMETER INSTRUMENT CORP |  |  | S06I | MEMORIAL CITY - RESPIRATORY | MHHS-Mem City |  | Scale, Patient |  |  |  | West & Memorial City |  | MEMORIAL CITY - RESPIRATORY | [5 empty] | ASPIRATORS |  | SCALEPATIENT-Tanita Corp-3500 | SCALEPATIENT |  |  |  |  | Tanita Corp | Scale, Patient |  |  | SCALEPATIENT-Tanita Corp-3500 |  |  |  | Covered PM Repair - Biomedical | MHHS-Mem City
NO | NO | [5 empty] | TIMETER INSTRUMENT CORP |  |  | S06F | MEMORIAL CITY - RESPIRATORY | MHHS-Mem City |  | Scale, Patient |  |  |  | West & Memorial City |  | MEMORIAL CITY - RESPIRATORY | [5 empty] | ASPIRATORS |  | SCALEPATIENT-Tanita Corp-3500 | SCALEPATIENT |  |  |  |  | Tanita Corp | Scale, Patient |  |  | SCALEPATIENT-Tanita Corp-3500 |  |  |  | Covered PM Repair - Biomedical | MHHS-Mem City
NO | NO | [5 empty] | TIMETER INSTRUMENT CORP |  |  | S06E | MEMORIAL CITY - RESPIRATORY | MHHS-Mem City |  | Scale, Patient |  |  |  | West & Memorial City |  | MEMORIAL CITY - RESPIRATORY | [5 empty] | ASPIRATORS |  | SCALEPATIENT-Tanita Corp-3500 | SCALEPATIENT |  |  |  |  | Tanita Corp | Scale, Patient |  |  | SCALEPATIENT-Tanita Corp-3500 |  |  |  | Covered PM Repair - Biomedical | MHHS-Mem City
YES | YES |  |  |  | 005-06950 | 005-06950 | Tingle X-ray Products Inc | 13-CSM | [7 empty] | 005-06950 | 005-06950 |  | Memorial Herman -Pasadena OPID |  | Radiography Room 4 | 3/1/19 | 3/1/20
NO | NO |  |  |  | 005-06948 |  | TINGLE X-RAY SYSTEMS | A6251-00 |  | C15474 | OPID - (SE) - PASADENA - 465 | MHHS-OPID |  |  |  | 005-06948 |  | Southeast & Bay Area |  | OPID - (SE) - PASADENA - 465 | [5 empty] | RADIOGRAPHIC SYSTEMS |  | .needs class |  |  |  |  | .needs class | Tingle | [7 empty] | *** ERROR - No In Date for Schedule(s) *** | MHHS-OPID
NO | YES |  |  |  | 929-01483 |  | Titmus Optical Inc | I400 |  | I06668 | MH MG - (SE) - PASADENA REFINING SYSTEM | MHHS-MG |  | Tester, Vision |  | 929-01483 |  | Southeast & Bay Area |  | MH MG - (SE) - PASADENA REFINING SYSTEM | [5 empty] | ANALYZERS, PHYSIOLOGIC, VISUAL FUNCTION |  | TESTERVISION-Titmus Optical-i400 | TESTERVISION | i400 |  |  |  | Titmus Optical | Tester, Vision |  | TESTERVISION-Titmus Optical-i400 |  | 11/01/2002 |  |  | Covered PM Repair - Biomedical | MHHS-MG
NO | YES |  |  |  | 151-02406 | 151-02406 | Titmus Optical Inc | TITUMS V4 |  | V12368 | MH MG - (CY) - OCCUPATIONAL MEDICINE [MP1-STE180] | MHHS-MG |  |  |  | 151-02406 | 151-02406 | Northwest | MHHS-MG | MH MG - (CY) - OCCUPATIONAL MEDICINE [MP1-STE180] | Room C1 704 |  | 2/1/20 |  | Has no pm required sticker | ANALYZERS, PHYSIOLOGIC, VISUAL FUNCTION |  | .needs class | [5 empty] | Titmus Optical |  |  |  |  | 2/3/20 |  |  | Not Covered Vendor Only - Biomedical | MHHS-MG
NO | YES |  |  |  | 583-01316 | 583-01316 | Titmus Optical Inc | TITUMS V4 |  | V11767 | MH MG-(KY)-OCC Health Center (Mp1) | MHHS-MG |  |  |  | 583-01316 | 583-01316 | Katy | MHHS-MG | MH MG-(KY)-OCC Health Center (Mp1) | Occupational Health | 1/1/19 | 1/1/20 |  |  | ANALYZERS, PHYSIOLOGIC, VISUAL FUNCTION |  | .needs class | [5 empty] | Titmus Optical |  |  |  |  | 2/3/20 |  |  | Not Covered Vendor Only - Biomedical | MHHS-MG
NO | YES |  |  |  | 005-33811 | 005-33811 | Titmus Optical Inc | TITUMS V4 |  | V13022 | MH MG - (SE) - LC CCC - OCC MED | MHHS-MG |  |  |  | 005-33811 | 005-33811 | Southeast |  | MH MG - (SE) - LC CCC - OCC MED |  | 2/1/19 | 2/1/20 |  |  | ANALYZERS, PHYSIOLOGIC, VISUAL FUNCTION |  | .needs class | [5 empty] | Titmus Optical |  |  |  |  | 2/3/20 |  |  | Not Covered Vendor Only - Biomedical | MHHS-MG
NO | NO |  |  |  | 005-33767 |  | Titmus Optical Inc | TITUMS V4 |  | V11661 | MH MG - (CY) - GOODMAN WALLER | MHHS-MG |  |  |  | 005-33767 |  | Northwest & Cypress |  | MH MG - (CY) - GOODMAN WALLER | [5 empty] | ANALYZERS, PHYSIOLOGIC, VISUAL FUNCTION |  | .needs class | [5 empty] | Titmus Optical | [7 empty] | Not Covered Vendor Only - Biomedical | MHHS-MG
NO | NO |  |  |  | 005-10756 |  | Titmus Optical Inc | TITUMS V4 |  | V09643 | MH MG - (SE) - ALVIN | MHHS-MG |  |  |  | 005-10756 |  | Southeast & Bay Area |  | MH MG - (SE) - ALVIN | [5 empty] | ANALYZERS, PHYSIOLOGIC, VISUAL FUNCTION |  | .needs class | [5 empty] | Titmus Optical | [7 empty] | Not Covered Vendor Only - Biomedical | MHHS-MG
NO | NO | [5 empty] | TOA Electronics | M-9000 |  |  | SE - UNIT 1A (OBSERVATION) | MHHS-Southeast | [5 empty] | Southeast & Bay Area |  | SE - UNIT 1A (OBSERVATION) | [5 empty] | HOSPITAL COMMUNICATION SYSTEMS, PAGING |  | .needs class | [5 empty] | TOAELECTRONCIS | [7 empty] | Covered PM Repair - Biomedical | MHHS-Southeast
NO | YES |  |  |  | 005-12671 | 005-12671 | Todhiba International corp | 4200FA |  |  | SE -CATH LAB |  |  |  |  | 005-12671 | 005-12671 | Southeast | Memorial Hermann Southeast Hospital | SE -CATH LAB | Cath Lab 3 |  |  |  | UPS system / No pm sticker
NO | YES |  |  |  |  | 099-01322 | Topcon America Corp | SL-3E |  |  | NE-ER | MHHS-Northeast |  | Lamp, Slit |  |  | 099-01322 | Katy | MHHS-Northeast | NE-ER |  | 8/1/19 | 8/1/20 |  |  | SLIT LAMP | Lamp, Slit | LAMPSLIT-Topcon-SL-3E | LAMPSLIT | SL-3E |  |  |  | Topcon | Lamp, Slit |  | LAMPSLIT-Topcon-SL-3E |  |  |  | LS-A | Covered PM Repair - Biomedical | MHHS-Northeast | [8 empty] | LAMPSLIT | Lamp, Slit | Topcon
NO | NO |  |  |  | 129-01384 |  | Topcon America Corp | SL-3E |  |  | SUGAR LAND - ER | MHHS-Sugarland |  | Lamp, Slit |  | 129-01384 |  | Sugar Land |  | SUGAR LAND - ER | [5 empty] | SLIT LAMP |  | LAMPSLIT-Topcon-SL-3E | LAMPSLIT | SL-3E |  |  |  | Topcon | Lamp, Slit |  | LAMPSLIT-Topcon-SL-3E |  |  |  |  | Covered PM Repair - Biomedical | MHHS-Sugarland
YES | YES |  |  |  | 133-08615 | 133-08615 | Torid | ISB-060W |  | 60WUL2948 | KATY - |  |  |  |  | 133-08615 | 133-08615 | Katy | Katy | KATY - | Bio med shop |  |  |  | No pm |  |  | TRNSFRMRCONSTANTVLTG-Toroid-ISB-060W
YES | YES |  |  |  | 099-00244 | 099-00244 | Torid | ISB-060W |  | 60WUL6684 | KATY - |  |  |  |  | 099-00244 | 099-00244 | Katy | Katy | KATY - | Bio med shop |  |  |  | No pm |  |  | TRNSFRMRCONSTANTVLTG-Toroid-ISB-060W
YES | YES |  |  |  | 151-04941 | 151-04941 | Toroid | ISB-060W |  | 60WUL6913 | Biomed |  |  |  |  | 151-04941 | 151-04941 | Northwest | Memorial Hermann Cypress Hospital | Biomed | M2506 | [5 empty] | Transformer, Constant Voltage | TRNSFRMRCONSTANTVLTG-Toroid-ISB-060W | [22 empty] | Transformer, Constant Voltage | TRNSFRMRCONSTANTVLTG | Transformer, Constant Voltage | Toroid
YES | YES |  |  |  | 151-04942 | 151-04942 | Toroid | ISB-060W |  | 60WUL6906 | Biomed |  |  |  |  | 151-04942 | 151-04942 | Northwest | Memorial Hermann Cypress Hospital | Biomed | M2506 | [5 empty] | Transformer, Constant Voltage | TRNSFRMRCONSTANTVLTG-Toroid-ISB-060W | [22 empty] | Transformer, Constant Voltage | TRNSFRMRCONSTANTVLTG | Transformer, Constant Voltage | Toroid
YES | YES |  |  |  | 151-04943 | 151-04943 | Toroid | ISB-060W |  | 60WUL6908 | Biomed |  |  |  |  | 151-04943 | 151-04943 | Northwest | Memorial Hermann Cypress Hospital | Biomed | M2506 | [5 empty] | Transformer, Constant Voltage | TRNSFRMRCONSTANTVLTG-Toroid-ISB-060W | [22 empty] | Transformer, Constant Voltage | TRNSFRMRCONSTANTVLTG | Transformer, Constant Voltage | Toroid
YES | YES |  |  |  | 151-04944 | 151-04944 | Toroid | ISB-060W |  | 60WUL6900 | Biomed |  |  |  |  | 151-04944 | 151-04944 | Northwest | Memorial Hermann Cypress Hospital | Biomed | M2506 | [5 empty] | Transformer, Constant Voltage | TRNSFRMRCONSTANTVLTG-Toroid-ISB-060W | [22 empty] | Transformer, Constant Voltage | TRNSFRMRCONSTANTVLTG | Transformer, Constant Voltage | Toroid
YES | YES |  |  |  | 151-04954 | 151-04954 | Toroid | ISB-060W |  | 060WUL8960 | CY - CARDIAC CATH LAB |  |  |  |  | 151-04954 | 151-04954 | Northwest | Memorial Hermann Cypress Hospital | CY - CARDIAC CATH LAB | Cath lab 1 | [5 empty] | Transformer, Constant Voltage | TRNSFRMRCONSTANTVLTG-Toroid-ISB-060W | [22 empty] | Transformer, Constant Voltage | TRNSFRMRCONSTANTVLTG | Transformer, Constant Voltage | Toroid
YES | YES |  |  |  | 099-13293 | 099-13293 | Toroid | ISB-060W |  | W0610472 | Biomed Shop |  |  |  |  | 099-13293 | 099-13293 | TMC | Memorial Hermann-Texas Medical Center | Biomed Shop | Biomed Shop |  |  |  | No PM Sticker |  | Transformer, Constant Voltage | TRNSFRMRCONSTANTVLTG-Toroid-ISB-060W | [22 empty] | Transformer, Constant Voltage | TRNSFRMRCONSTANTVLTG | Transformer, Constant Voltage | Toroid
YES | YES |  |  |  | 099-13294 | 099-13294 | Toroid | ISB-060W |  |  | Biomed Shop |  |  |  |  | 099-13294 | 099-13294 | TMC | Memorial Hermann-Texas Medical Center | Biomed Shop | Biomed Shop |  |  |  | No PM Sticker |  | Transformer, Constant Voltage | TRNSFRMRCONSTANTVLTG-Toroid-ISB-060W | [22 empty] | Transformer, Constant Voltage | TRNSFRMRCONSTANTVLTG | Transformer, Constant Voltage | Toroid
YES | YES |  |  |  | 099-13292 | 099-13292 | Toroid | ISB-060W |  | W0611397 | Biomed Shop |  |  |  |  | 099-13292 | 099-13292 | TMC | Memorial Hermann-Texas Medical Center | Biomed Shop | Biomed Shop | 3/1/20 |  |  | No PM Sticker |  | Transformer, Constant Voltage | TRNSFRMRCONSTANTVLTG-Toroid-ISB-060W | [22 empty] | Transformer, Constant Voltage | TRNSFRMRCONSTANTVLTG | Transformer, Constant Voltage | Toroid
YES | YES |  |  |  | 151-04860 | 151-04860 | Toroid | ISB-060W |  | 60WUL4842 | Biomed |  |  |  |  | 151-04860 | 151-04860 | West | Memorial Hermann Memorial City Medical Center | Biomed | Biomed |  |  |  | No pm
YES | YES |  |  |  | 099-03097 | 099-03097 | Toroid | Medical grade isolation transfermer |  | A86030054 | SMR - (KY) - SOUTH KATY CCC |  |  |  |  | 099-03097 | 099-03097 | Katy | Memorial Hermann Imaging Center - Convenient Care Center in Katy | SMR - (KY) - SOUTH KATY CCC | Rehab
NO | YES |  |  |  | 074-05157 | 074-05157 | Toroid Corporation of Maryland | ISB-060W |  | W2059 | TMC-Cath Lab-Pedi (Ghp) | MHHS-TMC |  | Transformer, Constant Voltage |  | 074-05157 | 074-05157 | TMC | MHHS-TMC | TMC-Cath Lab-Pedi (Ghp) | Biomed Shop |  |  |  | One time inspection, no date | POWER SUPPLIES | Transformer, Constant Voltage | TRNSFRMRCONSTANTVLTG-Toroid-ISB-060W | TRNSFRMRCONSTANTVLTG | ISB-060W |  |  |  | Toroid | Transformer, Constant Voltage |  | TRNSFRMRCONSTANTVLTG-Toroid-ISB-060W |  |  |  |  | Covered PM Repair - Biomedical | MHHS-TMC | [8 empty] | TRNSFRMRCONSTANTVLTG | Transformer, Constant Voltage | Toroid
NO | NO | [5 empty] | Toroid Corporation of Maryland | ISB-060W |  |  | SW - CATH LAB | MHHS-Southwest |  | Transformer, Constant Voltage |  |  |  | Southwest |  | SW - CATH LAB | [5 empty] | POWER SUPPLIES |  | TRNSFRMRCONSTANTVLTG-Toroid-ISB-060W | TRNSFRMRCONSTANTVLTG | ISB-060W |  |  |  | Toroid | Transformer, Constant Voltage |  | TRNSFRMRCONSTANTVLTG-Toroid-ISB-060W |  |  |  |  | Covered PM Repair - Biomedical | MHHS-Southwest
NO | NO |  |  |  | 074-05162 |  | Toroid Corporation of Maryland | ISB-060W |  | 60WUL1830 | TMC - CATH LAB - PEDI (GHP) | MHHS-TMC |  | Transformer, Constant Voltage |  | 074-05162 |  | TMC |  | TMC - CATH LAB - PEDI (GHP) | [5 empty] | POWER SUPPLIES |  | TRNSFRMRCONSTANTVLTG-Toroid-ISB-060W | TRNSFRMRCONSTANTVLTG | ISB-060W |  |  |  | Toroid | Transformer, Constant Voltage |  | TRNSFRMRCONSTANTVLTG-Toroid-ISB-060W |  |  |  |  | Covered PM Repair - Biomedical | MHHS-TMC
NO | NO | [5 empty] | Toroid Corporation of Maryland | ISB-060W |  | 60WUL1985 | TMC - OR - CVOR (7HVI) | MHHS-TMC |  | Transformer, Constant Voltage |  |  |  | TMC |  | TMC - OR - CVOR (7HVI) | [5 empty] | POWER SUPPLIES |  | TRNSFRMRCONSTANTVLTG-Toroid-ISB-060W | TRNSFRMRCONSTANTVLTG | ISB-060W |  |  |  | Toroid | Transformer, Constant Voltage |  | TRNSFRMRCONSTANTVLTG-Toroid-ISB-060W |  |  |  |  | Covered PM Repair - Biomedical | MHHS-TMC
YES | YES |  |  |  | 145-00914 | 145-00914 | Toronto Medical Corp (USA) | Isb-060W |  | 60wul5717 | PEARLAND - CARDIAC CATH LAB |  |  |  |  | 145-00914 | 145-00914 | Pearland | Memorial Hermann Pearland Hospital | PEARLAND - CARDIAC CATH LAB | S2 227.1 |  |  |  | No pm |  |  | TRNSFRMRCONSTANTVLTG-Toroid-ISB-060W
NO | NO |  |  |  | 133-05698 |  | Toshiba America Medical Systems, Inc. | 4200FA |  |  | KATY - CATH LAB | MHHS-Katy |  | Power Supply, UPS |  | 133-05698 |  | Katy |  | KATY - CATH LAB | [5 empty] | POWER SYSTEMS, UNINTERRUPTIBLE |  | POWERSUPPLYUPS-TOSHIBA-4200FA | POWERSUPPLYUPS | 4200FA |  |  |  | TOSHIBA | Power Supply, UPS |  |  | POWERSUPPLYUPS-TOSHIBA-4200FA |  |  |  | Covered PM Repair - Biomedical | MHHS-Katy
NO | YES |  |  |  | 005-07141 | 005-07141 | Toshiba America Medical Systems, Inc. | 4400 SERIES UPS |  |  | SE-Cath Lab | MHHS-Southeast |  |  |  | 005-07141 | 005-07141 | Southeast | MHHS-Southeast | SE-Cath Lab | Room 3 |  |  |  | No pm sticker | POWER SYSTEMS, UNINTERRUPTIBLE |  | POWERSUPPLYUPS-Toshiba-4400 Series |  |  |  |  | POWERSUPPLYUPS-Toshiba-4400 Series | [8 empty] | Covered PM Repair - Biomedical | MHHS-Southeast
NO | NO | [5 empty] | Toshiba America Medical Systems, Inc. | 4400 SERIES UPS |  |  | CY - CARDIAC CATH LAB | MHHS-Cypress | [5 empty] | Northwest & Cypress |  | CY - CARDIAC CATH LAB | [5 empty] | POWER SYSTEMS, UNINTERRUPTIBLE |  | POWERSUPPLYUPS-Toshiba-4400 Series |  |  |  |  | POWERSUPPLYUPS-Toshiba-4400 Series | [8 empty] | Covered PM Repair - Biomedical | MHHS-Cypress
NO | NO |  |  |  | 009-09174 |  | Toshiba America Medical Systems, Inc. | 4400 SERIES UPS |  |  | GH - CATH LAB | MHHS-Greater Heights |  |  |  | 009-09174 |  | Central & Greater Heights |  | GH - CATH LAB | [5 empty] | POWER SYSTEMS, UNINTERRUPTIBLE |  | POWERSUPPLYUPS-Toshiba-4400 Series |  |  |  |  | POWERSUPPLYUPS-Toshiba-4400 Series | [8 empty] | Covered PM Repair - Biomedical | MHHS-Greater Heights
NO | NO |  |  |  | 133-08426 |  | Toshiba America Medical Systems, Inc. | 4400 SERIES UPS |  |  | KATY - CATH LAB | MHHS-Katy |  |  |  | 133-08426 |  | Katy |  | KATY - CATH LAB | [5 empty] | POWER SYSTEMS, UNINTERRUPTIBLE |  | POWERSUPPLYUPS-Toshiba-4400 Series |  |  |  |  | POWERSUPPLYUPS-Toshiba-4400 Series | [8 empty] | Covered PM Repair - Biomedical | MHHS-Katy
NO | NO | [5 empty] | Toshiba America Medical Systems, Inc. | 4400 SERIES UPS |  |  | MEMORIAL CITY - FACILITIES ENGINEERING | MHHS-Mem City | [5 empty] | West & Memorial City |  | MEMORIAL CITY - FACILITIES ENGINEERING | [5 empty] | POWER SYSTEMS, UNINTERRUPTIBLE |  | POWERSUPPLYUPS-Toshiba-4400 Series |  |  |  |  | POWERSUPPLYUPS-Toshiba-4400 Series | [8 empty] | Covered PM Repair - Biomedical | MHHS-Mem City
NO | NO |  |  |  | 005-33522 |  | Toshiba America Medical Systems, Inc. | 4400 SERIES UPS |  |  | PEARLAND - CARDIAC CATH LAB | MHHS-Pearland Hospital |  |  |  | 005-33522 |  | Pearland |  | PEARLAND - CARDIAC CATH LAB | [5 empty] | POWER SYSTEMS, UNINTERRUPTIBLE |  | POWERSUPPLYUPS-Toshiba-4400 Series |  |  |  |  | POWERSUPPLYUPS-Toshiba-4400 Series | [8 empty] | Covered PM Repair - Biomedical | MHHS-Pearland Hospital
NO | NO |  |  |  | 013-36660 |  | Toshiba America Medical Systems, Inc. | G8000 SERIES |  | 4001116UE25575 | SW - OR | MHHS-Southwest |  | Power Supply, UPS |  | 013-36660 |  | Southwest |  | SW - OR | [5 empty] | POWER SYSTEMS, UNINTERRUPTIBLE |  | POWERSUPPLYUPS-TOSHIBA-G8000 Series | POWERSUPPLYUPS | G8000 Series |  |  |  | TOSHIBA | Power Supply, UPS |  |  | POWERSUPPLYUPS-TOSHIBA-G8000 Series |  |  |  | Covered PM Repair - Biomedical | MHHS-Southwest
NO | NO |  |  |  | R-069-CL5 |  | Toshiba America Medical Systems, Inc. | INFINIX-i INFX-8000F |  | 99C1883584 | TMC - CATH LAB - ADULT (2HVI) | MHHS-TMC |  |  |  | R-069-CL5 |  | TMC |  | TMC - CATH LAB - ADULT (2HVI) | [5 empty] | RADIOGRAPHIC/FLUOROSCOPIC SYSTEMS, CARDIOVASCULAR |  | .needs class | [13 empty] | Clinical Miscellaneous | MHHS-TMC
NO | YES |  |  |  | R-069-PediCL2UPS |  | Toshiba America Medical Systems, Inc. | T42D3K500XAMXP |  |  | TMC - RADIOLOGY - CHILDRENS HOSPITAL | MHHS-TMC |  |  |  | R-069-PediCL2UPS |  | TMC |  | TMC - RADIOLOGY - CHILDRENS HOSPITAL |  | 6/18/19 |  |  |  | POWER SYSTEMS, UNINTERRUPTIBLE |  | .needs class | [10 empty] | 11/30/18 |  |  | Covered PM Repair - Biomedical | MHHS-TMC
NO | NO |  |  |  | 041-18129 |  | Toshiba America Medical Systems, Inc. | T42D3K500XAMXP |  |  | MEMORIAL CITY - FACILITIES ENGINEERING | MHHS-Mem City |  |  |  | 041-18129 |  | West & Memorial City |  | MEMORIAL CITY - FACILITIES ENGINEERING | [5 empty] | POWER SYSTEMS, UNINTERRUPTIBLE |  | .needs class | [13 empty] | Covered PM Repair - Biomedical | MHHS-Mem City
NO | NO |  |  |  | 000-02350 |  | Toshiba America Medical Systems, Inc. | T42D3K500XAMXP |  |  | SUGAR LAND - CATH LAB | MHHS-Sugarland |  |  |  | 000-02350 |  | Sugar Land |  | SUGAR LAND - CATH LAB | [5 empty] | POWER SYSTEMS, UNINTERRUPTIBLE |  | .needs class | [13 empty] | Covered PM Repair - Biomedical | MHHS-Sugarland
NO | NO |  |  |  | 013-35488 |  | Toshiba America Medical Systems, Inc. | XARIO XG |  | 99f1013755 | MH MG - (STX) - SOUTH TEXAS - ROSENBERG | MHHS-MG |  |  |  | 013-35488 |  | South |  | MH MG - (STX) - SOUTH TEXAS - ROSENBERG | [5 empty] | ULTRASONIC UNITS, DIAGNOSTIC |  | .needs class | [13 empty] | Covered PM Repair - Biomedical | MHHS-MG
NO | NO |  |  |  | 129-05181 |  | Toshiba America Medical Systems, Inc. | XARIO XG |  | 99f1013750 | MH MG - (STX) - SOUTH TEXAS - WHARTON | MHHS-MG |  |  |  | 129-05181 |  | South |  | MH MG - (STX) - SOUTH TEXAS - WHARTON | [5 empty] | ULTRASONIC UNITS, DIAGNOSTIC |  | .needs class | [13 empty] | Covered PM Repair - Biomedical | MHHS-MG
NO | YES |  |  |  | 000-04503 |  | Toshiba International Corporation | 1600XP |  |  | OPID - (NE) - KINGWOOD CCC | MHHS-OPID |  |  |  | 000-04503 |  | Katy |  | OPID - (NE) - KINGWOOD CCC | [5 empty] | POWER SYSTEMS, UNINTERRUPTIBLE |  | .needs class |  |  |  |  | .needs class | [5 empty] | 4/10/16 |  |  | Covered PM Repair - Biomedical | MHHS-OPID
NO | YES |  |  |  | 000-04504 |  | Toshiba International Corporation | 1600XP |  |  | OPID - (NE) - KINGWOOD CCC | MHHS-OPID |  |  |  | 000-04504 |  | Katy |  | OPID - (NE) - KINGWOOD CCC | [5 empty] | POWER SYSTEMS, UNINTERRUPTIBLE |  | .needs class |  |  |  |  | .needs class | [5 empty] | 4/10/16 |  |  | Covered PM Repair - Biomedical | MHHS-OPID
YES | YES |  |  |  | 133-07297 | 133-07297 | Toshiba Medical Systems | Accu-Print 600 |  | 2609A510135 | 2nd floor |  |  |  |  | 133-07297 | 133-07297 | Katy | Katy | 2nd floor | Lab | 2/1/11
YES | YES |  |  |  | 013-35261 | 013-35261 | Toshiba Medical Systems | PLT-1204BT |  | 99A1044129 | MH MG - (STX) - SOUTH TEXAS - ROSENBERG |  |  |  |  | 013-35261 | 013-35261 | South | Memorial Hermann Medical Group Rosenberg | MH MG - (STX) - SOUTH TEXAS - ROSENBERG | Ultrasound |  |  | 3/1/20
YES | YES |  |  |  | 013-35265 | 013-35265 | Toshiba Medical Systems | PLT-704SBT |  | 99A1035562 | MH MG - (STX) - SOUTH TEXAS - ROSENBERG |  |  |  |  | 013-35265 | 013-35265 | South | Memorial Hermann Medical Group Rosenberg | MH MG - (STX) - SOUTH TEXAS - ROSENBERG | Ultrasound
YES | YES |  |  |  | 041-03162 | 041-03162 | Toshiba Medical Systems | PS225U-M91J0 |  | X0046094U | Biomed |  |  |  |  | 041-03162 | 041-03162 | West | Memorial Hermann Memorial City Medical Center | Biomed | Biomed
YES | YES |  |  |  | 099-08464 | 099-08464 | Toshiba Medical Systems | PVT-30BT |  | 99A1343017 | MH MG - (STX) - SOUTH TEXAS - ROSENBERG |  |  |  |  | 099-08464 | 099-08464 | South | Memorial Hermann Medical Group Rosenberg | MH MG - (STX) - SOUTH TEXAS - ROSENBERG | Ultrasound
YES | YES |  |  |  | 013-35263 | 013-35263 | Toshiba Medical Systems | PVT-375BT |  | 99A1032128 | MH MG - (STX) - SOUTH TEXAS - ROSENBERG |  |  |  |  | 013-35263 | 013-35263 | South | Memorial Hermann Medical Group Rosenberg | MH MG - (STX) - SOUTH TEXAS - ROSENBERG | Ultrasound
YES | YES |  |  |  | 013-35262 | 013-35262 | Toshiba Medical Systems | PVT-661VT |  |  | MH MG - (STX) - SOUTH TEXAS - ROSENBERG |  |  |  |  | 013-35262 | 013-35262 | South | Memorial Hermann Medical Group Rosenberg | MH MG - (STX) - SOUTH TEXAS - ROSENBERG | Ultrasound
YES | YES |  |  |  | 099-00241 | 099-00241 | Toshiba Medical Systems | SD-M1712 |  | S31PE128573 | KATY - |  |  |  |  | 099-00241 | 099-00241 | Katy | Katy | KATY - | Bio med shop |  |  |  | No pm
YES | YES |  |  |  | 041-33633 | 041-33633 | Total Gym |  |  | NSN | Rehab gym |  |  |  |  | 041-33633 | 041-33633 | West | Memorial city-Successful returns | Rehab gym | Suite 1579
YES | YES | Serial Number Cnf |  |  | 099-00739 | 099-00739 | Total Gym |  |  | Cnf | SMR - (SL) - WILLIAMS TRACE |  |  |  |  | 099-00739 | 099-00739 | Sugar Land | Memorial Hermann Sports Medicine | SMR - (SL) - WILLIAMS TRACE | Gym Floor | [5 empty] | System, Exerciser, Multi-Weight | SYSTEMEXERMULTIWEIGHT-Total Gym-26000 | [22 empty] | System, Exerciser, Multi-Weight | SYSTEMEXERMULTIWEIGHT | System, Exerciser, Multi-Weight | Total Gym
YES | YES |  |  |  | 005-11976 | 005-11976 | Total Gym |  |  |  | SMR - (SE) - SOUTHEAST (620 |  |  |  |  | 005-11976 | 005-11976 | Southeast | Memorial Hermann Sports Medicine | SMR - (SE) - SOUTHEAST (620 | Sports | [5 empty] | System, Exerciser, Multi-Weight | SYSTEMEXERMULTIWEIGHT-Total Gym-26000 | [22 empty] | System, Exerciser, Multi-Weight | SYSTEMEXERMULTIWEIGHT | System, Exerciser, Multi-Weight | Total Gym
YES | YES |  |  |  | 099-14709 | 099-14709 | Total Gym |  |  |  | SMR - (SE) - PASADENA |  |  |  |  | 099-14709 | 099-14709 | Southeast | Memorial Hermann Sports Medicine | SMR - (SE) - PASADENA | 4804 East | [5 empty] | System, Exerciser, Multi-Weight | SYSTEMEXERMULTIWEIGHT-Total Gym-26000 | [22 empty] | System, Exerciser, Multi-Weight | SYSTEMEXERMULTIWEIGHT | System, Exerciser, Multi-Weight | Total Gym
YES | YES |  |  |  | 041-33039 | 041-33039 | Total Gym |  |  |  | TIRR - MEMORIAL CITY |  |  |  |  | 041-33039 | 041-33039 | West | TIRR Memorial Hermann Outpatient Rehabilitation - Memorial City (#108) | TIRR - MEMORIAL CITY | Main rehab 108 |  |  |  | No pm
YES | YES |  |  |  | 041-33275 | 041-33275 | Total Gym | 5200-01 |  | DK120301586 | Ironman |  |  |  |  | 041-33275 | 041-33275 | West | IRONMAN Sports Medicine Institute Memorial City (#101) | Ironman | IRONMAN Katy Freeway
NO | YES |  |  |  | 099-02821 | 099-02821 | Total Gym | 5300-04 |  | DK1233po0461 | SMR-(GH)-Greater Heights |  |  |  |  | 099-02821 | 099-02821 | Central | MHHS-Others | SMR-(GH)-Greater Heights | Gym floor |  |  |  | No pm |  | System, Exerciser, Multi-Weight | SYSTEMEXERMULTIWEIGHT-Total Gym-5300-04 | [22 empty] | System, Exerciser, Multi-Weight | SYSTEMEXERMULTIWEIGHT | System, Exerciser, Multi-Weight | Total Gym
YES | YES |  |  |  | 151-03797 | 151-03797 | Total Gym | Closed Chain Platform |  | C 011171 | SMR - (STX) - RBJ - RICHMOND |  |  |  |  | 151-03797 | 151-03797 | South | Richmond Sports Medicine and Rehab | SMR - (STX) - RBJ - RICHMOND | Rehab
YES | YES | Serial Number Cnf |  |  | 041-33093 | 041-33093 | Total Gym | Elevate Jump 5900-B1 |  | CNF | SMR - (MC) - MC IRONMAN [GARAGE5-STE101] |  |  |  |  | 041-33093 | 041-33093 | West | Memorial Hermann Memorial City | SMR - (MC) - MC IRONMAN [GARAGE5-STE101] | Ironman
YES | YES |  |  |  | 142-08906 | 142-08906 | Total Gym | GTS |  | DK1448G04092 | TIRR - SUGAR LAND |  |  |  |  | 142-08906 | 142-08906 | Sugar Land | TIRR Memorial Hermann Sugar Land - Outpatient (#195) | TIRR - SUGAR LAND
YES | YES |  |  |  | 142-09228 | 142-09228 | Total Gym | PowerTower 5300-04 |  | DK1839P02462 | SMR - (WDLS) - CONROE NORTH |  |  |  |  | 142-09228 | 142-09228 | Woodlands | Memorial Hermann Sports Medicine | SMR - (WDLS) - CONROE NORTH | Open Gym |  |  |  | New Add
YES | YES |  |  |  | 099-13852 | 099-13852 | Total Gym | Sport 5100-01 |  | DK1124S00210 | SMR - (MC) - BASEBALL USA |  |  |  |  | 099-13852 | 099-13852 | West | Memorial Hermann Sports Medicine | SMR - (MC) - BASEBALL USA | Gym Floor
YES | YES |  |  |  | 013-36338 | 013-36338 | Total Gym | Total Gum Sport |  | DK1321S00760 | SMR - (STX) - WHARTON |  |  |  |  | 013-36338 | 013-36338 | South | Physical therapy | SMR - (STX) - WHARTON | Gym floor
NO | NO |  |  |  | 000-04911 |  | Total Gym Global Corp. | 5300-04 |  | DK1839P02440 | SMR - (NE) - ATASCOCITA | MHHS-SMR |  | System, Exerciser, Multi-Weight |  | 000-04911 |  | Katy |  | SMR - (NE) - ATASCOCITA | [5 empty] | EXERCISERS |  | SYSTEMEXERMULTIWEIGHT-Total Gym-5300-04 | SYSTEMEXERMULTIWEIGHT | 5300-04 |  |  |  | Total Gym | System, Exerciser, Multi-Weight |  | SYSTEMEXERMULTIWEIGHT-Total Gym-5300-04 |  |  |  |  | Covered PM Repair - Biomedical | MHHS-SMR
NO | YES |  |  |  | 241-03023 | 241-03023 | Total Gym Global Corp. | CLASSIC POWER TOWER |  | DK1521P01495 | TIRR-Kirby Glenn | MHHS-TIRR |  |  |  | 241-03023 | 241-03023 | TMC | MHHS-Others | TIRR-Kirby Glenn | TIRR - KIRBY GLENN | 9/1/18 |  | 10/1/20 |  | EXERCISERS |  | .needs class | [5 empty] | Total Gym |  |  |  |  | 6/22/20 |  |  | Not Covered Vendor Only - Biomedical | MHHS-TIRR
NO | YES |  |  |  | 069-46146 | 069-46146 | Total Gym Global Corp. | CLASSIC POWER TOWER |  | DK1815P02248 | TMC-Jones-Hyperbaric/Wound Care (Jg) | MHHS-TMC |  |  |  | 069-46146 | 069-46146 | TMC | MHHS-TMC | TMC-Jones-Hyperbaric/Wound Care (Jg) | Gym | 11/1/19 |  | 11/1/20 |  | EXERCISERS |  | .needs class | [5 empty] | Total Gym |  |  |  |  | 10/20/19 |  |  | Covered PM Repair - Biomedical | MHHS-TMC
NO | NO |  |  |  | 005-33594 |  | Total Gym Global Corp. | CLASSIC POWER TOWER |  | DK1734p02205 | SMR - (SE) - EAST HOUSTON | MHHS-SMR |  |  |  | 005-33594 |  | Southeast & Bay Area |  | SMR - (SE) - EAST HOUSTON | [5 empty] | EXERCISERS |  | .needs class | [5 empty] | Total Gym | [7 empty] | Covered PM Repair - Biomedical | MHHS-SMR
NO | YES |  |  |  | 009-10780 | 009-10780 | Total Gym Global Corp. | JUMP TRAINER |  | FJT1601447 | SMR-(GH)-Greater Heights | MHHS-SMR |  |  |  | 009-10780 | 009-10780 | Central | MHHS-Others | SMR-(GH)-Greater Heights | Gym floor | 3/1/18 |  |  | One time safety | EXERCISERS |  | .needs class | [5 empty] | Total Gym | [7 empty] | Covered PM Repair - Biomedical | MHHS-SMR
NO | YES |  |  |  | 029-11572 | 029-11572 | Total Gym Global Corp. | JUMP TRAINER |  | FJT1601417 | SMR-(WDLS)-Spring CCC | MHHS-SMR |  |  |  | 029-11572 | 029-11572 | Woodlands | MHHS-Others | SMR-(WDLS)-Spring CCC |  | 2/1/18 |  | 1/1/18 |  | EXERCISERS |  | .needs class | [5 empty] | Total Gym | [7 empty] | Covered PM Repair - Biomedical | MHHS-SMR
NO | YES |  |  |  | 029-11991 | 029-11991 | Total Gym Global Corp. | JUMP TRAINER |  | FJT1601251 | SMR-(WDLS)-Spring Sports Park | MHHS-SMR |  |  |  | 029-11991 | 029-11991 | Woodlands | MHHS-Others | SMR-(WDLS)-Spring Sports Park | Sport rehab | 4/1/17 |  |  |  | EXERCISERS |  | .needs class | [5 empty] | Total Gym | [7 empty] | Covered PM Repair - Biomedical | MHHS-SMR
NO | YES |  |  |  | 041-20018 | 041-20018 | Total Gym Global Corp. | POWER TOWER |  | DK1532P01700 | SMR - (CY) - CYPRESS CCC (MP1) | MHHS-SMR |  | System, Exerciser, Multi-Weight |  | 041-20018 | 041-20018 | Northwest | MHHS-Others | SMR - (CY) - CYPRESS CCC (MP1) | Rehab |  |  |  |  | EXERCISERS | System, Exerciser, Multi-Weight | SYSTEMEXERMULTIWEIGHT-Total Gym-Power Tower | SYSTEMEXERMULTIWEIGHT | Power Tower |  |  |  | Total Gym | System, Exerciser, Multi-Weight |  | SYSTEMEXERMULTIWEIGHT-Total Gym-Power Tower |  | 3/1/13 |  |  | Covered PM Repair - Biomedical | MHHS-SMR | [8 empty] | SYSTEMEXERMULTIWEIGHT | System, Exerciser, Multi-Weight | Total Gym
NO | YES |  |  |  | 009-10597 | 009-10597 | Total Gym Global Corp. | POWER TOWER |  | DK1632P01937 | SMR-(GH)-Greater Heights CCC | MHHS-SMR |  | System, Exerciser, Multi-Weight |  | 009-10597 | 009-10597 | Central & Greater Heights | MHHS-Others | SMR-(GH)-Greater Heights CCC |  | 4/18/18 |  |  |  | EXERCISERS | System, Exerciser, Multi-Weight | SYSTEMEXERMULTIWEIGHT-Total Gym-Power Tower | SYSTEMEXERMULTIWEIGHT | Power Tower |  |  |  | Total Gym | System, Exerciser, Multi-Weight |  | SYSTEMEXERMULTIWEIGHT-Total Gym-Power Tower |  | 3/1/13 |  |  | Covered PM Repair - Biomedical | MHHS-SMR | [8 empty] | SYSTEMEXERMULTIWEIGHT | System, Exerciser, Multi-Weight | Total Gym
NO | YES |  |  |  | 041-17655 | 041-17655 | Total Gym Global Corp. | POWER TOWER |  | DK1233PO0451 | SMR - (MC) - TOWN | MHHS-SMR |  | System, Exerciser, Multi-Weight |  | 041-17655 | 041-17655 | West | Memorial Hermann Sports Medicine | SMR - (MC) - TOWN | Gym Floor | 7/1/17 |  |  |  | EXERCISERS | System, Exerciser, Multi-Weight | SYSTEMEXERMULTIWEIGHT-Total Gym-Power Tower | SYSTEMEXERMULTIWEIGHT | Power Tower |  |  |  | Total Gym | System, Exerciser, Multi-Weight |  | SYSTEMEXERMULTIWEIGHT-Total Gym-Power Tower |  | 3/1/13 |  |  | Covered PM Repair - Biomedical | MHHS-SMR | [8 empty] | SYSTEMEXERMULTIWEIGHT | System, Exerciser, Multi-Weight | Total Gym
NO | YES |  |  |  | 005-33602 |  | Total Gym Global Corp. | POWER TOWER |  | TFT-110033 | SMR - (SE) - BEAUMONT | MHHS-SMR |  | System, Exerciser, Multi-Weight |  | 005-33602 |  | Southeast & Bay Area |  | SMR - (SE) - BEAUMONT |  | 02/14/2019 |  |  |  | EXERCISERS |  | SYSTEMEXERMULTIWEIGHT-Total Gym-Power Tower | SYSTEMEXERMULTIWEIGHT | Power Tower |  |  |  | Total Gym | System, Exerciser, Multi-Weight |  | SYSTEMEXERMULTIWEIGHT-Total Gym-Power Tower |  | 11/01/2017 |  |  | Covered PM Repair - Biomedical | MHHS-SMR
NO | YES |  |  |  | 005-33611 | 005-33611 | Total Gym Global Corp. | POWER TOWER |  | OSR100093 | SMR - (SL) - SL IRONMAN [MP2-STE100] | MHHS-SMR |  | System, Exerciser, Multi-Weight |  | 005-33611 | 005-33611 | Sugar Land | MHHS-Others | SMR - (SL) - SL IRONMAN [MP2-STE100] | Gym | 3/1/19 |  | 3/1/20 |  | EXERCISERS | System, Exerciser, Multi-Weight | SYSTEMEXERMULTIWEIGHT-Total Gym-Power Tower | SYSTEMEXERMULTIWEIGHT | Power Tower |  |  |  | Total Gym | System, Exerciser, Multi-Weight |  | SYSTEMEXERMULTIWEIGHT-Total Gym-Power Tower |  | 11/1/17 |  |  | Covered PM Repair - Biomedical | MHHS-SMR | [8 empty] | SYSTEMEXERMULTIWEIGHT | System, Exerciser, Multi-Weight | Total Gym
NO | YES |  |  |  | 013-35850 | 013-35850 | Total Gym Global Corp. | POWER TOWER |  | TFT-110022 | SMR - (SL) - WILLIAMS TRACE | MHHS-SMR |  | System, Exerciser, Multi-Weight |  | 013-35850 | 013-35850 | Sugar Land | Memorial Hermann Sports Medicine | SMR - (SL) - WILLIAMS TRACE | Gym Floor | 9/1/17 |  |  |  | EXERCISERS | System, Exerciser, Multi-Weight | SYSTEMEXERMULTIWEIGHT-Total Gym-Power Tower | SYSTEMEXERMULTIWEIGHT | Power Tower |  |  |  | Total Gym | System, Exerciser, Multi-Weight |  | SYSTEMEXERMULTIWEIGHT-Total Gym-Power Tower |  | 12/2/17 |  |  | Covered PM Repair - Biomedical | MHHS-SMR | [8 empty] | SYSTEMEXERMULTIWEIGHT | System, Exerciser, Multi-Weight | Total Gym
NO | YES |  |  |  | 029-12276 | 029-12276 | Total Gym Global Corp. | POWER TOWER |  | DK1726P02082 | SMR-(WDLS)-Med Plaza 4 (Mp4) | MHHS-SMR |  | System, Exerciser, Multi-Weight |  | 029-12276 | 029-12276 | Woodlands | MHHS-Others | SMR-(WDLS)-Med Plaza 4 (Mp4) | Open Gym | 1/1/20 |  | 1/1/21 |  | EXERCISERS | System, Exerciser, Multi-Weight | SYSTEMEXERMULTIWEIGHT-Total Gym-Power Tower | SYSTEMEXERMULTIWEIGHT | Power Tower |  |  |  | Total Gym | System, Exerciser, Multi-Weight |  | SYSTEMEXERMULTIWEIGHT-Total Gym-Power Tower |  | 12/2/17 |  |  | Covered PM Repair - Biomedical | MHHS-SMR | [8 empty] | SYSTEMEXERMULTIWEIGHT | System, Exerciser, Multi-Weight | Total Gym
NO | NO |  |  |  | 041-17696 |  | Total Gym Global Corp. | POWER TOWER |  | DK1233P00466 | SMR - (MC) - WESTSIDE | MHHS-SMR |  | System, Exerciser, Multi-Weight |  | 041-17696 |  | West & Memorial City |  | SMR - (MC) - WESTSIDE | [5 empty] | EXERCISERS |  | SYSTEMEXERMULTIWEIGHT-Total Gym-Power Tower | SYSTEMEXERMULTIWEIGHT | Power Tower |  |  |  | Total Gym | System, Exerciser, Multi-Weight |  | SYSTEMEXERMULTIWEIGHT-Total Gym-Power Tower |  |  |  |  | Covered PM Repair - Biomedical | MHHS-SMR
NO | NO |  |  |  | 929-01011 |  | Total Gym Global Corp. | POWER TOWER |  | DK1450P01373 | SMR - (MHOSH) - BELLAIRE | MHHS-SMR |  | System, Exerciser, Multi-Weight |  | 929-01011 |  | Central & Greater Heights |  | SMR - (MHOSH) - BELLAIRE | [5 empty] | EXERCISERS |  | SYSTEMEXERMULTIWEIGHT-Total Gym-Power Tower | SYSTEMEXERMULTIWEIGHT | Power Tower |  |  |  | Total Gym | System, Exerciser, Multi-Weight |  | SYSTEMEXERMULTIWEIGHT-Total Gym-Power Tower |  |  |  |  | Covered PM Repair - Biomedical | MHHS-SMR
NO | NO |  |  |  | 013-35181 |  | Total Gym Global Corp. | POWER TOWER |  | TFT-110008 | SMR - (TMC) - GREENWAY PLAZA | MHHS-SMR |  | System, Exerciser, Multi-Weight |  | 013-35181 |  | TMC |  | SMR - (TMC) - GREENWAY PLAZA | [5 empty] | EXERCISERS |  | SYSTEMEXERMULTIWEIGHT-Total Gym-Power Tower | SYSTEMEXERMULTIWEIGHT | Power Tower |  |  |  | Total Gym | System, Exerciser, Multi-Weight |  | SYSTEMEXERMULTIWEIGHT-Total Gym-Power Tower |  |  |  |  | Covered PM Repair - Biomedical | MHHS-SMR
NO | NO |  |  |  | 069-23250 |  | Total Gym Global Corp. | POWER TOWER |  | TFT-60033 | SMR - (TMC) - IRONMAN [MHMP-16FLR] | MHHS-SMR |  | System, Exerciser, Multi-Weight |  | 069-23250 |  | TMC |  | SMR - (TMC) - IRONMAN [MHMP-16FLR] | [5 empty] | EXERCISERS |  | SYSTEMEXERMULTIWEIGHT-Total Gym-Power Tower | SYSTEMEXERMULTIWEIGHT | Power Tower |  |  |  | Total Gym | System, Exerciser, Multi-Weight |  | SYSTEMEXERMULTIWEIGHT-Total Gym-Power Tower |  |  |  |  | Covered PM Repair - Biomedical | MHHS-SMR
NO | NO |  |  |  | 241-03260 |  | Total Gym Global Corp. | POWER TOWER |  | DK1546P01793 | TIRR - OP - WEST UNIVERSITY CLINIC | MHHS-TIRR |  | System, Exerciser, Multi-Weight |  | 241-03260 |  | TMC |  | TIRR - OP - WEST UNIVERSITY CLINIC | [5 empty] | EXERCISERS |  | SYSTEMEXERMULTIWEIGHT-Total Gym-Power Tower | SYSTEMEXERMULTIWEIGHT | Power Tower |  |  |  | Total Gym | System, Exerciser, Multi-Weight |  | SYSTEMEXERMULTIWEIGHT-Total Gym-Power Tower |  |  |  |  | Covered PM Repair - Biomedical | MHHS-TIRR
NO | YES |  |  |  | 000-04103 | 000-04103 | Total Gym Global Corp. | TOTAL GYM GTS |  | 000-04103 | SMR - (MC) - WILLOWBROOK | MHHS-SMR |  |  |  | 000-04103 | 000-04103 | West | Cypress willowbrook | SMR - (MC) - WILLOWBROOK |  | 4/1/19 |  |  |  | EXERCISERS |  | .needs class | [5 empty] | Total Gym |  |  |  |  | 4/1/18 |  |  | Covered PM Repair - Biomedical | MHHS-SMR
NO | YES |  |  |  | 142-03484 | 142-03484 | Total Gym Global Corp. | TOTAL GYM GTS |  | DK1217G01909 | SMR-(NE)-Ne Hospital | MHHS-SMR |  |  |  | 142-03484 | 142-03484 | Katy | MHHS-Others | SMR-(NE)-Ne Hospital | Sports medicine | 9/1/17 |  |  |  | EXERCISERS |  | .needs class | [5 empty] | Total Gym |  |  |  |  | 4/1/18 |  |  | Covered PM Repair - Biomedical | MHHS-SMR
NO | YES |  |  |  | 009-10365 | 009-10365 | Total Gym Global Corp. | TOTAL GYM GTS |  | DK1606G05629 | GH-Cardiac Rehab | MHHS-TIRR |  |  |  | 009-10365 | 009-10365 | Central | MHHS-Greater Heights | GH-Cardiac Rehab | Gym | 8/1/19 |  | 8/1/20 |  | EXERCISERS |  | .needs class | [5 empty] | Total Gym |  |  |  |  | 4/1/18 |  |  | Covered PM Repair - Biomedical | MHHS-TIRR
NO | YES |  |  |  | 029-09127 | 029-09127 | Total Gym Global Corp. | TOTAL GYM GTS |  | DK1319G02953 | TIRR-Op-Woodlands (Mp2, Ste 200) | MHHS-TIRR |  |  |  | 029-09127 | 029-09127 | Woodlands | MHHS-Others | TIRR-Op-Woodlands (Mp2, Ste 200) | MP2 suite 270 | 8/1/18 |  |  |  | EXERCISERS |  | .needs class | [5 empty] | Total Gym |  |  |  |  | 4/1/18 |  |  | Covered PM Repair - Biomedical | MHHS-TIRR
NO | YES |  |  |  | 241-02697 | 241-02697 | Total Gym Global Corp. | TOTAL GYM GTS |  | DK1405G03694 | TIRR-Therapy Gym | MHHS-TIRR |  |  |  | 241-02697 | 241-02697 | TMC | MHHS-Others | TIRR-Therapy Gym | Rehab | 10/1/18 |  |  |  | EXERCISERS |  | .needs class | [5 empty] | Total Gym |  |  |  |  | 4/1/18 |  |  | Covered PM Repair - Biomedical | MHHS-TIRR
NO | YES |  |  |  | 029-09229 | 029-09229 | Total Gym Global Corp. | TOTAL GYM GTS |  | DK1302G02844 | TIRR-Woodlands Inpatient | MHHS-TIRR |  |  |  | 029-09229 | 029-09229 | Woodlands | MHHS-Others | TIRR-Woodlands Inpatient | GYM | 4/1/19 |  |  |  | EXERCISERS |  | .needs class | [5 empty] | Total Gym |  |  |  |  | 4/1/18 |  |  | Covered PM Repair - Biomedical | MHHS-TIRR
NO | YES |  |  |  | 069-43356 | 069-43356 | Totex Manufacturing, Inc. | U85070-1 |  |  | TWC | MHHS-TMC |  |  |  | 069-43356 | 069-43356 | TMC | Memorial Hermann-Texas Medical Center | TWC | 5 West Cullen |  |  |  |  | BATTERIES |  | .needs class | [10 empty] | 5/5/18 |  |  | Covered PM Repair - Biomedical | MHHS-TMC
NO | NO |  |  |  | 069-43357 |  | Totex Manufacturing, Inc. | U85070-1 |  |  | TMC - HVI - CVIMU (8HVI) | MHHS-TMC |  |  |  | 069-43357 |  | TMC |  | TMC - HVI - CVIMU (8HVI) | [5 empty] | BATTERIES |  | .needs class | [13 empty] | Covered PM Repair - Biomedical | MHHS-TMC
NO | NO |  |  |  | 069-43358 |  | Totex Manufacturing, Inc. | U85070-1 |  |  | TMC - HVI - CVIMU (8HVI) | MHHS-TMC |  |  |  | 069-43358 |  | TMC |  | TMC - HVI - CVIMU (8HVI) | [5 empty] | BATTERIES |  | .needs class | [13 empty] | Covered PM Repair - Biomedical | MHHS-TMC
YES | YES |  |  |  | 099-03221 | 099-03221 | Totex Mfg Inc | U85020 |  | 010A16430098 | 4th floor |  |  |  |  | 099-03221 | 099-03221 | Katy | Katy | 4th floor | IMU |  |  |  | No pm
NO | NO |  |  |  | 241-02778 |  | TR Group Inc | TR 3000 |  | 0905-17705 | TIRR - PCU 5 | MHHS-TIRR |  |  |  | 241-02778 |  | TMC |  | TIRR - PCU 5 | [5 empty] | STRETCHERS |  | .needs class | [13 empty] | Covered PM Repair - Biomedical | MHHS-TIRR
YES | YES |  |  |  | 129-07240 | 129-07240 | Tracoustics | Accoustical Enclosure RE147A |  | 142446A | ENT |  |  |  |  | 129-07240 | 129-07240 | South | HM Med Grp Wharton | ENT | Exam 6
NO | NO |  |  |  | VLED+20181487 |  | TransLite | VEINLITE LEDX VEIN VIEWER |  | VLED+20181487 | OPID - (KY) - KATY - 445 (MP1) | MHHS-OPID |  |  |  | VLED+20181487 |  | Katy |  | OPID - (KY) - KATY - 445 (MP1) | [5 empty] | VEIN FINDERS |  | .needs class | [5 empty] | TransLite | [7 empty] | Covered PM Repair - Biomedical | MHHS-OPID
NO | NO |  |  |  | 029-05560 |  | TransLite | VEINLITE LEDX VEIN VIEWER |  | VLED20070699 | WOODLANDS - PCU4 | MHHS-Woodlands |  |  |  | 029-05560 |  | Woodlands |  | WOODLANDS - PCU4 | [5 empty] | VEIN FINDERS |  | .needs class | [5 empty] | TransLite | [7 empty] | Covered PM Repair - Biomedical | MHHS-Woodlands
YES | YES |  |  |  | 069-21168 | 069-21168 | Transonic Sys | HT312 |  | A50297 | TMC - OR - CVOR (7HVI) |  |  |  |  | 069-21168 | 069-21168 | TMC | Memorial Hermann-Texas Medical Center | TMC - OR - CVOR (7HVI) | Equipment storage | [5 empty] | Flow Meter | FLOWMETER-Transonic Sys-HT312 | [22 empty] | Flow Meter | FLOWMETER | Flow Meter | Transonic Sys
NO | NO | [5 empty] | Transonic Systems, Inc. | HT312 |  | a00049 | SW - HVI - OR | MHHS-Southwest |  | Flow Meter |  |  |  | Southwest |  | SW - HVI - OR | [5 empty] | FLOWMETERS, GAS |  | FLOWMETER-Transonic Sys-HT312 | FLOWMETER | HT312 |  |  |  | Transonic Sys | Flow Meter |  | FLOWMETER-Transonic Sys-HT312 |  |  |  |  | Covered PM Repair - Biomedical | MHHS-Southwest
NO | NO | [5 empty] | Transonic Systems, Inc. | HT312 |  | HT312A91005 | WOODLANDS - OR | MHHS-Woodlands |  | Flow Meter |  |  |  | Woodlands |  | WOODLANDS - OR | [5 empty] | FLOWMETERS, GAS |  | FLOWMETER-Transonic Sys-HT312 | FLOWMETER | HT312 |  |  |  | Transonic Sys | Flow Meter |  | FLOWMETER-Transonic Sys-HT312 |  |  |  |  | Covered PM Repair - Biomedical | MHHS-Woodlands
NO | YES |  |  |  | 929-01482 |  | TREMETRICS | AR901 |  | BE-207,105 | MH MG - (SE) - PASADENA REFINING SYSTEM | MHHS-MG |  |  |  | 929-01482 |  | Southeast & Bay Area |  | MH MG - (SE) - PASADENA REFINING SYSTEM | [5 empty] | AUDIOMETERS |  | .needs class |  |  |  |  | .needs class | TREMETRICS |  |  |  |  | 08/01/2019 |  |  | Covered PM Repair - Respiratory/Steriliz | MHHS-MG
NO | YES |  |  |  | 017-00157 | 017-00157 | TREMETRICS | AR9S |  |  | MH MG-(SL)-Physicians At Sugar Creek | MHHS-MG |  |  |  | 017-00157 | 017-00157 | Sugar Land | MHHS-MG | MH MG-(SL)-Physicians At Sugar Creek |  | 3/1/19 | 3/1/20 |  |  | AUDIOMETERS |  | .needs class |  |  |  |  | .needs class | TREMETRICS | [7 empty] | Covered PM Repair - Respiratory/Steriliz | MHHS-MG
NO | YES |  |  |  | 129-06624 | 129-06624 | TREMETRICS | OSCAR 5 |  |  | MH MG-(SL)-Physicians At Sugar Creek | MHHS-MG |  |  |  | 129-06624 | 129-06624 | Sugar Land | MHHS-MG | MH MG-(SL)-Physicians At Sugar Creek |  | 3/1/19 | 3/1/20 |  |  | AUDIOMETERS |  | .needs class | [5 empty] | TREMETRICS |  |  |  |  | 2/12/17 |  |  | Covered PM Repair - Biomedical | MHHS-MG
NO | YES |  |  |  | 009-10735 |  | TREMETRICS | RA500 |  |  | MH MG - (SE) - PASADENA REFINING SYSTEM | MHHS-MG |  | Audiometer |  | 009-10735 |  | Southeast & Bay Area |  | MH MG - (SE) - PASADENA REFINING SYSTEM | [5 empty] | AUDIOMETERS |  | AUDIOMETER-Tremetrics-RA500 | AUDIOMETER | RA500 |  |  |  | Tremetrics | Audiometer |  | AUDIOMETER-Tremetrics-RA500 |  |  |  |  | Covered PM Repair - Biomedical | MHHS-MG
NO | YES |  |  |  | 017-00156 | 017-00156 | TREMETRICS | RA500 |  |  | MH MG-(SL)-Physicians At Sugar Creek | MHHS-MG |  | Audiometer |  | 017-00156 | 017-00156 | Sugar Land | MHHS-MG | MH MG-(SL)-Physicians At Sugar Creek |  | 3/1/19 | 3/1/20 |  |  | AUDIOMETERS | Audiometer | AUDIOMETER-Tremetrics-RA500 | AUDIOMETER | RA500 |  |  |  | Tremetrics | Audiometer |  | AUDIOMETER-Tremetrics-RA500 |  |  |  | A-A | Covered PM Repair - Biomedical | MHHS-MG | [7 empty] | Audiometer | AUDIOMETER | Audiometer | Tremetrics
NO | NO |  |  |  | 029-10066 |  | Trex Medical Corporation | HILO TABLE |  | S0107884 | TIRR - WOODLANDS INPATIENT | MHHS-TIRR |  |  |  | 029-10066 |  | Woodlands |  | TIRR - WOODLANDS INPATIENT | [5 empty] | TABLES, EXAMINATION/TREATMENT |  | .needs class | [13 empty] | Covered PM Repair - Biomedical | MHHS-TIRR
YES | YES |  |  |  |  | 241-01047 | Tri W-G | 112AB |  |  | TIRR - Therapy Gym | [5 empty] | 241-01047 | TMC | TIRR Memorial Hermann | TIRR - Therapy Gym | Rehab | 9/1/19 |  | 9/1/20 |  |  | Bars, Parallel | PARALLELBARS-Tri W-G-112AB | [22 empty] | Bars, Parallel | PARALLELBARS | Bars, Parallel | Tri W-G
YES | YES |  |  |  | E12294 | 099-10776 | Tri W-G | HLE 820 |  |  | SW - REHAB |  |  |  |  | E12294 | 099-10776 | Southwest | Memorial Hermann Southwest Hospital | SW - REHAB | 8th Floor |  |  |  | New Add |  | Table, Treatment | TABLETREATMENT-Tri W-G-HLE 820 | [22 empty] | Table, Treatment | TABLETREATMENT | Table, Treatment | Tri W-G
NO | YES |  |  |  | 241-01998 | 241-01998 | Tri W-G Inc | 112-12 |  | TWG081090 | TIRR-Kirby Glenn | MHHS-TIRR |  |  |  | 241-01998 | 241-01998 | TMC | MHHS-Others | TIRR-Kirby Glenn | Rehab | 9/1/18 |  |  |  | EXERCISERS, PARALLEL BARS | Bars, Parallel | PARALLELBARS-Tri W-G-112AB |  |  |  |  | PARALLELBARS-Tri W-G-112AB | Tri W-G | [7 empty] | Covered PM Repair - Biomedical | MHHS-TIRR | [8 empty] | PARALLELBARS | Bars, Parallel | Tri W-G
NO | YES |  |  |  | 009-09104 | 009-09104 | Tri W-G Inc | 112-18 |  | TWG121304 | TIRR-Greater Heights | MHHS-Greater Heights |  |  |  | 009-09104 | 009-09104 | Central | MHHS-Others | TIRR-Greater Heights | Gym | 7/1/18 |  | 7/1/19 |  | EXERCISERS, PARALLEL BARS | Bars, Parallel | PARALLELBARS-Tri W-G-112AB |  |  |  |  | PARALLELBARS-Tri W-G-112AB | Tri W-G | [7 empty] | Covered PM Repair - Biomedical | MHHS-Greater Heights | [8 empty] | PARALLELBARS | Bars, Parallel | Tri W-G
NO | YES |  |  |  | 241-01286 |  | Tri W-G Inc |  |  | 1.600.096 | TIRR-Kirby Glenn | MHHS-TIRR |  | Tester, Vision |  | 241-01286 |  | TMC | MHHS-Others | TIRR-Kirby Glenn | Rehab | 8/1/18 |  |  |  | TABLES, EXAMINATION/TREATMENT | Tester, Vision | TESTERVISION-Carl Zeiss-620 | TESTERVISION |  |  |  |  | Carl Zeiss | Tester, Vision |  |  | TESTERVISION-Carl Zeiss-620 |  |  |  | Covered PM Repair - Biomedical | MHHS-TIRR | [8 empty] | TESTERVISION | Tester, Vision | Carl Zeiss
NO | YES |  |  |  | 129-05925 | 129-05925 | Tri W-G Inc |  |  | TWG141393 | TIRR-Sugar Land | MHHS-TIRR |  | Tester, Vision |  | 129-05925 | 129-05925 | Sugar Land | MHHS-Others | TIRR-Sugar Land | Gym | 3/1/19 | 3/1/20 |  |  | TABLES, EXAMINATION/TREATMENT | Tester, Vision | TESTERVISION-Carl Zeiss-620 | TESTERVISION |  |  |  |  | Carl Zeiss | Tester, Vision |  |  | TESTERVISION-Carl Zeiss-620 | 9/11/19 |  |  | Not Covered Vendor Only - Lab Ana/Anes | MHHS-TIRR | [8 empty] | TESTERVISION | Tester, Vision | Carl Zeiss
NO | YES |  |  |  | 241-01140 | 241-01140 | Tri W-G Inc |  |  |  | TIRR-Therapy Gym | MHHS-TIRR |  | Tester, Vision |  | 241-01140 | 241-01140 | TMC | MHHS-Others | TIRR-Therapy Gym | Reb | 9/1/19 |  |  |  | TABLES, EXAMINATION/TREATMENT | Tester, Vision | TESTERVISION-Carl Zeiss-620 | TESTERVISION |  |  |  |  | Carl Zeiss | Tester, Vision |  |  | TESTERVISION-Carl Zeiss-620 |  |  |  | Covered PM Repair - Lab Analyzers/Anesth | MHHS-TIRR | [8 empty] | TESTERVISION | Tester, Vision | Carl Zeiss
NO | YES |  |  |  | 241-02917 | 241-02917 | Tri W-G Inc |  |  | TWG151117 | TIRR-PCU 4 | MHHS-TIRR |  | Tester, Vision |  | 241-02917 | 241-02917 | TMC | MHHS-Others | TIRR-PCU 4 | Therapy Gym | 10/1/19 |  | 10/1/20 |  | TABLES, EXAMINATION/TREATMENT | Tester, Vision | TESTERVISION-Carl Zeiss-620 | TESTERVISION |  |  |  |  | Carl Zeiss | Tester, Vision |  |  | TESTERVISION-Carl Zeiss-620 |  |  |  | Not Covered Vendor Only - Biomedical | MHHS-TIRR | [8 empty] | TESTERVISION | Tester, Vision | Carl Zeiss
NO | YES |  |  |  |  | 099-14960 | Tri W-G Inc |  |  | twg111027 | TIRR-Outpatient Clinic | MHHS-TIRR |  | Table, Exam |  |  | 099-14960 | TM | MHHS-Others | TIRR-Outpatient Clinic | TIRR - OUTPATIENT CLINIC |  |  |  |  | TABLES, EXAMINATION/TREATMENT | Table, Exam | TABLEEXAM-Tri W-G-810 | TABLEEXAM |  |  |  |  | Tri W-G | Table, Exam |  | TABLEEXAM-Tri W-G-810 |  |  |  |  | Covered PM Repair - Lab Analyzers/Anesth | MHHS-TIRR | [8 empty] | TABLEEXAM | Table, Exam | Tri W-G
NO | NO |  |  |  | 241-00492 |  | Tri W-G Inc |  |  |  | SMR - (TMC) - GREENWAY PLAZA | MHHS-SMR |  | Table, Exam |  | 241-00492 |  | TMC |  | SMR - (TMC) - GREENWAY PLAZA | [5 empty] | TABLES, EXAMINATION/TREATMENT |  | TABLEEXAM-Tri W-G-810 | TABLEEXAM |  |  |  |  | Tri W-G | Table, Exam |  | TABLEEXAM-Tri W-G-810 |  |  |  |  | Covered PM Repair - Lab Analyzers/Anesth | MHHS-SMR
NO | NO | [5 empty] | Tri W-G Inc |  |  |  | TIRR - KIRBY GLENN | MHHS-TIRR |  | Table, Exam |  |  |  | TMC |  | TIRR - KIRBY GLENN | [5 empty] | TABLES, EXAMINATION/TREATMENT |  | TABLEEXAM-Tri W-G-810 | TABLEEXAM |  |  |  |  | Tri W-G | Table, Exam |  | TABLEEXAM-Tri W-G-810 |  |  |  |  | Covered PM Repair - Biomedical | MHHS-TIRR
NO | NO |  |  |  | 241-01940 |  | Tri W-G Inc |  |  |  | TIRR - KIRBY GLENN | MHHS-TIRR |  | Table, Exam |  | 241-01940 |  | TMC |  | TIRR - KIRBY GLENN | [5 empty] | TABLES, EXAMINATION/TREATMENT |  | TABLEEXAM-Tri W-G-810 | TABLEEXAM |  |  |  |  | Tri W-G | Table, Exam |  | TABLEEXAM-Tri W-G-810 |  |  |  |  | Covered PM Repair - Biomedical | MHHS-TIRR
NO | YES | [5 empty] | Tri W-G Inc |  |  |  | SMR - (SE) - BEAUMONT | MHHS-SMR |  | Table, Exam |  |  |  | Southeast & Bay Area |  | SMR - (SE) - BEAUMONT |  | 03/09/2018 |  |  |  | TABLES, EXAMINATION/TREATMENT |  | TABLEEXAM-Tri W-G-812 | TABLEEXAM |  |  |  |  | Tri W-G | Table, Exam |  | TABLEEXAM-Tri W-G-812 |  |  |  |  | Covered PM Repair - Lab Analyzers/Anesth | MHHS-SMR
NO | YES |  |  |  |  | 241-01275 | Tri W-G Inc |  |  |  | TIRR-Kirby Glenn | MHHS-TIRR |  | Table, Exam |  |  | 241-01275 | TMC | MHHS-Others | TIRR-Kirby Glenn | Area B | 10/1/18 |  |  |  | TABLES, EXAMINATION/TREATMENT | Table, Exam | TABLEEXAM-Tri W-G-820 | TABLEEXAM |  |  |  |  | Tri W-G | Table, Exam |  | TABLEEXAM-Tri W-G-820 |  |  |  |  | Covered PM Repair - Lab Analyzers/Anesth | MHHS-TIRR | [8 empty] | TABLEEXAM | Table, Exam | Tri W-G
NO | YES |  |  |  |  | 241-01266 | Tri W-G Inc |  |  |  | TIRR-Kirby Glenn | MHHS-TIRR |  | Table, Exam |  |  | 241-01266 | TMC | MHHS-Others | TIRR-Kirby Glenn | Cast room | 9/1/18 |  |  |  | TABLES, EXAMINATION/TREATMENT | Table, Exam | TABLEEXAM-Tri W-G-820 | TABLEEXAM |  |  |  |  | Tri W-G | Table, Exam |  | TABLEEXAM-Tri W-G-820 |  |  |  |  | Covered PM Repair - Lab Analyzers/Anesth | MHHS-TIRR | [8 empty] | TABLEEXAM | Table, Exam | Tri W-G
NO | YES |  |  |  | 241-01263 | 241-01263 | Tri W-G Inc |  |  |  | TIRR-Kirby Glenn | MHHS-TIRR |  | Table, Exam |  | 241-01263 | 241-01263 | TMC | MHHS-Others | TIRR-Kirby Glenn | Rehab | 8/1/18 |  |  |  | TABLES, EXAMINATION/TREATMENT | Table, Exam | TABLEEXAM-Tri W-G-820 | TABLEEXAM |  |  |  |  | Tri W-G | Table, Exam |  | TABLEEXAM-Tri W-G-820 |  |  |  |  | Covered PM Repair - Lab Analyzers/Anesth | MHHS-TIRR | [8 empty] | TABLEEXAM | Table, Exam | Tri W-G
NO | YES |  |  |  | 241-01268 | 241-01268 | Tri W-G Inc |  |  |  | TIRR-Kirby Glenn | MHHS-TIRR |  | Table, Exam |  | 241-01268 | 241-01268 | TMC | MHHS-Others | TIRR-Kirby Glenn | TIRR - KIRBY GLENN | 9/1/18 |  | 9/1/19 |  | TABLES, EXAMINATION/TREATMENT | Table, Exam | TABLEEXAM-Tri W-G-820 | TABLEEXAM |  |  |  |  | Tri W-G | Table, Exam |  | TABLEEXAM-Tri W-G-820 |  |  |  |  | Covered PM Repair - Lab Analyzers/Anesth | MHHS-TIRR | [8 empty] | TABLEEXAM | Table, Exam | Tri W-G
NO | YES |  |  |  | 241-01274 | 241-01274 | Tri W-G Inc |  |  |  | TIRR-Kirby Glenn | MHHS-TIRR |  | Table, Exam |  | 241-01274 | 241-01274 | TMC | MHHS-Others | TIRR-Kirby Glenn | TIRR - KIRBY GLENN | 9/1/18 |  |  |  | TABLES, EXAMINATION/TREATMENT | Table, Exam | TABLEEXAM-Tri W-G-820 | TABLEEXAM |  |  |  |  | Tri W-G | Table, Exam |  | TABLEEXAM-Tri W-G-820 |  |  |  |  | Covered PM Repair - Lab Analyzers/Anesth | MHHS-TIRR | [8 empty] | TABLEEXAM | Table, Exam | Tri W-G
NO | YES |  |  |  | 241-01993 |  | Tri W-G Inc |  |  |  | TIRR-Therapy Gym | MHHS-TIRR |  | Table, Exam |  | 241-01993 |  | TMC | MHHS-Others | TIRR-Therapy Gym | Rehab | 10/1/18 |  |  |  | TABLES, EXAMINATION/TREATMENT | Table, Exam | TABLEEXAM-Tri W-G-820 | TABLEEXAM |  |  |  |  | Tri W-G | Table, Exam |  | TABLEEXAM-Tri W-G-820 |  |  |  |  | Not Covered Vendor Only - Lab Ana/Anes | MHHS-TIRR | [8 empty] | TABLEEXAM | Table, Exam | Tri W-G
NO | YES |  |  |  | 241-01063 | 241-01063 | Tri W-G Inc |  |  |  | TIRR-Therapy Gym | MHHS-TIRR |  | Table, Exam |  | 241-01063 | 241-01063 | TMC | MHHS-Others | TIRR-Therapy Gym | Rehab | 8/1/19 |  |  |  | TABLES, EXAMINATION/TREATMENT | Table, Exam | TABLEEXAM-Tri W-G-820 | TABLEEXAM |  |  |  |  | Tri W-G | Table, Exam |  | TABLEEXAM-Tri W-G-820 |  |  |  |  | Not Covered Vendor Only - Lab Ana/Anes | MHHS-TIRR | [8 empty] | TABLEEXAM | Table, Exam | Tri W-G
NO | YES |  |  |  | 241-01065 |  | Tri W-G Inc |  |  |  | TIRR-Therapy Gym | MHHS-TIRR |  | Table, Exam |  | 241-01065 |  | TMC | MHHS-Others | TIRR-Therapy Gym | Rehab | 10/1/18 |  |  |  | TABLES, EXAMINATION/TREATMENT | Table, Exam | TABLEEXAM-Tri W-G-820 | TABLEEXAM |  |  |  |  | Tri W-G | Table, Exam |  | TABLEEXAM-Tri W-G-820 |  |  |  |  | Covered PM Repair - Lab Analyzers/Anesth | MHHS-TIRR | [8 empty] | TABLEEXAM | Table, Exam | Tri W-G
NO | YES |  |  |  | 241-01139 |  | Tri W-G Inc |  |  |  | TIRR-Therapy Gym | MHHS-TIRR |  | Table, Exam |  | 241-01139 |  | TMC | MHHS-Others | TIRR-Therapy Gym | Rehab | 10/1/18 |  |  |  | TABLES, EXAMINATION/TREATMENT | Table, Exam | TABLEEXAM-Tri W-G-820 | TABLEEXAM |  |  |  |  | Tri W-G | Table, Exam |  | TABLEEXAM-Tri W-G-820 |  |  |  |  | Covered PM Repair - Biomedical | MHHS-TIRR | [8 empty] | TABLEEXAM | Table, Exam | Tri W-G
NO | YES |  |  |  |  | 241-01179 | Tri W-G Inc |  |  |  | TIRR-PCU 4 | MHHS-TIRR |  | Table, Exam |  |  | 241-01179 | TMC | MHHS-Others | TIRR-PCU 4 | Therapy Gym | 10/1/19 |  | 10/1/20 |  | TABLES, EXAMINATION/TREATMENT | Table, Exam | TABLEEXAM-Tri W-G-820 | TABLEEXAM |  |  |  |  | Tri W-G | Table, Exam |  | TABLEEXAM-Tri W-G-820 |  |  |  |  | Covered PM Repair - Biomedical | MHHS-TIRR | [8 empty] | TABLEEXAM | Table, Exam | Tri W-G
NO | YES |  |  |  | 241-01180 | 241-01180 | Tri W-G Inc |  |  |  | TIRR-PCU 4 | MHHS-TIRR |  | Table, Exam |  | 241-01180 | 241-01180 | TMC | MHHS-Others | TIRR-PCU 4 | Therapy Gym | 10/1/19 |  | 10/1/20 |  | TABLES, EXAMINATION/TREATMENT | Table, Exam | TABLEEXAM-Tri W-G-820 | TABLEEXAM |  |  |  |  | Tri W-G | Table, Exam |  | TABLEEXAM-Tri W-G-820 |  |  |  |  | Covered PM Repair - Lab Analyzers/Anesth | MHHS-TIRR | [8 empty] | TABLEEXAM | Table, Exam | Tri W-G
YES | YES |  |  |  |  | 241-01181 | Tri W-G Inc |  |  |  | TIRR - THERAPY GYM | [5 empty] | 241-01181 | TMC | TIRR Memorial Hermann | TIRR - THERAPY GYM | Rehab
NO | NO | [5 empty] | Tri W-G Inc |  |  |  | TIRR - KIRBY GLENN | MHHS-TIRR |  | Table, Exam |  |  |  | TMC |  | TIRR - KIRBY GLENN | [5 empty] | TABLES, EXAMINATION/TREATMENT |  | TABLEEXAM-Tri W-G-820 | TABLEEXAM |  |  |  |  | Tri W-G | Table, Exam |  | TABLEEXAM-Tri W-G-820 |  |  |  |  | Covered PM Repair - Lab Analyzers/Anesth | MHHS-TIRR
NO | NO | [5 empty] | Tri W-G Inc |  |  |  | TIRR - PCU 3 | MHHS-TIRR |  | Table, Exam |  |  |  | TMC |  | TIRR - PCU 3 | [5 empty] | TABLES, EXAMINATION/TREATMENT |  | TABLEEXAM-Tri W-G-820 | TABLEEXAM |  |  |  |  | Tri W-G | Table, Exam |  | TABLEEXAM-Tri W-G-820 |  |  |  |  | Not Covered Vendor Only - Lab Ana/Anes | MHHS-TIRR
NO | NO | [5 empty] | Tri W-G Inc |  |  |  | TIRR - THERAPY GYM | MHHS-TIRR |  | Table, Exam |  |  |  | TMC |  | TIRR - THERAPY GYM | [5 empty] | TABLES, EXAMINATION/TREATMENT |  | TABLEEXAM-Tri W-G-820 | TABLEEXAM |  |  |  |  | Tri W-G | Table, Exam |  | TABLEEXAM-Tri W-G-820 |  |  |  |  | Covered PM Repair - Lab Analyzers/Anesth | MHHS-TIRR
NO | YES |  |  |  | 041-16861 | 041-16861 | Tri W-G Inc | 820-05 |  | TWG121313 | TIRR-Memorial City | MHHS-TIRR |  | Table, Exam |  | 041-16861 | 041-16861 | West | MHHS-Others | TIRR-Memorial City |  | 1/1/18 |  |  |  | TABLES, EXAMINATION/TREATMENT |  | TABLEEXAM-Tri W-G-820-05 | TABLEEXAM | 820-05 |  |  |  | Tri W-G | Table, Exam |  | TABLEEXAM-Tri W-G-820-05 |  |  |  |  | Covered PM Repair - Lab Analyzers/Anesth | MHHS-TIRR
NO | YES |  |  |  | 241-01252 | 241-01252 | Tri W-G Inc | 820-05 |  |  | TIRR-Therapy Gym | MHHS-TIRR |  | Table, Exam |  | 241-01252 | 241-01252 | TMC | MHHS-Others | TIRR-Therapy Gym | TIRR - THERAPY GYM | 10/1/19 |  | 10/1/20 |  | TABLES, EXAMINATION/TREATMENT | Table, Exam | TABLEEXAM-Tri W-G-820-05 | TABLEEXAM | 820-05 |  |  |  | Tri W-G | Table, Exam |  | TABLEEXAM-Tri W-G-820-05 |  |  |  |  | Covered PM Repair - Biomedical | MHHS-TIRR | [8 empty] | TABLEEXAM | Table, Exam | Tri W-G
NO | NO |  |  |  | 241-01061 |  | Tri W-G Inc | 820-05 |  |  | TIRR - PCU 3 | MHHS-TIRR |  | Table, Exam |  | 241-01061 |  | TMC |  | TIRR - PCU 3 | [5 empty] | TABLES, EXAMINATION/TREATMENT |  | TABLEEXAM-Tri W-G-820-05 | TABLEEXAM | 820-05 |  |  |  | Tri W-G | Table, Exam |  | TABLEEXAM-Tri W-G-820-05 |  |  |  |  | Covered PM Repair - Biomedical | MHHS-TIRR
NO | YES |  |  |  | 241-01997 |  | Tri W-G Inc | 820-25 |  | TWG071239 | TIRR-Therapy Gym | MHHS-TIRR |  |  |  | 241-01997 |  | TMC | MHHS-Others | TIRR-Therapy Gym | Rehab | 10/1/18 |  |  |  | TABLES, EXAMINATION/TREATMENT | Table, Exam | TABLEEXAM-Tri W-G-820 |  |  |  |  | TABLEEXAM-Tri W-G-820 | Tri W-G | [7 empty] | Covered PM Repair - Lab Analyzers/Anesth | MHHS-TIRR | [8 empty] | TABLEEXAM | Table, Exam | Tri W-G
NO | YES |  |  |  | 241-01058 | 241-01058 | Tri W-G Inc | 820LL |  | 10,662 | TIRR-PCU 3C | MHHS-TIRR |  |  |  | 241-01058 | 241-01058 | TMC | MHHS-Others | TIRR-PCU 3C | Therapy Room | 12/1/19 |  |  | One Time Inspection Sticker | TABLES, EXAMINATION/TREATMENT | Table, Exam | TABLEEXAM-Tri W-G-820 |  |  |  |  | TABLEEXAM-Tri W-G-820 | Tri W-G | [7 empty] | Covered PM Repair - Biomedical | MHHS-TIRR | [8 empty] | TABLEEXAM | Table, Exam | Tri W-G
NO | YES |  |  |  | 241-02086 | 241-02086 | Tri W-G Inc | HLT-6 |  | B11102 | Katy Rehab-Inpatient Rehab Gym | MHHS-Katy Rehab |  | Table, Treatment |  | 241-02086 | 241-02086 | Katy | MHHS-Others | Katy Rehab-Inpatient Rehab Gym | Fitness room | 3/1/19 | 3/1/20 |  |  | TABLES, EXAMINATION/TREATMENT | Table, Treatment | TABLETREATMENT-Tri W-G-HLT 6 | TABLETREATMENT | HLT 6 |  |  |  | Tri W-G | Table, Treatment |  |  | TABLETREATMENT-Tri W-G-HLT 6 | 3/6/18 |  |  | Covered PM Repair - Biomedical | MHHS-Katy Rehab | [8 empty] | TABLETREATMENT | Table, Treatment | Tri W-G
NO | YES |  |  |  | 009-05237 | 009-05237 | Tri W-G Inc | TG2726 |  | TWG141361 | TIRR-Greater Heights | MHHS-Greater Heights |  | Table, Exam |  | 009-05237 | 009-05237 | Central | MHHS-Others | TIRR-Greater Heights | Gym | 7/1/18 |  | 7/1/19 |  | TABLES, EXAMINATION/TREATMENT | Table, Exam | TABLEEXAM-Tri W-G-TG2726 | TABLEEXAM | TG2726 |  |  |  | Tri W-G | Table, Exam |  | TABLEEXAM-Tri W-G-TG2726 |  | 5/15/20 |  |  | Not Covered Vendor Only - Biomedical | MHHS-Greater Heights | [8 empty] | TABLEEXAM | Table, Exam | Tri W-G
NO | NO |  |  |  | 009-10391 |  | Tri W-G Inc | TG2726 |  | TWG161154 | TIRR - GREATER HEIGHTS | MHHS-TIRR |  | Table, Exam |  | 009-10391 |  | Central & Greater Heights |  | TIRR - GREATER HEIGHTS | [5 empty] | TABLES, EXAMINATION/TREATMENT |  | TABLEEXAM-Tri W-G-TG2726 | TABLEEXAM | TG2726 |  |  |  | Tri W-G | Table, Exam |  | TABLEEXAM-Tri W-G-TG2726 |  |  |  |  | Not Covered Vendor Only - Biomedical | MHHS-TIRR
NO | NO |  |  |  | 241-03247 |  | Tri W-G Inc | TWG.10.00.SD |  | TWG161107 | TIRR - OP - WEST UNIVERSITY CLINIC | MHHS-TIRR |  |  |  | 241-03247 |  | TMC |  | TIRR - OP - WEST UNIVERSITY CLINIC | [5 empty] | TABLES, EXAMINATION/TREATMENT |  | .needs class | [5 empty] | Tri W-G | [7 empty] | Covered PM Repair - Radiology, High End | MHHS-TIRR
NO | YES |  |  |  | 129-05922 | 129-05922 | Tri W-G Inc | TWG.10.04.SD |  | TWG141394 | TIRR-Sugar Land | MHHS-TIRR |  |  |  | 129-05922 | 129-05922 | Sugar Land | MHHS-Others | TIRR-Sugar Land | Gym Floor | 3/1/19 |  |  |  | EXERCISERS, PARALLEL BARS |  | .needs class | [5 empty] | Tri W-G |  |  |  |  | 4/1/18 |  |  | Covered PM Repair - Biomedical | MHHS-TIRR
YES | YES |  |  |  | 241-03073 | 241-03073 | TRI W/H | 810/TH2002 |  | TWG111251 | TIRR - OUTPATIENT CLINIC |  |  |  |  | 241-03073 | 241-03073 | TM | TIRR Memorial Hermann | TIRR - OUTPATIENT CLINIC | TIRR - OUTPATIENT CLINIC
NO | YES |  |  |  | AER100 |  | TRI-ANIM | 06-AG-PX1000US |  |  | Rental | MHHS-TMC |  |  |  | AER100 |  | TMC |  | Rental | [7 empty] | CONTROLLER-Aerogen(Ire)Ltd-Aeroneb Pro-X Controlle |  | AEROGEN PRO-EX NEBULIZER CONTROLLER |  |  | CONTROLLER-Aerogen(Ire)Ltd-Aeroneb Pro-X Controlle | [6 empty] | Verified as Rental |  |  | MHHS-TMC
NO | YES |  |  |  | AER178 |  | TRI-ANIM | 06-AG-PX1000US |  | AP-1503209 | Rental | MHHS-TMC |  |  |  | AER178 |  | TMC |  | Rental | [7 empty] | CONTROLLER-Aerogen(Ire)Ltd-Aeroneb Pro-X Controlle |  | AEROGEN PRO-EX NEBULIZER CONTROLLER |  |  | CONTROLLER-Aerogen(Ire)Ltd-Aeroneb Pro-X Controlle | [6 empty] | Verified as Rental |  |  | MHHS-TMC
NO | YES |  |  |  | AER126 |  | TRI-ANIM | 06-AG-PX1000US |  | AP-1306995 | Rental | MHHS-TMC |  |  |  | AER126 |  | TMC |  | Rental | [7 empty] | CONTROLLER-Aerogen(Ire)Ltd-Aeroneb Pro-X Controlle |  | AEROGEN PRO-EX NEBULIZER CONTROLLER |  |  | CONTROLLER-Aerogen(Ire)Ltd-Aeroneb Pro-X Controlle | [6 empty] | Verified as Rental |  |  | MHHS-TMC
NO | YES |  |  |  | AER162 |  | TRI-ANIM | 06-AG-PX1000US |  |  | Rental | MHHS-TMC |  |  |  | AER162 |  | TMC |  | Rental | [7 empty] | CONTROLLER-Aerogen(Ire)Ltd-Aeroneb Pro-X Controlle |  | AEROGEN PRO-EX NEBULIZER CONTROLLER |  |  | CONTROLLER-Aerogen(Ire)Ltd-Aeroneb Pro-X Controlle | [6 empty] | Verified as Rental |  |  | MHHS-TMC
NO | YES |  |  |  | AER191 |  | TRI-ANIM | 06-AG-PX1000US |  | AP-1502701 | Rental | MHHS-TMC |  |  |  | AER191 |  | TMC |  | Rental | [7 empty] | CONTROLLER-Aerogen(Ire)Ltd-Aeroneb Pro-X Controlle |  | AEROGEN PRO-EX NEBULIZER CONTROLLER |  |  | CONTROLLER-Aerogen(Ire)Ltd-Aeroneb Pro-X Controlle | [6 empty] | Verified as Rental |  |  | MHHS-TMC
NO | YES |  |  |  | AER194 |  | TRI-ANIM | 06-AG-PX1000US |  | AP-1603907 | Rental | MHHS-TMC |  |  |  | AER194 |  | TMC |  | Rental | [7 empty] | CONTROLLER-Aerogen(Ire)Ltd-Aeroneb Pro-X Controlle |  | AEROGEN PRO-EX NEBULIZER CONTROLLER |  |  | CONTROLLER-Aerogen(Ire)Ltd-Aeroneb Pro-X Controlle | [6 empty] | Verified as Rental |  |  | MHHS-TMC
NO | YES |  |  |  | AER196 |  | TRI-ANIM | 06-AG-PX1000US |  | AP-1603900 | Rental | MHHS-TMC |  |  |  | AER196 |  | TMC |  | Rental | [7 empty] | CONTROLLER-Aerogen(Ire)Ltd-Aeroneb Pro-X Controlle |  | AEROGEN PRO-EX NEBULIZER CONTROLLER |  |  | CONTROLLER-Aerogen(Ire)Ltd-Aeroneb Pro-X Controlle | [6 empty] | Verified as Rental |  |  | MHHS-TMC
NO | YES |  |  |  | AER203 |  | TRI-ANIM | 06-AG-PX1000US |  | AP-1603897 | Rental | MHHS-TMC |  |  |  | AER203 |  | TMC |  | Rental | [7 empty] | CONTROLLER-Aerogen(Ire)Ltd-Aeroneb Pro-X Controlle |  | AEROGEN PRO-EX NEBULIZER CONTROLLER |  |  | CONTROLLER-Aerogen(Ire)Ltd-Aeroneb Pro-X Controlle | [6 empty] | Verified as Rental |  |  | MHHS-TMC
NO | YES |  |  |  | AER204 |  | TRI-ANIM | 06-AG-PX1000US |  | AP-1603941 | Rental | MHHS-TMC |  |  |  | AER204 |  | TMC |  | Rental | [7 empty] | CONTROLLER-Aerogen(Ire)Ltd-Aeroneb Pro-X Controlle |  | AEROGEN PRO-EX NEBULIZER CONTROLLER |  |  | CONTROLLER-Aerogen(Ire)Ltd-Aeroneb Pro-X Controlle | [6 empty] | Verified as Rental |  |  | MHHS-TMC
NO | YES |  |  |  | AER221 |  | TRI-ANIM | 06-AG-PX1000US |  | AP-1603934 | Rental | MHHS-TMC |  |  |  | AER221 |  | TMC |  | Rental | [7 empty] | CONTROLLER-Aerogen(Ire)Ltd-Aeroneb Pro-X Controlle |  | AEROGEN PRO-EX NEBULIZER CONTROLLER |  |  | CONTROLLER-Aerogen(Ire)Ltd-Aeroneb Pro-X Controlle | [6 empty] | Verified as Rental |  |  | MHHS-TMC
NO | YES |  |  |  | AER230 |  | TRI-ANIM | 06-AG-PX1000US |  | AP-1511626 | Rental | MHHS-TMC |  |  |  | AER230 |  | TMC |  | Rental | [7 empty] | CONTROLLER-Aerogen(Ire)Ltd-Aeroneb Pro-X Controlle |  | AEROGEN PRO-EX NEBULIZER CONTROLLER |  |  | CONTROLLER-Aerogen(Ire)Ltd-Aeroneb Pro-X Controlle | [6 empty] | Verified as Rental |  |  | MHHS-TMC
NO | YES |  |  |  | AER236 |  | TRI-ANIM | 06-AG-PX1000US |  | AP-1603821 | Rental | MHHS-TMC |  |  |  | AER236 |  | TMC |  | Rental | [7 empty] | CONTROLLER-Aerogen(Ire)Ltd-Aeroneb Pro-X Controlle |  | AEROGEN PRO-EX NEBULIZER CONTROLLER |  |  | CONTROLLER-Aerogen(Ire)Ltd-Aeroneb Pro-X Controlle | [6 empty] | Verified as Rental |  |  | MHHS-TMC
NO | YES |  |  |  | AER241 |  | TRI-ANIM | 06-AG-PX1000US |  | AP-1511627 | Rental | MHHS-TMC |  |  |  | AER241 |  | TMC |  | Rental | [7 empty] | CONTROLLER-Aerogen(Ire)Ltd-Aeroneb Pro-X Controlle |  | AEROGEN PRO-EX NEBULIZER CONTROLLER |  |  | CONTROLLER-Aerogen(Ire)Ltd-Aeroneb Pro-X Controlle | [6 empty] | Verified as Rental |  |  | MHHS-TMC
NO | YES |  |  |  | AER269 |  | TRI-ANIM | 06-AG-PX1000US |  | AP-1605274 | Rental | MHHS-TMC |  |  |  | AER269 |  | TMC |  | Rental | [7 empty] | CONTROLLER-Aerogen(Ire)Ltd-Aeroneb Pro-X Controlle |  | AEROGEN PRO-EX NEBULIZER CONTROLLER |  |  | CONTROLLER-Aerogen(Ire)Ltd-Aeroneb Pro-X Controlle | [6 empty] | Verified as Rental |  |  | MHHS-TMC
NO | YES |  |  |  | AER287 |  | TRI-ANIM | 06-AG-PX1000US |  | AP-1709607 | Rental | MHHS-TMC |  |  |  | AER287 |  | TMC |  | Rental | [7 empty] | CONTROLLER-Aerogen(Ire)Ltd-Aeroneb Pro-X Controlle |  | AEROGEN PRO-EX NEBULIZER CONTROLLER |  |  | CONTROLLER-Aerogen(Ire)Ltd-Aeroneb Pro-X Controlle | [6 empty] | Verified as Rental |  |  | MHHS-TMC
NO | YES |  |  |  | AER292 |  | TRI-ANIM | 06-AG-PX1000US |  | AP-1709610 | Rental | MHHS-TMC |  |  |  | AER292 |  | TMC |  | Rental | [7 empty] | CONTROLLER-Aerogen(Ire)Ltd-Aeroneb Pro-X Controlle |  | AEROGEN PRO-EX NEBULIZER CONTROLLER |  |  | CONTROLLER-Aerogen(Ire)Ltd-Aeroneb Pro-X Controlle | [6 empty] | Verified as Rental |  |  | MHHS-TMC
NO | YES |  |  |  | AER296 |  | TRI-ANIM | 06-AG-PX1000US |  | AP-1707728 | Rental | MHHS-TMC |  |  |  | AER296 |  | TMC |  | Rental | [7 empty] | CONTROLLER-Aerogen(Ire)Ltd-Aeroneb Pro-X Controlle |  | AEROGEN PRO-EX NEBULIZER CONTROLLER |  |  | CONTROLLER-Aerogen(Ire)Ltd-Aeroneb Pro-X Controlle | [6 empty] | Verified as Rental |  |  | MHHS-TMC
NO | YES |  |  |  | MEX101 |  | TRI-ANIM |  |  |  | Rental | MHHS-Sienna PlantationCCC |  |  |  | MEX101 |  | Sugar Land |  | Rental | [7 empty] | VENTILATORINFANT-Smiths Medical-Pneupac babyPAC |  | BABYPAC MRI VENTILATOR WITH ALARM |  |  | VENTILATORINFANT-Smiths Medical-Pneupac babyPAC | [6 empty] | Verified as Rental |  |  | MHHS-Sienna PlantationCCC
NO | NO |  |  |  | 029-04565 |  | Tri-anim | 81-1900 |  | ACF06914 | WOODLANDS - RESPIRATORY | MHHS-Woodlands |  | Blender, Oxygen/Air |  | 029-04565 |  | Woodlands |  | WOODLANDS - RESPIRATORY | [5 empty] | OXYGEN-AIR PROPORTIONERS |  | BLENDEROXYGENAIR-Tri-anim Health Serv-81-1900 | BLENDEROXYGENAIR | 81-1900 |  |  |  | Tri-Anim Health | Blender, Oxygen/Air |  |  | BLENDEROXYGENAIR-Tri-anim Health Serv-81-1900 |  |  |  | Covered PM Repair - Biomedical | MHHS-Woodlands
NO | YES | Serial Number ACF02809 |  |  |  | 013-07757 | Tri-anim | 81-1920 |  | ACF02809 | SW-Labor | MHHS-Southwest |  | Blender, Oxygen/Air |  |  | 013-07757 | Southwest | MHHS-Southwest | SW-Labor | LDR 6 |  |  |  |  | OXYGEN-AIR PROPORTIONERS | Blender, Oxygen/Air | BLENDEROXYGENAIR-Tri-anim Health Serv-81-1920 | BLENDEROXYGENAIR | 81-1920 |  |  |  | Tri-Anim Health | Blender, Oxygen/Air |  |  | BLENDEROXYGENAIR-Tri-anim Health Serv-81-1920 | 10/26/18 |  | BOA-A | Covered PM Repair - Biomedical | MHHS-Southwest | [8 empty] | BLENDEROXYGENAIR | Blender, Oxygen/Air | Tri-Anim Health
NO | YES |  |  |  |  | 013-09297 | Tri-anim | 81-1920 |  | acf07790 | SW-NICU | MHHS-Southwest |  | Blender, Oxygen/Air |  |  | 013-09297 | Southwest | MHHS-Southwest | SW-NICU | NICU 2 | 1/1/20 |  | 1/1/21 |  | OXYGEN-AIR PROPORTIONERS | Blender, Oxygen/Air | BLENDEROXYGENAIR-Tri-anim Health Serv-81-1920 | BLENDEROXYGENAIR | 81-1920 |  |  |  | Tri-Anim Health | Blender, Oxygen/Air |  |  | BLENDEROXYGENAIR-Tri-anim Health Serv-81-1920 |  |  | BOA-A | Not Covered Vendor Only - Biomedical | MHHS-Southwest | [8 empty] | BLENDEROXYGENAIR | Blender, Oxygen/Air | Tri-Anim Health
NO | YES |  |  |  |  | 013-09285 | Tri-anim | 81-1920 |  | acf07754 | SW-NICU | MHHS-Southwest |  | Blender, Oxygen/Air |  |  | 013-09285 | Southwest | MHHS-Southwest | SW-NICU | Nicu level 3 | 12/1/19 |  |  |  | OXYGEN-AIR PROPORTIONERS | Blender, Oxygen/Air | BLENDEROXYGENAIR-Tri-anim Health Serv-81-1920 | BLENDEROXYGENAIR | 81-1920 |  |  |  | Tri-Anim Health | Blender, Oxygen/Air |  |  | BLENDEROXYGENAIR-Tri-anim Health Serv-81-1920 | 11/30/19 |  | BOA-A | Covered PM Repair - Biomedical | MHHS-Southwest | [8 empty] | BLENDEROXYGENAIR | Blender, Oxygen/Air | Tri-Anim Health
NO | YES |  |  |  |  | 013-02962 | Tri-anim | 81-1920 |  | KKFO4845 | SW-NICU | MHHS-Southwest |  | Blender, Oxygen/Air |  |  | 013-02962 | Southwest | MHHS-Southwest | SW-NICU | Nicu level 3 | 12/1/19 |  |  |  | OXYGEN-AIR PROPORTIONERS | Blender, Oxygen/Air | BLENDEROXYGENAIR-Tri-anim Health Serv-81-1920 | BLENDEROXYGENAIR | 81-1920 |  |  |  | Tri-Anim Health | Blender, Oxygen/Air |  |  | BLENDEROXYGENAIR-Tri-anim Health Serv-81-1920 | 11/30/19 |  | BOA-A | Covered PM Repair - Biomedical | MHHS-Southwest | [8 empty] | BLENDEROXYGENAIR | Blender, Oxygen/Air | Tri-Anim Health
NO | YES |  |  |  |  | 013-07763 | Tri-anim | 81-1920 |  | ACF02833 | SW-NICU | MHHS-Southwest |  | Blender, Oxygen/Air |  |  | 013-07763 | Southwest | MHHS-Southwest | SW-NICU | Nicu level 3 | 12/1/19 |  |  |  | OXYGEN-AIR PROPORTIONERS | Blender, Oxygen/Air | BLENDEROXYGENAIR-Tri-anim Health Serv-81-1920 | BLENDEROXYGENAIR | 81-1920 |  |  |  | Tri-Anim Health | Blender, Oxygen/Air |  |  | BLENDEROXYGENAIR-Tri-anim Health Serv-81-1920 | 10/27/18 |  | BOA-A | Not Covered Vendor Only - Biomedical | MHHS-Southwest | [8 empty] | BLENDEROXYGENAIR | Blender, Oxygen/Air | Tri-Anim Health
NO | YES |  |  |  |  | 013-07759 | Tri-anim | 81-1920 |  | ACF05781 | SW-NICU | MHHS-Southwest |  | Blender, Oxygen/Air |  |  | 013-07759 | Southwest | MHHS-Southwest | SW-NICU | NICU | 12/1/18 |  |  |  | OXYGEN-AIR PROPORTIONERS | Blender, Oxygen/Air | BLENDEROXYGENAIR-Tri-anim Health Serv-81-1920 | BLENDEROXYGENAIR | 81-1920 |  |  |  | Tri-Anim Health | Blender, Oxygen/Air |  |  | BLENDEROXYGENAIR-Tri-anim Health Serv-81-1920 | 10/16/15 |  | BOA-A | Covered PM Repair - Biomedical | MHHS-Southwest | [8 empty] | BLENDEROXYGENAIR | Blender, Oxygen/Air | Tri-Anim Health
NO | YES |  |  |  |  | 013-02961 | Tri-anim | 81-1920 |  | KKF04830 | SW-NICU | MHHS-Southwest |  | Blender, Oxygen/Air |  |  | 013-02961 | Southwest | MHHS-Southwest | SW-NICU | Nicu level 3 | 11/1/19 |  |  |  | OXYGEN-AIR PROPORTIONERS | Blender, Oxygen/Air | BLENDEROXYGENAIR-Tri-anim Health Serv-81-1920 | BLENDEROXYGENAIR | 81-1920 |  |  |  | Tri-Anim Health | Blender, Oxygen/Air |  |  | BLENDEROXYGENAIR-Tri-anim Health Serv-81-1920 | 10/16/15 |  | BOA-A | Covered PM Repair - Biomedical | MHHS-Southwest | [8 empty] | BLENDEROXYGENAIR | Blender, Oxygen/Air | Tri-Anim Health
NO | YES |  |  |  |  | 013-07761 | Tri-anim | 81-1920 |  | ACF02806 | SW-NICU | MHHS-Southwest |  | Blender, Oxygen/Air |  |  | 013-07761 | Southwest | MHHS-Southwest | SW-NICU | NICU Level 3 | 12/1/19 |  |  |  | OXYGEN-AIR PROPORTIONERS | Blender, Oxygen/Air | BLENDEROXYGENAIR-Tri-anim Health Serv-81-1920 | BLENDEROXYGENAIR | 81-1920 |  |  |  | Tri-Anim Health | Blender, Oxygen/Air |  |  | BLENDEROXYGENAIR-Tri-anim Health Serv-81-1920 | 11/25/15 |  | BOA-A | Covered PM Repair - Lab Analyzers/Anesth | MHHS-Southwest | [8 empty] | BLENDEROXYGENAIR | Blender, Oxygen/Air | Tri-Anim Health
NO | YES | [5 empty] | Tri-anim | 81-1920 |  | ACF07449 | TMC-Children's-NICU (7Hp) | MHHS-TMC |  | Blender, Oxygen/Air |  |  |  | TMC | MHHS-TMC | TMC-Children's-NICU (7Hp) |  | 6/27/17 |  |  |  | OXYGEN-AIR PROPORTIONERS | Blender, Oxygen/Air | BLENDEROXYGENAIR-Tri-anim Health Serv-81-1920 | BLENDEROXYGENAIR | 81-1920 |  |  |  | Tri-Anim Health | Blender, Oxygen/Air |  |  | BLENDEROXYGENAIR-Tri-anim Health Serv-81-1920 | 9/1/13 | Finished from Script 3/27/2020 12:11:52pm (Central) | BOA-A | Covered PM Repair - Biomedical | MHHS-TMC | [8 empty] | BLENDEROXYGENAIR | Blender, Oxygen/Air | Tri-Anim Health
NO | YES |  |  |  | 029-05076 | 029-05076 | Tri-anim | 81-1920 |  | AHF02190 | Woodlands-Birth Center | MHHS-Woodlands |  | Blender, Oxygen/Air |  | 029-05076 | 029-05076 | Woodlands | MHHS-Woodlands | Woodlands-Birth Center | Equipment Room - Pod 2 | 10/1/19 |  |  |  | OXYGEN-AIR PROPORTIONERS | Blender, Oxygen/Air | BLENDEROXYGENAIR-Tri-anim Health Serv-81-1920 | BLENDEROXYGENAIR | 81-1920 |  |  |  | Tri-Anim Health | Blender, Oxygen/Air |  |  | BLENDEROXYGENAIR-Tri-anim Health Serv-81-1920 | 5/1/17 |  | BOA-A | Covered PM Repair - Biomedical | MHHS-Woodlands | [8 empty] | BLENDEROXYGENAIR | Blender, Oxygen/Air | Tri-Anim Health
NO | NO |  |  |  | 013-07756 |  | Tri-anim | 81-1920 |  | ACF04072 | SW - NICU | MHHS-Southwest |  | Blender, Oxygen/Air |  | 013-07756 |  | Southwest |  | SW - NICU | [5 empty] | OXYGEN-AIR PROPORTIONERS |  | BLENDEROXYGENAIR-Tri-anim Health Serv-81-1920 | BLENDEROXYGENAIR | 81-1920 |  |  |  | Tri-Anim Health | Blender, Oxygen/Air |  |  | BLENDEROXYGENAIR-Tri-anim Health Serv-81-1920 |  |  |  | Covered PM Repair - Biomedical | MHHS-Southwest
NO | NO |  |  |  | 013-09292 |  | Tri-anim | 81-1920 |  | ACF07756 | SW - NICU | MHHS-Southwest |  | Blender, Oxygen/Air |  | 013-09292 |  | Southwest |  | SW - NICU | [5 empty] | OXYGEN-AIR PROPORTIONERS |  | BLENDEROXYGENAIR-Tri-anim Health Serv-81-1920 | BLENDEROXYGENAIR | 81-1920 |  |  |  | Tri-Anim Health | Blender, Oxygen/Air |  |  | BLENDEROXYGENAIR-Tri-anim Health Serv-81-1920 |  |  |  | Not Covered Vendor Only - Biomedical | MHHS-Southwest
NO | NO | [5 empty] | Tri-anim | 81-1920 |  | KKF04851 | SW - NICU | MHHS-Southwest |  | Blender, Oxygen/Air |  |  |  | Southwest |  | SW - NICU | [5 empty] | OXYGEN-AIR PROPORTIONERS |  | BLENDEROXYGENAIR-Tri-anim Health Serv-81-1920 | BLENDEROXYGENAIR | 81-1920 |  |  |  | Tri-Anim Health | Blender, Oxygen/Air |  |  | BLENDEROXYGENAIR-Tri-anim Health Serv-81-1920 |  |  |  | Not Covered Vendor Only - Biomedical | MHHS-Southwest
NO | NO | [5 empty] | Tri-anim | 81-1920 |  | KKF04853 | SW - NICU | MHHS-Southwest |  | Blender, Oxygen/Air |  |  |  | Southwest |  | SW - NICU | [5 empty] | OXYGEN-AIR PROPORTIONERS |  | BLENDEROXYGENAIR-Tri-anim Health Serv-81-1920 | BLENDEROXYGENAIR | 81-1920 |  |  |  | Tri-Anim Health | Blender, Oxygen/Air |  |  | BLENDEROXYGENAIR-Tri-anim Health Serv-81-1920 |  |  |  | Covered PM Repair - Biomedical | MHHS-Southwest
NO | NO | [5 empty] | Tri-anim | 81-1920 |  | acf07753 | SW - NICU | MHHS-Southwest |  | Blender, Oxygen/Air |  |  |  | Southwest |  | SW - NICU | [5 empty] | OXYGEN-AIR PROPORTIONERS |  | BLENDEROXYGENAIR-Tri-anim Health Serv-81-1920 | BLENDEROXYGENAIR | 81-1920 |  |  |  | Tri-Anim Health | Blender, Oxygen/Air |  |  | BLENDEROXYGENAIR-Tri-anim Health Serv-81-1920 |  |  |  | Covered PM Repair - Biomedical | MHHS-Southwest
NO | NO | [5 empty] | Tri-anim | 81-1920 |  | ACF02805 | SW - NICU | MHHS-Southwest |  | Blender, Oxygen/Air |  |  |  | Southwest |  | SW - NICU | [5 empty] | OXYGEN-AIR PROPORTIONERS |  | BLENDEROXYGENAIR-Tri-anim Health Serv-81-1920 | BLENDEROXYGENAIR | 81-1920 |  |  |  | Tri-Anim Health | Blender, Oxygen/Air |  |  | BLENDEROXYGENAIR-Tri-anim Health Serv-81-1920 |  |  |  | Covered PM Repair - Biomedical | MHHS-Southwest
NO | NO | [5 empty] | Tri-anim | 81-1920 |  | ACF05787 | SW - NICU | MHHS-Southwest |  | Blender, Oxygen/Air |  |  |  | Southwest |  | SW - NICU | [5 empty] | OXYGEN-AIR PROPORTIONERS |  | BLENDEROXYGENAIR-Tri-anim Health Serv-81-1920 | BLENDEROXYGENAIR | 81-1920 |  |  |  | Tri-Anim Health | Blender, Oxygen/Air |  |  | BLENDEROXYGENAIR-Tri-anim Health Serv-81-1920 |  |  |  | Covered PM Repair - Lab Analyzers/Anesth | MHHS-Southwest
NO | NO | [5 empty] | Tri-anim | 81-1920 |  | acf07776 | SW - NICU | MHHS-Southwest |  | Blender, Oxygen/Air |  |  |  | Southwest |  | SW - NICU | [5 empty] | OXYGEN-AIR PROPORTIONERS |  | BLENDEROXYGENAIR-Tri-anim Health Serv-81-1920 | BLENDEROXYGENAIR | 81-1920 |  |  |  | Tri-Anim Health | Blender, Oxygen/Air |  |  | BLENDEROXYGENAIR-Tri-anim Health Serv-81-1920 |  |  |  | Covered PM Repair - Lab Analyzers/Anesth | MHHS-Southwest
NO | NO | [5 empty] | Tri-anim | 81-1920 |  | acf07789 | SW - NICU | MHHS-Southwest |  | Blender, Oxygen/Air |  |  |  | Southwest |  | SW - NICU | [5 empty] | OXYGEN-AIR PROPORTIONERS |  | BLENDEROXYGENAIR-Tri-anim Health Serv-81-1920 | BLENDEROXYGENAIR | 81-1920 |  |  |  | Tri-Anim Health | Blender, Oxygen/Air |  |  | BLENDEROXYGENAIR-Tri-anim Health Serv-81-1920 |  |  |  | Covered PM Repair - Lab Analyzers/Anesth | MHHS-Southwest
NO | NO |  |  |  | 077-06651 |  | Tri-anim | 81-1920 |  | AFF05428 | TMC - CHILDRENS - NICU (7HP) | MHHS-TMC |  | Blender, Oxygen/Air |  | 077-06651 |  | TMC |  | TMC - CHILDRENS - NICU (7HP) | [5 empty] | OXYGEN-AIR PROPORTIONERS |  | BLENDEROXYGENAIR-Tri-anim Health Serv-81-1920 | BLENDEROXYGENAIR | 81-1920 |  |  |  | Tri-Anim Health | Blender, Oxygen/Air |  |  | BLENDEROXYGENAIR-Tri-anim Health Serv-81-1920 |  |  |  | Covered PM Repair - Biomedical | MHHS-TMC
NO | NO |  |  |  | 069-06656 |  | Tri-anim | 81-1920 |  | ACF07003 | TMC - RESPIRATORY - PEDI | MHHS-TMC |  | Blender, Oxygen/Air |  | 069-06656 |  | TMC |  | TMC - RESPIRATORY - PEDI | [5 empty] | OXYGEN-AIR PROPORTIONERS |  | BLENDEROXYGENAIR-Tri-anim Health Serv-81-1920 | BLENDEROXYGENAIR | 81-1920 |  |  |  | Tri-Anim Health | Blender, Oxygen/Air |  |  | BLENDEROXYGENAIR-Tri-anim Health Serv-81-1920 |  |  |  | Covered PM Repair - Lab Analyzers/Anesth | MHHS-TMC
NO | NO |  |  |  | 029-02230 |  | Tri-anim | 81-1920 |  | ACF06103 | WOODLANDS - RESPIRATORY | MHHS-Woodlands |  | Blender, Oxygen/Air |  | 029-02230 |  | Woodlands |  | WOODLANDS - RESPIRATORY | [5 empty] | OXYGEN-AIR PROPORTIONERS |  | BLENDEROXYGENAIR-Tri-anim Health Serv-81-1920 | BLENDEROXYGENAIR | 81-1920 |  |  |  | Tri-Anim Health | Blender, Oxygen/Air |  |  | BLENDEROXYGENAIR-Tri-anim Health Serv-81-1920 |  |  |  | Covered PM Repair - Lab Analyzers/Anesth | MHHS-Woodlands
NO | NO |  |  |  | 029-02237 |  | Tri-anim | 81-1920 |  | ACF05825 | WOODLANDS - RESPIRATORY | MHHS-Woodlands |  | Blender, Oxygen/Air |  | 029-02237 |  | Woodlands |  | WOODLANDS - RESPIRATORY | [5 empty] | OXYGEN-AIR PROPORTIONERS |  | BLENDEROXYGENAIR-Tri-anim Health Serv-81-1920 | BLENDEROXYGENAIR | 81-1920 |  |  |  | Tri-Anim Health | Blender, Oxygen/Air |  |  | BLENDEROXYGENAIR-Tri-anim Health Serv-81-1920 |  |  |  | Covered PM Repair - Lab Analyzers/Anesth | MHHS-Woodlands
NO | NO |  |  |  | 029-02239 |  | Tri-anim | 81-1920 |  | ACF06138 | WOODLANDS - RESPIRATORY | MHHS-Woodlands |  | Blender, Oxygen/Air |  | 029-02239 |  | Woodlands |  | WOODLANDS - RESPIRATORY | [5 empty] | OXYGEN-AIR PROPORTIONERS |  | BLENDEROXYGENAIR-Tri-anim Health Serv-81-1920 | BLENDEROXYGENAIR | 81-1920 |  |  |  | Tri-Anim Health | Blender, Oxygen/Air |  |  | BLENDEROXYGENAIR-Tri-anim Health Serv-81-1920 |  |  |  | Covered PM Repair - Lab Analyzers/Anesth | MHHS-Woodlands
NO | NO |  |  |  | 029-03292 |  | Tri-anim | 81-1920 |  | AEF03197 | WOODLANDS - RESPIRATORY | MHHS-Woodlands |  | Blender, Oxygen/Air |  | 029-03292 |  | Woodlands |  | WOODLANDS - RESPIRATORY | [5 empty] | OXYGEN-AIR PROPORTIONERS |  | BLENDEROXYGENAIR-Tri-anim Health Serv-81-1920 | BLENDEROXYGENAIR | 81-1920 |  |  |  | Tri-Anim Health | Blender, Oxygen/Air |  |  | BLENDEROXYGENAIR-Tri-anim Health Serv-81-1920 |  |  |  | Covered PM Repair - Lab Analyzers/Anesth | MHHS-Woodlands
NO | NO | [5 empty] | Tri-anim | 81-1920 |  | ACF06137 | WOODLANDS - RESPIRATORY | MHHS-Woodlands |  | Blender, Oxygen/Air |  |  |  | Woodlands |  | WOODLANDS - RESPIRATORY | [5 empty] | OXYGEN-AIR PROPORTIONERS |  | BLENDEROXYGENAIR-Tri-anim Health Serv-81-1920 | BLENDEROXYGENAIR | 81-1920 |  |  |  | Tri-Anim Health | Blender, Oxygen/Air |  |  | BLENDEROXYGENAIR-Tri-anim Health Serv-81-1920 |  |  |  | Covered PM Repair - Lab Analyzers/Anesth | MHHS-Woodlands
NO | NO | [5 empty] | Tri-anim | 81-1920 |  | ACF06136 | WOODLANDS - RESPIRATORY | MHHS-Woodlands |  | Blender, Oxygen/Air |  |  |  | Woodlands |  | WOODLANDS - RESPIRATORY | [5 empty] | OXYGEN-AIR PROPORTIONERS |  | BLENDEROXYGENAIR-Tri-anim Health Serv-81-1920 | BLENDEROXYGENAIR | 81-1920 |  |  |  | Tri-Anim Health | Blender, Oxygen/Air |  |  | BLENDEROXYGENAIR-Tri-anim Health Serv-81-1920 |  |  |  | Covered PM Repair - Biomedical | MHHS-Woodlands
NO | NO | [5 empty] | Tri-anim | 81-1920 |  | ACF06100 | WOODLANDS - RESPIRATORY | MHHS-Woodlands |  | Blender, Oxygen/Air |  |  |  | Woodlands |  | WOODLANDS - RESPIRATORY | [5 empty] | OXYGEN-AIR PROPORTIONERS |  | BLENDEROXYGENAIR-Tri-anim Health Serv-81-1920 | BLENDEROXYGENAIR | 81-1920 |  |  |  | Tri-Anim Health | Blender, Oxygen/Air |  |  | BLENDEROXYGENAIR-Tri-anim Health Serv-81-1920 |  |  |  | Covered PM Repair - Biomedical | MHHS-Woodlands
NO | NO | [5 empty] | Tri-anim | 81-1920 |  | KGF05987 | WOODLANDS - RESPIRATORY | MHHS-Woodlands |  | Blender, Oxygen/Air |  |  |  | Woodlands |  | WOODLANDS - RESPIRATORY | [5 empty] | OXYGEN-AIR PROPORTIONERS |  | BLENDEROXYGENAIR-Tri-anim Health Serv-81-1920 | BLENDEROXYGENAIR | 81-1920 |  |  |  | Tri-Anim Health | Blender, Oxygen/Air |  |  | BLENDEROXYGENAIR-Tri-anim Health Serv-81-1920 |  |  |  | Covered PM Repair - Lab Analyzers/Anesth | MHHS-Woodlands
NO | NO | [5 empty] | Tri-anim | 81-1920 |  | ACF05748 | WOODLANDS - RESPIRATORY | MHHS-Woodlands |  | Blender, Oxygen/Air |  |  |  | Woodlands |  | WOODLANDS - RESPIRATORY | [5 empty] | OXYGEN-AIR PROPORTIONERS |  | BLENDEROXYGENAIR-Tri-anim Health Serv-81-1920 | BLENDEROXYGENAIR | 81-1920 |  |  |  | Tri-Anim Health | Blender, Oxygen/Air |  |  | BLENDEROXYGENAIR-Tri-anim Health Serv-81-1920 |  |  |  | Covered PM Repair - Lab Analyzers/Anesth | MHHS-Woodlands
NO | NO | [5 empty] | Tri-anim | HIGH/LOW FLOW AIR OXYGEN BLENDER |  | AFC0773 | SW - LABOR & DELIVERY | MHHS-Southwest | [5 empty] | Southwest |  | SW - LABOR & DELIVERY | [5 empty] | OXYGEN-AIR PROPORTIONERS |  | .needs class | [13 empty] | Not Covered Vendor Only - Biomedical | MHHS-Southwest
NO | YES |  |  |  | 013-09304 | 013-09304 | Tri-Anim Health Serv | 81-1920 |  | Acf07771 | SW-NICU |  |  |  |  | 013-09304 | 013-09304 | Southwest | MHHS-Southwest | SW-NICU | Nicu | 3/1/20
NO | YES |  |  |  | 013-07760 | 013-07760 | Tri-Anim Health Serv | 81-1920 |  | Acf02826 | SW-NICU |  |  |  |  | 013-07760 | 013-07760 | Southwest | MHHS-Southwest | SW-NICU | NICU
NO | YES |  |  |  | 013-09283 | 013-09283 | Tri-Anim Health Serv | 81-1920 |  | Acf07804 | SW-NICU |  |  |  |  | 013-09283 | 013-09283 | Southwest | MHHS-Southwest | SW-NICU | NICU
YES | YES | Serial Number Cnf |  |  | 013-09296 | 013-09296 | Tri-Anim Health Serv | 81-1920 |  | Cnf | SW-NICU |  |  |  |  | 013-09296 | 013-09296 | Southwest | Memorial Hermann Southwest Hospital | SW-NICU | NICU
NO | YES |  |  |  | 013-09299 | 013-09299 | Tri-Anim Health Serv | 81-1920 |  | Acf07798 | SW-NICU |  |  |  |  | 013-09299 | 013-09299 | Southwest | MHHS-Southwest | SW-NICU | NICU
YES | YES | Serial Number Cnf |  |  | 013-09295 | 013-09295 | Tri-Anim Health Serv | 81-1920 |  | CNF | L |  |  |  |  | 013-09295 | 013-09295 | Southwest | Memorial Hermann Southwest Hospital | L | L
NO | YES | Serial Number ACF02809 |  |  | 013-07757 | 013-07757 | Tri-Anim Health Serv | 81-1920 |  | ACF02809 | SW-Labor and delivery |  |  |  |  | 013-07757 | 013-07757 | Southwest | Memorial Hermann Southwest Hospital | SW-Labor and delivery
YES | YES | Serial Number Cnf |  |  | 099-03353 | 099-03353 | Tri-Anim Health Serv | Aerogen Pro X |  | CNF | SW - ER |  |  |  |  | 099-03353 | 099-03353 | Southwest | Memorial Hermann Southwest Hospital Emergency Center | SW - ER | ER TRAUMA RM 5
YES | YES | Serial Number Cnf |  |  | 009-33244 | 009-33244 | Tri-Anim Health Serv | Aerogen Pro-X |  | CNF | SW - ER |  |  |  |  | 009-33244 | 009-33244 | Southwest | Memorial Hermann Southwest Hospital | SW - ER | Pod A 13
YES | YES |  |  |  | 099-13081 | 099-13081 | Tri-Anim Health Serv | Aeroneb Pro-X |  |  | SW - ER |  |  |  |  | 099-13081 | 099-13081 | Southwest | Memorial Hermann Southwest Hospital Emergency Center | SW - ER | Pod A 10 |  |  |  | Device locked on wall holder |  |  | NEBULIZERULTRASONIC-Aerogen(Ire)Ltd-Aeroneb Pro-X
YES | YES |  |  |  | 129-07478 | 129-07478 | Tri-Anim Health Serv | AERONEB PRO-X CONTROLLER |  | AP-1805958 | SW - RESPIRATORY |  |  |  |  | 129-07478 | 129-07478 | Southwest | Memorial Hermann Southwest Hospital | SW - RESPIRATORY | 2nd Floor Respiratory |  |  |  | New Add - ?AuNo PM Required?Au Sticker |  |  | CONTROLLER-Aerogen(Ire)Ltd-Aeroneb Pro-X Controlle
YES | YES |  |  |  | 013-07211 | 013-07211 | Tri-Anim Health Serv | Air/O2 Blender |  | ACF03461 | Nicu |  |  |  |  | 013-07211 | 013-07211 | Southwest | Memorial Hermann Southwest Hospital | Nicu | P4-116 | 3/1/20
NO | YES | [5 empty] | Tri-Anim Health Serv | BLENDER LOW FLOW |  | acf07783 | SW-NICU | MHHS-Southwest | [5 empty] | Southwest | MHHS-Southwest | SW-NICU | NICU | 2/1/20 |  | 2/1/21 |  | OXYGEN-AIR PROPORTIONERS | Blender, Oxygen/Air | BLENDEROXYGENAIR-TENACOREHOLDINGS-30L Low Flow |  |  |  |  | BLENDEROXYGENAIR-TENACOREHOLDINGS-30L Low Flow | [5 empty] | 12/1/20 |  | BOA-A | Not Covered Vendor Only - Biomedical | MHHS-Southwest | [8 empty] | BLENDEROXYGENAIR | Blender, Oxygen/Air | TENACOREHOLDINGS
NO | YES |  |  |  |  | 013-09288 | Tri-Anim Health Serv | BLENDER LOW FLOW |  | acf07772 | SW-NICU | MHHS-Southwest |  |  |  |  | 013-09288 | Southwest | MHHS-Southwest | SW-NICU | NICU | 1/1/20 |  | 1/1/21 |  | OXYGEN-AIR PROPORTIONERS | Blender, Oxygen/Air | BLENDEROXYGENAIR-TENACOREHOLDINGS-30L Low Flow |  |  |  |  | BLENDEROXYGENAIR-TENACOREHOLDINGS-30L Low Flow | [5 empty] | 12/1/20 |  | BOA-A | Not Covered Vendor Only - Biomedical | MHHS-Southwest | [8 empty] | BLENDEROXYGENAIR | Blender, Oxygen/Air | TENACOREHOLDINGS
NO | YES | [5 empty] | Tri-Anim Health Serv | BLENDER LOW FLOW |  | acf07781 | SW-NICU | MHHS-Southwest | [5 empty] | Southwest | MHHS-Southwest | SW-NICU | Clean Equient Storage | 12/1/19 |  | 12/1/20 |  | OXYGEN-AIR PROPORTIONERS | Blender, Oxygen/Air | BLENDEROXYGENAIR-TENACOREHOLDINGS-30L Low Flow |  |  |  |  | BLENDEROXYGENAIR-TENACOREHOLDINGS-30L Low Flow | [5 empty] | 12/1/20 |  | BOA-A | Not Covered Vendor Only - Biomedical | MHHS-Southwest | [8 empty] | BLENDEROXYGENAIR | Blender, Oxygen/Air | TENACOREHOLDINGS
NO | YES | [5 empty] | Tri-Anim Health Serv | BLENDER LOW FLOW |  |  | SW-NICU | MHHS-Southwest | [5 empty] | Southwest | MHHS-Southwest | SW-NICU | NICU | 1/1/20 |  | 1/1/21 |  | OXYGEN-AIR PROPORTIONERS | Blender, Oxygen/Air | BLENDEROXYGENAIR-TENACOREHOLDINGS-30L Low Flow |  |  |  |  | BLENDEROXYGENAIR-TENACOREHOLDINGS-30L Low Flow | [5 empty] | 12/19/20 |  | BOA-A | No Coverage Specified | MHHS-Southwest | [8 empty] | BLENDEROXYGENAIR | Blender, Oxygen/Air | TENACOREHOLDINGS
YES | YES |  |  |  | 013-07762 | 013-07762 | Tri-Anim Health Serv | BLENDER LOW FLOW |  | ACF05720 | SW - NICU |  |  |  |  | 013-07762 | 013-07762 | Southwest | Memorial Hermann Southwest Hospital | SW - NICU | NICU | 1/1/20 |  | 1/1/21
YES | YES |  |  |  | 099-13822 | 099-13822 | Tri-Anim Health Serv | BLENDER LOW FLOW |  | ACF03470 | SW - NICU |  |  |  |  | 099-13822 | 099-13822 | Southwest | Memorial Hermann Southwest Hospital | SW - NICU | NICU | 1/1/20 |  | 1/1/21
NO | YES |  |  |  | 013-02963 | 013-02963 | Tri-Anim Health Serv | BLENDER LOW FLOW |  | KKF04839 | SW-NICU |  |  |  |  | 013-02963 | 013-02963 | Southwest | MHHS-Southwest | SW-NICU | NICU | 3/1/20 |  | 1/1/21
YES | YES | Serial Number Cnf |  |  | 013-09301 | 013-09301 | Tri-Anim Health Serv | BLENDER LOW FLOW |  | Cnf | SW - NICU |  |  |  |  | 013-09301 | 013-09301 | Southwest | Memorial Hermann Southwest Hospital | SW - NICU | NICU | 1/1/20 |  | 1/1/21
NO | YES |  |  |  | 013-07764 | 013-07764 | Tri-Anim Health Serv | BLENDER LOW FLOW |  | ACF02834 | SW-NICU |  |  |  |  | 013-07764 | 013-07764 | Southwest | MHHS-Southwest | SW-NICU | NICU | 1/1/20 |  | 1/1/21
NO | YES |  |  |  | 099-13842 | 099-13842 | Tri-Anim Health Serv | BLENDER LOW FLOW |  | ACF07752 | SW-NICU |  |  |  |  | 099-13842 | 099-13842 | Southwest | MHHS-Southwest | SW-NICU | NICU
YES | YES | Serial Number Cnf |  |  | 013-09289 | 013-09289 | Tri-Anim Health Serv | Cnf |  | Cnf | SW - NICU |  |  |  |  | 013-09289 | 013-09289 | Southwest | Memorial Hermann Southwest Hospital | SW - NICU | Nicu level 3 |  |  | 3/1/20 |  |  |  | .needs class
NO | YES |  |  |  | 013-36401 | 013-36401 | Tri-Anim Health Serv | Low Flow |  | ACF03489 | SW-Labor |  |  |  |  | 013-36401 | 013-36401 | Southwest | MHHS-Southwest | SW-Labor | LDR 4
YES | YES | Serial Number Cnf |  |  | 013-09302 | 013-09302 | Tri-Anim Health Serv | Low Flow |  | Cnf | SW - LABOR |  |  |  |  | 013-09302 | 013-09302 | Southwest | Memorial Hermann Southwest Hospital | SW - LABOR | OR 1
YES | YES |  |  |  | 013-09287 | 013-09287 | Tri-Anim Health Serv | Low Flow Blender |  | ACF007799 | NICU |  |  |  |  | 013-09287 | 013-09287 | Southwest | Memorial Hermann Southwest Hospital | NICU | NICU 1 | 11/1/19 |  | 11/1/20
YES | YES |  |  |  | 013-09298 | 013-09298 | Tri-Anim Health Serv | Low Flow Blender |  | F007791 | SW - NICU |  |  |  |  | 013-09298 | 013-09298 | Southwest | Memorial Hermann Southwest Hospital | SW - NICU | NICU 1 | 2/1/20 |  | 2/1/21
YES | YES |  |  |  | 041-10997 | 041-10997 | Tri-matic | TFR |  | 034-2260 | Biomed |  |  |  |  | 041-10997 | 041-10997 | Mem city | Memorial city - Memorial herman hospital | Biomed | Biomed shop
YES | YES | Serial Number Cnf |  |  | 013-07758 | 013-07758 | Tri-Tech Medical | Blender |  | Cnf | Sw-NICU |  |  |  |  | 013-07758 | 013-07758 | Southwest | Memorial Hermann Southwest Hospital | Sw-NICU | NICU |  |  | 3/1/20
YES | YES |  |  |  | 013-12083 | 013-12083 | Triangle Biomedical Sci | FWS-120 |  | 2406FWS1048-16 | SW-Laboratory-Chemistry |  |  |  |  | 013-12083 | 013-12083 | Southwest | Memorial Hermann Southwest Hospital | SW-Laboratory-Chemistry
YES | YES |  |  |  | 013-07519 | 013-07519 | Triangle Biomedical Sci | H-FWS |  |  | SW - Lab |  |  |  |  | 013-07519 | 013-07519 | Southwest | Memorial Hermann Southwest Hospital | SW - Lab | Histology |  |  |  | New Add - SN worn off
NO | YES |  |  |  | 013-38084 | 013-38084 | Triangle Biomedical Sciences Inc | FWS-120 |  | 013-38084 | SW-Laboratory-Histology | MHHS-Southwest |  | Warming Cabinet |  | 013-38084 | 013-38084 | Southwest | MHHS-Southwest | SW-Laboratory-Histology | Histology | 1/1/20 |  |  | SPBS performed PM | BATHS, WATER | Warming Cabinet | WARMINGCABINET-Triangle Biomed Sci-FWS-120 | WARMINGCABINET | FWS-120 |  |  |  | Triangle Biomed Sci | Warming Cabinet |  | WARMINGCABINET-Triangle Biomed Sci-FWS-120 |  | 7/25/19 |  |  | Covered PM Repair - Biomedical | MHHS-Southwest | [8 empty] | WARMINGCABINET | Warming Cabinet | Triangle Biomed Sci
NO | NO |  |  |  | 013-38083 |  | Triangle Biomedical Sciences Inc | FWS-120 |  | 013-38083 | SW - LABORATORY - HISTOLOGY | MHHS-Southwest |  | Warming Cabinet |  | 013-38083 |  | Southwest |  | SW - LABORATORY - HISTOLOGY | [5 empty] | BATHS, WATER |  | WARMINGCABINET-Triangle Biomed Sci-FWS-120 | WARMINGCABINET | FWS-120 |  |  |  | Triangle Biomed Sci | Warming Cabinet |  | WARMINGCABINET-Triangle Biomed Sci-FWS-120 |  |  |  |  | Covered PM Repair - Biomedical | MHHS-Southwest
NO | NO |  |  |  | 013-38085 |  | Triangle Biomedical Sciences Inc | FWS-120 |  | 013-38085 | SW - LABORATORY - HISTOLOGY | MHHS-Southwest |  | Warming Cabinet |  | 013-38085 |  | Southwest |  | SW - LABORATORY - HISTOLOGY | [5 empty] | BATHS, WATER |  | WARMINGCABINET-Triangle Biomed Sci-FWS-120 | WARMINGCABINET | FWS-120 |  |  |  | Triangle Biomed Sci | Warming Cabinet |  | WARMINGCABINET-Triangle Biomed Sci-FWS-120 |  |  |  |  | Covered PM Repair - Biomedical | MHHS-Southwest
NO | NO |  |  |  | 013-38086 |  | Triangle Biomedical Sciences Inc | FWS-120 |  | 013-38086 | SW - LABORATORY - HISTOLOGY | MHHS-Southwest |  | Warming Cabinet |  | 013-38086 |  | Southwest |  | SW - LABORATORY - HISTOLOGY | [5 empty] | BATHS, WATER |  | WARMINGCABINET-Triangle Biomed Sci-FWS-120 | WARMINGCABINET | FWS-120 |  |  |  | Triangle Biomed Sci | Warming Cabinet |  | WARMINGCABINET-Triangle Biomed Sci-FWS-120 |  |  |  |  | Covered PM Repair - Biomedical | MHHS-Southwest
NO | NO | [5 empty] | Triangle Biomedical Sciences Inc | FWS-120 |  | 2205FWS0832-16 | SW - LABORATORY - HISTOLOGY | MHHS-Southwest |  | Warming Cabinet |  |  |  | Southwest |  | SW - LABORATORY - HISTOLOGY | [5 empty] | BATHS, WATER |  | WARMINGCABINET-Triangle Biomed Sci-FWS-120 | WARMINGCABINET | FWS-120 |  |  |  | Triangle Biomed Sci | Warming Cabinet |  | WARMINGCABINET-Triangle Biomed Sci-FWS-120 |  |  |  |  | Covered PM Repair - Biomedical | MHHS-Southwest
NO | NO | [5 empty] | Triangle Biomedical Sciences Inc | FWS-120 |  | 2205FWS0837-16 | SW - LABORATORY - HISTOLOGY | MHHS-Southwest |  | Warming Cabinet |  |  |  | Southwest |  | SW - LABORATORY - HISTOLOGY | [5 empty] | BATHS, WATER |  | WARMINGCABINET-Triangle Biomed Sci-FWS-120 | WARMINGCABINET | FWS-120 |  |  |  | Triangle Biomed Sci | Warming Cabinet |  | WARMINGCABINET-Triangle Biomed Sci-FWS-120 |  |  |  |  | Covered PM Repair - Biomedical | MHHS-Southwest
NO | NO | [5 empty] | Triangle Biomedical Sciences Inc | FWS-120 |  | 2909FWS150619 | SW - LABORATORY - HISTOLOGY | MHHS-Southwest |  | Warming Cabinet |  |  |  | Southwest |  | SW - LABORATORY - HISTOLOGY | [5 empty] | BATHS, WATER |  | WARMINGCABINET-Triangle Biomed Sci-FWS-120 | WARMINGCABINET | FWS-120 |  |  |  | Triangle Biomed Sci | Warming Cabinet |  | WARMINGCABINET-Triangle Biomed Sci-FWS-120 |  |  |  |  | Not Covered Vendor Only - Biomedical | MHHS-Southwest
NO | YES |  |  |  | 013-35018 | 013-35018 | Triangle Biomedical Sciences Inc | FWS-S |  | 21311FWSS0155-04 | SW-Laboratory-Histology | MHHS-Southwest |  |  |  | 013-35018 | 013-35018 | Southwest | MHHS-Southwest | SW-Laboratory-Histology | Histology | 7/1/15 |  |  | One Time Inspection | TISSUE PROCESSORS |  | .needs class | [5 empty] | Triangle Biomed Sci |  |  |  |  | 7/1/20 |  |  | Not Covered Vendor Only - Biomedical | MHHS-Southwest
NO | YES |  |  |  | 013-37786 | 013-37786 | Triangle Biomedical Sciences Inc | FWS-S |  | 21608FWS029 | SW-Laboratory-Histology | MHHS-Southwest |  |  |  | 013-37786 | 013-37786 | Southwest | MHHS-Southwest | SW-Laboratory-Histology | Lab |  |  |  |  | TISSUE PROCESSORS |  | .needs class | [5 empty] | Triangle Biomed Sci | [7 empty] | Covered PM Repair - Radiology, Low End | MHHS-Southwest
NO | YES |  |  |  | 013-38097 | 013-38097 | Triangle Biomedical Sciences Inc | FWS-S |  | FWS108B0156 | SW-Laboratory-Histology | MHHS-Southwest |  |  |  | 013-38097 | 013-38097 | Southwest | MHHS-Southwest | SW-Laboratory-Histology | Histology | 6/1/18 |  | 6/1/19 |  | TISSUE PROCESSORS |  | .needs class | [5 empty] | Triangle Biomed Sci | [7 empty] | Covered PM Repair - Biomedical | MHHS-Southwest
NO | YES |  |  |  | 013-38109 | 013-38109 | Triangle Biomedical Sciences Inc | FWS-S |  | FWS107B0083 | SW-Laboratory-Histology | MHHS-Southwest |  |  |  | 013-38109 | 013-38109 | Southwest | MHHS-Southwest | SW-Laboratory-Histology | Histomolgy | 10/1/17 |  |  |  | TISSUE PROCESSORS |  | .needs class | [5 empty] | Triangle Biomed Sci |  |  |  |  | 4/23/19 |  |  | Covered PM Repair - Biomedical | MHHS-Southwest
NO | NO | [5 empty] | Triangle Biomedical Sciences Inc | FWS-S |  | 21206FWSS0085-03 | SW - LABORATORY | MHHS-Southwest | [5 empty] | Southwest |  | SW - LABORATORY | [5 empty] | TISSUE PROCESSORS |  | .needs class | [5 empty] | Triangle Biomed Sci | [7 empty] | Not Covered Vendor Only - Biomedical | MHHS-Southwest
NO | NO |  |  |  | 013-38112 |  | Triangle Biomedical Sciences Inc | FWS-S |  | FWS108B0129 | SW - LABORATORY - HISTOLOGY | MHHS-Southwest |  |  |  | 013-38112 |  | Southwest |  | SW - LABORATORY - HISTOLOGY | [5 empty] | TISSUE PROCESSORS |  | .needs class | [5 empty] | Triangle Biomed Sci | [7 empty] | Covered PM Repair - Biomedical | MHHS-Southwest
NO | NO | [5 empty] | Triangle Biomedical Sciences Inc | H-FWS |  |  | SW - LABORATORY - HISTOLOGY | MHHS-Southwest |  | Bath, Tissue |  |  |  | Southwest |  | SW - LABORATORY - HISTOLOGY | [5 empty] | BATHS, WATER |  | BATHTISSUE-Triangle Biomed Sci-H-FWS | BATHTISSUE | H-FWS |  |  |  | Triangle Biomed Sci | Bath, Tissue |  | BATHTISSUE-Triangle Biomed Sci-H-FWS |  |  |  |  | Covered PM Repair - Biomedical | MHHS-Southwest
NO | NO | [5 empty] | Triangle Biomedical Sciences Inc | H-FWS |  |  | SW - LABORATORY - HISTOLOGY | MHHS-Southwest |  | Bath, Tissue |  |  |  | Southwest |  | SW - LABORATORY - HISTOLOGY | [5 empty] | BATHS, WATER |  | BATHTISSUE-Triangle Biomed Sci-H-FWS | BATHTISSUE | H-FWS |  |  |  | Triangle Biomed Sci | Bath, Tissue |  | BATHTISSUE-Triangle Biomed Sci-H-FWS |  |  |  |  | Not Covered Vendor Only - Biomedical | MHHS-Southwest
NO | NO | [5 empty] | Triangle Biomedical Sciences Inc | H-FWS |  |  | SW - LABORATORY - HISTOLOGY | MHHS-Southwest |  | Bath, Tissue |  |  |  | Southwest |  | SW - LABORATORY - HISTOLOGY | [5 empty] | BATHS, WATER |  | BATHTISSUE-Triangle Biomed Sci-H-FWS | BATHTISSUE | H-FWS |  |  |  | Triangle Biomed Sci | Bath, Tissue |  | BATHTISSUE-Triangle Biomed Sci-H-FWS |  |  |  |  | Covered PM Repair - Radiology, Low End | MHHS-Southwest
NO | YES |  |  |  | 005-01652 | 005-01652 | Trimedyne Inc | 1210-VHP |  | T828 | SE-OR | MHHS-Southeast |  | Laser, Surgical |  | 005-01652 | 005-01652 | Southeast | MHHS-Southeast | SE-OR | OR corridor | 6/1/19 |  |  |  | LASERS |  | LASERSURGICAL-Trimedyne-1210-VHP | LASERSURGICAL | 1210-VHP |  |  |  | Trimedyne | Laser, Surgical |  | LASERSURGICAL-Trimedyne-1210-VHP |  | 7/14/14 |  |  | Covered PM Repair - Biomedical | MHHS-Southeast
NO | YES |  |  |  | 013-04224 | 013-04224 | Trimedyne Inc | 1210-VHP |  | T736 | SW-OR | MHHS-Southwest |  | Laser, Surgical |  | 013-04224 | 013-04224 | Southwest | MHHS-Southwest | SW-OR | OR 27 | 7/1/19 |  | 1/1/20 |  | LASERS | Laser, Surgical | LASERSURGICAL-Trimedyne-1210-VHP | LASERSURGICAL | 1210-VHP |  |  |  | Trimedyne | Laser, Surgical |  | LASERSURGICAL-Trimedyne-1210-VHP |  | 6/1/16 |  | LAS-SA | Covered PM Repair - Biomedical | MHHS-Southwest | [8 empty] | LASERSURGICAL | Laser, Surgical | Trimedyne
NO | YES |  |  |  | 013-08228 | 013-08228 | Trimedyne Inc | 1210-VHP |  | T845 | SW-OR | MHHS-Southwest |  | Laser, Surgical |  | 013-08228 | 013-08228 | Southwest | MHHS-Southwest | SW-OR | OR Hallway | 7/1/19 |  | 1/1/20 |  | LASERS | Laser, Surgical | LASERSURGICAL-Trimedyne-1210-VHP | LASERSURGICAL | 1210-VHP |  |  |  | Trimedyne | Laser, Surgical |  | LASERSURGICAL-Trimedyne-1210-VHP |  | 6/1/16 |  | LAS-SA | Covered PM Repair - Biomedical | MHHS-Southwest | [8 empty] | LASERSURGICAL | Laser, Surgical | Trimedyne
NO | YES |  |  |  | 133-05616 | 133-05616 | Trimedyne Inc | OMNIPULSE MAX |  | T902 | Katy-OR | MHHS-Katy |  |  |  | 133-05616 | 133-05616 | Katy | MHHS-Katy | Katy-OR | OR Hallway Near Sterile Core | 12/1/19 | 6/1/20 |  |  | LASERS |  | .needs class | [5 empty] | Trimedyne | [7 empty] | Covered PM Repair - Biomedical | MHHS-Katy
YES | YES |  |  |  | 041-33872 | 041-33872 | Trinitron | OEV143 |  |  | SE - RESPIRATORY |  |  |  |  | 041-33872 | 041-33872 | Southeast | Memorial Hermann Southeast Hospital | SE - RESPIRATORY | 4th Floor Storage
YES | YES |  |  |  | 005-13276 | 005-13276 | Triplite | TE Series |  | 9822AY0OM649300009 | Biomed |  |  |  |  | 005-13276 | 005-13276 | Southeast | Memorial Hermann South East | Biomed | Storage
YES | YES |  |  |  | 099-07482 | 099-07482 | Tripp Lite |  |  |  | SE - RESPIRATORY |  |  |  |  | 099-07482 | 099-07482 | Southeast | Memorial Hermann Southeast Hospital | SE - RESPIRATORY
YES | YES |  |  |  | 099-01167 | 099-01167 | Tripp Lite |  |  | None | NE - RESPIRATORY |  |  |  |  | 099-01167 | 099-01167 | Katy | Memorial Herman Greater Heights Hospital | NE - RESPIRATORY | Respiratory Storage |  |  |  | No p.m.
YES | YES |  |  |  | 009-33294 | 099-33294 | Tripp Lite |  |  |  | Surgery |  |  |  |  | 009-33294 | 099-33294 | Katy | Memorial Hermann Northeast Hospital | Surgery | OR accross from 6 in metal cabinet |  |  |  | Unable to see SN device tied down
NO | YES |  |  |  | 133-04012 | 133-04012 | Tripp Lite | 500RT1U |  | 9524alcsm562100112 | Katy-Med/Surg 6th Floor | MHHS-Katy |  |  |  | 133-04012 | 133-04012 | Katy | MHHS-Katy | Katy-Med/Surg 6th Floor | ISD room 6 floor | 5/1/19 | 5/1/20 |  |  | POWER SYSTEMS, UNINTERRUPTIBLE | Power Supply, UPS | POWERSUPPLYUPS-Tripp Lite-SM500RT1U |  |  |  |  | POWERSUPPLYUPS-Tripp Lite-SM500RT1U | Tripp Lite |  |  |  |  | 5/18/13 |  | PSU-2Y | Covered PM Repair - Biomedical | MHHS-Katy | [8 empty] | POWERSUPPLYUPS | Power Supply, UPS | Tripp Lite
NO | YES |  |  |  | 133-04013 | 133-04013 | Tripp Lite | 500RT1U |  | 9524alcsm562100703 | Katy-Med/Surg 6th Floor | MHHS-Katy |  |  |  | 133-04013 | 133-04013 | Katy | MHHS-Katy | Katy-Med/Surg 6th Floor | ISD room 6 floor | 5/1/19 | 5/1/20 |  |  | POWER SYSTEMS, UNINTERRUPTIBLE | Power Supply, UPS | POWERSUPPLYUPS-Tripp Lite-SM500RT1U |  |  |  |  | POWERSUPPLYUPS-Tripp Lite-SM500RT1U | Tripp Lite |  |  |  |  | 5/18/13 |  | PSU-2Y | Covered PM Repair - Biomedical | MHHS-Katy | [8 empty] | POWERSUPPLYUPS | Power Supply, UPS | Tripp Lite
NO | YES |  |  |  | 133-06684 | 133-06684 | Tripp Lite | 500RT1U |  | 9813ALCSM628401669 | Katy-Med/Surg 6th Floor | MHHS-Katy |  |  |  | 133-06684 | 133-06684 | Katy | MHHS-Katy | Katy-Med/Surg 6th Floor | ISD 6TH FLOOR | 5/1/19 | 5/1/20 |  |  | POWER SYSTEMS, UNINTERRUPTIBLE | Power Supply, UPS | POWERSUPPLYUPS-Tripp Lite-SM500RT1U |  |  |  |  | POWERSUPPLYUPS-Tripp Lite-SM500RT1U | Tripp Lite |  |  |  |  | 5/18/13 |  | PSU-2Y | Covered PM Repair - Biomedical | MHHS-Katy | [8 empty] | POWERSUPPLYUPS | Power Supply, UPS | Tripp Lite
NO | YES |  |  |  | 133-06685 | 133-06685 | Tripp Lite | 500RT1U |  | 9813ALCSM628401719 | Katy-Med/Surg 6th Floor | MHHS-Katy |  |  |  | 133-06685 | 133-06685 | Katy | MHHS-Katy | Katy-Med/Surg 6th Floor | ISD 6TH FLOOR | 5/1/19 | 5/1/20 |  |  | POWER SYSTEMS, UNINTERRUPTIBLE | Power Supply, UPS | POWERSUPPLYUPS-Tripp Lite-SM500RT1U |  |  |  |  | POWERSUPPLYUPS-Tripp Lite-SM500RT1U | Tripp Lite |  |  |  |  | 5/18/13 |  | PSU-2Y | Covered PM Repair - Biomedical | MHHS-Katy | [8 empty] | POWERSUPPLYUPS | Power Supply, UPS | Tripp Lite
NO | YES |  |  |  | 129-07149 | 129-07944 | Tripp Lite | 500RT1U |  | 2621BYOSMB880800721 | Sugar Land-Telemetry | MHHS-Sugarland |  |  |  | 129-07149 | 129-07944 | Sugar Land | MHHS-Sugarland | Sugar Land-Telemetry | Tele Room |  |  |  |  | POWER SYSTEMS, UNINTERRUPTIBLE | Power Supply, UPS | POWERSUPPLYUPS-Tripp Lite-SM500RT1U |  |  |  |  | POWERSUPPLYUPS-Tripp Lite-SM500RT1U | Tripp Lite |  |  |  |  | 5/20/13 |  | PSU-2Y | Covered PM Repair - Biomedical | MHHS-Sugarland | [8 empty] | POWERSUPPLYUPS | Power Supply, UPS | Tripp Lite
NO | YES |  |  |  | 129-07153 | 129-07153 | Tripp Lite | 500RT1U |  | 2621BYOSMB880801153 | Sugar Land-Telemetry | MHHS-Sugarland |  |  |  | 129-07153 | 129-07153 | Sugar Land | MHHS-Sugarland | Sugar Land-Telemetry | Tele Room |  |  |  |  | POWER SYSTEMS, UNINTERRUPTIBLE | Power Supply, UPS | POWERSUPPLYUPS-Tripp Lite-SM500RT1U |  |  |  |  | POWERSUPPLYUPS-Tripp Lite-SM500RT1U | Tripp Lite |  |  |  |  | 5/20/13 |  | PSU-2Y | Covered PM Repair - Biomedical | MHHS-Sugarland | [8 empty] | POWERSUPPLYUPS | Power Supply, UPS | Tripp Lite
NO | YES |  |  |  | 129-07942 | 129-07942 | Tripp Lite | 500RT1U |  | 2621BYOSM880800977 | Sugar Land-Telemetry | MHHS-Sugarland |  |  |  | 129-07942 | 129-07942 | Sugar Land | MHHS-Sugarland | Sugar Land-Telemetry | Tele Room |  |  |  |  | POWER SYSTEMS, UNINTERRUPTIBLE | Power Supply, UPS | POWERSUPPLYUPS-Tripp Lite-SM500RT1U |  |  |  |  | POWERSUPPLYUPS-Tripp Lite-SM500RT1U | Tripp Lite |  |  |  |  | 7/4/16 |  | PSU-2Y | Covered PM Repair - Biomedical | MHHS-Sugarland | [8 empty] | POWERSUPPLYUPS | Power Supply, UPS | Tripp Lite
NO | YES |  |  |  | 129-07943 | 129-07943 | Tripp Lite | 500RT1U |  | 2621BY05M880801152 | Sugar Land-Telemetry | MHHS-Sugarland |  |  |  | 129-07943 | 129-07943 | Sugar Land | MHHS-Sugarland | Sugar Land-Telemetry | Tele Room |  |  |  |  | POWER SYSTEMS, UNINTERRUPTIBLE | Power Supply, UPS | POWERSUPPLYUPS-Tripp Lite-SM500RT1U |  |  |  |  | POWERSUPPLYUPS-Tripp Lite-SM500RT1U | Tripp Lite | [6 empty] | PSU-2Y | Covered PM Repair - Biomedical | MHHS-Sugarland | [8 empty] | POWERSUPPLYUPS | Power Supply, UPS | Tripp Lite
NO | YES |  |  |  | 129-07944 | 129-07944 | Tripp Lite | 500RT1U |  | 2621BYOSM880801127 | Sugar Land-Telemetry | MHHS-Sugarland |  |  |  | 129-07944 | 129-07944 | Sugar Land | MHHS-Sugarland | Sugar Land-Telemetry | Tele Room |  |  |  |  | POWER SYSTEMS, UNINTERRUPTIBLE | Power Supply, UPS | POWERSUPPLYUPS-Tripp Lite-SM500RT1U |  |  |  |  | POWERSUPPLYUPS-Tripp Lite-SM500RT1U | Tripp Lite |  |  |  |  | 7/4/16 |  | PSU-2Y | Covered PM Repair - Biomedical | MHHS-Sugarland | [8 empty] | POWERSUPPLYUPS | Power Supply, UPS | Tripp Lite
YES | YES |  |  |  | 129-07152 | 129-07152 | Tripp Lite | 500RT1U |  | 2621BY0SM880800711 | SUGAR LAND - TELEMETRY |  |  |  |  | 129-07152 | 129-07152 | Sugar Land | Memorial Hermann Sugar Land Hospital | SUGAR LAND - TELEMETRY | Tele Room | [5 empty] | Power Supply, UPS | POWERSUPPLYUPS-Tripp Lite-SM500RT1U | [12 empty] | PSU-2Y | [10 empty] | POWERSUPPLYUPS | Power Supply, UPS | Tripp Lite
YES | YES |  |  |  | 129-31615 | 129-31615 | Tripp Lite | 500RT1U |  | 2621BY0SM880801108 | SUGAR LAND - TELEMETRY |  |  |  |  | 129-31615 | 129-31615 | Sugar Land | Memorial Hermann Sugar Land Hospital | SUGAR LAND - TELEMETRY | Tele Room | [5 empty] | Power Supply, UPS | POWERSUPPLYUPS-Tripp Lite-SM500RT1U | [12 empty] | PSU-2Y | [10 empty] | POWERSUPPLYUPS | Power Supply, UPS | Tripp Lite
NO | NO | [5 empty] | Tripp Lite | 500RT1U |  | 9931FLCSM628401069 | MEMORIAL CITY - CDU | MHHS-Mem City | [5 empty] | West & Memorial City |  | MEMORIAL CITY - CDU | [5 empty] | POWER SYSTEMS, UNINTERRUPTIBLE |  | POWERSUPPLYUPS-Tripp Lite-SM500RT1U |  |  |  |  | POWERSUPPLYUPS-Tripp Lite-SM500RT1U | Tripp Lite | [7 empty] | Covered PM Repair - Biomedical | MHHS-Mem City
NO | NO | [5 empty] | Tripp Lite | 500RT1U |  |  | SW - NEUOROLOGY | MHHS-Southwest | [5 empty] | Southwest |  | SW - NEUOROLOGY | [5 empty] | POWER SYSTEMS, UNINTERRUPTIBLE |  | POWERSUPPLYUPS-Tripp Lite-SM500RT1U |  |  |  |  | POWERSUPPLYUPS-Tripp Lite-SM500RT1U | Tripp Lite | [7 empty] | Covered PM Repair - Biomedical | MHHS-Southwest
NO | NO |  |  |  | 129-07150 |  | Tripp Lite | 500RT1U |  | 2621BY0SM880800978 | SUGAR LAND - LABOR & DELIVERY | MHHS-Sugarland |  |  |  | 129-07150 |  | Sugar Land |  | SUGAR LAND - LABOR & DELIVERY | [5 empty] | POWER SYSTEMS, UNINTERRUPTIBLE |  | POWERSUPPLYUPS-Tripp Lite-SM500RT1U |  |  |  |  | POWERSUPPLYUPS-Tripp Lite-SM500RT1U | Tripp Lite | [7 empty] | Covered PM Repair - Biomedical | MHHS-Sugarland
NO | NO |  |  |  | 129-07151 |  | Tripp Lite | 500RT1U |  | 2621BY0SM880800712 | SUGAR LAND - LABOR & DELIVERY | MHHS-Sugarland |  |  |  | 129-07151 |  | Sugar Land |  | SUGAR LAND - LABOR & DELIVERY | [5 empty] | POWER SYSTEMS, UNINTERRUPTIBLE |  | POWERSUPPLYUPS-Tripp Lite-SM500RT1U |  |  |  |  | POWERSUPPLYUPS-Tripp Lite-SM500RT1U | Tripp Lite | [7 empty] | Covered PM Repair - Biomedical | MHHS-Sugarland
NO | NO |  |  |  | 129-07945 |  | Tripp Lite | 500RT1U |  | 2621BYOSM800800972 | SUGAR LAND - MED/SURG - EAST 5TH | MHHS-Sugarland |  |  |  | 129-07945 |  | Sugar Land |  | SUGAR LAND - MED/SURG - EAST 5TH | [5 empty] | POWER SYSTEMS, UNINTERRUPTIBLE |  | POWERSUPPLYUPS-Tripp Lite-SM500RT1U |  |  |  |  | POWERSUPPLYUPS-Tripp Lite-SM500RT1U | Tripp Lite | [7 empty] | Covered PM Repair - Biomedical | MHHS-Sugarland
NO | NO |  |  |  | 005-12213 |  | Tripp Lite | AVR550U |  | 2603AVHOM87A201000 | SE - NURSE CALL | MHHS-Southeast |  |  |  | 005-12213 |  | Southeast & Bay Area |  | SE - NURSE CALL | [5 empty] | POWER SYSTEMS, UNINTERRUPTIBLE |  | .needs class |  |  |  |  | .needs class | Tripp Lite | [7 empty] | Not Covered Vendor Only - Biomedical | MHHS-Southeast
NO | NO |  |  |  | 005-33501 |  | Tripp Lite | AVR550U |  | 2603AVHOM87A200999 | SE - NURSE CALL | MHHS-Southeast |  |  |  | 005-33501 |  | Southeast & Bay Area |  | SE - NURSE CALL | [5 empty] | POWER SYSTEMS, UNINTERRUPTIBLE |  | .needs class |  |  |  |  | .needs class | Tripp Lite | [7 empty] | Not Covered Vendor Only - Biomedical | MHHS-Southeast
NO | NO |  |  |  | 013-19935 |  | Tripp Lite | BC350 |  | 2751EVHBC82120243 | SW - NURSE CALL | MHHS-Southwest |  |  |  | 013-19935 |  | Southwest |  | SW - NURSE CALL | [5 empty] | POWER SYSTEMS, UNINTERRUPTIBLE |  | .needs class |  |  |  |  | .needs class | Tripp Lite | [7 empty] | Not Covered Vendor Only - Biomedical | MHHS-Southwest
NO | YES |  |  |  | 077-09086 | 077-09086 | Tripp Lite | BE350RS |  | 481513P20537 | TMC-Children's-NICU (7Hp) | MHHS-TMC |  |  |  | 077-09086 | 077-09086 | TMC | MHHS-TMC | TMC-Children's-NICU (7Hp) |  | 9/10/19 |  |  |  | POWER SYSTEMS, UNINTERRUPTIBLE |  | .needs class | [5 empty] | Tripp Lite |  |  |  |  | 12/1/20 | Verified 3/30/2020 4:07pm (Central) |  | Not Covered Vendor Only - Biomedical | MHHS-TMC
NO | NO |  |  |  | 005-10641 |  | Tripp Lite | BP12V36 |  | 2527AYOBP674400038 | SE - RESPIRATORY | MHHS-Southeast |  | Power Supply, UPS |  | 005-10641 |  | Southeast & Bay Area |  | SE - RESPIRATORY | [5 empty] | POWER SUPPLIES |  | POWERSUPPLYUPS-Tripp Lite-BP12V36 | POWERSUPPLYUPS | BP12V36 |  |  |  | Tripp Lite | Power Supply, UPS |  | POWERSUPPLYUPS-Tripp Lite-BP12V36 |  |  |  |  | Not Covered Vendor Only - Biomedical | MHHS-Southeast
NO | NO |  |  |  | 005-11597 |  | Tripp Lite | BP12V36 |  | 2527AYOBP674400047 | SE - RESPIRATORY | MHHS-Southeast |  | Power Supply, UPS |  | 005-11597 |  | Southeast & Bay Area |  | SE - RESPIRATORY | [5 empty] | POWER SUPPLIES |  | POWERSUPPLYUPS-Tripp Lite-BP12V36 | POWERSUPPLYUPS | BP12V36 |  |  |  | Tripp Lite | Power Supply, UPS |  | POWERSUPPLYUPS-Tripp Lite-BP12V36 |  |  |  |  | Not Covered Vendor Only - Biomedical | MHHS-Southeast
NO | NO |  |  |  | 005-11598 |  | Tripp Lite | BP12V36 |  | 2527AY0BP674400038 | SE - RESPIRATORY | MHHS-Southeast |  | Power Supply, UPS |  | 005-11598 |  | Southeast & Bay Area |  | SE - RESPIRATORY | [5 empty] | POWER SUPPLIES |  | POWERSUPPLYUPS-Tripp Lite-BP12V36 | POWERSUPPLYUPS | BP12V36 |  |  |  | Tripp Lite | Power Supply, UPS |  | POWERSUPPLYUPS-Tripp Lite-BP12V36 |  |  |  |  | Not Covered Vendor Only - Biomedical | MHHS-Southeast
YES | YES | Serial Number Cnf |  |  | 099-04662 | 099-04662 | Tripp Lite | Cnf |  | Cnf | KATY - OR |  |  |  |  | 099-04662 | 099-04662 | Katy | Memorial Hermann Katy Hospital | KATY - OR | Sterile core | 2/1/20 | 2/1/20 |  |  |  |  | .needs class
YES | YES | Serial Number Cnf |  |  | 133-31151 | 133-31151 | Tripp Lite | Cnf |  | Cnf | KATY - NICU |  |  |  |  | 133-31151 | 133-31151 | Katy | Memorial Hermann Katy Hospital | KATY - NICU | Circumcision room 2 | 1/1/20 | 1/1/21 |  |  |  |  | .needs class
YES | YES |  |  |  |  | 041-17641 | Tripp Lite | Cnf |  | 2223NLCSM628400598 | MEMORIAL CITY - CENTRAL SUPPLY | [5 empty] | 041-17641 | West | Memorial city hear and vascular - memorial city | MEMORIAL CITY - CENTRAL SUPPLY | Memorial city recovery |  |  |  | No pm sticker found
YES | YES | Serial Number Cnf |  |  | 151-04920 | 151-04920 | Tripp Lite | CNF |  | CNF | Heart |  |  |  |  | 151-04920 | 151-04920 | West | Memorial Hermann - Memorial City | Heart | Server Room E9 238
NO | YES |  |  |  | 145-00774 | 145-00774 | Tripp Lite | HC350RK |  | 2434AY0SM876000178 | Pearland-Respiratory Therapy | MHHS-Pearland Hospital |  | Power Supply, UPS |  | 145-00774 | 145-00774 | Pearland | MHHS-Pearland Hospital | Pearland-Respiratory Therapy | Res store room | 8/1/19 | 8/1/20 |  |  | POWER SYSTEMS, UNINTERRUPTIBLE | Power Supply, UPS | POWERSUPPLYUPS-Tripp Lite-HC350RK | POWERSUPPLYUPS | HC350RK |  |  |  | Tripp Lite | Power Supply, UPS |  | POWERSUPPLYUPS-Tripp Lite-HC350RK |  |  |  | PSU-2Y | Covered PM Repair - Biomedical | MHHS-Pearland Hospital | [7 empty] | Power Supply, UPS | POWERSUPPLYUPS | Power Supply, UPS | Tripp Lite
NO | NO |  |  |  | 142-07075 |  | Tripp Lite | HC350RK |  | 2449AY0SM876000088 | NE - RESPIRATORY | MHHS-Northeast |  | Power Supply, UPS |  | 142-07075 |  | Katy |  | NE - RESPIRATORY | [5 empty] | POWER SYSTEMS, UNINTERRUPTIBLE |  | POWERSUPPLYUPS-Tripp Lite-HC350RK | POWERSUPPLYUPS | HC350RK |  |  |  | Tripp Lite | Power Supply, UPS |  | POWERSUPPLYUPS-Tripp Lite-HC350RK |  |  |  |  | Covered PM Repair - Biomedical | MHHS-Northeast
NO | NO |  |  |  | 013-19949 |  | Tripp Lite | INTERNET350SER |  | 2528CVHBC788800120 | SW - NURSE CALL | MHHS-Southwest |  |  |  | 013-19949 |  | Southwest |  | SW - NURSE CALL | [5 empty] | POWER SYSTEMS, UNINTERRUPTIBLE |  | .needs class | [5 empty] | Tripp Lite | [7 empty] | Not Covered Vendor Only - Lab Ana/Anes | MHHS-Southwest
NO | YES |  |  |  | 129-05915 | 129-05915 | Tripp Lite | IS1000 |  |  | SMR - (STX) - RBJ - RICHMOND | MHHS-SMR |  | Transformer, Constant Voltage |  | 129-05915 | 129-05915 | South | Sports med | SMR - (STX) - RBJ - RICHMOND | Sports med | 3/1/19 |  |  |  | POWER SUPPLIES | Transformer, Constant Voltage | TRNSFRMRCONSTANTVLTG-Tripp Lite-IS1000 | TRNSFRMRCONSTANTVLTG | IS1000 |  |  |  | Tripp Lite | Transformer, Constant Voltage |  | TRNSFRMRCONSTANTVLTG-Tripp Lite-IS1000 |  |  |  |  | Covered PM Repair - Biomedical | MHHS-SMR | [7 empty] | Transformer, Constant Voltage | TRNSFRMRCONSTANTVLTG | Transformer, Constant Voltage | Tripp Lite
NO | YES |  |  |  | 129-05916 | 129-05916 | Tripp Lite | IS1000 |  | 9934AH0IS493400034 | SMR - (STX) - RBJ - RICHMOND | MHHS-SMR |  | Transformer, Constant Voltage |  | 129-05916 | 129-05916 | South | Richmond Sports Medicine and Rehab | SMR - (STX) - RBJ - RICHMOND | Rehab |  |  |  |  | POWER SUPPLIES | Transformer, Constant Voltage | TRNSFRMRCONSTANTVLTG-Tripp Lite-IS1000 | TRNSFRMRCONSTANTVLTG | IS1000 |  |  |  | Tripp Lite | Transformer, Constant Voltage |  | TRNSFRMRCONSTANTVLTG-Tripp Lite-IS1000 |  | 5/29/16 |  |  | Covered PM Repair - Radiology, Low End | MHHS-SMR | [7 empty] | Transformer, Constant Voltage | TRNSFRMRCONSTANTVLTG | Transformer, Constant Voltage | Tripp Lite
YES | YES |  |  |  | 099-05330 | 099-05330 | Tripp Lite | IS1000 |  | Nsn | Memorial Hermann- Texas Medica Center Robertson Radiology |  |  |  |  | 099-05330 | 099-05330 |  | TCM | Memorial Hermann- Texas Medica Center Robertson Radiology | Exam Room | 3/1/20 |  |  | No PM Sticker |  | Transformer, Constant Voltage | TRNSFRMRCONSTANTVLTG-Tripp Lite-IS1000 | [22 empty] | Transformer, Constant Voltage | TRNSFRMRCONSTANTVLTG | Transformer, Constant Voltage | Tripp Lite
YES | YES |  |  |  | 099-05328 | 099-05328 | Tripp Lite | IS1000 |  | Nsn | Memorial Hermann- Texas Medica Center Robertson Radiology |  |  |  |  | 099-05328 | 099-05328 |  | TCM | Memorial Hermann- Texas Medica Center Robertson Radiology | Phase I Day Surgery | 3/1/20 |  |  | No PM Sticker |  | Transformer, Constant Voltage | TRNSFRMRCONSTANTVLTG-Tripp Lite-IS1000 | [22 empty] | Transformer, Constant Voltage | TRNSFRMRCONSTANTVLTG | Transformer, Constant Voltage | Tripp Lite
YES | YES |  |  |  | 151-04868 | 151-04868 | Tripp Lite | IS1000 |  | 9322AH0IS439200104 | Biomed Dept |  |  |  |  | 151-04868 | 151-04868 | West | Memorial Hermann Memorial City Medical Center | Biomed Dept | Biomed Dept
YES | YES |  |  |  | 151-04867 | 151-04867 | Tripp Lite | IS1000 |  | 9743AH0IS5853000284 | Biomed Dept |  |  |  |  | 151-04867 | 151-04867 | West | Memorial Hermann Memorial City Medical Center | Biomed Dept | Biomed Dept
NO | YES |  |  |  | 129-07335 | 129-07335 | Tripp Lite | IS1800HG |  | 2326AHOIS840100091 | SMR - (SL) - SL IRONMAN [MP2-STE100] | MHHS-SMR |  |  |  | 129-07335 | 129-07335 | Sugar Land | MHHS-Others | SMR - (SL) - SL IRONMAN [MP2-STE100] | Gym Floor |  |  |  |  | MONITORS, ELECTRICAL SAFETY, LINE ISOLATION |  | .needs class | [5 empty] | Tripp Lite | [7 empty] | Covered PM Repair - Biomedical | MHHS-SMR
NO | YES |  |  |  | 129-04723 | 129-04723 | Tripp Lite | IS1800HG |  | NSN | SMR - (SL) - WILLIAMS TRACE | MHHS-SMR |  |  |  | 129-04723 | 129-04723 | Sugar Land | Memorial Hermann Sports Medicine | SMR - (SL) - WILLIAMS TRACE | Gym | 8/1/16 |  |  | One time safety | MONITORS, ELECTRICAL SAFETY, LINE ISOLATION |  | .needs class | [5 empty] | Tripp Lite | [7 empty] | Covered PM Repair - Biomedical | MHHS-SMR
NO | YES |  |  |  | 129-05969 | 129-05969 | Tripp Lite | IS1800HG |  | NSN | SMR - (SL) - WILLIAMS TRACE | MHHS-SMR |  |  |  | 129-05969 | 129-05969 | Sugar Land | Memorial Hermann Sports Medicine | SMR - (SL) - WILLIAMS TRACE | Gym | 11/1/17 |  |  | One time safety | MONITORS, ELECTRICAL SAFETY, LINE ISOLATION |  | .needs class | [5 empty] | Tripp Lite | [7 empty] | Covered PM Repair - Biomedical | MHHS-SMR
NO | YES |  |  |  | 129-04791 | 129-04791 | Tripp Lite | IS1800HG |  | AGIS1800YWN-100035 | SMR - (STX) - RBJ - RICHMOND | MHHS-SMR |  |  |  | 129-04791 | 129-04791 | South | Sports med | SMR - (STX) - RBJ - RICHMOND | Sports med | 3/1/19 |  |  |  | MONITORS, ELECTRICAL SAFETY, LINE ISOLATION |  | .needs class | [5 empty] | Tripp Lite | [7 empty] | Covered PM Repair - Biomedical | MHHS-SMR
NO | NO |  |  |  | 129-04726 |  | Tripp Lite | IS1800HG |  | 2146HOIS84010042 | SMR - (SL) - SIENNA PLANTATION | MHHS-SMR |  |  |  | 129-04726 |  | Sugar Land |  | SMR - (SL) - SIENNA PLANTATION | [5 empty] | MONITORS, ELECTRICAL SAFETY, LINE ISOLATION |  | .needs class | [5 empty] | Tripp Lite | [7 empty] | Covered PM Repair - Biomedical | MHHS-SMR
NO | NO |  |  |  | 013-35763 |  | Tripp Lite | IS1800HG |  | 2203AH0100019 | SMR - (TMC) - GREENWAY PLAZA | MHHS-SMR |  |  |  | 013-35763 |  | TMC |  | SMR - (TMC) - GREENWAY PLAZA | [5 empty] | MONITORS, ELECTRICAL SAFETY, LINE ISOLATION |  | .needs class | [5 empty] | Tripp Lite | [7 empty] | Covered PM Repair - Biomedical | MHHS-SMR
NO | NO |  |  |  | 013-36006 |  | Tripp Lite | IS1800HG |  | 2203AH40100050 | SMR - (TMC) - GREENWAY PLAZA | MHHS-SMR |  |  |  | 013-36006 |  | TMC |  | SMR - (TMC) - GREENWAY PLAZA | [5 empty] | MONITORS, ELECTRICAL SAFETY, LINE ISOLATION |  | .needs class | [5 empty] | Tripp Lite | [7 empty] | Covered PM Repair - Biomedical | MHHS-SMR
NO | NO | [5 empty] | Tripp Lite | IS500 |  | AY2AH | KATY - BIOMEDICAL SERVICES | MHHS-Katy |  | Transformer, Constant Voltage |  |  |  | Katy |  | KATY - BIOMEDICAL SERVICES | [5 empty] | POWER SUPPLIES |  | TRNSFRMRCONSTANTVLTG-Tripp Lite-IS500 | TRNSFRMRCONSTANTVLTG | IS500 |  |  |  | Tripp Lite | Transformer, Constant Voltage |  | TRNSFRMRCONSTANTVLTG-Tripp Lite-IS500 |  |  |  |  | Covered PM Repair - Biomedical | MHHS-Katy
YES | YES | Serial Number Cnf |  |  | 142-08952 | 142-08952 | Tripp Lite | IS500HG |  | Cnf | SUGAR LAND - SLEEP DISORDER CENTER |  |  |  |  | 142-08952 | 142-08952 | Sugar Land | Memorial Hermann Sugar Land Sleep Disorders Center (#370) | SUGAR LAND - SLEEP DISORDER CENTER | Sleep room 1 | [5 empty] | Transformer, Constant Voltage | TRNSFRMRCONSTANTVLTG-Tripp Lite-IS500HG | [22 empty] | Transformer, Constant Voltage | TRNSFRMRCONSTANTVLTG | Transformer, Constant Voltage | Tripp Lite
YES | YES |  |  |  | 129-02409 | 129-02409 | Tripp Lite | IS500HG |  | 9544AH0IS5853000001 | SUGAR LAND - CATH LAB |  |  |  |  | 129-02409 | 129-02409 | Sugar Land |  | SUGAR LAND - CATH LAB | BioMed Shop | 4/1/07 |  |  |  |  | Transformer, Constant Voltage | TRNSFRMRCONSTANTVLTG-Tripp Lite-IS500HG | [22 empty] | Transformer, Constant Voltage | TRNSFRMRCONSTANTVLTG | Transformer, Constant Voltage | Tripp Lite
YES | YES |  |  |  | 099-07710 | 099-07710 | Tripp Lite | IS500HG |  | QHS07760 | SE - OR |  |  |  |  | 099-07710 | 099-07710 | Southeast | Memorial Hermann Southeast Hospital | SE - OR | OR 1 |  |  |  | No pm found |  | Transformer, Constant Voltage | TRNSFRMRCONSTANTVLTG-Tripp Lite-IS500HG | [22 empty] | Transformer, Constant Voltage | TRNSFRMRCONSTANTVLTG | Transformer, Constant Voltage | Tripp Lite
YES | YES |  |  |  | 9743AH0IS5853000283 | 9743AH0IS5853000283 | Tripp Lite | ISO500HG |  | 9743AH0IS5853000283 | MEMORIAL CITY - ANESTHESIOLOGY |  |  |  |  | 9743AH0IS5853000283 | 9743AH0IS5853000283 | West | Memorial Hermann Memorial City Medical Center | MEMORIAL CITY - ANESTHESIOLOGY | OR 7
YES | YES |  |  |  | 099-03231 | 099-03231 | Tripp Lite | ISOBAR6ULTRAHG |  | 9215AS1 | KATY - OR |  |  |  |  | 099-03231 | 099-03231 | Katy | Memorial Hermann Katy Hospital | KATY - OR | Bronchoscopy |  |  |  | No pm |  | Power Supply, UPS | POWERSUPPLYUPS-Tripp Lite-ISOBAR6ULTRAHG | [12 empty] | PSU-2Y | [9 empty] | Power Supply, UPS | POWERSUPPLYUPS | Power Supply, UPS | Tripp Lite
NO | NO |  |  |  | 069-40659 |  | Tripp Lite | KVM SWITCH 8-PORT CONSOLE |  | 2332BY0CB861700153 | TMC - MHTMC - NURSE CALL | MHHS-TMC |  |  |  | 069-40659 |  | TMC |  | TMC - MHTMC - NURSE CALL | [5 empty] | WORKSTATIONS |  | .needs class | [5 empty] | Tripp Lite | [7 empty] | Not Covered Vendor Only - Biomedical | MHHS-TMC
YES | YES |  |  |  | 069-35169 | 069-35169 | Tripp Lite | Ominsmart350hg |  | 9942AY0OM749800275 | Biomed |  |  |  |  | 069-35169 | 069-35169 | TMC | Memorial Hermann-Texas Medical Center | Biomed | Biomed
YES | YES |  |  |  | 099-13463 | 099-13463 | Tripp Lite | Ominsmart350hg |  | 9829AY0OM649300167 | TMC - CULLEN - MIMU (2C) |  |  |  |  | 099-13463 | 099-13463 | TMC | Memorial Hermann-Texas Medical Center | TMC - CULLEN - MIMU (2C) | Biomed
NO | YES |  |  |  | 133-06006 | 133-06006 | Tripp Lite | OMNI900LCD |  | 9535AY0OM546602456 | Katy-Med/Surg 7th Floor | MHHS-Katy |  |  |  | 133-06006 | 133-06006 | Katy | MHHS-Katy | Katy-Med/Surg 7th Floor | 7th Floor ISD Room | 5/1/19 | 5/1/20 |  |  | POWER SYSTEMS, UNINTERRUPTIBLE |  | .needs class | [5 empty] | Tripp Lite |  |  |  |  | 8/1/19 |  |  | Covered PM Repair - Biomedical | MHHS-Katy
NO | YES |  |  |  | 133-06007 | 133-06007 | Tripp Lite | OMNI900LCD |  | 9535AY0OM546602446 | Katy-Nurse Call | MHHS-Katy |  |  |  | 133-06007 | 133-06007 | Katy | MHHS-Katy | Katy-Nurse Call | ISD | 5/1/19 | 5/1/20 |  |  | POWER SYSTEMS, UNINTERRUPTIBLE |  | .needs class | [5 empty] | Tripp Lite |  |  |  |  | 8/1/19 |  |  | Covered PM Repair - Biomedical | MHHS-Katy
NO | YES |  |  |  | 133-06008 | 133-06008 | Tripp Lite | OMNI900LCD |  | 9535AY0OM546602455 | Katy-Med/Surg 5th Floor | MHHS-Katy |  |  |  | 133-06008 | 133-06008 | Katy | MHHS-Katy | Katy-Med/Surg 5th Floor | ISD Communications room W5:157.3 | 5/1/19 | 5/1/20 |  |  | POWER SYSTEMS, UNINTERRUPTIBLE |  | .needs class | [5 empty] | Tripp Lite |  |  |  |  | 8/1/19 |  |  | Covered PM Repair - Biomedical | MHHS-Katy
NO | NO |  |  |  | 133-06004 |  | Tripp Lite | OMNI900LCD |  | 9535AY0OM546602514 | KATY - NURSE CALL | MHHS-Katy |  |  |  | 133-06004 |  | Katy |  | KATY - NURSE CALL | [5 empty] | POWER SYSTEMS, UNINTERRUPTIBLE |  | .needs class | [5 empty] | Tripp Lite | [7 empty] | Not Covered Vendor Only - Biomedical | MHHS-Katy
NO | NO |  |  |  | 133-06039 |  | Tripp Lite | OMNI900LCD |  | 9535AY0OM546602513 | KATY - NURSE CALL | MHHS-Katy |  |  |  | 133-06039 |  | Katy |  | KATY - NURSE CALL | [5 empty] | POWER SYSTEMS, UNINTERRUPTIBLE |  | .needs class | [5 empty] | Tripp Lite | [7 empty] | Covered PM Repair - Biomedical | MHHS-Katy
NO | NO |  |  |  | 133-06062 |  | Tripp Lite | OMNI900LCD |  | 9535AY0OM546601221 | KATY - NURSE CALL | MHHS-Katy |  |  |  | 133-06062 |  | Katy |  | KATY - NURSE CALL | [5 empty] | POWER SYSTEMS, UNINTERRUPTIBLE |  | .needs class | [5 empty] | Tripp Lite | [7 empty] | Covered PM Repair - Biomedical | MHHS-Katy
NO | YES |  |  |  | 129-07719 | 129-07719 | Tripp Lite | OMNISMART 1400HG |  | 2302KY0SM749600193 | Sugar Land-Pedi IMU | MHHS-Sugarland |  |  |  | 129-07719 | 129-07719 | Sugar Land | MHHS-Sugarland | Sugar Land-Pedi IMU |  | 1/1/19 |  |  |  | POWER SYSTEMS, UNINTERRUPTIBLE |  | .needs class | [5 empty] | Tripp Lite |  |  |  |  | 4/26/17 |  |  | Covered PM Repair - Biomedical | MHHS-Sugarland
NO | YES |  |  |  | 009-08473 | 009-08473 | Tripp Lite | OMNISMART 350HG |  | 2251BY0OM749800428 | GH-ICU | MHHS-Greater Heights |  | Power Supply, UPS |  | 009-08473 | 009-08473 | Central | MHHS-Greater Heights | GH-ICU | BIOMED SHOP | 3/1/19 |  | 3/1/20 |  | POWER SYSTEMS, UNINTERRUPTIBLE | Power Supply, UPS | POWERSUPPLYUPS-Tripp Lite-Omnismart 350HG | POWERSUPPLYUPS | Omnismart 350HG |  |  |  | Tripp Lite | Power Supply, UPS |  | POWERSUPPLYUPS-Tripp Lite-Omnismart 350HG |  | 5/6/17 |  | PSU-2Y | Covered PM Repair - Biomedical | MHHS-Greater Heights | [7 empty] | Power Supply, UPS | POWERSUPPLYUPS | Power Supply, UPS | Tripp Lite
NO | YES |  |  |  | 133-07947 | 133-07947 | Tripp Lite | OMNISMART 350HG |  | 2133AY0OM749800110 | Katy-Cardiology | MHHS-Katy |  | Power Supply, UPS |  | 133-07947 | 133-07947 | Katy | MHHS-Katy | Katy-Cardiology | EEG Stress 2 | 5/1/19 | 5/1/20 |  |  | POWER SYSTEMS, UNINTERRUPTIBLE | Power Supply, UPS | POWERSUPPLYUPS-Tripp Lite-Omnismart 350HG | POWERSUPPLYUPS | Omnismart 350HG |  |  |  | Tripp Lite | Power Supply, UPS |  | POWERSUPPLYUPS-Tripp Lite-Omnismart 350HG |  | 5/6/17 |  | PSU-2Y | Covered PM Repair - Biomedical | MHHS-Katy | [7 empty] | Power Supply, UPS | POWERSUPPLYUPS | Power Supply, UPS | Tripp Lite
NO | YES |  |  |  | 133-09793 | 133-09793 | Tripp Lite | OMNISMART 350HG |  | 2627BVHOM875700184 | KATY - NONINVASIVE CARDIOLOGY | MHHS-Katy |  | Power Supply, UPS |  | 133-09793 | 133-09793 | Katy | MHHS - KATY | KATY - NONINVASIVE CARDIOLOGY | W1:335.14 EEG |  |  |  |  | POWER SYSTEMS, UNINTERRUPTIBLE |  | POWERSUPPLYUPS-Tripp Lite-Omnismart 350HG | POWERSUPPLYUPS | Omnismart 350HG |  |  |  | Tripp Lite | Power Supply, UPS |  | POWERSUPPLYUPS-Tripp Lite-Omnismart 350HG |  |  |  |  | Covered PM Repair - Biomedical | MHHS-Katy
NO | YES |  |  |  | 069-34454 | 069-34454 | Tripp Lite | OMNISMART 350HG |  | 9936AY0OM749800208 | TWC | MHHS-TMC |  | Power Supply, UPS |  | 069-34454 | 069-34454 | TMC | Memorial Hermann-Texas Medical Center | TWC | PEMU #4 |  |  |  |  | POWER SYSTEMS, UNINTERRUPTIBLE | Power Supply, UPS | POWERSUPPLYUPS-Tripp Lite-Omnismart 350HG | POWERSUPPLYUPS | Omnismart 350HG |  |  |  | Tripp Lite | Power Supply, UPS |  | POWERSUPPLYUPS-Tripp Lite-Omnismart 350HG |  | 4/26/17 |  | PSU-2Y | Covered PM Repair - Biomedical | MHHS-TMC | [7 empty] | Power Supply, UPS | POWERSUPPLYUPS | Power Supply, UPS | Tripp Lite
NO | YES |  |  |  | 069-34455 | 069-34455 | Tripp Lite | OMNISMART 350HG |  | 9936AY0OM749800205 | TWC | MHHS-TMC |  | Power Supply, UPS |  | 069-34455 | 069-34455 | TMC | Memorial Hermann-Texas Medical Center | TWC | PEMU #6 |  |  |  |  | POWER SYSTEMS, UNINTERRUPTIBLE | Power Supply, UPS | POWERSUPPLYUPS-Tripp Lite-Omnismart 350HG | POWERSUPPLYUPS | Omnismart 350HG |  |  |  | Tripp Lite | Power Supply, UPS |  | POWERSUPPLYUPS-Tripp Lite-Omnismart 350HG |  | 4/26/17 |  | PSU-2Y | Covered PM Repair - Biomedical | MHHS-TMC | [7 empty] | Power Supply, UPS | POWERSUPPLYUPS | Power Supply, UPS | Tripp Lite
NO | YES |  |  |  | 069-38069 | 069-38069 | Tripp Lite | OMNISMART 350HG |  | 2209AY0OM749800294 | TMC-Epilepsy-Pedi EMU (10Hp) | MHHS-TMC |  | Power Supply, UPS |  | 069-38069 | 069-38069 | TMC | MHHS-TMC | TMC-Epilepsy-Pedi EMU (10Hp) | H10 12 | 9/1/19 |  | 9/1/20 |  | POWER SYSTEMS, UNINTERRUPTIBLE | Power Supply, UPS | POWERSUPPLYUPS-Tripp Lite-Omnismart 350HG | POWERSUPPLYUPS | Omnismart 350HG |  |  |  | Tripp Lite | Power Supply, UPS |  | POWERSUPPLYUPS-Tripp Lite-Omnismart 350HG |  | 4/27/17 |  | PSU-2Y | Covered PM Repair - Biomedical | MHHS-TMC | [7 empty] | Power Supply, UPS | POWERSUPPLYUPS | Power Supply, UPS | Tripp Lite
NO | YES |  |  |  | 069-43519 | 069-43519 | Tripp Lite | OMNISMART 350HG |  | 2719BVHOM87B100056 | TMC-Epilepsy-Pedi EMU (10Hp) | MHHS-TMC |  | Power Supply, UPS |  | 069-43519 | 069-43519 | TMC | MHHS-TMC | TMC-Epilepsy-Pedi EMU (10Hp) |  | 10/29/18 |  |  |  | POWER SYSTEMS, UNINTERRUPTIBLE | Power Supply, UPS | POWERSUPPLYUPS-Tripp Lite-Omnismart 350HG | POWERSUPPLYUPS | Omnismart 350HG |  |  |  | Tripp Lite | Power Supply, UPS |  | POWERSUPPLYUPS-Tripp Lite-Omnismart 350HG |  | 4/28/17 | Verified 3/29/2020 11:26:am (Central) | PSU-2Y | Covered PM Repair - Biomedical | MHHS-TMC | [7 empty] | Power Supply, UPS | POWERSUPPLYUPS | Power Supply, UPS | Tripp Lite
NO | YES |  |  |  | 069-45547 | 069-45547 | Tripp Lite | OMNISMART 350HG |  | 2212AY0OM749800103 | TMC-Epilepsy-Pedi EMU (10Hp) | MHHS-TMC |  | Power Supply, UPS |  | 069-45547 | 069-45547 | TMC | MHHS-TMC | TMC-Epilepsy-Pedi EMU (10Hp) | H10 15 | 12/1/19 |  | 12/1/20 |  | POWER SYSTEMS, UNINTERRUPTIBLE | Power Supply, UPS | POWERSUPPLYUPS-Tripp Lite-Omnismart 350HG | POWERSUPPLYUPS | Omnismart 350HG |  |  |  | Tripp Lite | Power Supply, UPS |  | POWERSUPPLYUPS-Tripp Lite-Omnismart 350HG |  | 4/28/17 |  | PSU-2Y | Covered PM Repair - Biomedical | MHHS-TMC | [7 empty] | Power Supply, UPS | POWERSUPPLYUPS | Power Supply, UPS | Tripp Lite
NO | YES |  |  |  | 074-00700 |  | Tripp Lite | OMNISMART 350HG |  | 2209AY0OM749800278 | Epilepsy PEDI HD1012 | MHHS-TMC |  | Power Supply, UPS |  | 074-00700 |  | TMC | Memorial Hermann- Texas Medica Center | Epilepsy PEDI HD1012 | Childrens Epilepsy PEDI | 12/1/19 |  | 12/1/20 |  | POWER SYSTEMS, UNINTERRUPTIBLE | Power Supply, UPS | POWERSUPPLYUPS-Tripp Lite-Omnismart 350HG | POWERSUPPLYUPS | Omnismart 350HG |  |  |  | Tripp Lite | Power Supply, UPS |  | POWERSUPPLYUPS-Tripp Lite-Omnismart 350HG |  | 5/3/17 |  | PSU-2Y | Covered PM Repair - Biomedical | MHHS-TMC | [7 empty] | Power Supply, UPS | POWERSUPPLYUPS | Power Supply, UPS | Tripp Lite
YES | YES |  |  |  | 099-09665 | 099-09665 | Tripp Lite | Omnismart 350HG |  | 2235AY0OM749800251 | TMC - OR - ROBERTSON (2R) |  |  |  |  | 099-09665 | 099-09665 | TMC | Memorial Hermann-Texas Medical Center | TMC - OR - ROBERTSON (2R) | Teg lab |  |  |  | No pm |  | Power Supply, UPS | POWERSUPPLYUPS-Tripp Lite-Omnismart 350HG | [12 empty] | PSU-2Y | [9 empty] | Power Supply, UPS | POWERSUPPLYUPS | Power Supply, UPS | Tripp Lite
YES | YES | Serial Number Cnf |  |  | 129-06686 | 129-06686 | Tripp Lite | OMNISMART 350HG |  | CNF | SUGAR LAND - CATH LAB |  |  |  |  | 129-06686 | 129-06686 | Sugar Land | MHHS-SUGAR LAND | SUGAR LAND - CATH LAB | Control Room |  |  |  |  | POWER SYSTEMS, UNINTERRUPTIBLE
NO | NO |  |  |  | 077-07807 |  | Tripp Lite | OMNISMART 350HG |  | AG0M350KSR57HG | TMC - CHILDRENS - RCW (8HP) | MHHS-TMC |  | Power Supply, UPS |  | 077-07807 |  | TMC |  | TMC - CHILDRENS - RCW (8HP) | [5 empty] | POWER SYSTEMS, UNINTERRUPTIBLE |  | POWERSUPPLYUPS-Tripp Lite-Omnismart 350HG | POWERSUPPLYUPS | Omnismart 350HG |  |  |  | Tripp Lite | Power Supply, UPS |  | POWERSUPPLYUPS-Tripp Lite-Omnismart 350HG |  |  |  |  | Covered PM Repair - Biomedical | MHHS-TMC
NO | NO |  |  |  | 069-34450 |  | Tripp Lite | OMNISMART 350HG |  |  | TMC - EPILEPSY - ADULT EMU (3J) | MHHS-TMC |  | Power Supply, UPS |  | 069-34450 |  | TMC |  | TMC - EPILEPSY - ADULT EMU (3J) | [5 empty] | POWER SYSTEMS, UNINTERRUPTIBLE |  | POWERSUPPLYUPS-Tripp Lite-Omnismart 350HG | POWERSUPPLYUPS | Omnismart 350HG |  |  |  | Tripp Lite | Power Supply, UPS |  | POWERSUPPLYUPS-Tripp Lite-Omnismart 350HG |  |  |  |  | Covered PM Repair - Biomedical | MHHS-TMC
NO | NO |  |  |  | 069-34450 |  | Tripp Lite | OMNISMART 350HG |  | 9936AY0OM749800231 | TMC - EPILEPSY - ADULT EMU (3J) | MHHS-TMC |  | Power Supply, UPS |  | 069-34450 |  | TMC |  | TMC - EPILEPSY - ADULT EMU (3J) | [5 empty] | POWER SYSTEMS, UNINTERRUPTIBLE |  | POWERSUPPLYUPS-Tripp Lite-Omnismart 350HG | POWERSUPPLYUPS | Omnismart 350HG |  |  |  | Tripp Lite | Power Supply, UPS |  | POWERSUPPLYUPS-Tripp Lite-Omnismart 350HG |  |  |  |  | Covered PM Repair - Biomedical | MHHS-TMC
NO | NO |  |  |  | 069-34459 |  | Tripp Lite | OMNISMART 350HG |  | 9936AY0OM749800286 | TMC - EPILEPSY - ADULT EMU (3J) | MHHS-TMC |  | Power Supply, UPS |  | 069-34459 |  | TMC |  | TMC - EPILEPSY - ADULT EMU (3J) | [5 empty] | POWER SYSTEMS, UNINTERRUPTIBLE |  | POWERSUPPLYUPS-Tripp Lite-Omnismart 350HG | POWERSUPPLYUPS | Omnismart 350HG |  |  |  | Tripp Lite | Power Supply, UPS |  | POWERSUPPLYUPS-Tripp Lite-Omnismart 350HG |  |  |  |  | Covered PM Repair - Biomedical | MHHS-TMC
NO | NO |  |  |  | 013-19953 |  | Tripp Lite | POWER PATROL 3 PHASE UPS |  | 2712DY0SM820600207 | SW - ICU - NEURO & STROKE | MHHS-Southwest |  |  |  | 013-19953 |  | Southwest |  | SW - ICU - NEURO & STROKE | [5 empty] | BATTERIES |  | .needs class | [5 empty] | Tripp Lite | [7 empty] | Covered PM Repair - Biomedical | MHHS-Southwest
NO | YES |  |  |  | 009-10947 | 009-10947 | Tripp Lite | PS-415-HG |  | 009-10947 | GH-Preop | MHHS-Greater Heights |  |  |  | 009-10947 | 009-10947 | Central | MHHS-Greater Heights | GH-Preop | Pulmonary function | 1/1/18 |  | 1/1/19 |  | POWER SUPPLIES |  | MISCELLANEOUS-Tripp Lite-PS-415-HG-OEM |  |  |  |  | MISCELLANEOUS-Tripp Lite-PS-415-HG-OEM | Tripp Lite |  |  |  |  | 12/1/16 |  |  | Covered PM Repair - Biomedical | MHHS-Greater Heights
NO | YES |  |  |  | 133-10165 | 133-10165 | Tripp Lite | PS-415-HG |  | NSN | Katy-Respiratory | MHHS-Katy |  |  |  | 133-10165 | 133-10165 | Katy | MHHS-Katy | Katy-Respiratory | ICU 14 | 4/1/19 | 4/1/20 |  |  | POWER SUPPLIES |  | MISCELLANEOUS-Tripp Lite-PS-415-HG-OEM |  |  |  |  | MISCELLANEOUS-Tripp Lite-PS-415-HG-OEM | Tripp Lite |  |  |  |  | 12/1/16 |  |  | Covered PM Repair - Biomedical | MHHS-Katy
NO | YES |  |  |  | 041-32574 | 041-32574 | Tripp Lite | PS-415-HG |  | 2735AY0IB881E00489 | MEMORIAL CITY - Orthopedic Surgery | MHHS-Mem City |  |  |  | 041-32574 | 041-32574 | West | Memorial Hermann Memorial City Medical Center | MEMORIAL CITY - Orthopedic Surgery | Memorial City - Orthopedic Surgery Hallway |  |  |  | No pm sticker | POWER SUPPLIES |  | MISCELLANEOUS-Tripp Lite-PS-415-HG-OEM |  |  |  |  | MISCELLANEOUS-Tripp Lite-PS-415-HG-OEM | Tripp Lite | [7 empty] | Covered PM Repair - Biomedical | MHHS-Mem City
NO | YES |  |  |  | 013-37982 | 013-37982 | Tripp Lite | PS-415-HG |  |  | SW-OR | MHHS-Southwest |  |  |  | 013-37982 | 013-37982 | Southwest | MHHS-Southwest | SW-OR | Core B | 2/1/20 |  | 2/1/21 |  | POWER SUPPLIES |  | MISCELLANEOUS-Tripp Lite-PS-415-HG-OEM |  |  |  |  | MISCELLANEOUS-Tripp Lite-PS-415-HG-OEM | Tripp Lite |  |  |  |  | 3/20/16 |  |  | Covered PM Repair - Biomedical | MHHS-Southwest
NO | YES |  |  |  | 013-38680 | 013-38680 | Tripp Lite | PS-415-HG |  |  | SW-OR | MHHS-Southwest |  |  |  | 013-38680 | 013-38680 | Southwest | MHHS-Southwest | SW-OR | Core A | 2/1/20 |  | 2/1/21 |  | POWER SUPPLIES |  | MISCELLANEOUS-Tripp Lite-PS-415-HG-OEM |  |  |  |  | MISCELLANEOUS-Tripp Lite-PS-415-HG-OEM | Tripp Lite | [7 empty] | Covered PM Repair - Biomedical | MHHS-Southwest
NO | YES |  |  |  | 013-38681 | 013-38681 | Tripp Lite | PS-415-HG |  |  | SW-OR | MHHS-Southwest |  |  |  | 013-38681 | 013-38681 | Southwest | MHHS-Southwest | SW-OR | Room 9 | 3/1/20 |  | 3/1/21 |  | POWER SUPPLIES |  | MISCELLANEOUS-Tripp Lite-PS-415-HG-OEM |  |  |  |  | MISCELLANEOUS-Tripp Lite-PS-415-HG-OEM | Tripp Lite | [7 empty] | Covered PM Repair - Biomedical | MHHS-Southwest
NO | YES |  |  |  | 013-38682 | 013-38682 | Tripp Lite | PS-415-HG |  |  | SW-OR | MHHS-Southwest |  |  |  | 013-38682 | 013-38682 | Southwest | MHHS-Southwest | SW-OR | Room 9 | 3/1/20 |  | 3/1/21 |  | POWER SUPPLIES |  | MISCELLANEOUS-Tripp Lite-PS-415-HG-OEM |  |  |  |  | MISCELLANEOUS-Tripp Lite-PS-415-HG-OEM | Tripp Lite | [7 empty] | Covered PM Repair - Biomedical | MHHS-Southwest
NO | YES |  |  |  | 013-38683 | 013-38683 | Tripp Lite | PS-415-HG |  |  | SW-OR | MHHS-Southwest |  |  |  | 013-38683 | 013-38683 | Southwest | MHHS-Southwest | SW-OR | Room 9 | 3/1/20 |  | 3/1/21 |  | POWER SUPPLIES |  | MISCELLANEOUS-Tripp Lite-PS-415-HG-OEM |  |  |  |  | MISCELLANEOUS-Tripp Lite-PS-415-HG-OEM | Tripp Lite | [7 empty] | Covered PM Repair - Biomedical | MHHS-Southwest
NO | YES |  |  |  | 013-38684 | 013-38684 | Tripp Lite | PS-415-HG |  |  | SW-OR | MHHS-Southwest |  |  |  | 013-38684 | 013-38684 | Southwest | MHHS-Southwest | SW-OR | Room 9 | 3/1/20 |  | 3/1/21 |  | POWER SUPPLIES |  | MISCELLANEOUS-Tripp Lite-PS-415-HG-OEM |  |  |  |  | MISCELLANEOUS-Tripp Lite-PS-415-HG-OEM | Tripp Lite | [7 empty] | Covered PM Repair - Biomedical | MHHS-Southwest
NO | YES |  |  |  | 013-38748 | 013-38748 | Tripp Lite | PS-415-HG |  |  | SW-OR | MHHS-Southwest |  |  |  | 013-38748 | 013-38748 | Southwest | MHHS-Southwest | SW-OR | Room 14 | 1/1/20 |  | 1/1/21 |  | POWER SUPPLIES |  | MISCELLANEOUS-Tripp Lite-PS-415-HG-OEM |  |  |  |  | MISCELLANEOUS-Tripp Lite-PS-415-HG-OEM | Tripp Lite | [7 empty] | Covered PM Repair - Biomedical | MHHS-Southwest
NO | YES |  |  |  | 013-38686 | 013-38686 | Tripp Lite | PS-415-HG |  |  | SW-Respiratory | MHHS-Southwest |  |  |  | 013-38686 | 013-38686 | Memorial Hermann Hospital - Southwest | MHHS-Southwest | SW-Respiratory | Endo pacu | 1/1/18 |  |  |  | POWER SUPPLIES |  | MISCELLANEOUS-Tripp Lite-PS-415-HG-OEM |  |  |  |  | MISCELLANEOUS-Tripp Lite-PS-415-HG-OEM | Tripp Lite |  |  |  |  | 3/18/15 |  |  | Covered PM Repair - Biomedical | MHHS-Southwest
NO | YES |  |  |  | 029-12414 | 029-12414 | Tripp Lite | PS-415-HG |  |  | Woodlands-OR | MHHS-Woodlands |  |  |  | 029-12414 | 029-12414 | Woodlands | MHHS-Woodlands | Woodlands-OR |  |  |  | 9/1/20 |  | POWER SUPPLIES |  | MISCELLANEOUS-Tripp Lite-PS-415-HG-OEM |  |  |  |  | MISCELLANEOUS-Tripp Lite-PS-415-HG-OEM | Tripp Lite |  |  |  |  | 12/1/16 |  |  | Covered PM Repair - Biomedical | MHHS-Woodlands
NO | NO |  |  |  | 009-10934 |  | Tripp Lite | PS-415-HG |  | 009-10934 | GH - OR | MHHS-Greater Heights |  |  |  | 009-10934 |  | Central & Greater Heights |  | GH - OR | [5 empty] | POWER SUPPLIES |  | MISCELLANEOUS-Tripp Lite-PS-415-HG-OEM |  |  |  |  | MISCELLANEOUS-Tripp Lite-PS-415-HG-OEM | Tripp Lite | [7 empty] | Covered PM Repair - Biomedical | MHHS-Greater Heights
NO | NO |  |  |  | 009-10935 |  | Tripp Lite | PS-415-HG |  | 009-10935 | GH - OR | MHHS-Greater Heights |  |  |  | 009-10935 |  | Central & Greater Heights |  | GH - OR | [5 empty] | POWER SUPPLIES |  | MISCELLANEOUS-Tripp Lite-PS-415-HG-OEM |  |  |  |  | MISCELLANEOUS-Tripp Lite-PS-415-HG-OEM | Tripp Lite | [7 empty] | Covered PM Repair - Biomedical | MHHS-Greater Heights
NO | NO |  |  |  | 009-10936 |  | Tripp Lite | PS-415-HG |  | 009-10936 | GH - OR | MHHS-Greater Heights |  |  |  | 009-10936 |  | Central & Greater Heights |  | GH - OR | [5 empty] | POWER SUPPLIES |  | MISCELLANEOUS-Tripp Lite-PS-415-HG-OEM |  |  |  |  | MISCELLANEOUS-Tripp Lite-PS-415-HG-OEM | Tripp Lite | [7 empty] | Covered PM Repair - Biomedical | MHHS-Greater Heights
NO | NO |  |  |  | 009-10937 |  | Tripp Lite | PS-415-HG |  | 009-10937 | GH - OR | MHHS-Greater Heights |  |  |  | 009-10937 |  | Central & Greater Heights |  | GH - OR | [5 empty] | POWER SUPPLIES |  | MISCELLANEOUS-Tripp Lite-PS-415-HG-OEM |  |  |  |  | MISCELLANEOUS-Tripp Lite-PS-415-HG-OEM | Tripp Lite | [7 empty] | Covered PM Repair - Biomedical | MHHS-Greater Heights
NO | NO |  |  |  | 009-10938 |  | Tripp Lite | PS-415-HG |  | 009-10938 | GH - OR | MHHS-Greater Heights |  |  |  | 009-10938 |  | Central & Greater Heights |  | GH - OR | [5 empty] | POWER SUPPLIES |  | MISCELLANEOUS-Tripp Lite-PS-415-HG-OEM |  |  |  |  | MISCELLANEOUS-Tripp Lite-PS-415-HG-OEM | Tripp Lite | [7 empty] | Covered PM Repair - Biomedical | MHHS-Greater Heights
NO | NO |  |  |  | 009-10939 |  | Tripp Lite | PS-415-HG |  | 009-10939 | GH - OR | MHHS-Greater Heights |  |  |  | 009-10939 |  | Central & Greater Heights |  | GH - OR | [5 empty] | POWER SUPPLIES |  | MISCELLANEOUS-Tripp Lite-PS-415-HG-OEM |  |  |  |  | MISCELLANEOUS-Tripp Lite-PS-415-HG-OEM | Tripp Lite | [7 empty] | Covered PM Repair - Biomedical | MHHS-Greater Heights
NO | NO |  |  |  | 009-10940 |  | Tripp Lite | PS-415-HG |  | 009-10940 | GH - OR | MHHS-Greater Heights |  |  |  | 009-10940 |  | Central & Greater Heights |  | GH - OR | [5 empty] | POWER SUPPLIES |  | MISCELLANEOUS-Tripp Lite-PS-415-HG-OEM |  |  |  |  | MISCELLANEOUS-Tripp Lite-PS-415-HG-OEM | Tripp Lite | [7 empty] | Covered PM Repair - Biomedical | MHHS-Greater Heights
NO | NO |  |  |  | 009-10942 |  | Tripp Lite | PS-415-HG |  | 009-10942 | GH - OR | MHHS-Greater Heights |  |  |  | 009-10942 |  | Central & Greater Heights |  | GH - OR | [5 empty] | POWER SUPPLIES |  | MISCELLANEOUS-Tripp Lite-PS-415-HG-OEM |  |  |  |  | MISCELLANEOUS-Tripp Lite-PS-415-HG-OEM | Tripp Lite | [7 empty] | Covered PM Repair - Biomedical | MHHS-Greater Heights
NO | NO |  |  |  | 009-10943 |  | Tripp Lite | PS-415-HG |  | 009-10943 | GH - OR | MHHS-Greater Heights |  |  |  | 009-10943 |  | Central & Greater Heights |  | GH - OR | [5 empty] | POWER SUPPLIES |  | MISCELLANEOUS-Tripp Lite-PS-415-HG-OEM |  |  |  |  | MISCELLANEOUS-Tripp Lite-PS-415-HG-OEM | Tripp Lite | [7 empty] | Covered PM Repair - Biomedical | MHHS-Greater Heights
NO | NO |  |  |  | 009-10946 |  | Tripp Lite | PS-415-HG |  | 009-10946 | GH - OR | MHHS-Greater Heights |  |  |  | 009-10946 |  | Central & Greater Heights |  | GH - OR | [5 empty] | POWER SUPPLIES |  | MISCELLANEOUS-Tripp Lite-PS-415-HG-OEM |  |  |  |  | MISCELLANEOUS-Tripp Lite-PS-415-HG-OEM | Tripp Lite | [7 empty] | Covered PM Repair - Biomedical | MHHS-Greater Heights
NO | NO |  |  |  | 009-10941 |  | Tripp Lite | PS-415-HG |  | 009-10941 | GH - OR ENDOSCOPY | MHHS-Greater Heights |  |  |  | 009-10941 |  | Central & Greater Heights |  | GH - OR ENDOSCOPY | [5 empty] | POWER SUPPLIES |  | MISCELLANEOUS-Tripp Lite-PS-415-HG-OEM |  |  |  |  | MISCELLANEOUS-Tripp Lite-PS-415-HG-OEM | Tripp Lite | [7 empty] | Covered PM Repair - Biomedical | MHHS-Greater Heights
NO | NO |  |  |  | 009-10944 |  | Tripp Lite | PS-415-HG |  | 009-10944 | GH - OR ENDOSCOPY | MHHS-Greater Heights |  |  |  | 009-10944 |  | Central & Greater Heights |  | GH - OR ENDOSCOPY | [5 empty] | POWER SUPPLIES |  | MISCELLANEOUS-Tripp Lite-PS-415-HG-OEM |  |  |  |  | MISCELLANEOUS-Tripp Lite-PS-415-HG-OEM | Tripp Lite | [7 empty] | Covered PM Repair - Biomedical | MHHS-Greater Heights
NO | NO |  |  |  | 009-10945 |  | Tripp Lite | PS-415-HG |  | 009-10945 | GH - OR ENDOSCOPY | MHHS-Greater Heights |  |  |  | 009-10945 |  | Central & Greater Heights |  | GH - OR ENDOSCOPY | [5 empty] | POWER SUPPLIES |  | MISCELLANEOUS-Tripp Lite-PS-415-HG-OEM |  |  |  |  | MISCELLANEOUS-Tripp Lite-PS-415-HG-OEM | Tripp Lite | [7 empty] | Covered PM Repair - Biomedical | MHHS-Greater Heights
NO | NO |  |  |  | 009-10948 |  | Tripp Lite | PS-415-HG |  | 009-10948 | GH - OUTPATIENT TESTING | MHHS-Greater Heights |  |  |  | 009-10948 |  | Central & Greater Heights |  | GH - OUTPATIENT TESTING | [5 empty] | POWER SUPPLIES |  | MISCELLANEOUS-Tripp Lite-PS-415-HG-OEM |  |  |  |  | MISCELLANEOUS-Tripp Lite-PS-415-HG-OEM | Tripp Lite | [7 empty] | Covered PM Repair - Biomedical | MHHS-Greater Heights
NO | NO |  |  |  | 133-10314 |  | Tripp Lite | PS-415-HG |  |  | KATY - OR | MHHS-Katy |  |  |  | 133-10314 |  | Katy |  | KATY - OR | [5 empty] | POWER SUPPLIES |  | MISCELLANEOUS-Tripp Lite-PS-415-HG-OEM |  |  |  |  | MISCELLANEOUS-Tripp Lite-PS-415-HG-OEM | Tripp Lite | [7 empty] | Covered PM Repair - Biomedical | MHHS-Katy
NO | NO | [5 empty] | Tripp Lite | PS-415-HG |  |  | NE - ENDOSCOPY | MHHS-Northeast | [5 empty] | Katy |  | NE - ENDOSCOPY | [5 empty] | POWER SUPPLIES |  | MISCELLANEOUS-Tripp Lite-PS-415-HG-OEM |  |  |  |  | MISCELLANEOUS-Tripp Lite-PS-415-HG-OEM | Tripp Lite | [7 empty] | Covered PM Repair - Biomedical | MHHS-Northeast
NO | NO | [5 empty] | Tripp Lite | PS-415-HG |  |  | NE - ENDOSCOPY | MHHS-Northeast | [5 empty] | Katy |  | NE - ENDOSCOPY | [5 empty] | POWER SUPPLIES |  | MISCELLANEOUS-Tripp Lite-PS-415-HG-OEM |  |  |  |  | MISCELLANEOUS-Tripp Lite-PS-415-HG-OEM | Tripp Lite | [7 empty] | Covered PM Repair - Biomedical | MHHS-Northeast
NO | NO |  |  |  | 005-12157 |  | Tripp Lite | PS-415-HG |  | 2729DS0IB87AF | SE - LABOR & DELIVERY | MHHS-Southeast |  |  |  | 005-12157 |  | Southeast & Bay Area |  | SE - LABOR & DELIVERY | [5 empty] | POWER SUPPLIES |  | MISCELLANEOUS-Tripp Lite-PS-415-HG-OEM |  |  |  |  | MISCELLANEOUS-Tripp Lite-PS-415-HG-OEM | Tripp Lite | [7 empty] | Covered PM Repair - Biomedical | MHHS-Southeast
NO | NO |  |  |  | 005-12158 |  | Tripp Lite | PS-415-HG |  | 2729DS0IB87AF | SE - LABOR & DELIVERY | MHHS-Southeast |  |  |  | 005-12158 |  | Southeast & Bay Area |  | SE - LABOR & DELIVERY | [5 empty] | POWER SUPPLIES |  | MISCELLANEOUS-Tripp Lite-PS-415-HG-OEM |  |  |  |  | MISCELLANEOUS-Tripp Lite-PS-415-HG-OEM | Tripp Lite | [7 empty] | Covered PM Repair - Biomedical | MHHS-Southeast
NO | NO |  |  |  | 005-12161 |  | Tripp Lite | PS-415-HG |  | 2729DS0IB87AF | SE - LABOR & DELIVERY | MHHS-Southeast |  |  |  | 005-12161 |  | Southeast & Bay Area |  | SE - LABOR & DELIVERY | [5 empty] | POWER SUPPLIES |  | MISCELLANEOUS-Tripp Lite-PS-415-HG-OEM |  |  |  |  | MISCELLANEOUS-Tripp Lite-PS-415-HG-OEM | Tripp Lite | [7 empty] | Covered PM Repair - Biomedical | MHHS-Southeast
NO | NO |  |  |  | 005-12230 |  | Tripp Lite | PS-415-HG |  | 2729DS0IB87AF | SE - LABOR & DELIVERY | MHHS-Southeast |  |  |  | 005-12230 |  | Southeast & Bay Area |  | SE - LABOR & DELIVERY | [5 empty] | POWER SUPPLIES |  | MISCELLANEOUS-Tripp Lite-PS-415-HG-OEM |  |  |  |  | MISCELLANEOUS-Tripp Lite-PS-415-HG-OEM | Tripp Lite | [7 empty] | Covered PM Repair - Biomedical | MHHS-Southeast
NO | NO |  |  |  | 005-12235 |  | Tripp Lite | PS-415-HG |  | 2729DS0IB87AF | SE - LABOR & DELIVERY | MHHS-Southeast |  |  |  | 005-12235 |  | Southeast & Bay Area |  | SE - LABOR & DELIVERY | [5 empty] | POWER SUPPLIES |  | MISCELLANEOUS-Tripp Lite-PS-415-HG-OEM |  |  |  |  | MISCELLANEOUS-Tripp Lite-PS-415-HG-OEM | Tripp Lite | [7 empty] | Covered PM Repair - Biomedical | MHHS-Southeast
NO | NO |  |  |  | 005-12238 |  | Tripp Lite | PS-415-HG |  | 2729DS0IB87AF | SE - LABOR & DELIVERY | MHHS-Southeast |  |  |  | 005-12238 |  | Southeast & Bay Area |  | SE - LABOR & DELIVERY | [5 empty] | POWER SUPPLIES |  | MISCELLANEOUS-Tripp Lite-PS-415-HG-OEM |  |  |  |  | MISCELLANEOUS-Tripp Lite-PS-415-HG-OEM | Tripp Lite | [7 empty] | Covered PM Repair - Biomedical | MHHS-Southeast
NO | NO |  |  |  | 005-12239 |  | Tripp Lite | PS-415-HG |  | 2729DS0IB87AF | SE - LABOR & DELIVERY | MHHS-Southeast |  |  |  | 005-12239 |  | Southeast & Bay Area |  | SE - LABOR & DELIVERY | [5 empty] | POWER SUPPLIES |  | MISCELLANEOUS-Tripp Lite-PS-415-HG-OEM |  |  |  |  | MISCELLANEOUS-Tripp Lite-PS-415-HG-OEM | Tripp Lite | [7 empty] | Covered PM Repair - Biomedical | MHHS-Southeast
NO | NO |  |  |  | 005-12243 |  | Tripp Lite | PS-415-HG |  | 2729DS0IB87AF | SE - LABOR & DELIVERY | MHHS-Southeast |  |  |  | 005-12243 |  | Southeast & Bay Area |  | SE - LABOR & DELIVERY | [5 empty] | POWER SUPPLIES |  | MISCELLANEOUS-Tripp Lite-PS-415-HG-OEM |  |  |  |  | MISCELLANEOUS-Tripp Lite-PS-415-HG-OEM | Tripp Lite | [7 empty] | Covered PM Repair - Biomedical | MHHS-Southeast
NO | NO |  |  |  | 005-12231 |  | Tripp Lite | PS-415-HG |  | 2729DS0IB87AF | SE - OR | MHHS-Southeast |  |  |  | 005-12231 |  | Southeast & Bay Area |  | SE - OR | [5 empty] | POWER SUPPLIES |  | MISCELLANEOUS-Tripp Lite-PS-415-HG-OEM |  |  |  |  | MISCELLANEOUS-Tripp Lite-PS-415-HG-OEM | Tripp Lite | [7 empty] | Covered PM Repair - Biomedical | MHHS-Southeast
NO | NO |  |  |  | 005-12232 |  | Tripp Lite | PS-415-HG |  | 2729DS0IB87AF | SE - OR | MHHS-Southeast |  |  |  | 005-12232 |  | Southeast & Bay Area |  | SE - OR | [5 empty] | POWER SUPPLIES |  | MISCELLANEOUS-Tripp Lite-PS-415-HG-OEM |  |  |  |  | MISCELLANEOUS-Tripp Lite-PS-415-HG-OEM | Tripp Lite | [7 empty] | Covered PM Repair - Biomedical | MHHS-Southeast
NO | NO |  |  |  | 005-12159 |  | Tripp Lite | PS-415-HG |  | 2729DS0IB87AF | SE - UNIT 4B (WOMENS SERVICES) | MHHS-Southeast |  |  |  | 005-12159 |  | Southeast & Bay Area |  | SE - UNIT 4B (WOMENS SERVICES) | [5 empty] | POWER SUPPLIES |  | MISCELLANEOUS-Tripp Lite-PS-415-HG-OEM |  |  |  |  | MISCELLANEOUS-Tripp Lite-PS-415-HG-OEM | Tripp Lite | [7 empty] | Covered PM Repair - Biomedical | MHHS-Southeast
NO | NO |  |  |  | 005-12160 |  | Tripp Lite | PS-415-HG |  | 2729DS0IB87AF | SE - UNIT 4B (WOMENS SERVICES) | MHHS-Southeast |  |  |  | 005-12160 |  | Southeast & Bay Area |  | SE - UNIT 4B (WOMENS SERVICES) | [5 empty] | POWER SUPPLIES |  | MISCELLANEOUS-Tripp Lite-PS-415-HG-OEM |  |  |  |  | MISCELLANEOUS-Tripp Lite-PS-415-HG-OEM | Tripp Lite | [7 empty] | Covered PM Repair - Biomedical | MHHS-Southeast
NO | NO |  |  |  | 005-12241 |  | Tripp Lite | PS-415-HG |  | 2729DS0IB87AF | SE - UNIT 4B (WOMENS SERVICES) | MHHS-Southeast |  |  |  | 005-12241 |  | Southeast & Bay Area |  | SE - UNIT 4B (WOMENS SERVICES) | [5 empty] | POWER SUPPLIES |  | MISCELLANEOUS-Tripp Lite-PS-415-HG-OEM |  |  |  |  | MISCELLANEOUS-Tripp Lite-PS-415-HG-OEM | Tripp Lite | [7 empty] | Covered PM Repair - Biomedical | MHHS-Southeast
NO | NO |  |  |  | 013-36598 |  | Tripp Lite | PS-415-HG |  |  | SW - CATH LAB | MHHS-Southwest |  |  |  | 013-36598 |  | Southwest |  | SW - CATH LAB | [5 empty] | POWER SUPPLIES |  | MISCELLANEOUS-Tripp Lite-PS-415-HG-OEM |  |  |  |  | MISCELLANEOUS-Tripp Lite-PS-415-HG-OEM | Tripp Lite | [7 empty] | Covered PM Repair - Biomedical | MHHS-Southwest
NO | NO |  |  |  | 013-36600 |  | Tripp Lite | PS-415-HG |  |  | SW - CATH LAB | MHHS-Southwest |  |  |  | 013-36600 |  | Southwest |  | SW - CATH LAB | [5 empty] | POWER SUPPLIES |  | MISCELLANEOUS-Tripp Lite-PS-415-HG-OEM |  |  |  |  | MISCELLANEOUS-Tripp Lite-PS-415-HG-OEM | Tripp Lite | [7 empty] | Covered PM Repair - Biomedical | MHHS-Southwest
NO | NO |  |  |  | 013-36601 |  | Tripp Lite | PS-415-HG |  |  | SW - CATH LAB | MHHS-Southwest |  |  |  | 013-36601 |  | Southwest |  | SW - CATH LAB | [5 empty] | POWER SUPPLIES |  | MISCELLANEOUS-Tripp Lite-PS-415-HG-OEM |  |  |  |  | MISCELLANEOUS-Tripp Lite-PS-415-HG-OEM | Tripp Lite | [7 empty] | Covered PM Repair - Biomedical | MHHS-Southwest
NO | NO |  |  |  | 013-36602 |  | Tripp Lite | PS-415-HG |  |  | SW - CATH LAB | MHHS-Southwest |  |  |  | 013-36602 |  | Southwest |  | SW - CATH LAB | [5 empty] | POWER SUPPLIES |  | MISCELLANEOUS-Tripp Lite-PS-415-HG-OEM |  |  |  |  | MISCELLANEOUS-Tripp Lite-PS-415-HG-OEM | Tripp Lite | [7 empty] | Covered PM Repair - Biomedical | MHHS-Southwest
NO | NO |  |  |  | 013-36603 |  | Tripp Lite | PS-415-HG |  |  | SW - CATH LAB | MHHS-Southwest |  |  |  | 013-36603 |  | Southwest |  | SW - CATH LAB | [5 empty] | POWER SUPPLIES |  | MISCELLANEOUS-Tripp Lite-PS-415-HG-OEM |  |  |  |  | MISCELLANEOUS-Tripp Lite-PS-415-HG-OEM | Tripp Lite | [7 empty] | Covered PM Repair - Biomedical | MHHS-Southwest
NO | NO |  |  |  | 013-36603 |  | Tripp Lite | PS-415-HG |  |  | SW - CATH LAB | MHHS-Southwest |  |  |  | 013-36603 |  | Southwest |  | SW - CATH LAB | [5 empty] | POWER SUPPLIES |  | MISCELLANEOUS-Tripp Lite-PS-415-HG-OEM |  |  |  |  | MISCELLANEOUS-Tripp Lite-PS-415-HG-OEM | Tripp Lite | [7 empty] | Covered PM Repair - Biomedical | MHHS-Southwest
NO | NO |  |  |  | 013-36604 |  | Tripp Lite | PS-415-HG |  |  | SW - CATH LAB | MHHS-Southwest |  |  |  | 013-36604 |  | Southwest |  | SW - CATH LAB | [5 empty] | POWER SUPPLIES |  | MISCELLANEOUS-Tripp Lite-PS-415-HG-OEM |  |  |  |  | MISCELLANEOUS-Tripp Lite-PS-415-HG-OEM | Tripp Lite | [7 empty] | Covered PM Repair - Biomedical | MHHS-Southwest
NO | NO |  |  |  | 013-36687 |  | Tripp Lite | PS-415-HG |  | 2732DS0IB87AF | SW - HVI - NONINVASIVE CARDIOLOGY | MHHS-Southwest |  |  |  | 013-36687 |  | Southwest |  | SW - HVI - NONINVASIVE CARDIOLOGY | [5 empty] | POWER SUPPLIES |  | MISCELLANEOUS-Tripp Lite-PS-415-HG-OEM |  |  |  |  | MISCELLANEOUS-Tripp Lite-PS-415-HG-OEM | Tripp Lite | [7 empty] | Covered PM Repair - Biomedical | MHHS-Southwest
NO | NO |  |  |  | 013-28702 |  | Tripp Lite | PS-415-HG |  |  | SW - OR | MHHS-Southwest |  |  |  | 013-28702 |  | Southwest |  | SW - OR | [5 empty] | POWER SUPPLIES |  | MISCELLANEOUS-Tripp Lite-PS-415-HG-OEM |  |  |  |  | MISCELLANEOUS-Tripp Lite-PS-415-HG-OEM | Tripp Lite | [7 empty] | Covered PM Repair - Biomedical | MHHS-Southwest
NO | NO |  |  |  | 013-37983 |  | Tripp Lite | PS-415-HG |  |  | SW - OR | MHHS-Southwest |  |  |  | 013-37983 |  | Southwest |  | SW - OR | [5 empty] | POWER SUPPLIES |  | MISCELLANEOUS-Tripp Lite-PS-415-HG-OEM |  |  |  |  | MISCELLANEOUS-Tripp Lite-PS-415-HG-OEM | Tripp Lite | [7 empty] | Covered PM Repair - Biomedical | MHHS-Southwest
NO | NO |  |  |  | 013-37985 |  | Tripp Lite | PS-415-HG |  |  | SW - OR | MHHS-Southwest |  |  |  | 013-37985 |  | Southwest |  | SW - OR | [5 empty] | POWER SUPPLIES |  | MISCELLANEOUS-Tripp Lite-PS-415-HG-OEM |  |  |  |  | MISCELLANEOUS-Tripp Lite-PS-415-HG-OEM | Tripp Lite | [7 empty] | Covered PM Repair - Biomedical | MHHS-Southwest
NO | NO |  |  |  | 013-37988 |  | Tripp Lite | PS-415-HG |  |  | SW - OR | MHHS-Southwest |  |  |  | 013-37988 |  | Southwest |  | SW - OR | [5 empty] | POWER SUPPLIES |  | MISCELLANEOUS-Tripp Lite-PS-415-HG-OEM |  |  |  |  | MISCELLANEOUS-Tripp Lite-PS-415-HG-OEM | Tripp Lite | [7 empty] | Covered PM Repair - Biomedical | MHHS-Southwest
NO | NO |  |  |  | 013-38698 |  | Tripp Lite | PS-415-HG |  |  | SW - OR | MHHS-Southwest |  |  |  | 013-38698 |  | Southwest |  | SW - OR | [5 empty] | POWER SUPPLIES |  | MISCELLANEOUS-Tripp Lite-PS-415-HG-OEM |  |  |  |  | MISCELLANEOUS-Tripp Lite-PS-415-HG-OEM | Tripp Lite | [7 empty] | Covered PM Repair - Biomedical | MHHS-Southwest
NO | NO |  |  |  | 013-38698 |  | Tripp Lite | PS-415-HG |  | IB87AF | SW - OR | MHHS-Southwest |  |  |  | 013-38698 |  | Southwest |  | SW - OR | [5 empty] | POWER SUPPLIES |  | MISCELLANEOUS-Tripp Lite-PS-415-HG-OEM |  |  |  |  | MISCELLANEOUS-Tripp Lite-PS-415-HG-OEM | Tripp Lite | [7 empty] | Covered PM Repair - Biomedical | MHHS-Southwest
NO | NO |  |  |  | 013-38699 |  | Tripp Lite | PS-415-HG |  | 013-38699 | SW - OR | MHHS-Southwest |  |  |  | 013-38699 |  | Southwest |  | SW - OR | [5 empty] | POWER SUPPLIES |  | MISCELLANEOUS-Tripp Lite-PS-415-HG-OEM |  |  |  |  | MISCELLANEOUS-Tripp Lite-PS-415-HG-OEM | Tripp Lite | [7 empty] | Covered PM Repair - Biomedical | MHHS-Southwest
NO | NO |  |  |  | 013-38699 |  | Tripp Lite | PS-415-HG |  |  | SW - OR | MHHS-Southwest |  |  |  | 013-38699 |  | Southwest |  | SW - OR | [5 empty] | POWER SUPPLIES |  | MISCELLANEOUS-Tripp Lite-PS-415-HG-OEM |  |  |  |  | MISCELLANEOUS-Tripp Lite-PS-415-HG-OEM | Tripp Lite | [7 empty] | Covered PM Repair - Biomedical | MHHS-Southwest
NO | NO |  |  |  | 013-38700 |  | Tripp Lite | PS-415-HG |  |  | SW - OR | MHHS-Southwest |  |  |  | 013-38700 |  | Southwest |  | SW - OR | [5 empty] | POWER SUPPLIES |  | MISCELLANEOUS-Tripp Lite-PS-415-HG-OEM |  |  |  |  | MISCELLANEOUS-Tripp Lite-PS-415-HG-OEM | Tripp Lite | [7 empty] | Covered PM Repair - Biomedical | MHHS-Southwest
NO | NO |  |  |  | 013-38709 |  | Tripp Lite | PS-415-HG |  |  | SW - OR | MHHS-Southwest |  |  |  | 013-38709 |  | Southwest |  | SW - OR | [5 empty] | POWER SUPPLIES |  | MISCELLANEOUS-Tripp Lite-PS-415-HG-OEM |  |  |  |  | MISCELLANEOUS-Tripp Lite-PS-415-HG-OEM | Tripp Lite | [7 empty] | Covered PM Repair - Biomedical | MHHS-Southwest
NO | NO |  |  |  | 013-38744 |  | Tripp Lite | PS-415-HG |  |  | SW - OR | MHHS-Southwest |  |  |  | 013-38744 |  | Southwest |  | SW - OR | [5 empty] | POWER SUPPLIES |  | MISCELLANEOUS-Tripp Lite-PS-415-HG-OEM |  |  |  |  | MISCELLANEOUS-Tripp Lite-PS-415-HG-OEM | Tripp Lite | [7 empty] | Covered PM Repair - Biomedical | MHHS-Southwest
NO | NO |  |  |  | 069-45634 |  | Tripp Lite | PS-415-HG |  |  | TMC - CATH LAB - ADULT (2HVI) | MHHS-TMC |  |  |  | 069-45634 |  | TMC |  | TMC - CATH LAB - ADULT (2HVI) | [5 empty] | POWER SUPPLIES |  | MISCELLANEOUS-Tripp Lite-PS-415-HG-OEM |  |  |  |  | MISCELLANEOUS-Tripp Lite-PS-415-HG-OEM | Tripp Lite | [7 empty] | Covered PM Repair - Biomedical | MHHS-TMC
NO | NO |  |  |  | 069-45635 |  | Tripp Lite | PS-415-HG |  |  | TMC - CATH LAB - ADULT (2HVI) | MHHS-TMC |  |  |  | 069-45635 |  | TMC |  | TMC - CATH LAB - ADULT (2HVI) | [5 empty] | POWER SUPPLIES |  | MISCELLANEOUS-Tripp Lite-PS-415-HG-OEM |  |  |  |  | MISCELLANEOUS-Tripp Lite-PS-415-HG-OEM | Tripp Lite | [7 empty] | Covered PM Repair - Biomedical | MHHS-TMC
NO | NO |  |  |  | 069-45636 |  | Tripp Lite | PS-415-HG |  |  | TMC - CATH LAB - ADULT (2HVI) | MHHS-TMC |  |  |  | 069-45636 |  | TMC |  | TMC - CATH LAB - ADULT (2HVI) | [5 empty] | POWER SUPPLIES |  | MISCELLANEOUS-Tripp Lite-PS-415-HG-OEM |  |  |  |  | MISCELLANEOUS-Tripp Lite-PS-415-HG-OEM | Tripp Lite | [7 empty] | Covered PM Repair - Biomedical | MHHS-TMC
NO | NO |  |  |  | 077-11168 |  | Tripp Lite | PS-415-HG |  | None | TMC - OR - HERMANN (2HP) | MHHS-TMC |  |  |  | 077-11168 |  | TMC |  | TMC - OR - HERMANN (2HP) | [5 empty] | POWER SUPPLIES |  | MISCELLANEOUS-Tripp Lite-PS-415-HG-OEM |  |  |  |  | MISCELLANEOUS-Tripp Lite-PS-415-HG-OEM | Tripp Lite | [7 empty] | Covered PM Repair - Biomedical | MHHS-TMC
NO | NO |  |  |  | 029-11871 |  | Tripp Lite | PS-415-HG |  |  | WOODLANDS - OR | MHHS-Woodlands |  |  |  | 029-11871 |  | Woodlands |  | WOODLANDS - OR | [5 empty] | POWER SUPPLIES |  | MISCELLANEOUS-Tripp Lite-PS-415-HG-OEM |  |  |  |  | MISCELLANEOUS-Tripp Lite-PS-415-HG-OEM | Tripp Lite | [7 empty] | Covered PM Repair - Biomedical | MHHS-Woodlands
NO | NO |  |  |  | 029-11872 |  | Tripp Lite | PS-415-HG |  |  | WOODLANDS - OR | MHHS-Woodlands |  |  |  | 029-11872 |  | Woodlands |  | WOODLANDS - OR | [5 empty] | POWER SUPPLIES |  | MISCELLANEOUS-Tripp Lite-PS-415-HG-OEM |  |  |  |  | MISCELLANEOUS-Tripp Lite-PS-415-HG-OEM | Tripp Lite | [7 empty] | Covered PM Repair - Biomedical | MHHS-Woodlands
NO | NO |  |  |  | 029-11873 |  | Tripp Lite | PS-415-HG |  |  | WOODLANDS - OR | MHHS-Woodlands |  |  |  | 029-11873 |  | Woodlands |  | WOODLANDS - OR | [5 empty] | POWER SUPPLIES |  | MISCELLANEOUS-Tripp Lite-PS-415-HG-OEM |  |  |  |  | MISCELLANEOUS-Tripp Lite-PS-415-HG-OEM | Tripp Lite | [7 empty] | Covered PM Repair - Biomedical | MHHS-Woodlands
NO | NO |  |  |  | 029-12293 |  | Tripp Lite | PS-415-HG |  |  | WOODLANDS - OR | MHHS-Woodlands |  |  |  | 029-12293 |  | Woodlands |  | WOODLANDS - OR | [5 empty] | POWER SUPPLIES |  | MISCELLANEOUS-Tripp Lite-PS-415-HG-OEM |  |  |  |  | MISCELLANEOUS-Tripp Lite-PS-415-HG-OEM | Tripp Lite | [7 empty] | Covered PM Repair - Biomedical | MHHS-Woodlands
NO | NO |  |  |  | 029-12342 |  | Tripp Lite | PS-415-HG |  |  | WOODLANDS - OR | MHHS-Woodlands |  |  |  | 029-12342 |  | Woodlands |  | WOODLANDS - OR | [5 empty] | POWER SUPPLIES |  | MISCELLANEOUS-Tripp Lite-PS-415-HG-OEM |  |  |  |  | MISCELLANEOUS-Tripp Lite-PS-415-HG-OEM | Tripp Lite | [7 empty] | Covered PM Repair - Biomedical | MHHS-Woodlands
NO | NO |  |  |  | 029-12343 |  | Tripp Lite | PS-415-HG |  |  | WOODLANDS - OR | MHHS-Woodlands |  |  |  | 029-12343 |  | Woodlands |  | WOODLANDS - OR | [5 empty] | POWER SUPPLIES |  | MISCELLANEOUS-Tripp Lite-PS-415-HG-OEM |  |  |  |  | MISCELLANEOUS-Tripp Lite-PS-415-HG-OEM | Tripp Lite | [7 empty] | Covered PM Repair - Biomedical | MHHS-Woodlands
NO | NO |  |  |  | 029-12344 |  | Tripp Lite | PS-415-HG |  |  | WOODLANDS - OR | MHHS-Woodlands |  |  |  | 029-12344 |  | Woodlands |  | WOODLANDS - OR | [5 empty] | POWER SUPPLIES |  | MISCELLANEOUS-Tripp Lite-PS-415-HG-OEM |  |  |  |  | MISCELLANEOUS-Tripp Lite-PS-415-HG-OEM | Tripp Lite | [7 empty] | Covered PM Repair - Biomedical | MHHS-Woodlands
NO | NO |  |  |  | 029-12345 |  | Tripp Lite | PS-415-HG |  |  | WOODLANDS - OR | MHHS-Woodlands |  |  |  | 029-12345 |  | Woodlands |  | WOODLANDS - OR | [5 empty] | POWER SUPPLIES |  | MISCELLANEOUS-Tripp Lite-PS-415-HG-OEM |  |  |  |  | MISCELLANEOUS-Tripp Lite-PS-415-HG-OEM | Tripp Lite | [7 empty] | Covered PM Repair - Biomedical | MHHS-Woodlands
NO | NO |  |  |  | 029-12345 |  | Tripp Lite | PS-415-HG |  |  | WOODLANDS - OR | MHHS-Woodlands |  |  |  | 029-12345 |  | Woodlands |  | WOODLANDS - OR | [5 empty] | POWER SUPPLIES |  | MISCELLANEOUS-Tripp Lite-PS-415-HG-OEM |  |  |  |  | MISCELLANEOUS-Tripp Lite-PS-415-HG-OEM | Tripp Lite | [7 empty] | Covered PM Repair - Biomedical | MHHS-Woodlands
NO | NO |  |  |  | 029-12346 |  | Tripp Lite | PS-415-HG |  |  | WOODLANDS - OR | MHHS-Woodlands |  |  |  | 029-12346 |  | Woodlands |  | WOODLANDS - OR | [5 empty] | POWER SUPPLIES |  | MISCELLANEOUS-Tripp Lite-PS-415-HG-OEM |  |  |  |  | MISCELLANEOUS-Tripp Lite-PS-415-HG-OEM | Tripp Lite | [7 empty] | Covered PM Repair - Biomedical | MHHS-Woodlands
NO | NO |  |  |  | 029-12400 |  | Tripp Lite | PS-415-HG |  |  | WOODLANDS - OR | MHHS-Woodlands |  |  |  | 029-12400 |  | Woodlands |  | WOODLANDS - OR | [5 empty] | POWER SUPPLIES |  | MISCELLANEOUS-Tripp Lite-PS-415-HG-OEM |  |  |  |  | MISCELLANEOUS-Tripp Lite-PS-415-HG-OEM | Tripp Lite | [7 empty] | Covered PM Repair - Biomedical | MHHS-Woodlands
NO | NO |  |  |  | 029-12401 |  | Tripp Lite | PS-415-HG |  |  | WOODLANDS - OR | MHHS-Woodlands |  |  |  | 029-12401 |  | Woodlands |  | WOODLANDS - OR | [5 empty] | POWER SUPPLIES |  | MISCELLANEOUS-Tripp Lite-PS-415-HG-OEM |  |  |  |  | MISCELLANEOUS-Tripp Lite-PS-415-HG-OEM | Tripp Lite | [7 empty] | Covered PM Repair - Biomedical | MHHS-Woodlands
NO | NO |  |  |  | 029-12402 |  | Tripp Lite | PS-415-HG |  |  | WOODLANDS - OR | MHHS-Woodlands |  |  |  | 029-12402 |  | Woodlands |  | WOODLANDS - OR | [5 empty] | POWER SUPPLIES |  | MISCELLANEOUS-Tripp Lite-PS-415-HG-OEM |  |  |  |  | MISCELLANEOUS-Tripp Lite-PS-415-HG-OEM | Tripp Lite | [7 empty] | Covered PM Repair - Biomedical | MHHS-Woodlands
NO | NO |  |  |  | 029-12403 |  | Tripp Lite | PS-415-HG |  |  | WOODLANDS - OR | MHHS-Woodlands |  |  |  | 029-12403 |  | Woodlands |  | WOODLANDS - OR | [5 empty] | POWER SUPPLIES |  | MISCELLANEOUS-Tripp Lite-PS-415-HG-OEM |  |  |  |  | MISCELLANEOUS-Tripp Lite-PS-415-HG-OEM | Tripp Lite | [7 empty] | Covered PM Repair - Biomedical | MHHS-Woodlands
NO | NO |  |  |  | 029-12405 |  | Tripp Lite | PS-415-HG |  |  | WOODLANDS - OR | MHHS-Woodlands |  |  |  | 029-12405 |  | Woodlands |  | WOODLANDS - OR | [5 empty] | POWER SUPPLIES |  | MISCELLANEOUS-Tripp Lite-PS-415-HG-OEM |  |  |  |  | MISCELLANEOUS-Tripp Lite-PS-415-HG-OEM | Tripp Lite | [7 empty] | Covered PM Repair - Biomedical | MHHS-Woodlands
NO | NO |  |  |  | 029-12415 |  | Tripp Lite | PS-415-HG |  |  | WOODLANDS - OR | MHHS-Woodlands |  |  |  | 029-12415 |  | Woodlands |  | WOODLANDS - OR | [5 empty] | POWER SUPPLIES |  | MISCELLANEOUS-Tripp Lite-PS-415-HG-OEM |  |  |  |  | MISCELLANEOUS-Tripp Lite-PS-415-HG-OEM | Tripp Lite | [7 empty] | Covered PM Repair - Biomedical | MHHS-Woodlands
NO | NO |  |  |  | 029-12416 |  | Tripp Lite | PS-415-HG |  |  | WOODLANDS - OR | MHHS-Woodlands |  |  |  | 029-12416 |  | Woodlands |  | WOODLANDS - OR | [5 empty] | POWER SUPPLIES |  | MISCELLANEOUS-Tripp Lite-PS-415-HG-OEM |  |  |  |  | MISCELLANEOUS-Tripp Lite-PS-415-HG-OEM | Tripp Lite | [7 empty] | Covered PM Repair - Biomedical | MHHS-Woodlands
NO | NO |  |  |  | 029-12417 |  | Tripp Lite | PS-415-HG |  |  | WOODLANDS - OR | MHHS-Woodlands |  |  |  | 029-12417 |  | Woodlands |  | WOODLANDS - OR | [5 empty] | POWER SUPPLIES |  | MISCELLANEOUS-Tripp Lite-PS-415-HG-OEM |  |  |  |  | MISCELLANEOUS-Tripp Lite-PS-415-HG-OEM | Tripp Lite | [7 empty] | Covered PM Repair - Biomedical | MHHS-Woodlands
NO | NO |  |  |  | 029-12418 |  | Tripp Lite | PS-415-HG |  |  | WOODLANDS - OR | MHHS-Woodlands |  |  |  | 029-12418 |  | Woodlands |  | WOODLANDS - OR | [5 empty] | POWER SUPPLIES |  | MISCELLANEOUS-Tripp Lite-PS-415-HG-OEM |  |  |  |  | MISCELLANEOUS-Tripp Lite-PS-415-HG-OEM | Tripp Lite | [7 empty] | Covered PM Repair - Biomedical | MHHS-Woodlands
NO | NO |  |  |  | 029-12421 |  | Tripp Lite | PS-415-HG |  |  | WOODLANDS - OR | MHHS-Woodlands |  |  |  | 029-12421 |  | Woodlands |  | WOODLANDS - OR | [5 empty] | POWER SUPPLIES |  | MISCELLANEOUS-Tripp Lite-PS-415-HG-OEM |  |  |  |  | MISCELLANEOUS-Tripp Lite-PS-415-HG-OEM | Tripp Lite | [7 empty] | Covered PM Repair - Biomedical | MHHS-Woodlands
NO | NO |  |  |  | 029-12422 |  | Tripp Lite | PS-415-HG |  |  | WOODLANDS - OR | MHHS-Woodlands |  |  |  | 029-12422 |  | Woodlands |  | WOODLANDS - OR | [5 empty] | POWER SUPPLIES |  | MISCELLANEOUS-Tripp Lite-PS-415-HG-OEM |  |  |  |  | MISCELLANEOUS-Tripp Lite-PS-415-HG-OEM | Tripp Lite | [7 empty] | Covered PM Repair - Biomedical | MHHS-Woodlands
NO | NO |  |  |  | 029-12461 |  | Tripp Lite | PS-415-HG |  |  | WOODLANDS - OR | MHHS-Woodlands |  |  |  | 029-12461 |  | Woodlands |  | WOODLANDS - OR | [5 empty] | POWER SUPPLIES |  | MISCELLANEOUS-Tripp Lite-PS-415-HG-OEM |  |  |  |  | MISCELLANEOUS-Tripp Lite-PS-415-HG-OEM | Tripp Lite | [7 empty] | Covered PM Repair - Biomedical | MHHS-Woodlands
YES | YES |  |  |  | 009-33293 |  | Tripp Lite | PS-415-HGULTRA |  | None | Surgery |  |  |  |  | 009-33293 |  | Katy | Memorial Hermann Northeast Hospital | Surgery | Surgery |  |  |  | No p.m.
YES | YES |  |  |  | 009-34106 | 009-34106 | Tripp Lite | PS-606-HG |  | IB6441 | Cardiology |  |  |  |  | 009-34106 | 009-34106 | Central | Memorial Hermann Greater Heights Hospital | Cardiology | General ultra sound
YES | YES |  |  |  | 099-08913 | 099-08913 | Tripp Lite | PS-606-HG |  | 2750AY0IB882100083 | TIRR - PCU 6 |  |  |  |  | 099-08913 | 099-08913 | TMC | TIRR Memorial Hermann | TIRR - PCU 6 | Nurses Station |  |  |  | New Add
NO | YES |  |  |  | 013-38702 | 013-38702 | Tripp Lite | PS-607-HG-OEM |  | NSN | SW-OR | MHHS-Southwest |  | Electrical Power Strips |  | 013-38702 | 013-38702 | Southwest | MHHS-Southwest | SW-OR | Or 24 | 1/1/20 |  | 1/1/21 |  | POWER SUPPLIES |  | MISCELLANEOUS-Tripp Lite-PS-607-HG-OEM | MISCELLANEOUS | PS-607-HG-OEM |  |  |  | Tripp Lite | Electrical Power Strips |  | MISCELLANEOUS-Tripp Lite-PS-607-HG-OEM |  | 11/6/20 |  |  | Covered PM Repair - Biomedical | MHHS-Southwest
NO | YES |  |  |  | 013-38704 | 013-38704 | Tripp Lite | PS-607-HG-OEM |  | NSN | SW-OR | MHHS-Southwest |  | Electrical Power Strips |  | 013-38704 | 013-38704 | Southwest | MHHS-Southwest | SW-OR | OR 26 | 1/1/20 |  | 1/1/21 | No plate | POWER SUPPLIES |  | MISCELLANEOUS-Tripp Lite-PS-607-HG-OEM | MISCELLANEOUS | PS-607-HG-OEM |  |  |  | Tripp Lite | Electrical Power Strips |  | MISCELLANEOUS-Tripp Lite-PS-607-HG-OEM |  | 10/1/18 |  |  | Covered PM Repair - Biomedical | MHHS-Southwest
NO | YES |  |  |  | 013-38711 | 013-38711 | Tripp Lite | PS-607-HG-OEM |  |  | SW-OR | MHHS-Southwest |  | Electrical Power Strips |  | 013-38711 | 013-38711 | Southwest | MHHS-Southwest | SW-OR | Room 17 | 1/1/20 |  | 1/1/21 |  | POWER SUPPLIES |  | MISCELLANEOUS-Tripp Lite-PS-607-HG-OEM | MISCELLANEOUS | PS-607-HG-OEM |  |  |  | Tripp Lite | Electrical Power Strips |  | MISCELLANEOUS-Tripp Lite-PS-607-HG-OEM |  | 9/10/15 |  |  | Covered PM Repair - Biomedical | MHHS-Southwest
NO | YES |  |  |  | 013-38714 | 013-38714 | Tripp Lite | PS-607-HG-OEM |  |  | SW-OR | MHHS-Southwest |  | Electrical Power Strips |  | 013-38714 | 013-38714 | Southwest | MHHS-Southwest | SW-OR | Room 26 - Cysto | 2/1/20 |  | 8/1/20 |  | POWER SUPPLIES |  | MISCELLANEOUS-Tripp Lite-PS-607-HG-OEM | MISCELLANEOUS | PS-607-HG-OEM |  |  |  | Tripp Lite | Electrical Power Strips |  | MISCELLANEOUS-Tripp Lite-PS-607-HG-OEM |  | 11/30/18 |  |  | Covered PM Repair - Biomedical | MHHS-Southwest
NO | NO |  |  |  | 013-38700 |  | Tripp Lite | PS-607-HG-OEM |  |  | SW - OR | MHHS-Southwest |  | Electrical Power Strips |  | 013-38700 |  | Southwest |  | SW - OR | [5 empty] | POWER SUPPLIES |  | MISCELLANEOUS-Tripp Lite-PS-607-HG-OEM | MISCELLANEOUS | PS-607-HG-OEM |  |  |  | Tripp Lite | Electrical Power Strips |  | MISCELLANEOUS-Tripp Lite-PS-607-HG-OEM |  |  |  |  | Covered PM Repair - Biomedical | MHHS-Southwest
NO | NO |  |  |  | 013-38701 |  | Tripp Lite | PS-607-HG-OEM |  |  | SW - OR | MHHS-Southwest |  | Electrical Power Strips |  | 013-38701 |  | Southwest |  | SW - OR | [5 empty] | POWER SUPPLIES |  | MISCELLANEOUS-Tripp Lite-PS-607-HG-OEM | MISCELLANEOUS | PS-607-HG-OEM |  |  |  | Tripp Lite | Electrical Power Strips |  | MISCELLANEOUS-Tripp Lite-PS-607-HG-OEM |  |  |  |  | Covered PM Repair - Biomedical | MHHS-Southwest
NO | NO |  |  |  | 013-38703 |  | Tripp Lite | PS-607-HG-OEM |  |  | SW - OR | MHHS-Southwest |  | Electrical Power Strips |  | 013-38703 |  | Southwest |  | SW - OR | [5 empty] | POWER SUPPLIES |  | MISCELLANEOUS-Tripp Lite-PS-607-HG-OEM | MISCELLANEOUS | PS-607-HG-OEM |  |  |  | Tripp Lite | Electrical Power Strips |  | MISCELLANEOUS-Tripp Lite-PS-607-HG-OEM |  |  |  |  | Covered PM Repair - Biomedical | MHHS-Southwest
NO | NO |  |  |  | 013-38705 |  | Tripp Lite | PS-607-HG-OEM |  |  | SW - OR | MHHS-Southwest |  | Electrical Power Strips |  | 013-38705 |  | Southwest |  | SW - OR | [5 empty] | POWER SUPPLIES |  | MISCELLANEOUS-Tripp Lite-PS-607-HG-OEM | MISCELLANEOUS | PS-607-HG-OEM |  |  |  | Tripp Lite | Electrical Power Strips |  | MISCELLANEOUS-Tripp Lite-PS-607-HG-OEM |  |  |  |  | Covered PM Repair - Biomedical | MHHS-Southwest
NO | NO |  |  |  | 013-38706 |  | Tripp Lite | PS-607-HG-OEM |  |  | SW - OR | MHHS-Southwest |  | Electrical Power Strips |  | 013-38706 |  | Southwest |  | SW - OR | [5 empty] | POWER SUPPLIES |  | MISCELLANEOUS-Tripp Lite-PS-607-HG-OEM | MISCELLANEOUS | PS-607-HG-OEM |  |  |  | Tripp Lite | Electrical Power Strips |  | MISCELLANEOUS-Tripp Lite-PS-607-HG-OEM |  |  |  |  | Covered PM Repair - Biomedical | MHHS-Southwest
NO | NO |  |  |  | 013-38707 |  | Tripp Lite | PS-607-HG-OEM |  |  | SW - OR | MHHS-Southwest |  | Electrical Power Strips |  | 013-38707 |  | Southwest |  | SW - OR | [5 empty] | POWER SUPPLIES |  | MISCELLANEOUS-Tripp Lite-PS-607-HG-OEM | MISCELLANEOUS | PS-607-HG-OEM |  |  |  | Tripp Lite | Electrical Power Strips |  | MISCELLANEOUS-Tripp Lite-PS-607-HG-OEM |  |  |  |  | Covered PM Repair - Biomedical | MHHS-Southwest
NO | NO |  |  |  | 013-38708 |  | Tripp Lite | PS-607-HG-OEM |  |  | SW - OR | MHHS-Southwest |  | Electrical Power Strips |  | 013-38708 |  | Southwest |  | SW - OR | [5 empty] | POWER SUPPLIES |  | MISCELLANEOUS-Tripp Lite-PS-607-HG-OEM | MISCELLANEOUS | PS-607-HG-OEM |  |  |  | Tripp Lite | Electrical Power Strips |  | MISCELLANEOUS-Tripp Lite-PS-607-HG-OEM |  |  |  |  | Covered PM Repair - Biomedical | MHHS-Southwest
NO | NO |  |  |  | 013-38710 |  | Tripp Lite | PS-607-HG-OEM |  |  | SW - OR | MHHS-Southwest |  | Electrical Power Strips |  | 013-38710 |  | Southwest |  | SW - OR | [5 empty] | POWER SUPPLIES |  | MISCELLANEOUS-Tripp Lite-PS-607-HG-OEM | MISCELLANEOUS | PS-607-HG-OEM |  |  |  | Tripp Lite | Electrical Power Strips |  | MISCELLANEOUS-Tripp Lite-PS-607-HG-OEM |  |  |  |  | Covered PM Repair - Biomedical | MHHS-Southwest
NO | NO |  |  |  | 013-38713 |  | Tripp Lite | PS-607-HG-OEM |  |  | SW - OR | MHHS-Southwest |  | Electrical Power Strips |  | 013-38713 |  | Southwest |  | SW - OR | [5 empty] | POWER SUPPLIES |  | MISCELLANEOUS-Tripp Lite-PS-607-HG-OEM | MISCELLANEOUS | PS-607-HG-OEM |  |  |  | Tripp Lite | Electrical Power Strips |  | MISCELLANEOUS-Tripp Lite-PS-607-HG-OEM |  |  |  |  | Covered PM Repair - Biomedical | MHHS-Southwest
NO | NO |  |  |  | 013-38715 |  | Tripp Lite | PS-607-HG-OEM |  |  | SW - OR | MHHS-Southwest |  | Electrical Power Strips |  | 013-38715 |  | Southwest |  | SW - OR | [5 empty] | POWER SUPPLIES |  | MISCELLANEOUS-Tripp Lite-PS-607-HG-OEM | MISCELLANEOUS | PS-607-HG-OEM |  |  |  | Tripp Lite | Electrical Power Strips |  | MISCELLANEOUS-Tripp Lite-PS-607-HG-OEM |  |  |  |  | Covered PM Repair - Biomedical | MHHS-Southwest
NO | NO |  |  |  | 013-38716 |  | Tripp Lite | PS-607-HG-OEM |  |  | SW - OR | MHHS-Southwest |  | Electrical Power Strips |  | 013-38716 |  | Southwest |  | SW - OR | [5 empty] | POWER SUPPLIES |  | MISCELLANEOUS-Tripp Lite-PS-607-HG-OEM | MISCELLANEOUS | PS-607-HG-OEM |  |  |  | Tripp Lite | Electrical Power Strips |  | MISCELLANEOUS-Tripp Lite-PS-607-HG-OEM |  |  |  |  | Covered PM Repair - Biomedical | MHHS-Southwest
NO | NO |  |  |  | 077-09759 |  | Tripp Lite | PS-615-HG |  | 2747AVHIB882704411 | TMC - CHILDRENS - ECMO (7HP) | MHHS-TMC |  | Power Supply, UPS |  | 077-09759 |  | TMC |  | TMC - CHILDRENS - ECMO (7HP) | [5 empty] | POWER SUPPLIES |  | POWERSUPPLYUPS-Tripp Lite-PS-615-HG | POWERSUPPLYUPS | PS-615-HG |  |  |  | Tripp Lite | Power Supply, UPS |  | POWERSUPPLYUPS-Tripp Lite-PS-615-HG |  |  |  |  | Covered PM Repair - Biomedical | MHHS-TMC
NO | YES |  |  |  | 133-10138 | 133-10138 | Tripp Lite | PS-615-HG-OEM |  | NSN | Katy-PACU | MHHS-Katy |  | Electrical Power Strips |  | 133-10138 | 133-10138 | Katy | MHHS-Katy | Katy-PACU | OR Hallway | 4/1/19 | 4/1/20 |  |  | POWER SUPPLIES |  | MISCELLANEOUS-Tripp Lite-PS-615-HG-OEM | MISCELLANEOUS | PS-615-HG-OEM |  |  |  | Tripp Lite | Electrical Power Strips |  | MISCELLANEOUS-Tripp Lite-PS-615-HG-OEM |  | 1/1/18 |  |  | Covered PM Repair - Biomedical | MHHS-Katy
NO | YES |  |  |  | 041-32284 | 041-32284 | Tripp Lite | PS-615-HG-OEM |  | NSN | Memorial City-Labor & Delivery | MHHS-Mem City |  | Electrical Power Strips |  | 041-32284 | 041-32284 | West | MHHS-Mem City | Memorial City-Labor & Delivery | OR 2 | 5/1/18 |  |  |  | POWER SUPPLIES |  | MISCELLANEOUS-Tripp Lite-PS-615-HG-OEM | MISCELLANEOUS | PS-615-HG-OEM |  |  |  | Tripp Lite | Electrical Power Strips |  | MISCELLANEOUS-Tripp Lite-PS-615-HG-OEM |  |  |  |  | Covered PM Repair - Biomedical | MHHS-Mem City
NO | YES |  |  |  | 013-38740 | 013-38740 | Tripp Lite | PS-615-HG-OEM |  | NSN | SW-HVI-OR | MHHS-Southwest |  | Electrical Power Strips |  | 013-38740 | 013-38740 | Southwest | MHHS-Southwest | SW-HVI-OR | HVI OR Core | 2/1/20 |  | 2/1/21 | No Plate | POWER SUPPLIES |  | MISCELLANEOUS-Tripp Lite-PS-615-HG-OEM | MISCELLANEOUS | PS-615-HG-OEM |  |  |  | Tripp Lite | Electrical Power Strips |  | MISCELLANEOUS-Tripp Lite-PS-615-HG-OEM |  | 5/15/15 |  |  | Covered PM Repair - Biomedical | MHHS-Southwest
NO | YES |  |  |  | 013-38685 | 013-38685 | Tripp Lite | PS-615-HG-OEM |  |  | SW-OR | MHHS-Southwest |  | Electrical Power Strips |  | 013-38685 | 013-38685 | Southwest | MHHS-Southwest | SW-OR | Room 16 | 1/1/18 |  |  |  | POWER SUPPLIES |  | MISCELLANEOUS-Tripp Lite-PS-615-HG-OEM | MISCELLANEOUS | PS-615-HG-OEM |  |  |  | Tripp Lite | Electrical Power Strips |  | MISCELLANEOUS-Tripp Lite-PS-615-HG-OEM |  |  |  |  | Covered PM Repair - Biomedical | MHHS-Southwest
NO | YES |  |  |  | 013-38731 | 013-38731 | Tripp Lite | PS-615-HG-OEM |  |  | SW-HVI-OR | MHHS-Southwest |  | Electrical Power Strips |  | 013-38731 | 013-38731 | Southwest | MHHS-Southwest | SW-HVI-OR | Hvi or 2 | 1/1/20 |  | 1/1/21 |  | POWER SUPPLIES |  | MISCELLANEOUS-Tripp Lite-PS-615-HG-OEM | MISCELLANEOUS | PS-615-HG-OEM |  |  |  | Tripp Lite | Electrical Power Strips |  | MISCELLANEOUS-Tripp Lite-PS-615-HG-OEM |  |  |  |  | Not Covered Vendor Only - Biomedical | MHHS-Southwest
NO | YES |  |  |  | 013-38734 | 013-38734 | Tripp Lite | PS-615-HG-OEM |  | NSN | SW-HVI-OR | MHHS-Southwest |  | Electrical Power Strips |  | 013-38734 | 013-38734 | Southwest | MHHS-Southwest | SW-HVI-OR | Hvi or 2 | 1/1/20 |  | 1/1/21 |  | POWER SUPPLIES |  | MISCELLANEOUS-Tripp Lite-PS-615-HG-OEM | MISCELLANEOUS | PS-615-HG-OEM |  |  |  | Tripp Lite | Electrical Power Strips |  | MISCELLANEOUS-Tripp Lite-PS-615-HG-OEM |  |  |  |  | Covered PM Repair - Biomedical | MHHS-Southwest
NO | YES |  |  |  | 013-38735 | 013-38735 | Tripp Lite | PS-615-HG-OEM |  | NSN | SW-HVI-OR | MHHS-Southwest |  | Electrical Power Strips |  | 013-38735 | 013-38735 | Southwest | MHHS-Southwest | SW-HVI-OR | HVI OR Core | 3/1/20 |  | 3/1/21 |  | POWER SUPPLIES |  | MISCELLANEOUS-Tripp Lite-PS-615-HG-OEM | MISCELLANEOUS | PS-615-HG-OEM |  |  |  | Tripp Lite | Electrical Power Strips |  | MISCELLANEOUS-Tripp Lite-PS-615-HG-OEM |  |  |  |  | Covered PM Repair - Biomedical | MHHS-Southwest
NO | YES |  |  |  | 013-38749 | 013-38749 | Tripp Lite | PS-615-HG-OEM |  |  | SW-OR | MHHS-Southwest |  | Electrical Power Strips |  | 013-38749 | 013-38749 | Southwest | MHHS-Southwest | SW-OR | Room 17 | 3/1/20 |  | 3/1/21 |  | POWER SUPPLIES |  | MISCELLANEOUS-Tripp Lite-PS-615-HG-OEM | MISCELLANEOUS | PS-615-HG-OEM |  |  |  | Tripp Lite | Electrical Power Strips |  | MISCELLANEOUS-Tripp Lite-PS-615-HG-OEM |  | 1/1/18 |  |  | Covered PM Repair - Biomedical | MHHS-Southwest
NO | YES |  |  |  | 013-38750 | 013-38750 | Tripp Lite | PS-615-HG-OEM |  |  | SW-OR | MHHS-Southwest |  | Electrical Power Strips |  | 013-38750 | 013-38750 | Southwest | MHHS-Southwest | SW-OR | OR 21 | 1/1/20 |  | 1/1/21 | No plate | POWER SUPPLIES |  | MISCELLANEOUS-Tripp Lite-PS-615-HG-OEM | MISCELLANEOUS | PS-615-HG-OEM |  |  |  | Tripp Lite | Electrical Power Strips |  | MISCELLANEOUS-Tripp Lite-PS-615-HG-OEM |  | 1/1/18 |  |  | Covered PM Repair - Biomedical | MHHS-Southwest
NO | YES |  |  |  | 013-38751 | 013-38751 | Tripp Lite | PS-615-HG-OEM |  |  | SW-OR | MHHS-Southwest |  | Electrical Power Strips |  | 013-38751 | 013-38751 | Southwest | MHHS-Southwest | SW-OR | Room 10 | 2/1/20 |  | 2/1/21 |  | POWER SUPPLIES |  | MISCELLANEOUS-Tripp Lite-PS-615-HG-OEM | MISCELLANEOUS | PS-615-HG-OEM |  |  |  | Tripp Lite | Electrical Power Strips |  | MISCELLANEOUS-Tripp Lite-PS-615-HG-OEM |  | 1/1/18 |  |  | Covered PM Repair - Biomedical | MHHS-Southwest
NO | YES |  |  |  | 069-45633 | 069-45633 | Tripp Lite | PS-615-HG-OEM |  |  | TMC-Cath Lab-Adult (2Hvi) | MHHS-TMC |  | Electrical Power Strips |  | 069-45633 | 069-45633 | TMC | MHHS-TMC | TMC-Cath Lab-Adult (2Hvi) | TMC - CATH LAB - ADULT (2HVI) | 3/1/18 |  | 3/1/19 |  | POWER SUPPLIES |  | MISCELLANEOUS-Tripp Lite-PS-615-HG-OEM | MISCELLANEOUS | PS-615-HG-OEM |  |  |  | Tripp Lite | Electrical Power Strips |  | MISCELLANEOUS-Tripp Lite-PS-615-HG-OEM |  | 6/5/19 |  |  | Covered PM Repair - Biomedical | MHHS-TMC
NO | YES |  |  |  | 074-05853 | 074-05853 | Tripp Lite | PS-615-HG-OEM |  | AGIB6758 | TMC-OR-CVOR (7Hvi) | MHHS-TMC |  | Electrical Power Strips |  | 074-05853 | 074-05853 | TMC | MHHS-TMC | TMC-OR-CVOR (7Hvi) | CVOR (7HVI) | 3/1/18 |  | 3/1/19 |  | POWER SUPPLIES |  | MISCELLANEOUS-Tripp Lite-PS-615-HG-OEM | MISCELLANEOUS | PS-615-HG-OEM |  |  |  | Tripp Lite | Electrical Power Strips |  | MISCELLANEOUS-Tripp Lite-PS-615-HG-OEM |  | 3/1/13 |  |  | Covered PM Repair - Biomedical | MHHS-TMC
NO | YES |  |  |  | 077-11113 | 077-11113 | Tripp Lite | PS-615-HG-OEM |  | NSN | TMC - Biomedical | MHHS-TMC |  | Electrical Power Strips |  | 077-11113 | 077-11113 | TMC | Memorial Hermann-Texas Medical Center | TMC - Biomedical | Biomed shop |  |  |  | No pm | POWER SUPPLIES |  | MISCELLANEOUS-Tripp Lite-PS-615-HG-OEM | MISCELLANEOUS | PS-615-HG-OEM |  |  |  | Tripp Lite | Electrical Power Strips |  | MISCELLANEOUS-Tripp Lite-PS-615-HG-OEM |  |  |  |  | Covered PM Repair - Biomedical | MHHS-TMC
YES | YES |  |  |  | 099-10979 | 099-10979 | Tripp Lite | PS-615-HG-OEM |  | IB87B6 2731CS0 | SW - HVI - OR |  |  |  |  | 099-10979 | 099-10979 | Southwest | Memorial Hermann Heart | SW - HVI - OR | CVOR EP 3 |  |  |  | New Add
YES | YES |  |  |  | 099-08874 | 099-08874 | Tripp Lite | PS-615-HG-OEM |  |  | SW - HYPERBARIC |  |  |  |  | 099-08874 | 099-08874 | Southwest | Memorial Hermann Southwest Hospital | SW - HYPERBARIC | Wound Care |  |  |  | New Add
NO | NO | [5 empty] | Tripp Lite | PS-615-HG-OEM |  |  | NE - OR | MHHS-Northeast |  | Electrical Power Strips |  |  |  | Katy |  | NE - OR | [5 empty] | POWER SUPPLIES |  | MISCELLANEOUS-Tripp Lite-PS-615-HG-OEM | MISCELLANEOUS | PS-615-HG-OEM |  |  |  | Tripp Lite | Electrical Power Strips |  | MISCELLANEOUS-Tripp Lite-PS-615-HG-OEM |  |  |  |  | Covered PM Repair - Biomedical | MHHS-Northeast
NO | NO | [5 empty] | Tripp Lite | PS-615-HG-OEM |  |  | NE - OR | MHHS-Northeast |  | Electrical Power Strips |  |  |  | Katy |  | NE - OR | [5 empty] | POWER SUPPLIES |  | MISCELLANEOUS-Tripp Lite-PS-615-HG-OEM | MISCELLANEOUS | PS-615-HG-OEM |  |  |  | Tripp Lite | Electrical Power Strips |  | MISCELLANEOUS-Tripp Lite-PS-615-HG-OEM |  |  |  |  | Covered PM Repair - Biomedical | MHHS-Northeast
NO | NO | [5 empty] | Tripp Lite | PS-615-HG-OEM |  |  | NE - OR | MHHS-Northeast |  | Electrical Power Strips |  |  |  | Katy |  | NE - OR | [5 empty] | POWER SUPPLIES |  | MISCELLANEOUS-Tripp Lite-PS-615-HG-OEM | MISCELLANEOUS | PS-615-HG-OEM |  |  |  | Tripp Lite | Electrical Power Strips |  | MISCELLANEOUS-Tripp Lite-PS-615-HG-OEM |  |  |  |  | Covered PM Repair - Biomedical | MHHS-Northeast
NO | NO | [5 empty] | Tripp Lite | PS-615-HG-OEM |  |  | NE - OR | MHHS-Northeast |  | Electrical Power Strips |  |  |  | Katy |  | NE - OR | [5 empty] | POWER SUPPLIES |  | MISCELLANEOUS-Tripp Lite-PS-615-HG-OEM | MISCELLANEOUS | PS-615-HG-OEM |  |  |  | Tripp Lite | Electrical Power Strips |  | MISCELLANEOUS-Tripp Lite-PS-615-HG-OEM |  |  |  |  | Covered PM Repair - Biomedical | MHHS-Northeast
NO | NO |  |  |  | 013-38737 |  | Tripp Lite | PS-615-HG-OEM |  |  | SW - HVI - OR | MHHS-Southwest |  | Electrical Power Strips |  | 013-38737 |  | Southwest |  | SW - HVI - OR | [5 empty] | POWER SUPPLIES |  | MISCELLANEOUS-Tripp Lite-PS-615-HG-OEM | MISCELLANEOUS | PS-615-HG-OEM |  |  |  | Tripp Lite | Electrical Power Strips |  | MISCELLANEOUS-Tripp Lite-PS-615-HG-OEM |  |  |  |  | Covered PM Repair - Biomedical | MHHS-Southwest
NO | NO |  |  |  | 013-38738 |  | Tripp Lite | PS-615-HG-OEM |  |  | SW - HVI - OR | MHHS-Southwest |  | Electrical Power Strips |  | 013-38738 |  | Southwest |  | SW - HVI - OR | [5 empty] | POWER SUPPLIES |  | MISCELLANEOUS-Tripp Lite-PS-615-HG-OEM | MISCELLANEOUS | PS-615-HG-OEM |  |  |  | Tripp Lite | Electrical Power Strips |  | MISCELLANEOUS-Tripp Lite-PS-615-HG-OEM |  |  |  |  | Covered PM Repair - Biomedical | MHHS-Southwest
NO | NO |  |  |  | 013-38739 |  | Tripp Lite | PS-615-HG-OEM |  |  | SW - HVI - OR | MHHS-Southwest |  | Electrical Power Strips |  | 013-38739 |  | Southwest |  | SW - HVI - OR | [5 empty] | POWER SUPPLIES |  | MISCELLANEOUS-Tripp Lite-PS-615-HG-OEM | MISCELLANEOUS | PS-615-HG-OEM |  |  |  | Tripp Lite | Electrical Power Strips |  | MISCELLANEOUS-Tripp Lite-PS-615-HG-OEM |  |  |  |  | Covered PM Repair - Biomedical | MHHS-Southwest
NO | NO |  |  |  | 013-38743 |  | Tripp Lite | PS-615-HG-OEM |  |  | SW - HVI - OR | MHHS-Southwest |  | Electrical Power Strips |  | 013-38743 |  | Southwest |  | SW - HVI - OR | [5 empty] | POWER SUPPLIES |  | MISCELLANEOUS-Tripp Lite-PS-615-HG-OEM | MISCELLANEOUS | PS-615-HG-OEM |  |  |  | Tripp Lite | Electrical Power Strips |  | MISCELLANEOUS-Tripp Lite-PS-615-HG-OEM |  |  |  |  | Covered PM Repair - Biomedical | MHHS-Southwest
NO | NO |  |  |  | 013-38752 |  | Tripp Lite | PS-615-HG-OEM |  |  | SW - HVI - OR | MHHS-Southwest |  | Electrical Power Strips |  | 013-38752 |  | Southwest |  | SW - HVI - OR | [5 empty] | POWER SUPPLIES |  | MISCELLANEOUS-Tripp Lite-PS-615-HG-OEM | MISCELLANEOUS | PS-615-HG-OEM |  |  |  | Tripp Lite | Electrical Power Strips |  | MISCELLANEOUS-Tripp Lite-PS-615-HG-OEM |  |  |  |  | Covered PM Repair - Biomedical | MHHS-Southwest
NO | NO |  |  |  | 013-38754 |  | Tripp Lite | PS-615-HG-OEM |  |  | SW - HVI - OR | MHHS-Southwest |  | Electrical Power Strips |  | 013-38754 |  | Southwest |  | SW - HVI - OR | [5 empty] | POWER SUPPLIES |  | MISCELLANEOUS-Tripp Lite-PS-615-HG-OEM | MISCELLANEOUS | PS-615-HG-OEM |  |  |  | Tripp Lite | Electrical Power Strips |  | MISCELLANEOUS-Tripp Lite-PS-615-HG-OEM |  |  |  |  | Covered PM Repair - Biomedical | MHHS-Southwest
NO | NO |  |  |  | 013-37981 |  | Tripp Lite | PS-615-HG-OEM |  |  | SW - OR | MHHS-Southwest |  | Electrical Power Strips |  | 013-37981 |  | Southwest |  | SW - OR | [5 empty] | POWER SUPPLIES |  | MISCELLANEOUS-Tripp Lite-PS-615-HG-OEM | MISCELLANEOUS | PS-615-HG-OEM |  |  |  | Tripp Lite | Electrical Power Strips |  | MISCELLANEOUS-Tripp Lite-PS-615-HG-OEM |  |  |  |  | Covered PM Repair - Biomedical | MHHS-Southwest
NO | NO |  |  |  | 013-37984 |  | Tripp Lite | PS-615-HG-OEM |  |  | SW - OR | MHHS-Southwest |  | Electrical Power Strips |  | 013-37984 |  | Southwest |  | SW - OR | [5 empty] | POWER SUPPLIES |  | MISCELLANEOUS-Tripp Lite-PS-615-HG-OEM | MISCELLANEOUS | PS-615-HG-OEM |  |  |  | Tripp Lite | Electrical Power Strips |  | MISCELLANEOUS-Tripp Lite-PS-615-HG-OEM |  |  |  |  | Covered PM Repair - Biomedical | MHHS-Southwest
NO | NO |  |  |  | 013-37986 |  | Tripp Lite | PS-615-HG-OEM |  |  | SW - OR | MHHS-Southwest |  | Electrical Power Strips |  | 013-37986 |  | Southwest |  | SW - OR | [5 empty] | POWER SUPPLIES |  | MISCELLANEOUS-Tripp Lite-PS-615-HG-OEM | MISCELLANEOUS | PS-615-HG-OEM |  |  |  | Tripp Lite | Electrical Power Strips |  | MISCELLANEOUS-Tripp Lite-PS-615-HG-OEM |  |  |  |  | Covered PM Repair - Biomedical | MHHS-Southwest
NO | NO |  |  |  | 013-37986 |  | Tripp Lite | PS-615-HG-OEM |  |  | SW - OR | MHHS-Southwest |  | Electrical Power Strips |  | 013-37986 |  | Southwest |  | SW - OR | [5 empty] | POWER SUPPLIES |  | MISCELLANEOUS-Tripp Lite-PS-615-HG-OEM | MISCELLANEOUS | PS-615-HG-OEM |  |  |  | Tripp Lite | Electrical Power Strips |  | MISCELLANEOUS-Tripp Lite-PS-615-HG-OEM |  |  |  |  | Covered PM Repair - Biomedical | MHHS-Southwest
NO | NO |  |  |  | 013-37987 |  | Tripp Lite | PS-615-HG-OEM |  |  | SW - OR | MHHS-Southwest |  | Electrical Power Strips |  | 013-37987 |  | Southwest |  | SW - OR | [5 empty] | POWER SUPPLIES |  | MISCELLANEOUS-Tripp Lite-PS-615-HG-OEM | MISCELLANEOUS | PS-615-HG-OEM |  |  |  | Tripp Lite | Electrical Power Strips |  | MISCELLANEOUS-Tripp Lite-PS-615-HG-OEM |  |  |  |  | Covered PM Repair - Biomedical | MHHS-Southwest
NO | NO |  |  |  | 013-38679 |  | Tripp Lite | PS-615-HG-OEM |  |  | SW - OR | MHHS-Southwest |  | Electrical Power Strips |  | 013-38679 |  | Southwest |  | SW - OR | [5 empty] | POWER SUPPLIES |  | MISCELLANEOUS-Tripp Lite-PS-615-HG-OEM | MISCELLANEOUS | PS-615-HG-OEM |  |  |  | Tripp Lite | Electrical Power Strips |  | MISCELLANEOUS-Tripp Lite-PS-615-HG-OEM |  |  |  |  | Covered PM Repair - Biomedical | MHHS-Southwest
NO | NO |  |  |  | 013-38717 |  | Tripp Lite | PS-615-HG-OEM |  |  | SW - OR | MHHS-Southwest |  | Electrical Power Strips |  | 013-38717 |  | Southwest |  | SW - OR | [5 empty] | POWER SUPPLIES |  | MISCELLANEOUS-Tripp Lite-PS-615-HG-OEM | MISCELLANEOUS | PS-615-HG-OEM |  |  |  | Tripp Lite | Electrical Power Strips |  | MISCELLANEOUS-Tripp Lite-PS-615-HG-OEM |  |  |  |  | Covered PM Repair - Biomedical | MHHS-Southwest
NO | NO |  |  |  | 013-38718 |  | Tripp Lite | PS-615-HG-OEM |  |  | SW - OR | MHHS-Southwest |  | Electrical Power Strips |  | 013-38718 |  | Southwest |  | SW - OR | [5 empty] | POWER SUPPLIES |  | MISCELLANEOUS-Tripp Lite-PS-615-HG-OEM | MISCELLANEOUS | PS-615-HG-OEM |  |  |  | Tripp Lite | Electrical Power Strips |  | MISCELLANEOUS-Tripp Lite-PS-615-HG-OEM |  |  |  |  | Covered PM Repair - Biomedical | MHHS-Southwest
NO | NO |  |  |  | 013-38719 |  | Tripp Lite | PS-615-HG-OEM |  |  | SW - OR | MHHS-Southwest |  | Electrical Power Strips |  | 013-38719 |  | Southwest |  | SW - OR | [5 empty] | POWER SUPPLIES |  | MISCELLANEOUS-Tripp Lite-PS-615-HG-OEM | MISCELLANEOUS | PS-615-HG-OEM |  |  |  | Tripp Lite | Electrical Power Strips |  | MISCELLANEOUS-Tripp Lite-PS-615-HG-OEM |  |  |  |  | Covered PM Repair - Biomedical | MHHS-Southwest
NO | NO |  |  |  | 013-38720 |  | Tripp Lite | PS-615-HG-OEM |  |  | SW - OR | MHHS-Southwest |  | Electrical Power Strips |  | 013-38720 |  | Southwest |  | SW - OR | [5 empty] | POWER SUPPLIES |  | MISCELLANEOUS-Tripp Lite-PS-615-HG-OEM | MISCELLANEOUS | PS-615-HG-OEM |  |  |  | Tripp Lite | Electrical Power Strips |  | MISCELLANEOUS-Tripp Lite-PS-615-HG-OEM |  |  |  |  | Covered PM Repair - Biomedical | MHHS-Southwest
NO | NO |  |  |  | 013-38721 |  | Tripp Lite | PS-615-HG-OEM |  |  | SW - OR | MHHS-Southwest |  | Electrical Power Strips |  | 013-38721 |  | Southwest |  | SW - OR | [5 empty] | POWER SUPPLIES |  | MISCELLANEOUS-Tripp Lite-PS-615-HG-OEM | MISCELLANEOUS | PS-615-HG-OEM |  |  |  | Tripp Lite | Electrical Power Strips |  | MISCELLANEOUS-Tripp Lite-PS-615-HG-OEM |  |  |  |  | Covered PM Repair - Biomedical | MHHS-Southwest
NO | NO |  |  |  | 013-38722 |  | Tripp Lite | PS-615-HG-OEM |  |  | SW - OR | MHHS-Southwest |  | Electrical Power Strips |  | 013-38722 |  | Southwest |  | SW - OR | [5 empty] | POWER SUPPLIES |  | MISCELLANEOUS-Tripp Lite-PS-615-HG-OEM | MISCELLANEOUS | PS-615-HG-OEM |  |  |  | Tripp Lite | Electrical Power Strips |  | MISCELLANEOUS-Tripp Lite-PS-615-HG-OEM |  |  |  |  | Covered PM Repair - Biomedical | MHHS-Southwest
NO | NO |  |  |  | 013-38723 |  | Tripp Lite | PS-615-HG-OEM |  |  | SW - OR | MHHS-Southwest |  | Electrical Power Strips |  | 013-38723 |  | Southwest |  | SW - OR | [5 empty] | POWER SUPPLIES |  | MISCELLANEOUS-Tripp Lite-PS-615-HG-OEM | MISCELLANEOUS | PS-615-HG-OEM |  |  |  | Tripp Lite | Electrical Power Strips |  | MISCELLANEOUS-Tripp Lite-PS-615-HG-OEM |  |  |  |  | Covered PM Repair - Biomedical | MHHS-Southwest
NO | NO |  |  |  | 013-38724 |  | Tripp Lite | PS-615-HG-OEM |  |  | SW - OR | MHHS-Southwest |  | Electrical Power Strips |  | 013-38724 |  | Southwest |  | SW - OR | [5 empty] | POWER SUPPLIES |  | MISCELLANEOUS-Tripp Lite-PS-615-HG-OEM | MISCELLANEOUS | PS-615-HG-OEM |  |  |  | Tripp Lite | Electrical Power Strips |  | MISCELLANEOUS-Tripp Lite-PS-615-HG-OEM |  |  |  |  | Covered PM Repair - Biomedical | MHHS-Southwest
NO | NO |  |  |  | 013-38725 |  | Tripp Lite | PS-615-HG-OEM |  |  | SW - OR | MHHS-Southwest |  | Electrical Power Strips |  | 013-38725 |  | Southwest |  | SW - OR | [5 empty] | POWER SUPPLIES |  | MISCELLANEOUS-Tripp Lite-PS-615-HG-OEM | MISCELLANEOUS | PS-615-HG-OEM |  |  |  | Tripp Lite | Electrical Power Strips |  | MISCELLANEOUS-Tripp Lite-PS-615-HG-OEM |  |  |  |  | Covered PM Repair - Biomedical | MHHS-Southwest
NO | NO |  |  |  | 013-38726 |  | Tripp Lite | PS-615-HG-OEM |  |  | SW - OR | MHHS-Southwest |  | Electrical Power Strips |  | 013-38726 |  | Southwest |  | SW - OR | [5 empty] | POWER SUPPLIES |  | MISCELLANEOUS-Tripp Lite-PS-615-HG-OEM | MISCELLANEOUS | PS-615-HG-OEM |  |  |  | Tripp Lite | Electrical Power Strips |  | MISCELLANEOUS-Tripp Lite-PS-615-HG-OEM |  |  |  |  | Covered PM Repair - Biomedical | MHHS-Southwest
NO | NO |  |  |  | 013-38727 |  | Tripp Lite | PS-615-HG-OEM |  |  | SW - OR | MHHS-Southwest |  | Electrical Power Strips |  | 013-38727 |  | Southwest |  | SW - OR | [5 empty] | POWER SUPPLIES |  | MISCELLANEOUS-Tripp Lite-PS-615-HG-OEM | MISCELLANEOUS | PS-615-HG-OEM |  |  |  | Tripp Lite | Electrical Power Strips |  | MISCELLANEOUS-Tripp Lite-PS-615-HG-OEM |  |  |  |  | Covered PM Repair - Biomedical | MHHS-Southwest
NO | NO |  |  |  | 013-38728 |  | Tripp Lite | PS-615-HG-OEM |  |  | SW - OR | MHHS-Southwest |  | Electrical Power Strips |  | 013-38728 |  | Southwest |  | SW - OR | [5 empty] | POWER SUPPLIES |  | MISCELLANEOUS-Tripp Lite-PS-615-HG-OEM | MISCELLANEOUS | PS-615-HG-OEM |  |  |  | Tripp Lite | Electrical Power Strips |  | MISCELLANEOUS-Tripp Lite-PS-615-HG-OEM |  |  |  |  | Covered PM Repair - Biomedical | MHHS-Southwest
NO | NO |  |  |  | 013-38729 |  | Tripp Lite | PS-615-HG-OEM |  |  | SW - OR | MHHS-Southwest |  | Electrical Power Strips |  | 013-38729 |  | Southwest |  | SW - OR | [5 empty] | POWER SUPPLIES |  | MISCELLANEOUS-Tripp Lite-PS-615-HG-OEM | MISCELLANEOUS | PS-615-HG-OEM |  |  |  | Tripp Lite | Electrical Power Strips |  | MISCELLANEOUS-Tripp Lite-PS-615-HG-OEM |  |  |  |  | Covered PM Repair - Biomedical | MHHS-Southwest
NO | NO |  |  |  | 013-38730 |  | Tripp Lite | PS-615-HG-OEM |  |  | SW - OR | MHHS-Southwest |  | Electrical Power Strips |  | 013-38730 |  | Southwest |  | SW - OR | [5 empty] | POWER SUPPLIES |  | MISCELLANEOUS-Tripp Lite-PS-615-HG-OEM | MISCELLANEOUS | PS-615-HG-OEM |  |  |  | Tripp Lite | Electrical Power Strips |  | MISCELLANEOUS-Tripp Lite-PS-615-HG-OEM |  |  |  |  | Covered PM Repair - Biomedical | MHHS-Southwest
NO | NO |  |  |  | 013-38732 |  | Tripp Lite | PS-615-HG-OEM |  |  | SW - OR | MHHS-Southwest |  | Electrical Power Strips |  | 013-38732 |  | Southwest |  | SW - OR | [5 empty] | POWER SUPPLIES |  | MISCELLANEOUS-Tripp Lite-PS-615-HG-OEM | MISCELLANEOUS | PS-615-HG-OEM |  |  |  | Tripp Lite | Electrical Power Strips |  | MISCELLANEOUS-Tripp Lite-PS-615-HG-OEM |  |  |  |  | Covered PM Repair - Biomedical | MHHS-Southwest
NO | NO |  |  |  | 013-38733 |  | Tripp Lite | PS-615-HG-OEM |  |  | SW - OR | MHHS-Southwest |  | Electrical Power Strips |  | 013-38733 |  | Southwest |  | SW - OR | [5 empty] | POWER SUPPLIES |  | MISCELLANEOUS-Tripp Lite-PS-615-HG-OEM | MISCELLANEOUS | PS-615-HG-OEM |  |  |  | Tripp Lite | Electrical Power Strips |  | MISCELLANEOUS-Tripp Lite-PS-615-HG-OEM |  |  |  |  | Covered PM Repair - Biomedical | MHHS-Southwest
NO | NO |  |  |  | 013-38736 |  | Tripp Lite | PS-615-HG-OEM |  |  | SW - OR | MHHS-Southwest |  | Electrical Power Strips |  | 013-38736 |  | Southwest |  | SW - OR | [5 empty] | POWER SUPPLIES |  | MISCELLANEOUS-Tripp Lite-PS-615-HG-OEM | MISCELLANEOUS | PS-615-HG-OEM |  |  |  | Tripp Lite | Electrical Power Strips |  | MISCELLANEOUS-Tripp Lite-PS-615-HG-OEM |  |  |  |  | Covered PM Repair - Biomedical | MHHS-Southwest
NO | NO |  |  |  | 013-38745 |  | Tripp Lite | PS-615-HG-OEM |  |  | SW - OR | MHHS-Southwest |  | Electrical Power Strips |  | 013-38745 |  | Southwest |  | SW - OR | [5 empty] | POWER SUPPLIES |  | MISCELLANEOUS-Tripp Lite-PS-615-HG-OEM | MISCELLANEOUS | PS-615-HG-OEM |  |  |  | Tripp Lite | Electrical Power Strips |  | MISCELLANEOUS-Tripp Lite-PS-615-HG-OEM |  |  |  |  | Not Covered Vendor Only - Biomedical | MHHS-Southwest
NO | NO |  |  |  | 013-38746 |  | Tripp Lite | PS-615-HG-OEM |  |  | SW - OR | MHHS-Southwest |  | Electrical Power Strips |  | 013-38746 |  | Southwest |  | SW - OR | [5 empty] | POWER SUPPLIES |  | MISCELLANEOUS-Tripp Lite-PS-615-HG-OEM | MISCELLANEOUS | PS-615-HG-OEM |  |  |  | Tripp Lite | Electrical Power Strips |  | MISCELLANEOUS-Tripp Lite-PS-615-HG-OEM |  |  |  |  | Covered PM Repair - Biomedical | MHHS-Southwest
NO | NO |  |  |  | 013-38747 |  | Tripp Lite | PS-615-HG-OEM |  |  | SW - OR | MHHS-Southwest |  | Electrical Power Strips |  | 013-38747 |  | Southwest |  | SW - OR | [5 empty] | POWER SUPPLIES |  | MISCELLANEOUS-Tripp Lite-PS-615-HG-OEM | MISCELLANEOUS | PS-615-HG-OEM |  |  |  | Tripp Lite | Electrical Power Strips |  | MISCELLANEOUS-Tripp Lite-PS-615-HG-OEM |  |  |  |  | Covered PM Repair - Biomedical | MHHS-Southwest
NO | NO |  |  |  | 013-38753 |  | Tripp Lite | PS-615-HG-OEM |  |  | SW - OR | MHHS-Southwest |  | Electrical Power Strips |  | 013-38753 |  | Southwest |  | SW - OR | [5 empty] | POWER SUPPLIES |  | MISCELLANEOUS-Tripp Lite-PS-615-HG-OEM | MISCELLANEOUS | PS-615-HG-OEM |  |  |  | Tripp Lite | Electrical Power Strips |  | MISCELLANEOUS-Tripp Lite-PS-615-HG-OEM |  |  |  |  | Covered PM Repair - Biomedical | MHHS-Southwest
NO | NO |  |  |  | 129-07789 |  | Tripp Lite | PS-615-HG-OEM |  | 129-07789 | SUGAR LAND - CATH LAB | MHHS-Sugarland |  | Electrical Power Strips |  | 129-07789 |  | Sugar Land |  | SUGAR LAND - CATH LAB | [5 empty] | POWER SUPPLIES |  | MISCELLANEOUS-Tripp Lite-PS-615-HG-OEM | MISCELLANEOUS | PS-615-HG-OEM |  |  |  | Tripp Lite | Electrical Power Strips |  | MISCELLANEOUS-Tripp Lite-PS-615-HG-OEM |  |  |  |  | Covered PM Repair - Biomedical | MHHS-Sugarland
NO | NO |  |  |  | 129-07790 |  | Tripp Lite | PS-615-HG-OEM |  | 129-07790 | SUGAR LAND - CATH LAB | MHHS-Sugarland |  | Electrical Power Strips |  | 129-07790 |  | Sugar Land |  | SUGAR LAND - CATH LAB | [5 empty] | POWER SUPPLIES |  | MISCELLANEOUS-Tripp Lite-PS-615-HG-OEM | MISCELLANEOUS | PS-615-HG-OEM |  |  |  | Tripp Lite | Electrical Power Strips |  | MISCELLANEOUS-Tripp Lite-PS-615-HG-OEM |  |  |  |  | Covered PM Repair - Biomedical | MHHS-Sugarland
NO | NO |  |  |  | 129-07787 |  | Tripp Lite | PS-615-HG-OEM |  | 129-07787 | SUGAR LAND - LABOR & DELIVERY - OR | MHHS-Sugarland |  | Electrical Power Strips |  | 129-07787 |  | Sugar Land |  | SUGAR LAND - LABOR & DELIVERY - OR | [5 empty] | POWER SUPPLIES |  | MISCELLANEOUS-Tripp Lite-PS-615-HG-OEM | MISCELLANEOUS | PS-615-HG-OEM |  |  |  | Tripp Lite | Electrical Power Strips |  | MISCELLANEOUS-Tripp Lite-PS-615-HG-OEM |  |  |  |  | Covered PM Repair - Biomedical | MHHS-Sugarland
NO | NO |  |  |  | 129-07788 |  | Tripp Lite | PS-615-HG-OEM |  | 129-07788 | SUGAR LAND - LABOR & DELIVERY - OR | MHHS-Sugarland |  | Electrical Power Strips |  | 129-07788 |  | Sugar Land |  | SUGAR LAND - LABOR & DELIVERY - OR | [5 empty] | POWER SUPPLIES |  | MISCELLANEOUS-Tripp Lite-PS-615-HG-OEM | MISCELLANEOUS | PS-615-HG-OEM |  |  |  | Tripp Lite | Electrical Power Strips |  | MISCELLANEOUS-Tripp Lite-PS-615-HG-OEM |  |  |  |  | Covered PM Repair - Biomedical | MHHS-Sugarland
NO | NO |  |  |  | 129-07785 |  | Tripp Lite | PS-615-HG-OEM |  | 129-07885 | SUGAR LAND - OR | MHHS-Sugarland |  | Electrical Power Strips |  | 129-07785 |  | Sugar Land |  | SUGAR LAND - OR | [5 empty] | POWER SUPPLIES |  | MISCELLANEOUS-Tripp Lite-PS-615-HG-OEM | MISCELLANEOUS | PS-615-HG-OEM |  |  |  | Tripp Lite | Electrical Power Strips |  | MISCELLANEOUS-Tripp Lite-PS-615-HG-OEM |  |  |  |  | Covered PM Repair - Biomedical | MHHS-Sugarland
NO | NO |  |  |  | 129-07786 |  | Tripp Lite | PS-615-HG-OEM |  | 129-07786 | SUGAR LAND - OR | MHHS-Sugarland |  | Electrical Power Strips |  | 129-07786 |  | Sugar Land |  | SUGAR LAND - OR | [5 empty] | POWER SUPPLIES |  | MISCELLANEOUS-Tripp Lite-PS-615-HG-OEM | MISCELLANEOUS | PS-615-HG-OEM |  |  |  | Tripp Lite | Electrical Power Strips |  | MISCELLANEOUS-Tripp Lite-PS-615-HG-OEM |  |  |  |  | Covered PM Repair - Biomedical | MHHS-Sugarland
NO | NO |  |  |  | 069-45637 |  | Tripp Lite | PS-615-HG-OEM |  |  | TMC - CATH LAB - ADULT (2HVI) | MHHS-TMC |  | Electrical Power Strips |  | 069-45637 |  | TMC |  | TMC - CATH LAB - ADULT (2HVI) | [5 empty] | POWER SUPPLIES |  | MISCELLANEOUS-Tripp Lite-PS-615-HG-OEM | MISCELLANEOUS | PS-615-HG-OEM |  |  |  | Tripp Lite | Electrical Power Strips |  | MISCELLANEOUS-Tripp Lite-PS-615-HG-OEM |  |  |  |  | Covered PM Repair - Biomedical | MHHS-TMC
NO | NO |  |  |  | 074-05855 |  | Tripp Lite | PS-615-HG-OEM |  | 074-05855 | TMC - CATH LAB - ADULT (2HVI) | MHHS-TMC |  | Electrical Power Strips |  | 074-05855 |  | TMC |  | TMC - CATH LAB - ADULT (2HVI) | [5 empty] | POWER SUPPLIES |  | MISCELLANEOUS-Tripp Lite-PS-615-HG-OEM | MISCELLANEOUS | PS-615-HG-OEM |  |  |  | Tripp Lite | Electrical Power Strips |  | MISCELLANEOUS-Tripp Lite-PS-615-HG-OEM |  |  |  |  | Covered PM Repair - Biomedical | MHHS-TMC
NO | NO |  |  |  | 077-09752 |  | Tripp Lite | PS-615-HG-OEM |  | 2747AVHIB882704419 | TMC - CHILDRENS - ECMO (7HP) | MHHS-TMC |  | Electrical Power Strips |  | 077-09752 |  | TMC |  | TMC - CHILDRENS - ECMO (7HP) | [5 empty] | POWER SUPPLIES |  | MISCELLANEOUS-Tripp Lite-PS-615-HG-OEM | MISCELLANEOUS | PS-615-HG-OEM |  |  |  | Tripp Lite | Electrical Power Strips |  | MISCELLANEOUS-Tripp Lite-PS-615-HG-OEM |  |  |  |  | Covered PM Repair - Biomedical | MHHS-TMC
NO | NO |  |  |  | 077-09753 |  | Tripp Lite | PS-615-HG-OEM |  | Tripp Lite | TMC - CHILDRENS - ECMO (7HP) | MHHS-TMC |  | Electrical Power Strips |  | 077-09753 |  | TMC |  | TMC - CHILDRENS - ECMO (7HP) | [5 empty] | POWER SUPPLIES |  | MISCELLANEOUS-Tripp Lite-PS-615-HG-OEM | MISCELLANEOUS | PS-615-HG-OEM |  |  |  | Tripp Lite | Electrical Power Strips |  | MISCELLANEOUS-Tripp Lite-PS-615-HG-OEM |  |  |  |  | Covered PM Repair - Biomedical | MHHS-TMC
NO | NO |  |  |  | 077-09757 |  | Tripp Lite | PS-615-HG-OEM |  | 2747AVHIB882704414 | TMC - CHILDRENS - ECMO (7HP) | MHHS-TMC |  | Electrical Power Strips |  | 077-09757 |  | TMC |  | TMC - CHILDRENS - ECMO (7HP) | [5 empty] | POWER SUPPLIES |  | MISCELLANEOUS-Tripp Lite-PS-615-HG-OEM | MISCELLANEOUS | PS-615-HG-OEM |  |  |  | Tripp Lite | Electrical Power Strips |  | MISCELLANEOUS-Tripp Lite-PS-615-HG-OEM |  |  |  |  | Covered PM Repair - Biomedical | MHHS-TMC
NO | NO |  |  |  | 077-09758 |  | Tripp Lite | PS-615-HG-OEM |  | 2747AVHIB882704413 | TMC - CHILDRENS - ECMO (7HP) | MHHS-TMC |  | Electrical Power Strips |  | 077-09758 |  | TMC |  | TMC - CHILDRENS - ECMO (7HP) | [5 empty] | POWER SUPPLIES |  | MISCELLANEOUS-Tripp Lite-PS-615-HG-OEM | MISCELLANEOUS | PS-615-HG-OEM |  |  |  | Tripp Lite | Electrical Power Strips |  | MISCELLANEOUS-Tripp Lite-PS-615-HG-OEM |  |  |  |  | Covered PM Repair - Biomedical | MHHS-TMC
NO | NO |  |  |  | 077-09760 |  | Tripp Lite | PS-615-HG-OEM |  | 2747AVHIB882704410 | TMC - CHILDRENS - ECMO (7HP) | MHHS-TMC |  | Electrical Power Strips |  | 077-09760 |  | TMC |  | TMC - CHILDRENS - ECMO (7HP) | [5 empty] | POWER SUPPLIES |  | MISCELLANEOUS-Tripp Lite-PS-615-HG-OEM | MISCELLANEOUS | PS-615-HG-OEM |  |  |  | Tripp Lite | Electrical Power Strips |  | MISCELLANEOUS-Tripp Lite-PS-615-HG-OEM |  |  |  |  | Covered PM Repair - Biomedical | MHHS-TMC
NO | NO |  |  |  | 077-09754 |  | Tripp Lite | PS-615-HG-OEM |  | 2747AVHIB882704419 | TMC - CHILDRENS - NICU (7HP) | MHHS-TMC |  | Electrical Power Strips |  | 077-09754 |  | TMC |  | TMC - CHILDRENS - NICU (7HP) | [5 empty] | POWER SUPPLIES |  | MISCELLANEOUS-Tripp Lite-PS-615-HG-OEM | MISCELLANEOUS | PS-615-HG-OEM |  |  |  | Tripp Lite | Electrical Power Strips |  | MISCELLANEOUS-Tripp Lite-PS-615-HG-OEM |  |  |  |  | Covered PM Repair - Biomedical | MHHS-TMC
NO | NO |  |  |  | 077-09755 |  | Tripp Lite | PS-615-HG-OEM |  | 2747AVHIB882704416 | TMC - CHILDRENS - NICU (7HP) | MHHS-TMC |  | Electrical Power Strips |  | 077-09755 |  | TMC |  | TMC - CHILDRENS - NICU (7HP) | [5 empty] | POWER SUPPLIES |  | MISCELLANEOUS-Tripp Lite-PS-615-HG-OEM | MISCELLANEOUS | PS-615-HG-OEM |  |  |  | Tripp Lite | Electrical Power Strips |  | MISCELLANEOUS-Tripp Lite-PS-615-HG-OEM |  |  |  |  | Covered PM Repair - Biomedical | MHHS-TMC
NO | NO |  |  |  | 077-09756 |  | Tripp Lite | PS-615-HG-OEM |  | 2747AVHIB882704415 | TMC - CHILDRENS - NICU (7HP) | MHHS-TMC |  | Electrical Power Strips |  | 077-09756 |  | TMC |  | TMC - CHILDRENS - NICU (7HP) | [5 empty] | POWER SUPPLIES |  | MISCELLANEOUS-Tripp Lite-PS-615-HG-OEM | MISCELLANEOUS | PS-615-HG-OEM |  |  |  | Tripp Lite | Electrical Power Strips |  | MISCELLANEOUS-Tripp Lite-PS-615-HG-OEM |  |  |  |  | Covered PM Repair - Biomedical | MHHS-TMC
NO | NO |  |  |  | 077-11098 |  | Tripp Lite | PS-615-HG-OEM |  | None | TMC - OR - HERMANN (2HP) | MHHS-TMC |  | Electrical Power Strips |  | 077-11098 |  | TMC |  | TMC - OR - HERMANN (2HP) | [5 empty] | POWER SUPPLIES |  | MISCELLANEOUS-Tripp Lite-PS-615-HG-OEM | MISCELLANEOUS | PS-615-HG-OEM |  |  |  | Tripp Lite | Electrical Power Strips |  | MISCELLANEOUS-Tripp Lite-PS-615-HG-OEM |  |  |  |  | Covered PM Repair - Biomedical | MHHS-TMC
NO | NO |  |  |  | 077-11102 |  | Tripp Lite | PS-615-HG-OEM |  | None | TMC - OR - HERMANN (2HP) | MHHS-TMC |  | Electrical Power Strips |  | 077-11102 |  | TMC |  | TMC - OR - HERMANN (2HP) | [5 empty] | POWER SUPPLIES |  | MISCELLANEOUS-Tripp Lite-PS-615-HG-OEM | MISCELLANEOUS | PS-615-HG-OEM |  |  |  | Tripp Lite | Electrical Power Strips |  | MISCELLANEOUS-Tripp Lite-PS-615-HG-OEM |  |  |  |  | Covered PM Repair - Biomedical | MHHS-TMC
NO | NO |  |  |  | 077-11103 |  | Tripp Lite | PS-615-HG-OEM |  | None | TMC - OR - HERMANN (2HP) | MHHS-TMC |  | Electrical Power Strips |  | 077-11103 |  | TMC |  | TMC - OR - HERMANN (2HP) | [5 empty] | POWER SUPPLIES |  | MISCELLANEOUS-Tripp Lite-PS-615-HG-OEM | MISCELLANEOUS | PS-615-HG-OEM |  |  |  | Tripp Lite | Electrical Power Strips |  | MISCELLANEOUS-Tripp Lite-PS-615-HG-OEM |  |  |  |  | Covered PM Repair - Biomedical | MHHS-TMC
NO | NO |  |  |  | 029-11869 |  | Tripp Lite | PS-615-HG-OEM |  |  | WOODLANDS - BIRTH CENTER | MHHS-Woodlands |  | Electrical Power Strips |  | 029-11869 |  | Woodlands |  | WOODLANDS - BIRTH CENTER | [5 empty] | POWER SUPPLIES |  | MISCELLANEOUS-Tripp Lite-PS-615-HG-OEM | MISCELLANEOUS | PS-615-HG-OEM |  |  |  | Tripp Lite | Electrical Power Strips |  | MISCELLANEOUS-Tripp Lite-PS-615-HG-OEM |  |  |  |  | Covered PM Repair - Biomedical | MHHS-Woodlands
NO | NO |  |  |  | 029-11870 |  | Tripp Lite | PS-615-HG-OEM |  |  | WOODLANDS - BIRTH CENTER | MHHS-Woodlands |  | Electrical Power Strips |  | 029-11870 |  | Woodlands |  | WOODLANDS - BIRTH CENTER | [5 empty] | POWER SUPPLIES |  | MISCELLANEOUS-Tripp Lite-PS-615-HG-OEM | MISCELLANEOUS | PS-615-HG-OEM |  |  |  | Tripp Lite | Electrical Power Strips |  | MISCELLANEOUS-Tripp Lite-PS-615-HG-OEM |  |  |  |  | Covered PM Repair - Biomedical | MHHS-Woodlands
NO | NO |  |  |  | 029-11898 |  | Tripp Lite | PS-615-HG-OEM |  |  | WOODLANDS - BIRTH CENTER | MHHS-Woodlands |  | Electrical Power Strips |  | 029-11898 |  | Woodlands |  | WOODLANDS - BIRTH CENTER | [5 empty] | POWER SUPPLIES |  | MISCELLANEOUS-Tripp Lite-PS-615-HG-OEM | MISCELLANEOUS | PS-615-HG-OEM |  |  |  | Tripp Lite | Electrical Power Strips |  | MISCELLANEOUS-Tripp Lite-PS-615-HG-OEM |  |  |  |  | Covered PM Repair - Biomedical | MHHS-Woodlands
NO | NO |  |  |  | 029-11899 |  | Tripp Lite | PS-615-HG-OEM |  |  | WOODLANDS - BIRTH CENTER | MHHS-Woodlands |  | Electrical Power Strips |  | 029-11899 |  | Woodlands |  | WOODLANDS - BIRTH CENTER | [5 empty] | POWER SUPPLIES |  | MISCELLANEOUS-Tripp Lite-PS-615-HG-OEM | MISCELLANEOUS | PS-615-HG-OEM |  |  |  | Tripp Lite | Electrical Power Strips |  | MISCELLANEOUS-Tripp Lite-PS-615-HG-OEM |  |  |  |  | Covered PM Repair - Biomedical | MHHS-Woodlands
NO | NO |  |  |  | 029-12340 |  | Tripp Lite | PS-615-HG-OEM |  |  | WOODLANDS - BIRTH CENTER | MHHS-Woodlands |  | Electrical Power Strips |  | 029-12340 |  | Woodlands |  | WOODLANDS - BIRTH CENTER | [5 empty] | POWER SUPPLIES |  | MISCELLANEOUS-Tripp Lite-PS-615-HG-OEM | MISCELLANEOUS | PS-615-HG-OEM |  |  |  | Tripp Lite | Electrical Power Strips |  | MISCELLANEOUS-Tripp Lite-PS-615-HG-OEM |  |  |  |  | Covered PM Repair - Radiology, High End | MHHS-Woodlands
NO | NO |  |  |  | 029-12341 |  | Tripp Lite | PS-615-HG-OEM |  |  | WOODLANDS - BIRTH CENTER | MHHS-Woodlands |  | Electrical Power Strips |  | 029-12341 |  | Woodlands |  | WOODLANDS - BIRTH CENTER | [5 empty] | POWER SUPPLIES |  | MISCELLANEOUS-Tripp Lite-PS-615-HG-OEM | MISCELLANEOUS | PS-615-HG-OEM |  |  |  | Tripp Lite | Electrical Power Strips |  | MISCELLANEOUS-Tripp Lite-PS-615-HG-OEM |  |  |  |  | Covered PM Repair - Biomedical | MHHS-Woodlands
NO | NO |  |  |  | 029-11901 |  | Tripp Lite | PS-615-HG-OEM |  |  | WOODLANDS - OR | MHHS-Woodlands |  | Electrical Power Strips |  | 029-11901 |  | Woodlands |  | WOODLANDS - OR | [5 empty] | POWER SUPPLIES |  | MISCELLANEOUS-Tripp Lite-PS-615-HG-OEM | MISCELLANEOUS | PS-615-HG-OEM |  |  |  | Tripp Lite | Electrical Power Strips |  | MISCELLANEOUS-Tripp Lite-PS-615-HG-OEM |  |  |  |  | Covered PM Repair - Biomedical | MHHS-Woodlands
NO | NO |  |  |  | 029-12419 |  | Tripp Lite | PS-615-HG-OEM |  |  | WOODLANDS - OR | MHHS-Woodlands |  | Electrical Power Strips |  | 029-12419 |  | Woodlands |  | WOODLANDS - OR | [5 empty] | POWER SUPPLIES |  | MISCELLANEOUS-Tripp Lite-PS-615-HG-OEM | MISCELLANEOUS | PS-615-HG-OEM |  |  |  | Tripp Lite | Electrical Power Strips |  | MISCELLANEOUS-Tripp Lite-PS-615-HG-OEM |  |  |  |  | Covered PM Repair - Biomedical | MHHS-Woodlands
NO | NO |  |  |  | 029-12420 |  | Tripp Lite | PS-615-HG-OEM |  |  | WOODLANDS - OR | MHHS-Woodlands |  | Electrical Power Strips |  | 029-12420 |  | Woodlands |  | WOODLANDS - OR | [5 empty] | POWER SUPPLIES |  | MISCELLANEOUS-Tripp Lite-PS-615-HG-OEM | MISCELLANEOUS | PS-615-HG-OEM |  |  |  | Tripp Lite | Electrical Power Strips |  | MISCELLANEOUS-Tripp Lite-PS-615-HG-OEM |  |  |  |  | Covered PM Repair - Biomedical | MHHS-Woodlands
NO | YES |  |  |  |  | 099-00954 | Tripp Lite | PS410HGOEMX |  |  | NE-Respiratory | MHHS-Northeast |  |  |  |  | 099-00954 | Katy | MHHS-Northeast | NE-Respiratory |  | 3/1/18 | 3/1/19 |  |  | POWER SUPPLIES |  | .needs class | [5 empty] | Tripp Lite |  |  |  |  | 3/1/19 |  |  | Covered PM Repair - Biomedical | MHHS-Northeast
NO | YES |  |  |  |  | 099-01170 | Tripp Lite | PS410HGOEMX |  |  | NE-Respiratory | MHHS-Northeast |  |  |  |  | 099-01170 | Katy | MHHS-Northeast | NE-Respiratory | ER Outside Room 33 | 3/1/18 |  |  |  | POWER SUPPLIES |  | .needs class | [5 empty] | Tripp Lite |  |  |  |  | 3/2/19 |  |  | Covered PM Repair - Biomedical | MHHS-Northeast
NO | YES |  |  |  |  | 099-01379 | Tripp Lite | PS410HGOEMX |  |  | NE-Respiratory | MHHS-Northeast |  |  |  |  | 099-01379 | Katy | MHHS-Northeast | NE-Respiratory | respiratory Storage |  |  |  |  | POWER SUPPLIES |  | .needs class | [5 empty] | Tripp Lite |  |  |  |  | 3/20/19 |  |  | Covered PM Repair - Biomedical | MHHS-Northeast
NO | YES |  |  |  |  | 099-02386 | Tripp Lite | PS410HGOEMX |  |  | NE-Respiratory | MHHS-Northeast |  |  |  |  | 099-02386 | Katy | MHHS-Northeast | NE-Respiratory | HEMODIALYSIS storage |  |  |  |  | POWER SUPPLIES |  | .needs class | [5 empty] | Tripp Lite |  |  |  |  | 8/4/16 |  |  | Covered PM Repair - Biomedical | MHHS-Northeast
NO | YES |  |  |  |  | 099-02316 | Tripp Lite | PS410HGOEMX |  |  | NE-ICU | MHHS-Northeast |  |  |  |  | 099-02316 | Katy | MHHS-Northeast | NE-ICU | Room 4026 | 3/1/18 |  |  |  | POWER SUPPLIES |  | .needs class | [5 empty] | Tripp Lite |  |  |  |  | 3/12/19 |  |  | Covered PM Repair - Biomedical | MHHS-Northeast
NO | YES | [5 empty] | Tripp Lite | PS410HGOEMX |  |  | NE-Respiratory | MHHS-Northeast | [5 empty] | Katy | MHHS-Northeast | NE-Respiratory |  | 3/1/18 |  |  |  | POWER SUPPLIES |  | .needs class | [5 empty] | Tripp Lite |  |  |  |  | 3/7/17 |  |  | Covered PM Repair - Biomedical | MHHS-Northeast
NO | YES | [5 empty] | Tripp Lite | PS410HGOEMX |  |  | NE-Respiratory | MHHS-Northeast | [5 empty] | Katy | MHHS-Northeast | NE-Respiratory |  | 4/1/18 |  |  |  | POWER SUPPLIES |  | .needs class | [5 empty] | Tripp Lite | [7 empty] | Covered PM Repair - Biomedical | MHHS-Northeast
NO | YES |  |  |  |  | 099-02385 | Tripp Lite | PS410HGOEMX |  |  | NE-Respiratory | MHHS-Northeast |  |  |  |  | 099-02385 | Katy | MHHS-Northeast | NE-Respiratory | HEMODIALYSIS storage | 4/1/18 |  |  |  | POWER SUPPLIES |  | .needs class | [5 empty] | Tripp Lite |  |  |  |  | 3/20/16 |  |  | Covered PM Repair - Biomedical | MHHS-Northeast
NO | YES | [5 empty] | Tripp Lite | PS410HGOEMX |  |  | NE-Respiratory | MHHS-Northeast | [5 empty] | Katy | MHHS-Northeast | NE-Respiratory | Resp Office | 2/1/19 |  |  |  | POWER SUPPLIES |  | .needs class | [5 empty] | Tripp Lite |  |  |  |  | 1/14/18 |  |  | Covered PM Repair - Biomedical | MHHS-Northeast
YES | YES | Serial Number Cnf |  |  | 099-01147 | 099-01147 | Tripp Lite | PS410HGOEMX |  | Cnf | NE - RESPIRATORY |  |  |  |  | 099-01147 | 099-01147 | Katy | Memorial Hermann Northeast Hospital | NE - RESPIRATORY | Biomed Shop
NO | NO | [5 empty] | Tripp Lite | PS410HGOEMX |  |  | NE - RESPIRATORY | MHHS-Northeast | [5 empty] | Katy |  | NE - RESPIRATORY | [5 empty] | POWER SUPPLIES |  | .needs class | [5 empty] | Tripp Lite | [7 empty] | Covered PM Repair - Biomedical | MHHS-Northeast
NO | NO | [5 empty] | Tripp Lite | PS410HGOEMX |  |  | NE - RESPIRATORY | MHHS-Northeast | [5 empty] | Katy |  | NE - RESPIRATORY | [5 empty] | POWER SUPPLIES |  | .needs class | [5 empty] | Tripp Lite | [7 empty] | Covered PM Repair - Biomedical | MHHS-Northeast
NO | NO | [5 empty] | Tripp Lite | PS410HGOEMX |  |  | NE - RESPIRATORY | MHHS-Northeast | [5 empty] | Katy |  | NE - RESPIRATORY | [5 empty] | POWER SUPPLIES |  | .needs class | [5 empty] | Tripp Lite | [7 empty] | Covered PM Repair - Biomedical | MHHS-Northeast
NO | NO | [5 empty] | Tripp Lite | PS410HGOEMX |  |  | NE - RESPIRATORY | MHHS-Northeast | [5 empty] | Katy |  | NE - RESPIRATORY | [5 empty] | POWER SUPPLIES |  | .needs class | [5 empty] | Tripp Lite | [7 empty] | Covered PM Repair - Biomedical | MHHS-Northeast
NO | NO | [5 empty] | Tripp Lite | PS410HGOEMX |  |  | NE - RESPIRATORY | MHHS-Northeast | [5 empty] | Katy |  | NE - RESPIRATORY | [5 empty] | POWER SUPPLIES |  | .needs class | [5 empty] | Tripp Lite | [7 empty] | Covered PM Repair - Biomedical | MHHS-Northeast
NO | NO | [5 empty] | Tripp Lite | PS410HGOEMX |  |  | NE - RESPIRATORY | MHHS-Northeast | [5 empty] | Katy |  | NE - RESPIRATORY | [5 empty] | POWER SUPPLIES |  | .needs class | [5 empty] | Tripp Lite | [7 empty] | Covered PM Repair - Biomedical | MHHS-Northeast
NO | NO | [5 empty] | Tripp Lite | PS410HGOEMX |  |  | NE - RESPIRATORY | MHHS-Northeast | [5 empty] | Katy |  | NE - RESPIRATORY | [5 empty] | POWER SUPPLIES |  | .needs class | [5 empty] | Tripp Lite | [7 empty] | Covered PM Repair - Biomedical | MHHS-Northeast
YES | YES |  |  |  | 041-33031 | 041-33031 | Tripp Lite | RS-1215-HG |  | 2835CS0 | 3rd floor Biomed |  |  |  |  | 041-33031 | 041-33031 | TMC | Memorial Hermann-Texas Medical Center | 3rd floor Biomed | Biomed storage |  |  |  | No pm
NO | YES |  |  |  | 151-05085 | 151-05085 | Tripp Lite | Sc450rm1u |  | 5s1738T21614 | CY-NICU |  |  |  |  | 151-05085 | 151-05085 | Northwest | MHHS-Cypress | CY-NICU | Nurses station
NO | YES |  |  |  | 133-08226 | 133-08226 | Tripp Lite | SM6284 |  | 2331NLCSM628400816 | Katy-Cardiology | MHHS-Katy |  | Power Supply, UPS |  | 133-08226 | 133-08226 | Katy | MHHS-Katy | Katy-Cardiology | ECG/Stress1 | 5/1/16 | 5/1/20 |  |  | POWER SYSTEMS, UNINTERRUPTIBLE | Power Supply, UPS | POWERSUPPLYUPS-Tripp Lite-SM6284 | POWERSUPPLYUPS | SM6284 |  |  |  | Tripp Lite | Power Supply, UPS |  | POWERSUPPLYUPS-Tripp Lite-SM6284 |  |  |  | PSU-2Y | Covered PM Repair - Biomedical | MHHS-Katy | [7 empty] | Power Supply, UPS | POWERSUPPLYUPS | Power Supply, UPS | Tripp Lite
NO | YES |  |  |  | 074-04299 |  | Tripp Lite | SM6284 |  | 2149MLCSM628400914 | TMC-OR-CVOR (7Hvi) |  |  |  |  | 074-04299 |  | TMC | MHHS-TMC | TMC-OR-CVOR (7Hvi) | Nurse call | 3/1/20 |  |  | No PM Sticker |  | Power Supply, UPS | POWERSUPPLYUPS-Tripp Lite-SM6284 | [12 empty] | PSU-2Y | [9 empty] | Power Supply, UPS | POWERSUPPLYUPS | Power Supply, UPS | Tripp Lite
YES | YES |  |  |  | 041-14254 | 041-14254 | Tripp Lite | SM6284 |  | 9732ALCSM628400166 | MEMORIAL CITY - PEDIATRICS |  |  |  |  | 041-14254 | 041-14254 | West | Memorial Hermann Memorial City Medical Center | MEMORIAL CITY - PEDIATRICS | MEMORIAL CITY - PEDIATRICS nurses station |  |  |  | No pm sticker
NO | NO |  |  |  | 009-08305 |  | Tripp Lite | SM6284 |  | 9939JLCSM628401094 | GH - ICU | MHHS-Greater Heights |  | Power Supply, UPS |  | 009-08305 |  | Central & Greater Heights |  | GH - ICU | [5 empty] | POWER SYSTEMS, UNINTERRUPTIBLE |  | POWERSUPPLYUPS-Tripp Lite-SM6284 | POWERSUPPLYUPS | SM6284 |  |  |  | Tripp Lite | Power Supply, UPS |  | POWERSUPPLYUPS-Tripp Lite-SM6284 |  |  |  |  | Covered PM Repair - Biomedical | MHHS-Greater Heights
NO | NO |  |  |  | 145-01039 |  | Tripp Lite | SM6284 |  | 2444NLCSM628400715 | PEARLAND - TELEMETRY | MHHS-Pearland Hospital |  | Power Supply, UPS |  | 145-01039 |  | Pearland |  | PEARLAND - TELEMETRY | [5 empty] | POWER SYSTEMS, UNINTERRUPTIBLE |  | POWERSUPPLYUPS-Tripp Lite-SM6284 | POWERSUPPLYUPS | SM6284 |  |  |  | Tripp Lite | Power Supply, UPS |  | POWERSUPPLYUPS-Tripp Lite-SM6284 |  |  |  |  | Covered PM Repair - Biomedical | MHHS-Pearland Hospital
NO | NO |  |  |  | 129-06910 |  | Tripp Lite | SM6284 |  | 9911FLCSM628400316 | SUGAR LAND - CATH LAB | MHHS-Sugarland |  | Power Supply, UPS |  | 129-06910 |  | Sugar Land |  | SUGAR LAND - CATH LAB | [5 empty] | POWER SYSTEMS, UNINTERRUPTIBLE |  | POWERSUPPLYUPS-Tripp Lite-SM6284 | POWERSUPPLYUPS | SM6284 |  |  |  | Tripp Lite | Power Supply, UPS |  | POWERSUPPLYUPS-Tripp Lite-SM6284 |  |  |  |  | Covered PM Repair - Biomedical | MHHS-Sugarland
NO | NO |  |  |  | 129-06253 |  | Tripp Lite | SM6284 |  | 2238NLCSM628400280 | SUGAR LAND - LABOR & DELIVERY | MHHS-Sugarland |  | Power Supply, UPS |  | 129-06253 |  | Sugar Land |  | SUGAR LAND - LABOR & DELIVERY | [5 empty] | POWER SYSTEMS, UNINTERRUPTIBLE |  | POWERSUPPLYUPS-Tripp Lite-SM6284 | POWERSUPPLYUPS | SM6284 |  |  |  | Tripp Lite | Power Supply, UPS |  | POWERSUPPLYUPS-Tripp Lite-SM6284 |  |  |  |  | Covered PM Repair - Biomedical | MHHS-Sugarland
NO | NO |  |  |  | 129-06254 |  | Tripp Lite | SM6284 |  | 2510BYOSM880800263 | SUGAR LAND - LABOR & DELIVERY | MHHS-Sugarland |  | Power Supply, UPS |  | 129-06254 |  | Sugar Land |  | SUGAR LAND - LABOR & DELIVERY | [5 empty] | POWER SYSTEMS, UNINTERRUPTIBLE |  | POWERSUPPLYUPS-Tripp Lite-SM6284 | POWERSUPPLYUPS | SM6284 |  |  |  | Tripp Lite | Power Supply, UPS |  | POWERSUPPLYUPS-Tripp Lite-SM6284 |  |  |  |  | Covered PM Repair - Biomedical | MHHS-Sugarland
YES | YES | Serial Number Cnf |  |  | 005-10334 | 005-10334 | Tripp Lite | Smart 1200 |  | CNF | SE - OR |  |  |  |  | 005-10334 | 005-10334 | Southeast | Memorial Hermann South East | SE - OR | OR corridor | 1/1/18
YES | YES | Serial Number Cnf |  |  | 133-08097 | 133-08097 | Tripp Lite | SMART 1200XLHG |  | Cnf | KATY - MED/SURG 6TH FLOOR |  |  |  |  | 133-08097 | 133-08097 | Katy | Memorial Hermann Katy Hospital | KATY - MED/SURG 6TH FLOOR | W3:150.2 Equipment Storage
NO | NO |  |  |  | 009-10568 |  | Tripp Lite | SMART 1500RM2U |  | 2639BY0SM820600494 | GH - CATH LAB | MHHS-Greater Heights |  |  |  | 009-10568 |  | Central & Greater Heights |  | GH - CATH LAB | [5 empty] | POWER SYSTEMS, UNINTERRUPTIBLE |  | .needs class | [5 empty] | Tripp Lite | [7 empty] | Covered PM Repair - Biomedical | MHHS-Greater Heights
NO | NO |  |  |  | 009-10891 |  | Tripp Lite | SMART 1500RM2U |  | 2714DY0SM820600607 | GH - GENERAL SURGERY 3 SOUTH | MHHS-Greater Heights |  |  |  | 009-10891 |  | Central & Greater Heights |  | GH - GENERAL SURGERY 3 SOUTH | [5 empty] | POWER SYSTEMS, UNINTERRUPTIBLE |  | .needs class | [5 empty] | Tripp Lite | [7 empty] | Covered PM Repair - Biomedical | MHHS-Greater Heights
NO | NO |  |  |  | 009-10473 |  | Tripp Lite | SMART 1500RM2U |  | 2646BY0SM820600488 | GH - ICU | MHHS-Greater Heights |  |  |  | 009-10473 |  | Central & Greater Heights |  | GH - ICU | [5 empty] | POWER SYSTEMS, UNINTERRUPTIBLE |  | .needs class | [5 empty] | Tripp Lite | [7 empty] | Covered PM Repair - Biomedical | MHHS-Greater Heights
NO | NO |  |  |  | 009-10892 |  | Tripp Lite | SMART 1500RM2U |  | 2712DY0SM820600599 | GH - IMU | MHHS-Greater Heights |  |  |  | 009-10892 |  | Central & Greater Heights |  | GH - IMU | [5 empty] | POWER SYSTEMS, UNINTERRUPTIBLE |  | .needs class | [5 empty] | Tripp Lite | [7 empty] | Covered PM Repair - Biomedical | MHHS-Greater Heights
NO | NO |  |  |  | 009-10799 |  | Tripp Lite | SMART 1500RM2U |  | 2646BY0SM820600493 | GH - LABOR & DELIVERY | MHHS-Greater Heights |  |  |  | 009-10799 |  | Central & Greater Heights |  | GH - LABOR & DELIVERY | [5 empty] | POWER SYSTEMS, UNINTERRUPTIBLE |  | .needs class | [5 empty] | Tripp Lite | [7 empty] | Covered PM Repair - Biomedical | MHHS-Greater Heights
NO | NO |  |  |  | 009-10959 |  | Tripp Lite | SMART 1500RM2U |  | 2646BY0SM820600498 | GH - MOTHER & BABY | MHHS-Greater Heights |  |  |  | 009-10959 |  | Central & Greater Heights |  | GH - MOTHER & BABY | [5 empty] | POWER SYSTEMS, UNINTERRUPTIBLE |  | .needs class | [5 empty] | Tripp Lite | [7 empty] | Covered PM Repair - Biomedical | MHHS-Greater Heights
NO | NO |  |  |  | 009-10563 |  | Tripp Lite | SMART 1500RM2U |  | 2639BY0SM820600566 | GH - NEURO 5N | MHHS-Greater Heights |  |  |  | 009-10563 |  | Central & Greater Heights |  | GH - NEURO 5N | [5 empty] | POWER SYSTEMS, UNINTERRUPTIBLE |  | .needs class | [5 empty] | Tripp Lite | [7 empty] | Covered PM Repair - Biomedical | MHHS-Greater Heights
NO | NO |  |  |  | 009-10893 |  | Tripp Lite | SMART 1500RM2U |  | 2715DY0SM820600610 | GH - OR | MHHS-Greater Heights |  |  |  | 009-10893 |  | Central & Greater Heights |  | GH - OR | [5 empty] | POWER SYSTEMS, UNINTERRUPTIBLE |  | .needs class | [5 empty] | Tripp Lite | [7 empty] | Covered PM Repair - Biomedical | MHHS-Greater Heights
NO | NO |  |  |  | 009-10371 |  | Tripp Lite | SMART 1500RM2U |  | 2639BY0SM820600563 | GH - RADIOLOGY | MHHS-Greater Heights |  |  |  | 009-10371 |  | Central & Greater Heights |  | GH - RADIOLOGY | [5 empty] | POWER SYSTEMS, UNINTERRUPTIBLE |  | .needs class | [5 empty] | Tripp Lite | [7 empty] | Covered PM Repair - Biomedical | MHHS-Greater Heights
NO | NO |  |  |  | 009-10449 |  | Tripp Lite | SMART 1500RM2U |  | 2639BY0SM820600865 | GH - WOUND CARE | MHHS-Greater Heights |  |  |  | 009-10449 |  | Central & Greater Heights |  | GH - WOUND CARE | [5 empty] | POWER SYSTEMS, UNINTERRUPTIBLE |  | .needs class | [5 empty] | Tripp Lite | [7 empty] | Covered PM Repair - Biomedical | MHHS-Greater Heights
NO | NO |  |  |  | 129-31329 |  | Tripp Lite | SMART 1500RM2U |  | 2832DYOSM820600298 | SUGAR LAND - MED/SURG - EAST 5TH | MHHS-Sugarland |  |  |  | 129-31329 |  | Sugar Land |  | SUGAR LAND - MED/SURG - EAST 5TH | [5 empty] | POWER SYSTEMS, UNINTERRUPTIBLE |  | .needs class | [5 empty] | Tripp Lite | [7 empty] | Covered PM Repair - Biomedical | MHHS-Sugarland
YES | YES |  |  |  | 099-08274 | 099-08274 | Tripp Lite | Smart pro |  |  | IMU |  |  |  |  | 099-08274 | 099-08274 | Sugar Land | Memorial Herman - Sugar Land Hospital | IMU | Nurses station
YES | YES |  |  |  |  | 099-10621 | Tripp Lite | Smart Pro |  |  | Floor 7 | [5 empty] | 099-10621 | Southwest | Memorial Hermann Southwest | Floor 7 | Floor 7
YES | YES |  |  |  | 099-10819 | 099-10819 | Tripp Lite | Smart Pro |  |  | Floor 7 |  |  |  |  | 099-10819 | 099-10819 | Southwest | Memorial Hermann Southwest | Floor 7 | Floor 7
YES | YES |  |  |  | 099-10822 | 099-10822 | Tripp Lite | Smart Pro |  |  | Floor 7 |  |  |  |  | 099-10822 | 099-10822 | Southwest | Memorial Hermann Southwest | Floor 7 | Floor 7
YES | YES |  |  |  | 099-10408 | 099-10408 | Tripp Lite | Smart Pro |  |  | Floor 4 |  |  |  |  | 099-10408 | 099-10408 | Southwest | Memorial Hermann Southwest Hospital | Floor 4 | Floor 4
YES | YES |  |  |  | 099-10411 | 099-10411 | Tripp Lite | Smart Pro |  |  | Floor 4 |  |  |  |  | 099-10411 | 099-10411 | Southwest | Memorial Hermann Southwest Hospital | Floor 4 | Floor 4
YES | YES |  |  |  | 099-10457 | 099-10457 | Tripp Lite | Smart Pro |  |  | Floor 4 |  |  |  |  | 099-10457 | 099-10457 | Southwest | Memorial Hermann Southwest Hospital | Floor 4 | Floor 4
YES | YES |  |  |  | 099-10460 | 099-10460 | Tripp Lite | Smart Pro |  | 2532BY0SM880800814 | Floor 4 |  |  |  |  | 099-10460 | 099-10460 | Southwest | Memorial Hermann Southwest Hospital | Floor 4 | Floor 4
YES | YES |  |  |  | 099-10464 | 099-10464 | Tripp Lite | Smart Pro |  |  | Floor 4 |  |  |  |  | 099-10464 | 099-10464 | Southwest | Memorial Hermann Southwest Hospital | Floor 4 | Floor 4
YES | YES |  |  |  | 099-07485 | 099-07485 | Tripp Lite | Smart UPS |  |  | SE - OR |  |  |  |  | 099-07485 | 099-07485 | Southeast | Memorial Hermann Southeast Hospital | SE - OR | OR 14 | [5 empty] | Power Supply, UPS | POWERSUPPLYUPS-Tripp Lite-Smart UPS | [12 empty] | PSU-2Y | [9 empty] | Power Supply, UPS | POWERSUPPLYUPS | Power Supply, UPS | Tripp Lite
NO | YES |  |  |  | 133-08809 | 133-08809 | Tripp Lite | SMART1000LCD |  | 2244CYOSM826700437 | Katy-Postpartum-2W | MHHS-Katy |  | Power Supply, UPS |  | 133-08809 | 133-08809 | Katy | MHHS-Katy | Katy-Postpartum-2W | ISD communications rm W3:150.1 | 5/1/19 | 5/1/20 |  |  | POWER SYSTEMS, UNINTERRUPTIBLE | Power Supply, UPS | POWERSUPPLYUPS-Tripp Lite-Smart1000LCD | POWERSUPPLYUPS | Smart1000LCD |  |  |  | Tripp Lite | Power Supply, UPS |  | POWERSUPPLYUPS-Tripp Lite-Smart1000LCD |  |  |  | PSU-2Y | Covered PM Repair - Biomedical | MHHS-Katy | [7 empty] | Power Supply, UPS | POWERSUPPLYUPS | Power Supply, UPS | Tripp Lite
YES | YES |  |  |  | 099-04506 | 099-04506 | Tripp Lite | Smart1000LCD |  | 2532EY0SM826700248 | Mustispecialty |  |  |  |  | 099-04506 | 099-04506 | Pearland | Memorial Hermann Pearland Hospital | Mustispecialty | Multispecialty | [5 empty] | Power Supply, UPS | POWERSUPPLYUPS-Tripp Lite-Smart1000LCD | [12 empty] | PSU-2Y | [9 empty] | Power Supply, UPS | POWERSUPPLYUPS | Power Supply, UPS | Tripp Lite
YES | YES |  |  |  | 099-07947 | 099-07947 | Tripp Lite | Smart1000LCD |  | 2142DY0SM785500272 | Memorial Hermann- Texas Medical Center Radiology |  |  |  |  | 099-07947 | 099-07947 |  | TMC | Memorial Hermann- Texas Medical Center Radiology | Angio 4 | 4/1/20 |  |  | No PM Sticker |  | Power Supply, UPS | POWERSUPPLYUPS-Tripp Lite-Smart1000LCD | [12 empty] | PSU-2Y | [9 empty] | Power Supply, UPS | POWERSUPPLYUPS | Power Supply, UPS | Tripp Lite
NO | YES |  |  |  | 041-32719 | 041-32719 | Tripp Lite | SMART1000RM2U |  | 2743GY0SM826700256 | MEMORIAL CITY - Pediatrics | MHHS-Mem City |  |  |  | 041-32719 | 041-32719 | West | Memorial Hermann Memorial City Medical Center | MEMORIAL CITY - Pediatrics | MEMORIAL CITY - MHT - Pediatrics MH4 403.2 AIDF |  |  |  |  | POWER SYSTEMS, UNINTERRUPTIBLE |  | .needs class | [5 empty] | Tripp Lite | [7 empty] | Covered PM Repair - Biomedical | MHHS-Mem City
YES | YES |  |  |  | 041-33794 | 041-33794 | Tripp Lite | Smart1000RM2U |  | 2904GY0SM826700361 | MEMORIAL CITY - Pediatrics |  |  |  |  | 041-33794 | 041-33794 | West | Memorial Hermann Memorial City Medical Center | MEMORIAL CITY - Pediatrics | MEMORIAL CITY - MHT - Pediatrics MH4 403.2 AIDF |  |  |  | No pm sticker
NO | NO |  |  |  | 009-33494 |  | Tripp Lite | SMART1000RM2U |  | 2743GY0SM826700270 | GH - IMU | MHHS-Greater Heights |  |  |  | 009-33494 |  | Central & Greater Heights |  | GH - IMU | [5 empty] | POWER SYSTEMS, UNINTERRUPTIBLE |  | .needs class | [5 empty] | Tripp Lite | [7 empty] | Covered PM Repair - Biomedical | MHHS-Greater Heights
NO | NO |  |  |  | 133-09735 |  | Tripp Lite | SMART1000RM2U |  | 2443DY0SM826700396 | KATY - NURSE CALL | MHHS-Katy |  |  |  | 133-09735 |  | Katy |  | KATY - NURSE CALL | [5 empty] | POWER SYSTEMS, UNINTERRUPTIBLE |  | .needs class | [5 empty] | Tripp Lite | [7 empty] | Covered PM Repair - Biomedical | MHHS-Katy
NO | NO |  |  |  | 133-07317 |  | Tripp Lite | SMART1200 |  | 2241LY0SM659300364 | KATY - LABORATORY | MHHS-Katy |  |  |  | 133-07317 |  | Katy |  | KATY - LABORATORY | [5 empty] | POWER SYSTEMS, UNINTERRUPTIBLE |  | .needs class | [5 empty] | Tripp Lite | [7 empty] | Covered PM Repair - Biomedical | MHHS-Katy
NO | NO |  |  |  | 133-07318 |  | Tripp Lite | SMART1200 |  | 2241LY0SM659300229 | KATY - LABORATORY | MHHS-Katy |  |  |  | 133-07318 |  | Katy |  | KATY - LABORATORY | [5 empty] | POWER SYSTEMS, UNINTERRUPTIBLE |  | .needs class | [5 empty] | Tripp Lite | [7 empty] | Covered PM Repair - Biomedical | MHHS-Katy
NO | NO |  |  |  | 129-06685 |  | Tripp Lite | SMART1200 |  | 230KY0SM74960028 | SUGAR LAND - NURSE CALL | MHHS-Sugarland |  |  |  | 129-06685 |  | Sugar Land |  | SUGAR LAND - NURSE CALL | [5 empty] | POWER SYSTEMS, UNINTERRUPTIBLE |  | .needs class | [5 empty] | Tripp Lite | [7 empty] | Covered PM Repair - Biomedical | MHHS-Sugarland
NO | YES |  |  |  | 151-02486 | 151-02486 | Tripp Lite | SMART1200XLHG |  | 2610AV215M885F00030 | CY-OR | MHHS-Cypress |  | Power Supply, UPS |  | 151-02486 | 151-02486 | Northwest | MHHS-Cypress | CY-OR | OR Hallway near OR 1 | 10/1/19 | 10/1/20 |  |  | POWER SYSTEMS, UNINTERRUPTIBLE |  | POWERSUPPLYUPS-Tripp Lite-SMART1200XLHG | POWERSUPPLYUPS | SMART1200XLHG |  |  |  | Tripp Lite | Power Supply, UPS |  | POWERSUPPLYUPS-Tripp Lite-SMART1200XLHG |  | 12/8/18 |  |  | Covered PM Repair - Biomedical | MHHS-Cypress
NO | YES | Serial Number Already Installed |  |  | 151-02490 | 151-02490 | Tripp Lite | SMART1200XLHG |  | Already Installed | CY-OR | MHHS-Cypress |  | Power Supply, UPS |  | 151-02490 | 151-02490 | Northwest | MHHS-Cypress | CY-OR |  | 10/1/19 |  |  |  | POWER SYSTEMS, UNINTERRUPTIBLE |  | POWERSUPPLYUPS-Tripp Lite-SMART1200XLHG | POWERSUPPLYUPS | SMART1200XLHG |  |  |  | Tripp Lite | Power Supply, UPS |  | POWERSUPPLYUPS-Tripp Lite-SMART1200XLHG |  | 12/8/18 |  |  | Covered PM Repair - Biomedical | MHHS-Cypress
NO | YES |  |  |  | 151-02494 | 151-02494 | Tripp Lite | SMART1200XLHG |  | 2636AVHSM885F00053 | CY-OR | MHHS-Cypress |  | Power Supply, UPS |  | 151-02494 | 151-02494 | Northwest | MHHS-Cypress | CY-OR | By or 5 | 10/1/19 | 10/1/20 |  |  | POWER SYSTEMS, UNINTERRUPTIBLE |  | POWERSUPPLYUPS-Tripp Lite-SMART1200XLHG | POWERSUPPLYUPS | SMART1200XLHG |  |  |  | Tripp Lite | Power Supply, UPS |  | POWERSUPPLYUPS-Tripp Lite-SMART1200XLHG |  | 12/8/18 |  |  | Covered PM Repair - Biomedical | MHHS-Cypress
NO | YES |  |  |  | 151-02498 | 151-02498 | Tripp Lite | SMART1200XLHG |  | 2618AVHSM885F00092 | CY-OR | MHHS-Cypress |  | Power Supply, UPS |  | 151-02498 | 151-02498 | Northwest | MHHS-Cypress | CY-OR | Hallway by OR6 | 10/1/19 | 10/1/20 |  |  | POWER SYSTEMS, UNINTERRUPTIBLE |  | POWERSUPPLYUPS-Tripp Lite-SMART1200XLHG | POWERSUPPLYUPS | SMART1200XLHG |  |  |  | Tripp Lite | Power Supply, UPS |  | POWERSUPPLYUPS-Tripp Lite-SMART1200XLHG |  | 12/8/18 |  |  | Covered PM Repair - Biomedical | MHHS-Cypress
NO | YES | Serial Number Already Installed |  |  | 151-02500 | 151-02500 | Tripp Lite | SMART1200XLHG |  | Already Installed | CY-OR | MHHS-Cypress |  | Power Supply, UPS |  | 151-02500 | 151-02500 | Northwest | MHHS-Cypress | CY-OR | Hallway by OR 6 | 10/1/19 | 10/1/20 |  |  | POWER SYSTEMS, UNINTERRUPTIBLE |  | POWERSUPPLYUPS-Tripp Lite-SMART1200XLHG | POWERSUPPLYUPS | SMART1200XLHG |  |  |  | Tripp Lite | Power Supply, UPS |  | POWERSUPPLYUPS-Tripp Lite-SMART1200XLHG |  | 12/8/18 |  |  | Covered PM Repair - Biomedical | MHHS-Cypress
NO | YES | Serial Number Already Installed |  |  | 151-02507 | 151-02507 | Tripp Lite | SMART1200XLHG |  | Already Installed | CY-OR | MHHS-Cypress |  | Power Supply, UPS |  | 151-02507 | 151-02507 | Northwest | MHHS-Cypress | CY-OR | By or 8 | 10/1/19 | 10/1/20 |  |  | POWER SYSTEMS, UNINTERRUPTIBLE |  | POWERSUPPLYUPS-Tripp Lite-SMART1200XLHG | POWERSUPPLYUPS | SMART1200XLHG |  |  |  | Tripp Lite | Power Supply, UPS |  | POWERSUPPLYUPS-Tripp Lite-SMART1200XLHG |  |  |  |  | Covered PM Repair - Biomedical | MHHS-Cypress
NO | YES |  |  |  | 009-34515 | 009-34515 | Tripp Lite | SMART1200XLHG |  | 2922EVHSM886D00215 | r Heights Hospital Cath lab 1 | MHHS-Greater Heights |  | Power Supply, UPS |  | 009-34515 | 009-34515 | Central | Memorial Hermann Greater Heights Hospital cath lab 1 | r Heights Hospital Cath lab 1 | Memorial Hermann Greater Heights Hospital Cath lab 1 |  |  |  |  | POWER SYSTEMS, UNINTERRUPTIBLE |  | POWERSUPPLYUPS-Tripp Lite-SMART1200XLHG | POWERSUPPLYUPS | SMART1200XLHG |  |  |  | Tripp Lite | Power Supply, UPS |  | POWERSUPPLYUPS-Tripp Lite-SMART1200XLHG |  |  |  |  | Covered PM Repair - Biomedical | MHHS-Greater Heights
NO | YES |  |  |  | 009-09505 | 009-09505 | Tripp Lite | SMART1200XLHG |  | 2339KY0SM749600183 | GH-OR CV Perfusion | MHHS-Greater Heights |  | Power Supply, UPS |  | 009-09505 | 009-09505 | Central & Greater Heights | MHHS-Greater Heights | GH-OR CV Perfusion | Room 9 | 6/1/19 |  | 6/1/20 |  | POWER SYSTEMS, UNINTERRUPTIBLE |  | POWERSUPPLYUPS-Tripp Lite-SMART1200XLHG | POWERSUPPLYUPS | SMART1200XLHG |  |  |  | Tripp Lite | Power Supply, UPS |  | POWERSUPPLYUPS-Tripp Lite-SMART1200XLHG |  |  |  |  | Covered PM Repair - Biomedical | MHHS-Greater Heights
NO | YES |  |  |  | 133-10093 | 133-10093 | Tripp Lite | SMART1200XLHG |  | 2651BVHSM005F00140 | Katy-Cath Lab | MHHS-Katy |  | Power Supply, UPS |  | 133-10093 | 133-10093 | Katy | MHHS-Katy | Katy-Cath Lab | Cath lab 1 | 10/1/19 | 10/1/20 |  |  | POWER SYSTEMS, UNINTERRUPTIBLE |  | POWERSUPPLYUPS-Tripp Lite-SMART1200XLHG | POWERSUPPLYUPS | SMART1200XLHG |  |  |  | Tripp Lite | Power Supply, UPS |  | POWERSUPPLYUPS-Tripp Lite-SMART1200XLHG |  |  |  |  | Covered PM Repair - Biomedical | MHHS-Katy
NO | YES |  |  |  | 133-10194 | 133-10194 | Tripp Lite | SMART1200XLHG |  | 2715CVHSM886D00212 | Katy-Cath Lab | MHHS-Katy |  | Power Supply, UPS |  | 133-10194 | 133-10194 | Katy | MHHS-Katy | Katy-Cath Lab | Cath lab 1 | 10/1/19 | 10/1/20 |  |  | POWER SYSTEMS, UNINTERRUPTIBLE |  | POWERSUPPLYUPS-Tripp Lite-SMART1200XLHG | POWERSUPPLYUPS | SMART1200XLHG |  |  |  | Tripp Lite | Power Supply, UPS |  | POWERSUPPLYUPS-Tripp Lite-SMART1200XLHG |  |  |  |  | Covered PM Repair - Biomedical | MHHS-Katy
NO | YES |  |  |  | 133-10467 | 133-10467 | Tripp Lite | SMART1200XLHG |  | 2816CVHSM886D00407 | Katy-Cath Lab | MHHS-Katy |  | Power Supply, UPS |  | 133-10467 | 133-10467 | Katy | MHHS-Katy | Katy-Cath Lab | Cath lab 1 | 2/1/19 | 8/1/20 |  |  | POWER SYSTEMS, UNINTERRUPTIBLE |  | POWERSUPPLYUPS-Tripp Lite-SMART1200XLHG | POWERSUPPLYUPS | SMART1200XLHG |  |  |  | Tripp Lite | Power Supply, UPS |  | POWERSUPPLYUPS-Tripp Lite-SMART1200XLHG |  |  |  |  | Covered PM Repair - Biomedical | MHHS-Katy
NO | YES |  |  |  | 133-05951 | 133-05951 | Tripp Lite | SMART1200XLHG |  | 9645AY0SM617900005 | Katy-Ultrasound | MHHS-Katy |  | Power Supply, UPS |  | 133-05951 | 133-05951 | Katy | MHHS-Katy | Katy-Ultrasound | Nst room | 7/1/19 | 7/1/20 |  |  | POWER SYSTEMS, UNINTERRUPTIBLE |  | POWERSUPPLYUPS-Tripp Lite-SMART1200XLHG | POWERSUPPLYUPS | SMART1200XLHG |  |  |  | Tripp Lite | Power Supply, UPS |  | POWERSUPPLYUPS-Tripp Lite-SMART1200XLHG |  |  |  |  | Covered PM Repair - Biomedical | MHHS-Katy
NO | YES |  |  |  | 133-05617 | 133-05617 | Tripp Lite | SMART1200XLHG |  | NSN | Katy-OR | MHHS-Katy |  | Power Supply, UPS |  | 133-05617 | 133-05617 | Katy | MHHS-Katy | Katy-OR | OR 4 | 7/1/19 | 7/1/20 |  | Coupd not get to serial. Battery replaced 1/17 | POWER SYSTEMS, UNINTERRUPTIBLE |  | POWERSUPPLYUPS-Tripp Lite-SMART1200XLHG | POWERSUPPLYUPS | SMART1200XLHG |  |  |  | Tripp Lite | Power Supply, UPS |  | POWERSUPPLYUPS-Tripp Lite-SMART1200XLHG |  |  |  |  | Covered PM Repair - Biomedical | MHHS-Katy
NO | YES |  |  |  | 133-05618 | 133-05618 | Tripp Lite | SMART1200XLHG |  | NSN | Katy-OR | MHHS-Katy |  | Power Supply, UPS |  | 133-05618 | 133-05618 | Katy | MHHS-Katy | Katy-OR | OR 4 | 7/1/19 | 7/1/20 |  | Could not get to serial. Battery replaced 1/17 | POWER SYSTEMS, UNINTERRUPTIBLE |  | POWERSUPPLYUPS-Tripp Lite-SMART1200XLHG | POWERSUPPLYUPS | SMART1200XLHG |  |  |  | Tripp Lite | Power Supply, UPS |  | POWERSUPPLYUPS-Tripp Lite-SMART1200XLHG |  |  |  |  | Covered PM Repair - Biomedical | MHHS-Katy
NO | YES |  |  |  | 133-05950 | 133-05950 | Tripp Lite | SMART1200XLHG |  | NSN | Katy-OR | MHHS-Katy |  | Power Supply, UPS |  | 133-05950 | 133-05950 | Katy | MHHS-Katy | Katy-OR | OR1 | 7/1/19 | 7/1/20 |  |  | POWER SYSTEMS, UNINTERRUPTIBLE |  | POWERSUPPLYUPS-Tripp Lite-SMART1200XLHG | POWERSUPPLYUPS | SMART1200XLHG |  |  |  | Tripp Lite | Power Supply, UPS |  | POWERSUPPLYUPS-Tripp Lite-SMART1200XLHG |  |  |  |  | Covered PM Repair - Biomedical | MHHS-Katy
NO | YES |  |  |  | 133-05952 | 133-05952 | Tripp Lite | SMART1200XLHG |  | NSN | Katy-OR | MHHS-Katy |  | Power Supply, UPS |  | 133-05952 | 133-05952 | Katy | MHHS-Katy | Katy-OR | OR1 | 7/1/19 | 7/1/20 |  |  | POWER SYSTEMS, UNINTERRUPTIBLE |  | POWERSUPPLYUPS-Tripp Lite-SMART1200XLHG | POWERSUPPLYUPS | SMART1200XLHG |  |  |  | Tripp Lite | Power Supply, UPS |  | POWERSUPPLYUPS-Tripp Lite-SMART1200XLHG |  |  |  |  | Covered PM Repair - Biomedical | MHHS-Katy
NO | YES |  |  |  | 133-07121 | 133-07121 | Tripp Lite | SMART1200XLHG |  | NSN | Katy-OR | MHHS-Katy |  | Power Supply, UPS |  | 133-07121 | 133-07121 | Katy | MHHS-Katy | Katy-OR | Cystology Procedure Rm 5 | 6/1/19 | 6/1/20 |  |  | POWER SYSTEMS, UNINTERRUPTIBLE |  | POWERSUPPLYUPS-Tripp Lite-SMART1200XLHG | POWERSUPPLYUPS | SMART1200XLHG |  |  |  | Tripp Lite | Power Supply, UPS |  | POWERSUPPLYUPS-Tripp Lite-SMART1200XLHG |  |  |  |  | Covered PM Repair - Biomedical | MHHS-Katy
NO | YES |  |  |  | 133-07122 | 133-07122 | Tripp Lite | SMART1200XLHG |  | NSN | Katy-OR | MHHS-Katy |  | Power Supply, UPS |  | 133-07122 | 133-07122 | Katy | MHHS-Katy | Katy-OR | Cystology Procedure Rm 5 | 6/1/19 |  |  |  | POWER SYSTEMS, UNINTERRUPTIBLE |  | POWERSUPPLYUPS-Tripp Lite-SMART1200XLHG | POWERSUPPLYUPS | SMART1200XLHG |  |  |  | Tripp Lite | Power Supply, UPS |  | POWERSUPPLYUPS-Tripp Lite-SMART1200XLHG |  |  |  |  | Covered PM Repair - Biomedical | MHHS-Katy
NO | YES |  |  |  | 133-08076 | 133-08076 | Tripp Lite | SMART1200XLHG |  | 2313KYOSM749600063 | Katy-OR | MHHS-Katy |  | Power Supply, UPS |  | 133-08076 | 133-08076 | Katy | MHHS-Katy | Katy-OR | O.R. Storage W2: 340.4 | 5/1/19 |  |  |  | POWER SYSTEMS, UNINTERRUPTIBLE |  | POWERSUPPLYUPS-Tripp Lite-SMART1200XLHG | POWERSUPPLYUPS | SMART1200XLHG |  |  |  | Tripp Lite | Power Supply, UPS |  | POWERSUPPLYUPS-Tripp Lite-SMART1200XLHG |  |  |  |  | Covered PM Repair - Biomedical | MHHS-Katy
NO | YES |  |  |  | 133-08079 | 133-08079 | Tripp Lite | SMART1200XLHG |  | 2313KYOSM749600059 | Katy-OR | MHHS-Katy |  | Power Supply, UPS |  | 133-08079 | 133-08079 | Katy | MHHS-Katy | Katy-OR | OR 8 | 1/1/19 | 1/1/21 |  |  | POWER SYSTEMS, UNINTERRUPTIBLE |  | POWERSUPPLYUPS-Tripp Lite-SMART1200XLHG | POWERSUPPLYUPS | SMART1200XLHG |  |  |  | Tripp Lite | Power Supply, UPS |  | POWERSUPPLYUPS-Tripp Lite-SMART1200XLHG |  |  |  |  | Covered PM Repair - Biomedical | MHHS-Katy
NO | YES |  |  |  | 133-08250 | 133-08250 | Tripp Lite | SMART1200XLHG |  | 2512AY0SM875900114 | Katy-OR | MHHS-Katy |  | Power Supply, UPS |  | 133-08250 | 133-08250 | Katy | MHHS-Katy | Katy-OR | OR | 8/1/19 | 8/1/20 |  |  | POWER SYSTEMS, UNINTERRUPTIBLE |  | POWERSUPPLYUPS-Tripp Lite-SMART1200XLHG | POWERSUPPLYUPS | SMART1200XLHG |  |  |  | Tripp Lite | Power Supply, UPS |  | POWERSUPPLYUPS-Tripp Lite-SMART1200XLHG |  | 8/1/17 |  |  | Covered PM Repair - Biomedical | MHHS-Katy
NO | YES |  |  |  | 133-08251 | 133-08251 | Tripp Lite | SMART1200XLHG |  | 2512AY0SM875900106 | Katy-OR | MHHS-Katy |  | Power Supply, UPS |  | 133-08251 | 133-08251 | Katy | MHHS-Katy | Katy-OR | OR 3 | 7/1/19 | 7/1/20 |  | Battery chamged 7/19 | POWER SYSTEMS, UNINTERRUPTIBLE |  | POWERSUPPLYUPS-Tripp Lite-SMART1200XLHG | POWERSUPPLYUPS | SMART1200XLHG |  |  |  | Tripp Lite | Power Supply, UPS |  | POWERSUPPLYUPS-Tripp Lite-SMART1200XLHG |  |  |  |  | Covered PM Repair - Biomedical | MHHS-Katy
NO | YES |  |  |  | 133-08252 | 133-08252 | Tripp Lite | SMART1200XLHG |  | 2512AY0SM875900111 | Katy-OR | MHHS-Katy |  | Power Supply, UPS |  | 133-08252 | 133-08252 | Katy | MHHS-Katy | Katy-OR | OR 3 | 7/1/19 | 7/1/20 |  | Battery changed 7/18 | POWER SYSTEMS, UNINTERRUPTIBLE |  | POWERSUPPLYUPS-Tripp Lite-SMART1200XLHG | POWERSUPPLYUPS | SMART1200XLHG |  |  |  | Tripp Lite | Power Supply, UPS |  | POWERSUPPLYUPS-Tripp Lite-SMART1200XLHG |  |  |  |  | Covered PM Repair - Biomedical | MHHS-Katy
NO | YES |  |  |  | 133-08253 | 133-08253 | Tripp Lite | SMART1200XLHG |  | 2512AY0SM875900107 | Katy-OR | MHHS-Katy |  | Power Supply, UPS |  | 133-08253 | 133-08253 | Katy | MHHS-Katy | Katy-OR | OR | 8/1/19 | 8/1/20 |  |  | POWER SYSTEMS, UNINTERRUPTIBLE |  | POWERSUPPLYUPS-Tripp Lite-SMART1200XLHG | POWERSUPPLYUPS | SMART1200XLHG |  |  |  | Tripp Lite | Power Supply, UPS |  | POWERSUPPLYUPS-Tripp Lite-SMART1200XLHG |  |  |  |  | Covered PM Repair - Biomedical | MHHS-Katy
NO | YES |  |  |  | 133-09108 | 133-09108 | Tripp Lite | SMART1200XLHG |  | 2526AVHSM875900434 | Katy-OR | MHHS-Katy |  | Power Supply, UPS |  | 133-09108 | 133-09108 | Katy | MHHS-Katy | Katy-OR | Clean storage rom W340.5 O.R. | 11/1/19 | 11/1/20 |  |  | POWER SYSTEMS, UNINTERRUPTIBLE |  | POWERSUPPLYUPS-Tripp Lite-SMART1200XLHG | POWERSUPPLYUPS | SMART1200XLHG |  |  |  | Tripp Lite | Power Supply, UPS |  | POWERSUPPLYUPS-Tripp Lite-SMART1200XLHG |  |  |  |  | Covered PM Repair - Biomedical | MHHS-Katy
NO | YES |  |  |  | 133-09110 | 133-09110 | Tripp Lite | SMART1200XLHG |  | 2526AVHSM875900146 | Katy-OR | MHHS-Katy |  | Power Supply, UPS |  | 133-09110 | 133-09110 | Katy | MHHS-Katy | Katy-OR | O.R.6 | 11/1/19 | 11/1/20 |  |  | POWER SYSTEMS, UNINTERRUPTIBLE |  | POWERSUPPLYUPS-Tripp Lite-SMART1200XLHG | POWERSUPPLYUPS | SMART1200XLHG |  |  |  | Tripp Lite | Power Supply, UPS |  | POWERSUPPLYUPS-Tripp Lite-SMART1200XLHG |  |  |  |  | Covered PM Repair - Biomedical | MHHS-Katy
NO | YES |  |  |  | 133-09820 | 133-09820 | Tripp Lite | SMART1200XLHG |  | 2618AVHSM885F00252 | Katy-OR | MHHS-Katy |  | Power Supply, UPS |  | 133-09820 | 133-09820 | Katy | MHHS-Katy | Katy-OR | O.R. 10 | 9/1/19 |  |  |  | POWER SYSTEMS, UNINTERRUPTIBLE |  | POWERSUPPLYUPS-Tripp Lite-SMART1200XLHG | POWERSUPPLYUPS | SMART1200XLHG |  |  |  | Tripp Lite | Power Supply, UPS |  | POWERSUPPLYUPS-Tripp Lite-SMART1200XLHG |  |  |  |  | Covered PM Repair - Biomedical | MHHS-Katy
NO | YES |  |  |  | 133-09821 | 133-09821 | Tripp Lite | SMART1200XLHG |  | 2618AVHSM885F00268 | Katy-OR | MHHS-Katy |  | Power Supply, UPS |  | 133-09821 | 133-09821 | Katy | MHHS-Katy | Katy-OR | OR 11 | 9/1/19 | 9/1/20 |  |  | POWER SYSTEMS, UNINTERRUPTIBLE |  | POWERSUPPLYUPS-Tripp Lite-SMART1200XLHG | POWERSUPPLYUPS | SMART1200XLHG |  |  |  | Tripp Lite | Power Supply, UPS |  | POWERSUPPLYUPS-Tripp Lite-SMART1200XLHG |  |  |  |  | Covered PM Repair - Biomedical | MHHS-Katy
NO | YES |  |  |  | 133-09955 | 133-09955 | Tripp Lite | SMART1200XLHG |  | 2639BVHSM885F00076 | Katy-OR | MHHS-Katy |  | Power Supply, UPS |  | 133-09955 | 133-09955 | Katy | MHHS-Katy | Katy-OR | OR Storage W2 340.4 | 4/1/19 | 4/1/20 |  |  | POWER SYSTEMS, UNINTERRUPTIBLE |  | POWERSUPPLYUPS-Tripp Lite-SMART1200XLHG | POWERSUPPLYUPS | SMART1200XLHG |  |  |  | Tripp Lite | Power Supply, UPS |  | POWERSUPPLYUPS-Tripp Lite-SMART1200XLHG |  |  |  |  | Covered PM Repair - Biomedical | MHHS-Katy
NO | YES |  |  |  | 133-10042 | 133-10042 | Tripp Lite | SMART1200XLHG |  | 2646BVHSM885F00313 | Katy-OR | MHHS-Katy |  | Power Supply, UPS |  | 133-10042 | 133-10042 | Katy | MHHS-Katy | Katy-OR | OR 7 | 5/1/19 | 5/1/20 |  | Battery changed 5/17 | POWER SYSTEMS, UNINTERRUPTIBLE |  | POWERSUPPLYUPS-Tripp Lite-SMART1200XLHG | POWERSUPPLYUPS | SMART1200XLHG |  |  |  | Tripp Lite | Power Supply, UPS |  | POWERSUPPLYUPS-Tripp Lite-SMART1200XLHG |  |  |  |  | Covered PM Repair - Biomedical | MHHS-Katy
NO | YES |  |  |  | 133-10043 | 133-10043 | Tripp Lite | SMART1200XLHG |  | 2646BVHSM885F00300 | Katy-OR | MHHS-Katy |  | Power Supply, UPS |  | 133-10043 | 133-10043 | Katy | MHHS-Katy | Katy-OR | O.R.6 | 5/1/19 | 5/1/20 |  |  | POWER SYSTEMS, UNINTERRUPTIBLE |  | POWERSUPPLYUPS-Tripp Lite-SMART1200XLHG | POWERSUPPLYUPS | SMART1200XLHG |  |  |  | Tripp Lite | Power Supply, UPS |  | POWERSUPPLYUPS-Tripp Lite-SMART1200XLHG |  | 12/8/18 |  |  | Not Covered Vendor Only - Lab Ana/Anes | MHHS-Katy
NO | YES |  |  |  | 133-10063 | 133-10063 | Tripp Lite | SMART1200XLHG |  | 2651BVHSM885F00110 | Katy-OR | MHHS-Katy |  | Power Supply, UPS |  | 133-10063 | 133-10063 | Katy | MHHS-Katy | Katy-OR | OR 9 | 7/1/19 | 7/1/20 |  |  | POWER SYSTEMS, UNINTERRUPTIBLE |  | POWERSUPPLYUPS-Tripp Lite-SMART1200XLHG | POWERSUPPLYUPS | SMART1200XLHG |  |  |  | Tripp Lite | Power Supply, UPS |  | POWERSUPPLYUPS-Tripp Lite-SMART1200XLHG |  | 12/8/18 |  |  | Not Covered Vendor Only - Lab Ana/Anes | MHHS-Katy
NO | YES |  |  |  | 041-19691 | 041-19691 | Tripp Lite | SMART1200XLHG |  | 2501AY0SM875900008 | Memorial City - Orthopedics Surgery | MHHS-Mem City |  | Power Supply, UPS |  | 041-19691 | 041-19691 | West | Memorial City - Memorial Hermann Hospital | Memorial City - Orthopedics Surgery | Anesthesia Workroom |  |  |  |  | POWER SYSTEMS, UNINTERRUPTIBLE |  | POWERSUPPLYUPS-Tripp Lite-SMART1200XLHG | POWERSUPPLYUPS | SMART1200XLHG |  |  |  | Tripp Lite | Power Supply, UPS |  | POWERSUPPLYUPS-Tripp Lite-SMART1200XLHG |  |  |  |  | Covered PM Repair - Biomedical | MHHS-Mem City
NO | YES |  |  |  | 041-19695 | 041-19695 | Tripp Lite | SMART1200XLHG |  | 2501ay0sm875900011 | MEMORIAL CITY - MHT - JHC OR | MHHS-Mem City |  | Power Supply, UPS |  | 041-19695 | 041-19695 | West | Weat | MEMORIAL CITY - MHT - JHC OR | Mh11:507.1 equipment storage |  |  |  |  | POWER SYSTEMS, UNINTERRUPTIBLE |  | POWERSUPPLYUPS-Tripp Lite-SMART1200XLHG | POWERSUPPLYUPS | SMART1200XLHG |  |  |  | Tripp Lite | Power Supply, UPS |  | POWERSUPPLYUPS-Tripp Lite-SMART1200XLHG |  |  |  |  | Covered PM Repair - Biomedical | MHHS-Mem City
NO | YES |  |  |  | 041-19699 | 041-19699 | Tripp Lite | SMART1200XLHG |  | 2501ay0sm875900009 | MEMORIAL CITY - Orthopedics Surgery | MHHS-Mem City |  | Power Supply, UPS |  | 041-19699 | 041-19699 | West | Memorial City - Memorial Hermann Hospital | MEMORIAL CITY - Orthopedics Surgery | MH11 506.1 Equipment Storage |  |  |  |  | POWER SYSTEMS, UNINTERRUPTIBLE |  | POWERSUPPLYUPS-Tripp Lite-SMART1200XLHG | POWERSUPPLYUPS | SMART1200XLHG |  |  |  | Tripp Lite | Power Supply, UPS |  | POWERSUPPLYUPS-Tripp Lite-SMART1200XLHG |  |  |  |  | Covered PM Repair - Biomedical | MHHS-Mem City
NO | YES |  |  |  | 041-19728 | 041-19728 | Tripp Lite | SMART1200XLHG |  | 2501ay0sm875900007 | MEMORIAL CITY - MHT - JHC OR | MHHS-Mem City |  | Power Supply, UPS |  | 041-19728 | 041-19728 | West | West | MEMORIAL CITY - MHT - JHC OR | MH11:504.1 Equipment Storage |  |  |  |  | POWER SYSTEMS, UNINTERRUPTIBLE |  | POWERSUPPLYUPS-Tripp Lite-SMART1200XLHG | POWERSUPPLYUPS | SMART1200XLHG |  |  |  | Tripp Lite | Power Supply, UPS |  | POWERSUPPLYUPS-Tripp Lite-SMART1200XLHG |  |  |  |  | Covered PM Repair - Biomedical | MHHS-Mem City
NO | YES |  |  |  | 041-19732 | 041-19732 | Tripp Lite | SMART1200XLHG |  | 2501ay0sm875900005 | MEMORIAL CITY - MHT - JHC OR | MHHS-Mem City |  | Power Supply, UPS |  | 041-19732 | 041-19732 | West | Memorial Hermann - Memorial City | MEMORIAL CITY - MHT - JHC OR | MH11 Room 503.1 |  |  |  |  | POWER SYSTEMS, UNINTERRUPTIBLE |  | POWERSUPPLYUPS-Tripp Lite-SMART1200XLHG | POWERSUPPLYUPS | SMART1200XLHG |  |  |  | Tripp Lite | Power Supply, UPS |  | POWERSUPPLYUPS-Tripp Lite-SMART1200XLHG |  |  |  |  | Covered PM Repair - Biomedical | MHHS-Mem City
NO | YES |  |  |  | 041-19736 | 041-19736 | Tripp Lite | SMART1200XLHG |  | 2501ay0sm875900188 | MEMORIAL CITY - MHT - JHC OR | MHHS-Mem City |  | Power Supply, UPS |  | 041-19736 | 041-19736 | West | Memorial Hermann Memorial City Medical Center | MEMORIAL CITY - MHT - JHC OR | MEMORIAL CITY - MHT - JHC OR |  |  |  |  | POWER SYSTEMS, UNINTERRUPTIBLE |  | POWERSUPPLYUPS-Tripp Lite-SMART1200XLHG | POWERSUPPLYUPS | SMART1200XLHG |  |  |  | Tripp Lite | Power Supply, UPS |  | POWERSUPPLYUPS-Tripp Lite-SMART1200XLHG |  |  |  |  | Covered PM Repair - Biomedical | MHHS-Mem City
NO | YES |  |  |  | 041-19740 | 041-19740 | Tripp Lite | SMART1200XLHG |  | 2501Ay0sm875900003 | MEMORIAL CITY - Orthopedics Surgery | MHHS-Mem City |  | Power Supply, UPS |  | 041-19740 | 041-19740 | West | Memorial City - Memorial Hermann Hospital | MEMORIAL CITY - Orthopedics Surgery | 500.1 OR 1 |  |  |  |  | POWER SYSTEMS, UNINTERRUPTIBLE |  | POWERSUPPLYUPS-Tripp Lite-SMART1200XLHG | POWERSUPPLYUPS | SMART1200XLHG |  |  |  | Tripp Lite | Power Supply, UPS |  | POWERSUPPLYUPS-Tripp Lite-SMART1200XLHG |  |  |  |  | Covered PM Repair - Biomedical | MHHS-Mem City
NO | YES |  |  |  | 142-07008 | 142-07008 | Tripp Lite | SMART1200XLHG |  | 2646BVHSM885F00372 | NE-Cath Lab | MHHS-Northeast |  | Power Supply, UPS |  | 142-07008 | 142-07008 | Katy | MHHS-Northeast | NE-Cath Lab |  | 1/1/19 | 1/1/20 |  |  | POWER SYSTEMS, UNINTERRUPTIBLE |  | POWERSUPPLYUPS-Tripp Lite-SMART1200XLHG | POWERSUPPLYUPS | SMART1200XLHG |  |  |  | Tripp Lite | Power Supply, UPS |  | POWERSUPPLYUPS-Tripp Lite-SMART1200XLHG |  |  |  |  | Covered PM Repair - Biomedical | MHHS-Northeast
NO | YES |  |  |  | 142-07009 | 142-07009 | Tripp Lite | SMART1200XLHG |  | 2641BVHSM885F00241 | NE-Cath Lab | MHHS-Northeast |  | Power Supply, UPS |  | 142-07009 | 142-07009 | Katy | MHHS-Northeast | NE-Cath Lab |  | 1/1/19 | 1/1/20 |  |  | POWER SYSTEMS, UNINTERRUPTIBLE |  | POWERSUPPLYUPS-Tripp Lite-SMART1200XLHG | POWERSUPPLYUPS | SMART1200XLHG |  |  |  | Tripp Lite | Power Supply, UPS |  | POWERSUPPLYUPS-Tripp Lite-SMART1200XLHG |  |  |  |  | Covered PM Repair - Biomedical | MHHS-Northeast
NO | YES |  |  |  | 005-09649 | 005-09649 | Tripp Lite | SMART1200XLHG |  | 2243ky0sm7496000325 | SE-Labor & Delivery | MHHS-Southeast |  | Power Supply, UPS |  | 005-09649 | 005-09649 | Southeast | MHHS-Southeast | SE-Labor & Delivery | Delivery OR 2 | 8/1/19 |  |  | No pm label | POWER SYSTEMS, UNINTERRUPTIBLE |  | POWERSUPPLYUPS-Tripp Lite-SMART1200XLHG | POWERSUPPLYUPS | SMART1200XLHG |  |  |  | Tripp Lite | Power Supply, UPS |  | POWERSUPPLYUPS-Tripp Lite-SMART1200XLHG |  |  |  |  | Covered PM Repair - Biomedical | MHHS-Southeast
NO | YES |  |  |  | 005-13086 | 005-13086 | Tripp Lite | SMART1200XLHG |  | 2545AVHSM875900195 | SE- Central Supply | MHHS-Southeast |  | Power Supply, UPS |  | 005-13086 | 005-13086 | Southeast | Memorial Hermann Southeast Hospital | SE- Central Supply | Family Life RM 410 | 1/1/19 |  |  |  | POWER SYSTEMS, UNINTERRUPTIBLE |  | POWERSUPPLYUPS-Tripp Lite-SMART1200XLHG | POWERSUPPLYUPS | SMART1200XLHG |  |  |  | Tripp Lite | Power Supply, UPS |  | POWERSUPPLYUPS-Tripp Lite-SMART1200XLHG |  |  |  |  | Covered PM Repair - Biomedical | MHHS-Southeast
NO | YES |  |  |  | 005-13087 | 005-13087 | Tripp Lite | SMART1200XLHG |  | 2545AVHSM875900252 | SE-Unit 4B (Women'S Services) | MHHS-Southeast |  | Power Supply, UPS |  | 005-13087 | 005-13087 | Southeast | MHHS-Southeast | SE-Unit 4B (Women'S Services) | Room 417 | 12/1/18 |  |  |  | POWER SYSTEMS, UNINTERRUPTIBLE |  | POWERSUPPLYUPS-Tripp Lite-SMART1200XLHG | POWERSUPPLYUPS | SMART1200XLHG |  |  |  | Tripp Lite | Power Supply, UPS |  | POWERSUPPLYUPS-Tripp Lite-SMART1200XLHG |  |  |  |  | Covered PM Repair - Biomedical | MHHS-Southeast
NO | YES |  |  |  | 005-13088 | 005-13088 | Tripp Lite | SMART1200XLHG |  | 2545AVHSM875900251 | SE-Unit 4B (Women'S Services) | MHHS-Southeast |  | Power Supply, UPS |  | 005-13088 | 005-13088 | Southeast | MHHS-Southeast | SE-Unit 4B (Women'S Services) | Room 417 | 12/1/18 |  |  |  | POWER SYSTEMS, UNINTERRUPTIBLE |  | POWERSUPPLYUPS-Tripp Lite-SMART1200XLHG | POWERSUPPLYUPS | SMART1200XLHG |  |  |  | Tripp Lite | Power Supply, UPS |  | POWERSUPPLYUPS-Tripp Lite-SMART1200XLHG |  |  |  |  | Covered PM Repair - Biomedical | MHHS-Southeast
NO | YES |  |  |  | 005-13091 | 005-13091 | Tripp Lite | SMART1200XLHG |  | 2545AVHSM875900249 | SE-Labor & Delivery | MHHS-Southeast |  | Power Supply, UPS |  | 005-13091 | 005-13091 | Southeast | MHHS-Southeast | SE-Labor & Delivery | Recovery | 12/1/18 |  | 12/1/19 |  | POWER SYSTEMS, UNINTERRUPTIBLE |  | POWERSUPPLYUPS-Tripp Lite-SMART1200XLHG | POWERSUPPLYUPS | SMART1200XLHG |  |  |  | Tripp Lite | Power Supply, UPS |  | POWERSUPPLYUPS-Tripp Lite-SMART1200XLHG |  |  |  |  | Covered PM Repair - Biomedical | MHHS-Southeast
NO | YES |  |  |  | 005-13092 | 005-13092 | Tripp Lite | SMART1200XLHG |  | 2545AVHSM875900253 | SE-Unit 4B (Women'S Services) | MHHS-Southeast |  | Power Supply, UPS |  | 005-13092 | 005-13092 | Southeast | MHHS-Southeast | SE-Unit 4B (Women'S Services) | Room 416 |  |  |  |  | POWER SYSTEMS, UNINTERRUPTIBLE |  | POWERSUPPLYUPS-Tripp Lite-SMART1200XLHG | POWERSUPPLYUPS | SMART1200XLHG |  |  |  | Tripp Lite | Power Supply, UPS |  | POWERSUPPLYUPS-Tripp Lite-SMART1200XLHG |  |  |  |  | Covered PM Repair - Biomedical | MHHS-Southeast
NO | YES |  |  |  | 129-06779 | 129-06779 | Tripp Lite | SMART1200XLHG |  | 2302KYOSM749600285 | Sugar Land-Cath Lab | MHHS-Sugarland |  | Power Supply, UPS |  | 129-06779 | 129-06779 | Sugar Land | MHHS-Sugarland | Sugar Land-Cath Lab |  | 9/1/19 |  |  |  | POWER SYSTEMS, UNINTERRUPTIBLE |  | POWERSUPPLYUPS-Tripp Lite-SMART1200XLHG | POWERSUPPLYUPS | SMART1200XLHG |  |  |  | Tripp Lite | Power Supply, UPS |  | POWERSUPPLYUPS-Tripp Lite-SMART1200XLHG |  | 12/8/18 |  |  | Covered PM Repair - Biomedical | MHHS-Sugarland
NO | YES |  |  |  | 129-06286 | 129-06286 | Tripp Lite | SMART1200XLHG |  | 2302KYOSM749600275 | Sugar Land-PACU | MHHS-Sugarland |  | Power Supply, UPS |  | 129-06286 | 129-06286 | Sugar Land | MHHS-Sugarland | Sugar Land-PACU | Nurses station | 1/1/20 |  | 1/1/21 |  | POWER SYSTEMS, UNINTERRUPTIBLE |  | POWERSUPPLYUPS-Tripp Lite-SMART1200XLHG | POWERSUPPLYUPS | SMART1200XLHG |  |  |  | Tripp Lite | Power Supply, UPS |  | POWERSUPPLYUPS-Tripp Lite-SMART1200XLHG |  | 12/8/18 |  |  | Covered PM Repair - Biomedical | MHHS-Sugarland
NO | YES |  |  |  | 077-09369 | 077-09369 | Tripp Lite | SMART1200XLHG |  | 2651BVHSM885F00414 | TMC-Children's-PICU (9Hp) | MHHS-TMC |  | Power Supply, UPS |  | 077-09369 | 077-09369 | TMC | MHHS-TMC | TMC-Children's-PICU (9Hp) |  | 6/26/19 |  |  |  | POWER SYSTEMS, UNINTERRUPTIBLE |  | POWERSUPPLYUPS-Tripp Lite-SMART1200XLHG | POWERSUPPLYUPS | SMART1200XLHG |  |  |  | Tripp Lite | Power Supply, UPS |  | POWERSUPPLYUPS-Tripp Lite-SMART1200XLHG |  |  | Verified 3/30/2020 4:07pm (Central) |  | Covered PM Repair - Biomedical | MHHS-TMC
NO | YES |  |  |  | 074-05603 | 074-05603 | Tripp Lite | SMART1200XLHG |  | 2913EVHSM886D00248 | TMC-OR-CVOR (7Hvi) | MHHS-TMC |  | Power Supply, UPS |  | 074-05603 | 074-05603 | TMC | MHHS-TMC | TMC-OR-CVOR (7Hvi) | [5 empty] | POWER SYSTEMS, UNINTERRUPTIBLE |  | POWERSUPPLYUPS-Tripp Lite-SMART1200XLHG | POWERSUPPLYUPS | SMART1200XLHG |  |  |  | Tripp Lite | Power Supply, UPS |  | POWERSUPPLYUPS-Tripp Lite-SMART1200XLHG |  | 12/5/13 | Finished from Script 3/27/2020 12:11:52pm (Central) |  | Covered PM Repair - Biomedical | MHHS-TMC
NO | YES |  |  |  | 074-05604 | 074-05604 | Tripp Lite | SMART1200XLHG |  | 2913EVHSM886D00257 |  | MHHS-TMC |  | Power Supply, UPS |  | 074-05604 | 074-05604 | TMC | Memorial Hermann Heart |  | Cath Lab 6 | 7/1/19 |  | 7/1/20 |  | POWER SYSTEMS, UNINTERRUPTIBLE |  | POWERSUPPLYUPS-Tripp Lite-SMART1200XLHG | POWERSUPPLYUPS | SMART1200XLHG |  |  |  | Tripp Lite | Power Supply, UPS |  | POWERSUPPLYUPS-Tripp Lite-SMART1200XLHG |  |  |  |  | Covered PM Repair - Biomedical | MHHS-TMC
NO | YES |  |  |  | 069-43820 | 069-43820 | Tripp Lite | SMART1200XLHG |  | 2651BVHSM885F00430 | TMC-Respiratory-Adult | MHHS-TMC |  | Power Supply, UPS |  | 069-43820 | 069-43820 | TMC | MHHS-TMC | TMC-Respiratory-Adult | TMC - RESPIRATORY - ADULT | 6/1/19 |  | 6/1/20 |  | POWER SYSTEMS, UNINTERRUPTIBLE |  | POWERSUPPLYUPS-Tripp Lite-SMART1200XLHG | POWERSUPPLYUPS | SMART1200XLHG |  |  |  | Tripp Lite | Power Supply, UPS |  | POWERSUPPLYUPS-Tripp Lite-SMART1200XLHG |  |  |  |  | Covered PM Repair - Biomedical | MHHS-TMC
NO | YES |  |  |  | 077-09375 | 077-09375 | Tripp Lite | SMART1200XLHG |  | 2651BVHSM885F00426 | TMC-Respiratory-Adult | MHHS-TMC |  | Power Supply, UPS |  | 077-09375 | 077-09375 | TMC | MHHS-TMC | TMC-Respiratory-Adult |  | 7/30/19 |  |  |  | POWER SYSTEMS, UNINTERRUPTIBLE |  | POWERSUPPLYUPS-Tripp Lite-SMART1200XLHG | POWERSUPPLYUPS | SMART1200XLHG |  |  |  | Tripp Lite | Power Supply, UPS |  | POWERSUPPLYUPS-Tripp Lite-SMART1200XLHG |  |  | Verified 3/30/2020 4:07pm (Central) |  | Covered PM Repair - Biomedical | MHHS-TMC
NO | YES |  |  |  | 077-09376 | 077-09376 | Tripp Lite | SMART1200XLHG |  | 2651BVHSM885F00431 | PICU storage | MHHS-TMC |  | Power Supply, UPS |  | 077-09376 | 077-09376 | TMC | TMC | PICU storage | Memorial Hermann- texas medical center | 6/1/19 |  | 6/1/20 |  | POWER SYSTEMS, UNINTERRUPTIBLE |  | POWERSUPPLYUPS-Tripp Lite-SMART1200XLHG | POWERSUPPLYUPS | SMART1200XLHG |  |  |  | Tripp Lite | Power Supply, UPS |  | POWERSUPPLYUPS-Tripp Lite-SMART1200XLHG |  |  |  |  | Covered PM Repair - Biomedical | MHHS-TMC
NO | YES |  |  |  | 069-44802 | 069-44802 | Tripp Lite | SMART1200XLHG |  | 9815EYOSM617900030 | (null) | MHHS-TMC |  | Power Supply, UPS |  | 069-44802 | 069-44802 | (null) | MHHS-TMC | (null) | (null) |  |  |  | (null) | POWER SYSTEMS, UNINTERRUPTIBLE |  | POWERSUPPLYUPS-Tripp Lite-SMART1200XLHG | POWERSUPPLYUPS | SMART1200XLHG |  |  |  | Tripp Lite | Power Supply, UPS |  | POWERSUPPLYUPS-Tripp Lite-SMART1200XLHG |  |  |  |  | Covered PM Repair - Biomedical | MHHS-TMC
NO | YES |  |  |  | 077-06760 | 077-06760 | Tripp Lite | SMART1200XLHG |  | 9815EY0SM617900015 | TMC-Respiratory-Adult | MHHS-TMC |  | Power Supply, UPS |  | 077-06760 | 077-06760 | TMC | MHHS-TMC | TMC-Respiratory-Adult | TMC - RESPIRATORY - ADULT | 6/1/19 |  | 6/1/20 |  | POWER SYSTEMS, UNINTERRUPTIBLE |  | POWERSUPPLYUPS-Tripp Lite-SMART1200XLHG | POWERSUPPLYUPS | SMART1200XLHG |  |  |  | Tripp Lite | Power Supply, UPS |  | POWERSUPPLYUPS-Tripp Lite-SMART1200XLHG |  | 8/1/17 |  |  | Covered PM Repair - Biomedical | MHHS-TMC
NO | YES |  |  |  | 077-09370 | 077-09370 | Tripp Lite | SMART1200XLHG |  | 2651BVHSM885F00413 | TMC-Respiratory-Pedi | MHHS-TMC |  | Power Supply, UPS |  | 077-09370 | 077-09370 | TMC | MHHS-TMC | TMC-Respiratory-Pedi |  | 6/26/19 |  |  |  | POWER SYSTEMS, UNINTERRUPTIBLE |  | POWERSUPPLYUPS-Tripp Lite-SMART1200XLHG | POWERSUPPLYUPS | SMART1200XLHG |  |  |  | Tripp Lite | Power Supply, UPS |  | POWERSUPPLYUPS-Tripp Lite-SMART1200XLHG |  |  | Verified 3/30/2020 4:07pm (Central) |  | Covered PM Repair - Biomedical | MHHS-TMC
NO | YES |  |  |  | 077-09372 | 077-09372 | Tripp Lite | SMART1200XLHG |  | 2651BVHSM885F00425 | TMC-Respiratory-Pedi | MHHS-TMC |  | Power Supply, UPS |  | 077-09372 | 077-09372 | TMC | MHHS-TMC | TMC-Respiratory-Pedi |  | 6/26/19 |  |  |  | POWER SYSTEMS, UNINTERRUPTIBLE |  | POWERSUPPLYUPS-Tripp Lite-SMART1200XLHG | POWERSUPPLYUPS | SMART1200XLHG |  |  |  | Tripp Lite | Power Supply, UPS |  | POWERSUPPLYUPS-Tripp Lite-SMART1200XLHG |  |  | Verified 3/30/2020 4:07pm (Central) |  | Not Covered Vendor Only - Biomedical | MHHS-TMC
NO | YES |  |  |  | 077-09374 | 077-09374 | Tripp Lite | SMART1200XLHG |  | 2651BVHSM885F00415 | TMC-Respiratory-Pedi | MHHS-TMC |  | Power Supply, UPS |  | 077-09374 | 077-09374 | TMC | MHHS-TMC | TMC-Respiratory-Pedi |  | 6/27/19 |  |  |  | POWER SYSTEMS, UNINTERRUPTIBLE |  | POWERSUPPLYUPS-Tripp Lite-SMART1200XLHG | POWERSUPPLYUPS | SMART1200XLHG |  |  |  | Tripp Lite | Power Supply, UPS |  | POWERSUPPLYUPS-Tripp Lite-SMART1200XLHG |  |  | Verified 3/30/2020 4:07pm (Central) |  | Covered PM Repair - Biomedical | MHHS-TMC
NO | YES | [5 empty] | Tripp Lite | SMART1200XLHG |  | 9815EY0SM617900022 | TMC-Respiratory-Pedi | MHHS-TMC |  | Power Supply, UPS |  |  |  | TMC | MHHS-TMC | TMC-Respiratory-Pedi |  | 6/26/19 |  |  |  | POWER SYSTEMS, UNINTERRUPTIBLE |  | POWERSUPPLYUPS-Tripp Lite-SMART1200XLHG | POWERSUPPLYUPS | SMART1200XLHG |  |  |  | Tripp Lite | Power Supply, UPS |  | POWERSUPPLYUPS-Tripp Lite-SMART1200XLHG |  |  | (null) |  | Covered PM Repair - Biomedical | MHHS-TMC
YES | YES | Serial Number Cnf |  |  | 099-03987 | 099-03987 | Tripp Lite | SMART1200XLHG |  | Cnf | KATY - OR |  |  |  |  | 099-03987 | 099-03987 | Katy | Memorial Hermann Katy Hospital | KATY - OR | OR 11 Sterile Core | [6 empty] | POWERSUPPLYUPS-Tripp Lite-SMART1200XLHG
YES | YES | Serial Number Cnf |  |  | 133-08743 | 133-08743 | Tripp Lite | SMART1200XLHG |  | CNF | KATY - OR |  |  |  |  | 133-08743 | 133-08743 | Katy | Memorial Hermann Katy Hospital | KATY - OR | Control room | [6 empty] | POWERSUPPLYUPS-Tripp Lite-SMART1200XLHG
YES | YES |  |  |  | 133-08598 | 133-08598 | Tripp Lite | SMART1200XLHG |  | 2313KY0SM749600003 | KATY - NURSERY |  |  |  |  | 133-08598 | 133-08598 | Katy | Memorial Hermann Katy Hospital | KATY - NURSERY | L | 4/1/13 | [5 empty] | POWERSUPPLYUPS-Tripp Lite-SMART1200XLHG
YES | YES |  |  |  | 133-08096 | 133-08096 | Tripp Lite | SMART1200XLHG |  |  | KATY - NURSERY |  |  |  |  | 133-08096 | 133-08096 | Katy | Memorial Hermann Katy Hospital | KATY - NURSERY | L | 10/1/13 |  |  | Not working |  |  | POWERSUPPLYUPS-Tripp Lite-SMART1200XLHG
YES | YES |  |  |  | 133-08094 | 133-08094 | Tripp Lite | SMART1200XLHG |  |  | KATY - Csection |  |  |  |  | 133-08094 | 133-08094 | Katy | Memorial Hermann Katy Hospital | KATY - Csection | Csection or 2 | 2/1/20 | [5 empty] | POWERSUPPLYUPS-Tripp Lite-SMART1200XLHG
YES | YES | Serial Number Cnf |  |  | 133-08093 | 133-08093 | Tripp Lite | SMART1200XLHG |  | CNF | KATY - OR |  |  |  |  | 133-08093 | 133-08093 | Katy | Memorial Hermann Katy Hospital | KATY - OR | C SECTION OR1 | [6 empty] | POWERSUPPLYUPS-Tripp Lite-SMART1200XLHG
YES | YES | Serial Number Cnf |  |  | 133-08095 | 133-08095 | Tripp Lite | SMART1200XLHG |  | Cnf | KATY - POSTPARTUM - 2W |  |  |  |  | 133-08095 | 133-08095 | Katy | Memorial Hermann Katy Hospital | KATY - POSTPARTUM - 2W | W3: 231 electrical outside the room | [6 empty] | POWERSUPPLYUPS-Tripp Lite-SMART1200XLHG
YES | YES | Serial Number Cnf |  |  | 133-08087 | 133-08087 | Tripp Lite | SMART1200XLHG |  | CNF | KATY - OB SPECIAL OBSERVATION - 3E |  |  |  |  | 133-08087 | 133-08087 | Katy | Memorial Hermann Katy Hospital | KATY - OB SPECIAL OBSERVATION - 3E | Clean Supply | [6 empty] | POWERSUPPLYUPS-Tripp Lite-SMART1200XLHG
YES | YES |  |  |  | 133-08086 | 133-08086 | Tripp Lite | SMART1200XLHG |  | AGSM1300PSR3HG | Peds |  |  |  |  | 133-08086 | 133-08086 | Katy | Memorial Hermann Katy Hospital | Peds | Storage Equipment E3 247 | [6 empty] | POWERSUPPLYUPS-Tripp Lite-SMART1200XLHG
YES | YES |  |  |  | 099-03776 | 099-03776 | Tripp Lite | Smart1200XLHG |  | 2938BV0SM890E00204 | 1st floor |  |  |  |  | 099-03776 | 099-03776 | Katy | Katy | 1st floor | Bio Med Shop |  |  |  | No pm |  |  | POWERSUPPLYUPS-Tripp Lite-SMART1200XLHG
YES | YES | Serial Number Cnf |  |  | 099-01964 | 099-01964 | Tripp Lite | SMART1200XLHG |  | Cnf | NE - OR |  |  |  |  | 099-01964 | 099-01964 | Katy | Memorial Hermann Northeast Hospital | NE - OR | OR 8 | [6 empty] | POWERSUPPLYUPS-Tripp Lite-SMART1200XLHG
YES | YES |  |  |  | 099-05646 | 099-05646 | Tripp Lite | SMART1200XLHG |  | 2505AY0SM875900013 | TMC - LABORATORY - (1R) |  |  |  |  | 099-05646 | 099-05646 | TMC | Memorial Hermann-Texas Medical Center | TMC - LABORATORY - (1R) | TMC - LABORATORY - | [6 empty] | POWERSUPPLYUPS-Tripp Lite-SMART1200XLHG
YES | YES |  |  |  | 069-49197 | 069-49197 | Tripp Lite | SMART1200XLHG |  | 2922EVHSM886D00604 | TMC - SAROFIM 2 - OR |  |  |  |  | 069-49197 | 069-49197 | TMC | Memorial Hermann-Texas Medical Center | TMC - SAROFIM 2 - OR | Or 11 | 1/1/20 |  | 1/1/21 |  |  |  | POWERSUPPLYUPS-Tripp Lite-SMART1200XLHG
YES | YES |  |  |  | 069-49198 | 069-49198 | Tripp Lite | SMART1200XLHG |  | 2922EVHSM886D00612 | TMC - SAROFIM 2 - OR |  |  |  |  | 069-49198 | 069-49198 | TMC | Memorial Hermann-Texas Medical Center | TMC - SAROFIM 2 - OR | Or 11 | 1/1/20 |  | 1/1/21 |  |  |  | POWERSUPPLYUPS-Tripp Lite-SMART1200XLHG
YES | YES |  |  |  | 069-49253 | 069-49253 | Tripp Lite | SMART1200XLHG |  | 2922EVHSM886D00605 | TMC - SAROFIM 2 - OR |  |  |  |  | 069-49253 | 069-49253 | TMC | Memorial Hermann-Texas Medical Center | TMC - SAROFIM 2 - OR | Or 11 | 1/1/20 |  | 1/1/21 |  |  |  | POWERSUPPLYUPS-Tripp Lite-SMART1200XLHG
YES | YES |  |  |  | 069-49254 | 069-49254 | Tripp Lite | SMART1200XLHG |  | 2928EVHSM886D00532 | TMC - SAROFIM 2 - OR |  |  |  |  | 069-49254 | 069-49254 | TMC | Memorial Hermann-Texas Medical Center | TMC - SAROFIM 2 - OR | Or 11 | 1/1/20 |  | 1/1/21 |  |  |  | POWERSUPPLYUPS-Tripp Lite-SMART1200XLHG
YES | YES |  |  |  | 069-49255 | 069-49255 | Tripp Lite | SMART1200XLHG |  | 2922EVHSM886D00615 | TMC - SAROFIM 2 - OR |  |  |  |  | 069-49255 | 069-49255 | TMC | Memorial Hermann-Texas Medical Center | TMC - SAROFIM 2 - OR | Or 11 | 4/1/20 |  | 1/1/21 |  |  |  | POWERSUPPLYUPS-Tripp Lite-SMART1200XLHG
YES | YES |  |  |  | 069-49257 | 069-49257 | Tripp Lite | SMART1200XLHG |  | 2928EVHSM886D00571 | TMC - SAROFIM 2 - OR |  |  |  |  | 069-49257 | 069-49257 | TMC | Memorial Hermann-Texas Medical Center | TMC - SAROFIM 2 - OR | Or 11 | 1/1/20 |  | 1/1/21 |  |  |  | POWERSUPPLYUPS-Tripp Lite-SMART1200XLHG
YES | YES |  |  |  | 069-49258 | 069-49258 | Tripp Lite | SMART1200XLHG |  | 2836DVHSM886D00395 | TMC - SAROFIM 2 - OR |  |  |  |  | 069-49258 | 069-49258 | TMC | Memorial Hermann-Texas Medical Center | TMC - SAROFIM 2 - OR | Or 11 | 4/1/20 |  | 1/1/21 |  |  |  | POWERSUPPLYUPS-Tripp Lite-SMART1200XLHG
YES | YES |  |  |  | 069-49256 | 069-49256 | Tripp Lite | SMART1200XLHG |  | 2928EVHSM886D00560 | TMC - SAROFIM 2 - OR |  |  |  |  | 069-49256 | 069-49256 | TMC | Memorial Hermann-Texas Medical Center | TMC - SAROFIM 2 - OR | Or 11 | 4/1/20 |  | 1/1/21 |  |  |  | POWERSUPPLYUPS-Tripp Lite-SMART1200XLHG
YES | YES |  |  |  | 069-49259 | 069-49259 | Tripp Lite | SMART1200XLHG |  | 2922EVHSM886D00614 | TMC - SAROFIM 2 - OR |  |  |  |  | 069-49259 | 069-49259 | TMC | Memorial Hermann-Texas Medical Center | TMC - SAROFIM 2 - OR | Or 11 | 1/1/20 |  | 1/1/21 |  |  |  | POWERSUPPLYUPS-Tripp Lite-SMART1200XLHG
YES | YES | Serial Number Cnf |  |  | 099-07414 | 099-07414 | Tripp Lite | SMART1200XLHG |  | Cnf | SE - OR |  |  |  |  | 099-07414 | 099-07414 | Southeast | Memorial Hermann Southeast Hospital | SE - OR | Room 12 | [6 empty] | POWERSUPPLYUPS-Tripp Lite-SMART1200XLHG
YES | YES |  |  |  | 005-11912 | 005-11912 | Tripp Lite | SMART1200XLHG |  | 2512AY0SM875900023 | SE - CATH LAB |  |  |  |  | 005-11912 | 005-11912 |  | Memorial Hermann- SE - CATH LAB | SE - CATH LAB | Hybird 2 | 4/1/20 |  |  | No PM Sticker |  |  | POWERSUPPLYUPS-Tripp Lite-SMART1200XLHG
YES | YES |  |  |  | 005-13093 | 005-13093 | Tripp Lite | SMART1200XLHG |  | AGFM1200PSR3HG | SE- Central Supply |  |  |  |  | 005-13093 | 005-13093 | Southeast | Memorial Hermann Southeast Hospital | SE- Central Supply | Family Life RM 412 | [6 empty] | POWERSUPPLYUPS-Tripp Lite-SMART1200XLHG
YES | YES |  |  |  | 005-09648 | 005-09648 | Tripp Lite | SMART1200XLHG |  | 2243KY0SM749600013 | SE - LABOR |  |  |  |  | 005-09648 | 005-09648 | Southeast | Memorial Hermann Southeast Hospital | SE - LABOR | Or 1 | 1/1/19 |  | 1/1/20 |  |  |  | POWERSUPPLYUPS-Tripp Lite-SMART1200XLHG
YES | YES |  |  |  | 005-34785 | 005-34785 | Tripp Lite | SMART1200XLHG |  | 2302KY0SM749600366 | SE |  |  |  |  | 005-34785 | 005-34785 | Southeast | Memorial Hermann Southeast Hospital | SE | 4TH Floor Storage |  |  | 4/1/20 |  |  |  | POWERSUPPLYUPS-Tripp Lite-SMART1200XLHG
YES | YES |  |  |  | 005-34786 | 005-34786 | Tripp Lite | SMART1200XLHG |  | 2302KY0SM749600376 | SE |  |  |  |  | 005-34786 | 005-34786 | Southeast | Memorial Hermann Southeast Hospital | SE | 4TH Floor Storage | [6 empty] | POWERSUPPLYUPS-Tripp Lite-SMART1200XLHG
YES | YES |  |  |  | 005-34787 | 005-34787 | Tripp Lite | SMART1200XLHG |  | 2243KY0SM749600311 | SE |  |  |  |  | 005-34787 | 005-34787 | Southeast | Memorial Hermann Southeast Hospital | SE | 4TH Floor Storage | [6 empty] | POWERSUPPLYUPS-Tripp Lite-SMART1200XLHG
YES | YES |  |  |  | 005-34788 | 005-34788 | Tripp Lite | SMART1200XLHG |  | 2243KY0SM749600317 | SE |  |  |  |  | 005-34788 | 005-34788 | Southeast | Memorial Hermann Southeast Hospital | SE | 4TH Floor Storage | [6 empty] | POWERSUPPLYUPS-Tripp Lite-SMART1200XLHG
YES | YES |  |  |  | 133-08088 | 133-08088 | Tripp Lite | SMART1200XLHG |  | AGSM1200PSR3HG | Katy OB Specials Observation |  |  |  |  | 133-08088 | 133-08088 | Katy | Memorial Hermann Katy Hospital | Katy OB Specials Observation | Nurse Station |  |  |  | No p.m.
NO | NO |  |  |  | 009-09229 |  | Tripp Lite | SMART1200XLHG |  | 2433AY0SM875900171 | GH - CARDIOLOGY | MHHS-Greater Heights |  | Power Supply, UPS |  | 009-09229 |  | Central & Greater Heights |  | GH - CARDIOLOGY | [5 empty] | POWER SYSTEMS, UNINTERRUPTIBLE |  | POWERSUPPLYUPS-Tripp Lite-SMART1200XLHG | POWERSUPPLYUPS | SMART1200XLHG |  |  |  | Tripp Lite | Power Supply, UPS |  | POWERSUPPLYUPS-Tripp Lite-SMART1200XLHG |  |  |  |  | Covered PM Repair - Biomedical | MHHS-Greater Heights
NO | NO |  |  |  | 133-31055 |  | Tripp Lite | SMART1200XLHG |  | 2928EVHSM886D00546 | KATY - CATH LAB | MHHS-Katy |  | Power Supply, UPS |  | 133-31055 |  | Katy |  | KATY - CATH LAB | [5 empty] | POWER SYSTEMS, UNINTERRUPTIBLE |  | POWERSUPPLYUPS-Tripp Lite-SMART1200XLHG | POWERSUPPLYUPS | SMART1200XLHG |  |  |  | Tripp Lite | Power Supply, UPS |  | POWERSUPPLYUPS-Tripp Lite-SMART1200XLHG |  |  |  |  | Covered PM Repair - Biomedical | MHHS-Katy
NO | NO |  |  |  | 041-19703 |  | Tripp Lite | SMART1200XLHG |  | 2501AY0SM8759 | MEMORIAL CITY - MHT - JHC OR | MHHS-Mem City |  | Power Supply, UPS |  | 041-19703 |  | West & Memorial City |  | MEMORIAL CITY - MHT - JHC OR | [5 empty] | POWER SYSTEMS, UNINTERRUPTIBLE |  | POWERSUPPLYUPS-Tripp Lite-SMART1200XLHG | POWERSUPPLYUPS | SMART1200XLHG |  |  |  | Tripp Lite | Power Supply, UPS |  | POWERSUPPLYUPS-Tripp Lite-SMART1200XLHG |  |  |  |  | Covered PM Repair - Biomedical | MHHS-Mem City
NO | NO |  |  |  | R-129-06912 |  | Tripp Lite | SMART1200XLHG |  | 2302KYOSM749600277 | OPID - (SL) - SIENNA PLANTATION CCC - 448 | MHHS-OPID |  | Power Supply, UPS |  | R-129-06912 |  | Sugar Land |  | OPID - (SL) - SIENNA PLANTATION CCC - 448 | [5 empty] | POWER SYSTEMS, UNINTERRUPTIBLE |  | POWERSUPPLYUPS-Tripp Lite-SMART1200XLHG | POWERSUPPLYUPS | SMART1200XLHG |  |  |  | Tripp Lite | Power Supply, UPS |  | POWERSUPPLYUPS-Tripp Lite-SMART1200XLHG |  |  |  |  | Covered PM Repair - Biomedical | MHHS-OPID
NO | NO |  |  |  | 145-01013 |  | Tripp Lite | SMART1200XLHG |  | 2545AVHSM875900270 | PEARLAND - LABOR & DELIVERY | MHHS-Pearland Hospital |  | Power Supply, UPS |  | 145-01013 |  | Pearland |  | PEARLAND - LABOR & DELIVERY | [5 empty] | POWER SYSTEMS, UNINTERRUPTIBLE |  | POWERSUPPLYUPS-Tripp Lite-SMART1200XLHG | POWERSUPPLYUPS | SMART1200XLHG |  |  |  | Tripp Lite | Power Supply, UPS |  | POWERSUPPLYUPS-Tripp Lite-SMART1200XLHG |  |  |  |  | Covered PM Repair - Biomedical | MHHS-Pearland Hospital
NO | NO |  |  |  | 145-00289 |  | Tripp Lite | SMART1200XLHG |  | 2328KY0SM749600010 | PEARLAND - LABORATORY - MAIN | MHHS-Pearland Hospital |  | Power Supply, UPS |  | 145-00289 |  | Pearland |  | PEARLAND - LABORATORY - MAIN | [5 empty] | POWER SYSTEMS, UNINTERRUPTIBLE |  | POWERSUPPLYUPS-Tripp Lite-SMART1200XLHG | POWERSUPPLYUPS | SMART1200XLHG |  |  |  | Tripp Lite | Power Supply, UPS |  | POWERSUPPLYUPS-Tripp Lite-SMART1200XLHG |  |  |  |  | Covered PM Repair - Biomedical | MHHS-Pearland Hospital
NO | NO |  |  |  | 005-13089 |  | Tripp Lite | SMART1200XLHG |  | 2545AVHSM875900254 | SE - LABOR & DELIVERY | MHHS-Southeast |  | Power Supply, UPS |  | 005-13089 |  | Southeast & Bay Area |  | SE - LABOR & DELIVERY | [5 empty] | POWER SYSTEMS, UNINTERRUPTIBLE |  | POWERSUPPLYUPS-Tripp Lite-SMART1200XLHG | POWERSUPPLYUPS | SMART1200XLHG |  |  |  | Tripp Lite | Power Supply, UPS |  | POWERSUPPLYUPS-Tripp Lite-SMART1200XLHG |  |  |  |  | Covered PM Repair - Biomedical | MHHS-Southeast
NO | NO |  |  |  | 005-13090 |  | Tripp Lite | SMART1200XLHG |  | 2545AVHSM875900255 | SE - LABOR & DELIVERY | MHHS-Southeast |  | Power Supply, UPS |  | 005-13090 |  | Southeast & Bay Area |  | SE - LABOR & DELIVERY | [5 empty] | POWER SYSTEMS, UNINTERRUPTIBLE |  | POWERSUPPLYUPS-Tripp Lite-SMART1200XLHG | POWERSUPPLYUPS | SMART1200XLHG |  |  |  | Tripp Lite | Power Supply, UPS |  | POWERSUPPLYUPS-Tripp Lite-SMART1200XLHG |  |  |  |  | Covered PM Repair - Biomedical | MHHS-Southeast
NO | NO |  |  |  | 129-06909 |  | Tripp Lite | SMART1200XLHG |  | 2302KY0SM749600185 | SUGAR LAND - LABORATORY | MHHS-Sugarland |  | Power Supply, UPS |  | 129-06909 |  | Sugar Land |  | SUGAR LAND - LABORATORY | [5 empty] | POWER SYSTEMS, UNINTERRUPTIBLE |  | POWERSUPPLYUPS-Tripp Lite-SMART1200XLHG | POWERSUPPLYUPS | SMART1200XLHG |  |  |  | Tripp Lite | Power Supply, UPS |  | POWERSUPPLYUPS-Tripp Lite-SMART1200XLHG |  |  |  |  | Covered PM Repair - Biomedical | MHHS-Sugarland
NO | NO |  |  |  | 129-06682 |  | Tripp Lite | SMART1200XLHG |  | 230KYOSM749600287 | SUGAR LAND - NURSE CALL | MHHS-Sugarland |  | Power Supply, UPS |  | 129-06682 |  | Sugar Land |  | SUGAR LAND - NURSE CALL | [5 empty] | POWER SYSTEMS, UNINTERRUPTIBLE |  | POWERSUPPLYUPS-Tripp Lite-SMART1200XLHG | POWERSUPPLYUPS | SMART1200XLHG |  |  |  | Tripp Lite | Power Supply, UPS |  | POWERSUPPLYUPS-Tripp Lite-SMART1200XLHG |  |  |  |  | Covered PM Repair - Biomedical | MHHS-Sugarland
NO | NO |  |  |  | 129-06683 |  | Tripp Lite | SMART1200XLHG |  | 2302KYOSM749600279 | SUGAR LAND - NURSE CALL | MHHS-Sugarland |  | Power Supply, UPS |  | 129-06683 |  | Sugar Land |  | SUGAR LAND - NURSE CALL | [5 empty] | POWER SYSTEMS, UNINTERRUPTIBLE |  | POWERSUPPLYUPS-Tripp Lite-SMART1200XLHG | POWERSUPPLYUPS | SMART1200XLHG |  |  |  | Tripp Lite | Power Supply, UPS |  | POWERSUPPLYUPS-Tripp Lite-SMART1200XLHG |  |  |  |  | Covered PM Repair - Radiology, Low End | MHHS-Sugarland
NO | NO |  |  |  | 129-06859 |  | Tripp Lite | SMART1200XLHG |  | 2302KY0SM749600284 | SUGAR LAND - RADIOLOGY | MHHS-Sugarland |  | Power Supply, UPS |  | 129-06859 |  | Sugar Land |  | SUGAR LAND - RADIOLOGY | [5 empty] | POWER SYSTEMS, UNINTERRUPTIBLE |  | POWERSUPPLYUPS-Tripp Lite-SMART1200XLHG | POWERSUPPLYUPS | SMART1200XLHG |  |  |  | Tripp Lite | Power Supply, UPS |  | POWERSUPPLYUPS-Tripp Lite-SMART1200XLHG |  |  |  |  | Covered PM Repair - Biomedical | MHHS-Sugarland
NO | NO |  |  |  | 074-03061 |  | Tripp Lite | SMART1200XLHG |  | 2526AVHSM875900237 | TMC - OR - CVOR (7HVI) | MHHS-TMC |  | Power Supply, UPS |  | 074-03061 |  | TMC |  | TMC - OR - CVOR (7HVI) | [5 empty] | POWER SYSTEMS, UNINTERRUPTIBLE |  | POWERSUPPLYUPS-Tripp Lite-SMART1200XLHG | POWERSUPPLYUPS | SMART1200XLHG |  |  |  | Tripp Lite | Power Supply, UPS |  | POWERSUPPLYUPS-Tripp Lite-SMART1200XLHG |  |  |  |  | Covered PM Repair - Biomedical | MHHS-TMC
NO | NO |  |  |  | 077-09371 |  | Tripp Lite | SMART1200XLHG |  | 2651BVHSM885F00432 | TMC - RESPIRATORY - PEDI | MHHS-TMC |  | Power Supply, UPS |  | 077-09371 |  | TMC |  | TMC - RESPIRATORY - PEDI | [5 empty] | POWER SYSTEMS, UNINTERRUPTIBLE |  | POWERSUPPLYUPS-Tripp Lite-SMART1200XLHG | POWERSUPPLYUPS | SMART1200XLHG |  |  |  | Tripp Lite | Power Supply, UPS |  | POWERSUPPLYUPS-Tripp Lite-SMART1200XLHG |  |  |  |  | Not Covered Vendor Only - Biomedical | MHHS-TMC
NO | NO |  |  |  | 077-09373 |  | Tripp Lite | SMART1200XLHG |  | 2651BVHSM885F00427 | TMC - RESPIRATORY - PEDI | MHHS-TMC |  | Power Supply, UPS |  | 077-09373 |  | TMC |  | TMC - RESPIRATORY - PEDI | [5 empty] | POWER SYSTEMS, UNINTERRUPTIBLE |  | POWERSUPPLYUPS-Tripp Lite-SMART1200XLHG | POWERSUPPLYUPS | SMART1200XLHG |  |  |  | Tripp Lite | Power Supply, UPS |  | POWERSUPPLYUPS-Tripp Lite-SMART1200XLHG |  |  |  |  | Not Covered Vendor Only - Biomedical | MHHS-TMC
NO | NO | [5 empty] | Tripp Lite | SMART1200XLHG |  | 9815EY0SM617900020 | TMC - RESPIRATORY - PEDI | MHHS-TMC |  | Power Supply, UPS |  |  |  | TMC |  | TMC - RESPIRATORY - PEDI | [5 empty] | POWER SYSTEMS, UNINTERRUPTIBLE |  | POWERSUPPLYUPS-Tripp Lite-SMART1200XLHG | POWERSUPPLYUPS | SMART1200XLHG |  |  |  | Tripp Lite | Power Supply, UPS |  | POWERSUPPLYUPS-Tripp Lite-SMART1200XLHG |  |  |  |  | Covered PM Repair - Biomedical | MHHS-TMC
NO | NO | [5 empty] | Tripp Lite | SMART1200XLHG |  | 9815EY0SM617900027 | TMC - RESPIRATORY - PEDI | MHHS-TMC |  | Power Supply, UPS |  |  |  | TMC |  | TMC - RESPIRATORY - PEDI | [5 empty] | POWER SYSTEMS, UNINTERRUPTIBLE |  | POWERSUPPLYUPS-Tripp Lite-SMART1200XLHG | POWERSUPPLYUPS | SMART1200XLHG |  |  |  | Tripp Lite | Power Supply, UPS |  | POWERSUPPLYUPS-Tripp Lite-SMART1200XLHG |  |  |  |  | Covered PM Repair - Biomedical | MHHS-TMC
NO | NO |  |  |  | 029-32226 |  | Tripp Lite | SMART1200XLHG |  | 2825DVHSM886D00072 | WOODLANDS - RESPIRATORY | MHHS-Woodlands |  | Power Supply, UPS |  | 029-32226 |  | Woodlands |  | WOODLANDS - RESPIRATORY | [5 empty] | POWER SYSTEMS, UNINTERRUPTIBLE |  | POWERSUPPLYUPS-Tripp Lite-SMART1200XLHG | POWERSUPPLYUPS | SMART1200XLHG |  |  |  | Tripp Lite | Power Supply, UPS |  | POWERSUPPLYUPS-Tripp Lite-SMART1200XLHG |  |  |  |  | Covered PM Repair - Biomedical | MHHS-Woodlands
NO | YES |  |  |  | 133-05397 | 133-05397 | Tripp Lite | SMART1500 |  | 2531BY0SM820600256 | Katy-Med/Surg 6th Floor | MHHS-Katy |  |  |  | 133-05397 | 133-05397 | Katy | MHHS-Katy | Katy-Med/Surg 6th Floor | ISD 6TH FLOOR | 5/1/19 | 5/1/20 |  |  | POWER SYSTEMS, UNINTERRUPTIBLE |  | .needs class | [5 empty] | Tripp Lite |  |  |  |  | 12/8/18 |  |  | Covered PM Repair - Biomedical | MHHS-Katy
NO | YES |  |  |  | 133-09731 | 133-09731 | Tripp Lite | SMART1500 |  | 2446BY0SM82600614 | Katy-ICU | MHHS-Katy |  |  |  | 133-09731 | 133-09731 | Katy | MHHS-Katy | Katy-ICU | AIDF E4 | 11/1/19 | 11/1/20 |  |  | POWER SYSTEMS, UNINTERRUPTIBLE |  | .needs class | [5 empty] | Tripp Lite |  |  |  |  | 12/8/18 |  |  | Covered PM Repair - Biomedical | MHHS-Katy
NO | YES |  |  |  | 133-09733 | 133-09733 | Tripp Lite | SMART1500 |  | 2446BY0SM820600620 | Katy-NICU | MHHS-Katy |  |  |  | 133-09733 | 133-09733 | Katy | MHHS-Katy | Katy-NICU | AIDF room | 11/1/19 | 11/1/20 |  |  | POWER SYSTEMS, UNINTERRUPTIBLE |  | .needs class | [5 empty] | Tripp Lite | [7 empty] | Not Covered Vendor Only - Biomedical | MHHS-Katy
NO | YES |  |  |  | 133-09734 | 133-09734 | Tripp Lite | SMART1500 |  | 2446BY0SM820600612 | Ambulatory | MHHS-Katy |  |  |  | 133-09734 | 133-09734 | Katy | Katy | Ambulatory | Ambulatory | 11/1/19 | 11/1/20 |  |  | POWER SYSTEMS, UNINTERRUPTIBLE |  | .needs class | [5 empty] | Tripp Lite | [7 empty] | Not Covered Vendor Only - Biomedical | MHHS-Katy
NO | YES | Asset Tag 129-07021 |  |  | 129-07021 | 129-07021 | Tripp Lite | SMART1500 |  | 2513BY0SM820600400 | SUGAR LAND - BIOMED | MHHS-Sugarland |  |  |  | 129-07021 | 129-07021 | Sugar Land | Memorial Hermann Sugar Land Hospital | SUGAR LAND - BIOMED | Biomed Shop | 12/1/18 |  | 12/1/19 |  | POWER SYSTEMS, UNINTERRUPTIBLE |  | .needs class | [5 empty] | Tripp Lite | [7 empty] | Covered PM Repair - Biomedical | MHHS-Sugarland
YES | YES | Serial Number Cnf |  |  |  |  | Tripp Lite | Smart1500 |  | Cnf | OPID - (NE) - NORTHEAST - 437 (MP1) | [6 empty] | Katy | Memorial Hermann Imaging Center - Northeast (#100) | OPID - (NE) - NORTHEAST - 437 (MP1) | Xray control room
NO | NO |  |  |  | 133-09736 |  | Tripp Lite | SMART1500 |  | 2434BY0SM820600195 | KATY - NURSE CALL | MHHS-Katy |  |  |  | 133-09736 |  | Katy |  | KATY - NURSE CALL | [5 empty] | POWER SYSTEMS, UNINTERRUPTIBLE |  | .needs class | [5 empty] | Tripp Lite | [7 empty] | Not Covered Vendor Only - Biomedical | MHHS-Katy
NO | NO |  |  |  | 041-34032 |  | Tripp Lite | SMART1500 |  | 2506BY0SM820600964 | MEMORIAL CITY - MHT - JHC OR | MHHS-Mem City |  |  |  | 041-34032 |  | West & Memorial City |  | MEMORIAL CITY - MHT - JHC OR | [5 empty] | POWER SYSTEMS, UNINTERRUPTIBLE |  | .needs class | [5 empty] | Tripp Lite | [7 empty] | Covered PM Repair - Biomedical | MHHS-Mem City
NO | NO |  |  |  | 013-35012 |  | Tripp Lite | SMART1500 |  | 2145LY0SM618200589 | SW - RADIOLOGY | MHHS-Southwest |  |  |  | 013-35012 |  | Southwest |  | SW - RADIOLOGY | [5 empty] | POWER SYSTEMS, UNINTERRUPTIBLE |  | .needs class | [5 empty] | Tripp Lite | [7 empty] | Covered PM Repair - Biomedical | MHHS-Southwest
NO | NO |  |  |  | 129-06842 |  | Tripp Lite | SMART1500 |  | 2506BY0SM82061152 | SUGAR LAND - NURSE CALL | MHHS-Sugarland |  |  |  | 129-06842 |  | Sugar Land |  | SUGAR LAND - NURSE CALL | [5 empty] | POWER SYSTEMS, UNINTERRUPTIBLE |  | .needs class | [5 empty] | Tripp Lite | [7 empty] | Not Covered Vendor Only - Lab Ana/Anes | MHHS-Sugarland
NO | NO |  |  |  | 129-06848 |  | Tripp Lite | SMART1500 |  | 2506BY0SM820601089 | SUGAR LAND - NURSE CALL | MHHS-Sugarland |  |  |  | 129-06848 |  | Sugar Land |  | SUGAR LAND - NURSE CALL | [5 empty] | POWER SYSTEMS, UNINTERRUPTIBLE |  | .needs class | [5 empty] | Tripp Lite | [7 empty] | Covered PM Repair - Biomedical | MHHS-Sugarland
NO | NO |  |  |  | 129-07016 |  | Tripp Lite | SMART1500 |  | 2506BY0SM820601091 | SUGAR LAND - NURSE CALL | MHHS-Sugarland |  |  |  | 129-07016 |  | Sugar Land |  | SUGAR LAND - NURSE CALL | [5 empty] | POWER SYSTEMS, UNINTERRUPTIBLE |  | .needs class | [5 empty] | Tripp Lite | [7 empty] | Covered PM Repair - Biomedical | MHHS-Sugarland
NO | NO |  |  |  | 069-45777 |  | Tripp Lite | SMART1500 |  | 2313BY0SM820600363 | TMC - MHTMC - NURSE CALL | MHHS-TMC |  |  |  | 069-45777 |  | TMC |  | TMC - MHTMC - NURSE CALL | [5 empty] | POWER SYSTEMS, UNINTERRUPTIBLE |  | .needs class | [5 empty] | Tripp Lite | [7 empty] | Covered PM Repair - Biomedical | MHHS-TMC
NO | YES |  |  |  | 151-02513 | 151-02513 | Tripp Lite | SMART1500RM2U |  | 2549BY0SM820600143 | CY-Nurse Call | MHHS-Cypress |  |  |  | 151-02513 | 151-02513 | Northwest | MHHS-Cypress | CY-Nurse Call | IDF M3 233 | 10/1/19 | 10/1/20 |  |  | POWER SYSTEMS, UNINTERRUPTIBLE |  | .needs class | [5 empty] | Tripp Lite |  |  |  |  | 7/28/17 |  |  | Covered PM Repair - Biomedical | MHHS-Cypress
NO | YES |  |  |  | 151-02515 | 151-02515 | Tripp Lite | SMART1500RM2U |  | 2549BY0SM820600455 | CY-Telemetry | MHHS-Cypress |  |  |  | 151-02515 | 151-02515 | Northwest | MHHS-Cypress | CY-Telemetry | AIDF S3 910.2 | 10/1/19 | 10/1/20 |  |  | POWER SYSTEMS, UNINTERRUPTIBLE |  | .needs class | [5 empty] | Tripp Lite |  |  |  |  | 7/28/17 |  |  | Covered PM Repair - Biomedical | MHHS-Cypress
NO | YES |  |  |  | 151-02516 | 151-02516 | Tripp Lite | SMART1500RM2U |  | 2622BY0SM820600844 | CY-Nurse Call | MHHS-Cypress |  |  |  | 151-02516 | 151-02516 | Northwest | MHHS-Cypress | CY-Nurse Call | IDF Room (M2:244) by Laboratory | 10/1/19 |  |  |  | POWER SYSTEMS, UNINTERRUPTIBLE |  | .needs class | [5 empty] | Tripp Lite |  |  |  |  | 12/15/17 |  |  | Not Covered Vendor Only - Lab Ana/Anes | MHHS-Cypress
NO | YES |  |  |  | 151-02519 | 151-02519 | Tripp Lite | SMART1500RM2U |  | 2619BY0SM820600148 | CY-Nurse Call | MHHS-Cypress |  |  |  | 151-02519 | 151-02519 | Northwest | MHHS-Cypress | CY-Nurse Call | AIDF | 10/1/19 | 10/1/20 |  |  | POWER SYSTEMS, UNINTERRUPTIBLE |  | .needs class | [5 empty] | Tripp Lite |  |  |  |  | 7/2/17 |  |  | Covered PM Repair - Biomedical | MHHS-Cypress
NO | YES |  |  |  | 151-02520 | 151-02520 | Tripp Lite | SMART1500RM2U |  | 2619BY0SM820600150 | CY-Nurse Call | MHHS-Cypress |  |  |  | 151-02520 | 151-02520 | Northwest | MHHS-Cypress | CY-Nurse Call | Aidf 910.2 room | 10/1/19 | 10/1/20 |  |  | POWER SYSTEMS, UNINTERRUPTIBLE |  | .needs class | [5 empty] | Tripp Lite | [7 empty] | Covered PM Repair - Biomedical | MHHS-Cypress
NO | YES |  |  |  | 145-00099 | 145-00099 | Tripp Lite | SMART1500RM2U |  | 2512BY0SM820600606 | Pearland-Nurse Call | MHHS-Pearland Hospital |  |  |  | 145-00099 | 145-00099 | Pearland | MHHS-Pearland Hospital | Pearland-Nurse Call | AIDF 143 | 6/1/19 | 2/1/20 |  |  | POWER SYSTEMS, UNINTERRUPTIBLE |  | .needs class | [5 empty] | Tripp Lite |  |  |  |  | 7/28/17 |  |  | Covered PM Repair - Biomedical | MHHS-Pearland Hospital
NO | NO |  |  |  | 151-02512 |  | Tripp Lite | SMART1500RM2U |  | 2446BY0SM820600610 | CY - NURSE CALL | MHHS-Cypress |  |  |  | 151-02512 |  | Northwest & Cypress |  | CY - NURSE CALL | [5 empty] | POWER SYSTEMS, UNINTERRUPTIBLE |  | .needs class | [5 empty] | Tripp Lite | [7 empty] | Covered PM Repair - Biomedical | MHHS-Cypress
NO | NO |  |  |  | 151-03450 |  | Tripp Lite | SMART1500RM2U |  | 2833DY0SM820600017 | CY - NURSE CALL | MHHS-Cypress |  |  |  | 151-03450 |  | Northwest & Cypress |  | CY - NURSE CALL | [5 empty] | POWER SYSTEMS, UNINTERRUPTIBLE |  | .needs class | [5 empty] | Tripp Lite | [7 empty] | Covered PM Repair - Biomedical | MHHS-Cypress
NO | NO |  |  |  | 133-10358 |  | Tripp Lite | SMART1500RM2U |  | 2531BY0SM820600143 | KATY - CARDIOLOGY | MHHS-Katy |  |  |  | 133-10358 |  | Katy |  | KATY - CARDIOLOGY | [5 empty] | POWER SYSTEMS, UNINTERRUPTIBLE |  | .needs class | [5 empty] | Tripp Lite | [7 empty] | Not Covered Vendor Only - Lab Ana/Anes | MHHS-Katy
NO | NO |  |  |  | 005-10288 |  | Tripp Lite | SMART1500RM2U |  | 2421BY0SM820600432 | SE - EMERGENCY CENTER | MHHS-Southeast |  |  |  | 005-10288 |  | Southeast & Bay Area |  | SE - EMERGENCY CENTER | [5 empty] | POWER SYSTEMS, UNINTERRUPTIBLE |  | .needs class | [5 empty] | Tripp Lite | [7 empty] | Covered PM Repair - Biomedical | MHHS-Southeast
NO | NO |  |  |  | 005-33482 |  | Tripp Lite | SMART1500RM2U |  | 2827DY0SM820600186 | SE - NURSE CALL | MHHS-Southeast |  |  |  | 005-33482 |  | Southeast & Bay Area |  | SE - NURSE CALL | [5 empty] | POWER SYSTEMS, UNINTERRUPTIBLE |  | .needs class | [5 empty] | Tripp Lite | [7 empty] | Covered PM Repair - Biomedical | MHHS-Southeast
NO | NO |  |  |  | 005-33484 |  | Tripp Lite | SMART1500RM2U |  | 2827DY0SM820601225 | SE - NURSE CALL | MHHS-Southeast |  |  |  | 005-33484 |  | Southeast & Bay Area |  | SE - NURSE CALL | [5 empty] | POWER SYSTEMS, UNINTERRUPTIBLE |  | .needs class | [5 empty] | Tripp Lite | [7 empty] | Covered PM Repair - Biomedical | MHHS-Southeast
NO | NO |  |  |  | 005-33500 |  | Tripp Lite | SMART1500RM2U |  | 2712DY0SM820600601 | SE - NURSE CALL | MHHS-Southeast |  |  |  | 005-33500 |  | Southeast & Bay Area |  | SE - NURSE CALL | [5 empty] | POWER SYSTEMS, UNINTERRUPTIBLE |  | .needs class | [5 empty] | Tripp Lite | [7 empty] | Covered PM Repair - Biomedical | MHHS-Southeast
NO | NO |  |  |  | 241-03323 |  | Tripp Lite | SMART1500RM2U |  | 2241BYOSM820600479 | TIRR - NURSE CALL | MHHS-TIRR |  |  |  | 241-03323 |  | TMC |  | TIRR - NURSE CALL | [5 empty] | POWER SYSTEMS, UNINTERRUPTIBLE |  | .needs class | [5 empty] | Tripp Lite | [7 empty] | Covered PM Repair - Biomedical | MHHS-TIRR
NO | NO |  |  |  | 241-03324 |  | Tripp Lite | SMART1500RM2U |  | A51527222995 | TIRR - NURSE CALL | MHHS-TIRR |  |  |  | 241-03324 |  | TMC |  | TIRR - NURSE CALL | [5 empty] | POWER SYSTEMS, UNINTERRUPTIBLE |  | .needs class | [5 empty] | Tripp Lite | [7 empty] | Covered PM Repair - Biomedical | MHHS-TIRR
NO | NO |  |  |  | 241-03325 |  | Tripp Lite | SMART1500RM2U |  | 2639BYOSM8206000992 | TIRR - NURSE CALL | MHHS-TIRR |  |  |  | 241-03325 |  | TMC |  | TIRR - NURSE CALL | [5 empty] | POWER SYSTEMS, UNINTERRUPTIBLE |  | .needs class | [5 empty] | Tripp Lite | [7 empty] | Not Covered Vendor Only - Lab Ana/Anes | MHHS-TIRR
NO | NO |  |  |  | 069-45773 |  | Tripp Lite | SMART1500RM2U |  | 2535BY0SM820600005 | TMC - MHTMC - NURSE CALL | MHHS-TMC |  |  |  | 069-45773 |  | TMC |  | TMC - MHTMC - NURSE CALL | [5 empty] | POWER SYSTEMS, UNINTERRUPTIBLE |  | .needs class | [5 empty] | Tripp Lite | [7 empty] | Covered PM Repair - Biomedical | MHHS-TMC
NO | NO |  |  |  | 069-45774 |  | Tripp Lite | SMART1500RM2U |  | 2313BY0SM820600351 | TMC - MHTMC - NURSE CALL | MHHS-TMC |  |  |  | 069-45774 |  | TMC |  | TMC - MHTMC - NURSE CALL | [5 empty] | POWER SYSTEMS, UNINTERRUPTIBLE |  | .needs class | [5 empty] | Tripp Lite | [7 empty] | Covered PM Repair - Radiology, High End | MHHS-TMC
NO | NO |  |  |  | 069-45775 |  | Tripp Lite | SMART1500RM2U |  | 2308BY0SM820600095 | TMC - MHTMC - NURSE CALL | MHHS-TMC |  |  |  | 069-45775 |  | TMC |  | TMC - MHTMC - NURSE CALL | [5 empty] | POWER SYSTEMS, UNINTERRUPTIBLE |  | .needs class | [5 empty] | Tripp Lite | [7 empty] | Covered PM Repair - Biomedical | MHHS-TMC
NO | NO |  |  |  | 069-43132 |  | Tripp Lite | SMART1500RM2U |  | 2801DY0SMB20600457 | TMC - RADIOLOGY - JONES PAVILION | MHHS-TMC |  |  |  | 069-43132 |  | TMC |  | TMC - RADIOLOGY - JONES PAVILION | [5 empty] | POWER SYSTEMS, UNINTERRUPTIBLE |  | .needs class | [5 empty] | Tripp Lite | [7 empty] | Covered PM Repair - Lab Analyzers/Anesth | MHHS-TMC
YES | YES |  |  |  | 099-00313 | 099-00313 | Tripp Lite | Smart500 RT1U |  | 9642ALCSM628400240 | Biomed Shop |  |  |  |  | 099-00313 | 099-00313 | West | Memorial Hermann Memorial City Medical Center | Biomed Shop | Repair Shop MH5411
YES | YES |  |  |  | 099-00314 | 099-00314 | Tripp Lite | Smart500 RT1U |  | 2406NLCSM628400084 | Biomed Shop |  |  |  |  | 099-00314 | 099-00314 | West | Memorial Hermann Memorial City Medical Center | Biomed Shop | Repair Shop MH5411
YES | YES |  |  |  | 099-00315 | 099-00315 | Tripp Lite | Smart500 RT1U |  | 9732ALCSM628400250 | Biomed Shop |  |  |  |  | 099-00315 | 099-00315 | West | Memorial Hermann Memorial City Medical Center | Biomed Shop | Repair Shop MH5411
YES | YES |  |  |  | 099-04634 | 099-04634 | Tripp Lite | Smart5000 |  | 2932AV0SM88EE00334 | Surgery Center |  |  |  |  | 099-04634 | 099-04634 | Pearland | Memorial Hermann Pearland Hospital | Surgery Center | Nurses Station
NO | YES |  |  |  | 133-08233 | 133-08233 | Tripp Lite | SMART500RT1U |  | 233NLCSM628401306 | Katy-Cardiology | MHHS-Katy |  | Power Supply, UPS |  | 133-08233 | 133-08233 | Katy | MHHS-Katy | Katy-Cardiology | Physician Dictation Tech Office | 5/1/19 | 5/1/20 |  |  | POWER SYSTEMS, UNINTERRUPTIBLE | Power Supply, UPS | POWERSUPPLYUPS-Tripp Lite-Smart500 RT1U | POWERSUPPLYUPS | Smart500 RT1U |  |  |  | Tripp Lite | Power Supply, UPS |  | POWERSUPPLYUPS-Tripp Lite-Smart500 RT1U |  | 2/22/17 |  | PSU-2Y | Covered PM Repair - Biomedical | MHHS-Katy | [8 empty] | POWERSUPPLYUPS | Power Supply, UPS | Tripp Lite
NO | YES |  |  |  | 133-08357 | 133-08357 | Tripp Lite | SMART500RT1U |  | 2435AY0SM880800700 | Katy-Biomedical Services | MHHS-Katy |  | Power Supply, UPS |  | 133-08357 | 133-08357 | Katy | MHHS-Katy | Katy-Biomedical Services | Biomed shop | 5/1/19 | 5/1/20 |  | Battery changed 5/17 | POWER SYSTEMS, UNINTERRUPTIBLE | Power Supply, UPS | POWERSUPPLYUPS-Tripp Lite-Smart500 RT1U | POWERSUPPLYUPS | Smart500 RT1U |  |  |  | Tripp Lite | Power Supply, UPS |  | POWERSUPPLYUPS-Tripp Lite-Smart500 RT1U |  |  |  | PSU-2Y | Covered PM Repair - Radiology, High End | MHHS-Katy | [8 empty] | POWERSUPPLYUPS | Power Supply, UPS | Tripp Lite
NO | YES |  |  |  | 133-09863 | 133-09863 | Tripp Lite | SMART500RT1U |  | 2444NLCSM628400971 | Katy-Biomedical Services | MHHS-Katy |  | Power Supply, UPS |  | 133-09863 | 133-09863 | Katy | MHHS-Katy | Katy-Biomedical Services | Biomed shop | 5/1/19 |  |  |  | POWER SYSTEMS, UNINTERRUPTIBLE | Power Supply, UPS | POWERSUPPLYUPS-Tripp Lite-Smart500 RT1U | POWERSUPPLYUPS | Smart500 RT1U |  |  |  | Tripp Lite | Power Supply, UPS |  | POWERSUPPLYUPS-Tripp Lite-Smart500 RT1U |  | 2/4/17 |  | PSU-2Y | Covered PM Repair - Radiology, High End | MHHS-Katy | [8 empty] | POWERSUPPLYUPS | Power Supply, UPS | Tripp Lite
NO | YES |  |  |  | 133-09433 | 133-09433 | Tripp Lite | SMART500RT1U |  | 2441NLCSM628401283 | Katy-IMU | MHHS-Katy |  | Power Supply, UPS |  | 133-09433 | 133-09433 | Katy | MHHS-Katy | Katy-IMU | IMU | 11/1/19 | 11/1/20 |  |  | POWER SYSTEMS, UNINTERRUPTIBLE | Power Supply, UPS | POWERSUPPLYUPS-Tripp Lite-Smart500 RT1U | POWERSUPPLYUPS | Smart500 RT1U |  |  |  | Tripp Lite | Power Supply, UPS |  | POWERSUPPLYUPS-Tripp Lite-Smart500 RT1U |  | 2/4/17 |  | PSU-2Y | Covered PM Repair - Radiology, High End | MHHS-Katy | [8 empty] | POWERSUPPLYUPS | Power Supply, UPS | Tripp Lite
NO | YES |  |  |  | 133-08817 | 133-08817 | Tripp Lite | SMART500RT1U |  | 2237NLCSM628400280 | Katy-ER | MHHS-Katy |  | Power Supply, UPS |  | 133-08817 | 133-08817 | Katy | MHHS-Katy | Katy-ER | ER | 5/1/19 | 5/1/20 |  |  | POWER SYSTEMS, UNINTERRUPTIBLE | Power Supply, UPS | POWERSUPPLYUPS-Tripp Lite-Smart500 RT1U | POWERSUPPLYUPS | Smart500 RT1U |  |  |  | Tripp Lite | Power Supply, UPS |  | POWERSUPPLYUPS-Tripp Lite-Smart500 RT1U |  |  |  | PSU-2Y | Covered PM Repair - Biomedical | MHHS-Katy | [8 empty] | POWERSUPPLYUPS | Power Supply, UPS | Tripp Lite
NO | YES |  |  |  | 133-09344 | 133-09344 | Tripp Lite | SMART500RT1U |  | 2441NLCSM628401249 | Katy-ICU | MHHS-Katy |  | Power Supply, UPS |  | 133-09344 | 133-09344 | Katy | MHHS-Katy | Katy-ICU | AIDF room 201 | 11/1/19 | 11/1/20 |  |  | POWER SYSTEMS, UNINTERRUPTIBLE | Power Supply, UPS | POWERSUPPLYUPS-Tripp Lite-Smart500 RT1U | POWERSUPPLYUPS | Smart500 RT1U |  |  |  | Tripp Lite | Power Supply, UPS |  | POWERSUPPLYUPS-Tripp Lite-Smart500 RT1U |  | 3/3/17 |  | PSU-2Y | Covered PM Repair - Radiology, Low End | MHHS-Katy | [8 empty] | POWERSUPPLYUPS | Power Supply, UPS | Tripp Lite
NO | YES |  |  |  | 133-09350 | 133-09350 | Tripp Lite | SMART500RT1U |  | 2441NLCSM628401252 | Katy-ICU | MHHS-Katy |  | Power Supply, UPS |  | 133-09350 | 133-09350 | Katy | MHHS-Katy | Katy-ICU | AIDF E4 | 11/1/19 | 11/1/20 |  |  | POWER SYSTEMS, UNINTERRUPTIBLE | Power Supply, UPS | POWERSUPPLYUPS-Tripp Lite-Smart500 RT1U | POWERSUPPLYUPS | Smart500 RT1U |  |  |  | Tripp Lite | Power Supply, UPS |  | POWERSUPPLYUPS-Tripp Lite-Smart500 RT1U |  |  |  | PSU-2Y | Covered PM Repair - Biomedical | MHHS-Katy | [8 empty] | POWERSUPPLYUPS | Power Supply, UPS | Tripp Lite
NO | YES |  |  |  | 133-09430 | 133-09430 | Tripp Lite | SMART500RT1U |  | 2441NLCSM628401282 | Katy-ICU | MHHS-Katy |  | Power Supply, UPS |  | 133-09430 | 133-09430 | Katy | MHHS-Katy | Katy-ICU | AIDF E4 | 11/1/19 | 11/1/20 |  |  | POWER SYSTEMS, UNINTERRUPTIBLE | Power Supply, UPS | POWERSUPPLYUPS-Tripp Lite-Smart500 RT1U | POWERSUPPLYUPS | Smart500 RT1U |  |  |  | Tripp Lite | Power Supply, UPS |  | POWERSUPPLYUPS-Tripp Lite-Smart500 RT1U |  |  |  | PSU-2Y | Covered PM Repair - Biomedical | MHHS-Katy | [8 empty] | POWERSUPPLYUPS | Power Supply, UPS | Tripp Lite
NO | YES |  |  |  | 133-06683 | 133-06683 | Tripp Lite | SMART500RT1U |  | 9524ALCSM562100675 | Katy-Med/Surg 7th Floor | MHHS-Katy |  | Power Supply, UPS |  | 133-06683 | 133-06683 | Katy | MHHS-Katy | Katy-Med/Surg 7th Floor | 7th Floor ISD Room |  |  |  |  | POWER SYSTEMS, UNINTERRUPTIBLE | Power Supply, UPS | POWERSUPPLYUPS-Tripp Lite-Smart500 RT1U | POWERSUPPLYUPS | Smart500 RT1U |  |  |  | Tripp Lite | Power Supply, UPS |  | POWERSUPPLYUPS-Tripp Lite-Smart500 RT1U |  |  |  | PSU-2Y | Covered PM Repair - Radiology, Low End | MHHS-Katy | [8 empty] | POWERSUPPLYUPS | Power Supply, UPS | Tripp Lite
NO | YES |  |  |  | 133-06686 | 133-06686 | Tripp Lite | SMART500RT1U |  | 9813ALCSM628401720 | Katy-Med/Surg 5th Floor | MHHS-Katy |  | Power Supply, UPS |  | 133-06686 | 133-06686 | Katy | MHHS-Katy | Katy-Med/Surg 5th Floor | ISD Communications room W5:157.3 | 5/1/19 | 5/1/20 |  |  | POWER SYSTEMS, UNINTERRUPTIBLE | Power Supply, UPS | POWERSUPPLYUPS-Tripp Lite-Smart500 RT1U | POWERSUPPLYUPS | Smart500 RT1U |  |  |  | Tripp Lite | Power Supply, UPS |  | POWERSUPPLYUPS-Tripp Lite-Smart500 RT1U |  | 1/4/17 |  | PSU-2Y | Covered PM Repair - Radiology, Low End | MHHS-Katy | [8 empty] | POWERSUPPLYUPS | Power Supply, UPS | Tripp Lite
NO | YES |  |  |  | 133-08807 | 133-08807 | Tripp Lite | SMART500RT1U |  | 2237NLCSM628401075 | Katy-Med/Surg 6th Floor | MHHS-Katy |  | Power Supply, UPS |  | 133-08807 | 133-08807 | Katy | MHHS-Katy | Katy-Med/Surg 6th Floor | ISD 6TH FLOOR | 5/1/19 | 5/1/20 |  |  | POWER SYSTEMS, UNINTERRUPTIBLE | Power Supply, UPS | POWERSUPPLYUPS-Tripp Lite-Smart500 RT1U | POWERSUPPLYUPS | Smart500 RT1U |  |  |  | Tripp Lite | Power Supply, UPS |  | POWERSUPPLYUPS-Tripp Lite-Smart500 RT1U |  | 2/22/17 |  | PSU-2Y | Covered PM Repair - Biomedical | MHHS-Katy | [8 empty] | POWERSUPPLYUPS | Power Supply, UPS | Tripp Lite
NO | YES |  |  |  | 133-08808 | 133-08808 | Tripp Lite | SMART500RT1U |  | 2229NLCSM628400005 | Katy-Med/Surg 7th Floor | MHHS-Katy |  | Power Supply, UPS |  | 133-08808 | 133-08808 | Katy | MHHS-Katy | Katy-Med/Surg 7th Floor | 7th Floor ISD Room |  |  |  |  | POWER SYSTEMS, UNINTERRUPTIBLE | Power Supply, UPS | POWERSUPPLYUPS-Tripp Lite-Smart500 RT1U | POWERSUPPLYUPS | Smart500 RT1U |  |  |  | Tripp Lite | Power Supply, UPS |  | POWERSUPPLYUPS-Tripp Lite-Smart500 RT1U |  | 2/9/17 |  | PSU-2Y | Covered PM Repair - Radiology, Low End | MHHS-Katy | [8 empty] | POWERSUPPLYUPS | Power Supply, UPS | Tripp Lite
NO | YES |  |  |  | 133-08812 | 133-08812 | Tripp Lite | SMART500RT1U |  | 2229NLCSM628400006 | Katy-Med/Surg 6th Floor | MHHS-Katy |  | Power Supply, UPS |  | 133-08812 | 133-08812 | Katy | MHHS-Katy | Katy-Med/Surg 6th Floor | Nurses station crash cart | 5/1/19 | 5/1/20 |  |  | POWER SYSTEMS, UNINTERRUPTIBLE | Power Supply, UPS | POWERSUPPLYUPS-Tripp Lite-Smart500 RT1U | POWERSUPPLYUPS | Smart500 RT1U |  |  |  | Tripp Lite | Power Supply, UPS |  | POWERSUPPLYUPS-Tripp Lite-Smart500 RT1U |  | 2/1/17 |  | PSU-2Y | Covered PM Repair - Biomedical | MHHS-Katy | [8 empty] | POWERSUPPLYUPS | Power Supply, UPS | Tripp Lite
NO | YES |  |  |  | 133-08813 | 133-08813 | Tripp Lite | SMART500RT1U |  | 2229NLCSM628400007 | Katy-Med/Surg 5th Floor | MHHS-Katy |  | Power Supply, UPS |  | 133-08813 | 133-08813 | Katy | MHHS-Katy | Katy-Med/Surg 5th Floor | ISD Communications room W5:157.3 | 5/1/19 | 5/1/20 |  |  | POWER SYSTEMS, UNINTERRUPTIBLE | Power Supply, UPS | POWERSUPPLYUPS-Tripp Lite-Smart500 RT1U | POWERSUPPLYUPS | Smart500 RT1U |  |  |  | Tripp Lite | Power Supply, UPS |  | POWERSUPPLYUPS-Tripp Lite-Smart500 RT1U |  | 2/22/17 |  | PSU-2Y | Covered PM Repair - Biomedical | MHHS-Katy | [8 empty] | POWERSUPPLYUPS | Power Supply, UPS | Tripp Lite
NO | YES |  |  |  | 133-08815 | 133-08815 | Tripp Lite | SMART500RT1U |  | NLCSM628401074 | Katy-Med/Surg 6th Floor | MHHS-Katy |  | Power Supply, UPS |  | 133-08815 | 133-08815 | Katy | MHHS-Katy | Katy-Med/Surg 6th Floor | IDF Communication Rm W3:150.1 | 5/1/19 |  |  |  | POWER SYSTEMS, UNINTERRUPTIBLE | Power Supply, UPS | POWERSUPPLYUPS-Tripp Lite-Smart500 RT1U | POWERSUPPLYUPS | Smart500 RT1U |  |  |  | Tripp Lite | Power Supply, UPS |  | POWERSUPPLYUPS-Tripp Lite-Smart500 RT1U |  | 10/2/18 |  | PSU-2Y | Not Covered Vendor Only - Lab Ana/Anes | MHHS-Katy | [8 empty] | POWERSUPPLYUPS | Power Supply, UPS | Tripp Lite
NO | YES |  |  |  | 133-08816 | 133-08816 | Tripp Lite | SMART500RT1U |  | 2237NLCSM628400522 | Katy-Med/Surg 6th Floor | MHHS-Katy |  | Power Supply, UPS |  | 133-08816 | 133-08816 | Katy | MHHS-Katy | Katy-Med/Surg 6th Floor | IDF Communication room W3:150.1 | 5/1/19 | 5/1/20 |  |  | POWER SYSTEMS, UNINTERRUPTIBLE | Power Supply, UPS | POWERSUPPLYUPS-Tripp Lite-Smart500 RT1U | POWERSUPPLYUPS | Smart500 RT1U |  |  |  | Tripp Lite | Power Supply, UPS |  | POWERSUPPLYUPS-Tripp Lite-Smart500 RT1U |  | 8/14/20 |  | PSU-2Y | Not Covered Vendor Only - Biomedical | MHHS-Katy | [8 empty] | POWERSUPPLYUPS | Power Supply, UPS | Tripp Lite
NO | YES |  |  |  | 133-05352 | 133-05352 | Tripp Lite | SMART500RT1U |  | 9524ALCSM652101265 | Katy-Med/Surg 7th Floor | MHHS-Katy |  | Power Supply, UPS |  | 133-05352 | 133-05352 | Katy | MHHS-Katy | Katy-Med/Surg 7th Floor | Care Team Center | 5/1/19 | 5/1/20 |  |  | POWER SYSTEMS, UNINTERRUPTIBLE | Power Supply, UPS | POWERSUPPLYUPS-Tripp Lite-Smart500 RT1U | POWERSUPPLYUPS | Smart500 RT1U |  |  |  | Tripp Lite | Power Supply, UPS |  | POWERSUPPLYUPS-Tripp Lite-Smart500 RT1U |  |  |  | PSU-2Y | Covered PM Repair - Biomedical | MHHS-Katy | [8 empty] | POWERSUPPLYUPS | Power Supply, UPS | Tripp Lite
NO | YES |  |  |  | 133-09352 | 133-09352 | Tripp Lite | SMART500RT1U |  | 2532BY0SM880800809 | Katy-NICU | MHHS-Katy |  | Power Supply, UPS |  | 133-09352 | 133-09352 | Katy | MHHS-Katy | Katy-NICU | Nurse station B | 11/1/19 | 11/1/20 |  |  | POWER SYSTEMS, UNINTERRUPTIBLE | Power Supply, UPS | POWERSUPPLYUPS-Tripp Lite-Smart500 RT1U | POWERSUPPLYUPS | Smart500 RT1U |  |  |  | Tripp Lite | Power Supply, UPS |  | POWERSUPPLYUPS-Tripp Lite-Smart500 RT1U |  |  |  | PSU-2Y | Covered PM Repair - Biomedical | MHHS-Katy | [8 empty] | POWERSUPPLYUPS | Power Supply, UPS | Tripp Lite
NO | YES |  |  |  | 133-09353 | 133-09353 | Tripp Lite | SMART500RT1U |  | 2532BY0SM880800830 | Katy-NICU | MHHS-Katy |  | Power Supply, UPS |  | 133-09353 | 133-09353 | Katy | MHHS-Katy | Katy-NICU | NICU | 11/1/19 | 11/1/20 |  |  | POWER SYSTEMS, UNINTERRUPTIBLE | Power Supply, UPS | POWERSUPPLYUPS-Tripp Lite-Smart500 RT1U | POWERSUPPLYUPS | Smart500 RT1U |  |  |  | Tripp Lite | Power Supply, UPS |  | POWERSUPPLYUPS-Tripp Lite-Smart500 RT1U |  | 10/2/18 |  | PSU-2Y | Covered PM Repair - Biomedical | MHHS-Katy | [8 empty] | POWERSUPPLYUPS | Power Supply, UPS | Tripp Lite
NO | YES |  |  |  | 133-09342 | 133-09342 | Tripp Lite | SMART500RT1U |  | 2441NLCSM628401251 | Katy-Nursery | MHHS-Katy |  | Power Supply, UPS |  | 133-09342 | 133-09342 | Katy | MHHS-Katy | Katy-Nursery | NICU | 11/1/19 | 11/1/20 |  |  | POWER SYSTEMS, UNINTERRUPTIBLE | Power Supply, UPS | POWERSUPPLYUPS-Tripp Lite-Smart500 RT1U | POWERSUPPLYUPS | Smart500 RT1U |  |  |  | Tripp Lite | Power Supply, UPS |  | POWERSUPPLYUPS-Tripp Lite-Smart500 RT1U |  | 9/13/18 |  | PSU-2Y | Covered PM Repair - Radiology, Low End | MHHS-Katy | [8 empty] | POWERSUPPLYUPS | Power Supply, UPS | Tripp Lite
NO | YES |  |  |  | 133-09429 | 133-09429 | Tripp Lite | SMART500RT1U |  | 2441NLCSM628401281 | Katy-Nursery | MHHS-Katy |  | Power Supply, UPS |  | 133-09429 | 133-09429 | Katy | MHHS-Katy | Katy-Nursery | NICU | 11/1/19 | 11/1/20 |  |  | POWER SYSTEMS, UNINTERRUPTIBLE | Power Supply, UPS | POWERSUPPLYUPS-Tripp Lite-Smart500 RT1U | POWERSUPPLYUPS | Smart500 RT1U |  |  |  | Tripp Lite | Power Supply, UPS |  | POWERSUPPLYUPS-Tripp Lite-Smart500 RT1U |  | 9/13/18 |  | PSU-2Y | Covered PM Repair - Radiology, Low End | MHHS-Katy | [8 empty] | POWERSUPPLYUPS | Power Supply, UPS | Tripp Lite
NO | YES |  |  |  | 133-09431 | 133-09431 | Tripp Lite | SMART500RT1U |  | 2441NLCSM628400890 | Katy-Ob Special Observation-3E | MHHS-Katy |  | Power Supply, UPS |  | 133-09431 | 133-09431 | Katy | MHHS-Katy | Katy-Ob Special Observation-3E | Nurses station | 11/1/19 | 11/1/20 |  |  | POWER SYSTEMS, UNINTERRUPTIBLE | Power Supply, UPS | POWERSUPPLYUPS-Tripp Lite-Smart500 RT1U | POWERSUPPLYUPS | Smart500 RT1U |  |  |  | Tripp Lite | Power Supply, UPS |  | POWERSUPPLYUPS-Tripp Lite-Smart500 RT1U |  | 10/2/18 |  | PSU-2Y | Covered PM Repair - Biomedical | MHHS-Katy | [8 empty] | POWERSUPPLYUPS | Power Supply, UPS | Tripp Lite
NO | YES |  |  |  | 133-09435 | 133-09435 | Tripp Lite | SMART500RT1U |  | 2443NLCSM628401390 | KATY - AMBULATORY CARE | MHHS-Katy |  | Power Supply, UPS |  | 133-09435 | 133-09435 | Katy | Memorial Hermann Katy Hospital | KATY - AMBULATORY CARE | 2nd floor Ambulatory | 11/1/19 | 11/1/20 |  |  | POWER SYSTEMS, UNINTERRUPTIBLE | Power Supply, UPS | POWERSUPPLYUPS-Tripp Lite-Smart500 RT1U | POWERSUPPLYUPS | Smart500 RT1U |  |  |  | Tripp Lite | Power Supply, UPS |  | POWERSUPPLYUPS-Tripp Lite-Smart500 RT1U |  |  |  | PSU-2Y | Covered PM Repair - Radiology, High End | MHHS-Katy | [8 empty] | POWERSUPPLYUPS | Power Supply, UPS | Tripp Lite
NO | YES |  |  |  | 133-08805 | 133-08805 | Tripp Lite | SMART500RT1U |  | 2237NLCSM628401076 | Katy-PACU | MHHS-Katy |  | Power Supply, UPS |  | 133-08805 | 133-08805 | Katy | MHHS-Katy | Katy-PACU | PacU Nurses station | 5/1/19 | 5/1/20 |  |  | POWER SYSTEMS, UNINTERRUPTIBLE | Power Supply, UPS | POWERSUPPLYUPS-Tripp Lite-Smart500 RT1U | POWERSUPPLYUPS | Smart500 RT1U |  |  |  | Tripp Lite | Power Supply, UPS |  | POWERSUPPLYUPS-Tripp Lite-Smart500 RT1U |  | 9/13/18 |  | PSU-2Y | Covered PM Repair - Radiology, Low End | MHHS-Katy | [8 empty] | POWERSUPPLYUPS | Power Supply, UPS | Tripp Lite
NO | YES |  |  |  | 133-09105 | 133-09105 | Tripp Lite | SMART500RT1U |  | 2331NLCSM628400017 | Katy-PACU | MHHS-Katy |  | Power Supply, UPS |  | 133-09105 | 133-09105 | Katy | MHHS-Katy | Katy-PACU | PacU Nurses station | 5/1/19 | 5/1/20 |  |  | POWER SYSTEMS, UNINTERRUPTIBLE | Power Supply, UPS | POWERSUPPLYUPS-Tripp Lite-Smart500 RT1U | POWERSUPPLYUPS | Smart500 RT1U |  |  |  | Tripp Lite | Power Supply, UPS |  | POWERSUPPLYUPS-Tripp Lite-Smart500 RT1U |  | 9/13/18 |  | PSU-2Y | Covered PM Repair - Biomedical | MHHS-Katy | [8 empty] | POWERSUPPLYUPS | Power Supply, UPS | Tripp Lite
NO | YES |  |  |  | 133-09106 | 133-09106 | Tripp Lite | SMART500RT1U |  | 2331NLCSM628400812 | Katy-PACU | MHHS-Katy |  | Power Supply, UPS |  | 133-09106 | 133-09106 | Katy | MHHS-Katy | Katy-PACU | PacU Nurses station | 5/1/19 | 5/1/20 |  |  | POWER SYSTEMS, UNINTERRUPTIBLE | Power Supply, UPS | POWERSUPPLYUPS-Tripp Lite-Smart500 RT1U | POWERSUPPLYUPS | Smart500 RT1U |  |  |  | Tripp Lite | Power Supply, UPS |  | POWERSUPPLYUPS-Tripp Lite-Smart500 RT1U |  | 10/2/18 |  | PSU-2Y | Covered PM Repair - Biomedical | MHHS-Katy | [8 empty] | POWERSUPPLYUPS | Power Supply, UPS | Tripp Lite
NO | YES |  |  |  | 133-07202 | 133-07202 | Tripp Lite | SMART500RT1U |  | 9813ALCSM628401718 | Katy-Med/Surg 6th Floor | MHHS-Katy |  | Power Supply, UPS |  | 133-07202 | 133-07202 | Katy | MHHS-Katy | Katy-Med/Surg 6th Floor | IDF Communication Rm W3:150.1 | 5/1/19 | 5/1/20 |  |  | POWER SYSTEMS, UNINTERRUPTIBLE | Power Supply, UPS | POWERSUPPLYUPS-Tripp Lite-Smart500 RT1U | POWERSUPPLYUPS | Smart500 RT1U |  |  |  | Tripp Lite | Power Supply, UPS |  | POWERSUPPLYUPS-Tripp Lite-Smart500 RT1U |  |  |  | PSU-2Y | Covered PM Repair - Biomedical | MHHS-Katy | [8 empty] | POWERSUPPLYUPS | Power Supply, UPS | Tripp Lite
NO | YES |  |  |  | 133-08157 | 133-08157 | Tripp Lite | SMART500RT1U |  | 2337NLCSM628401309 | Katy-Postpartum-2W | MHHS-Katy |  | Power Supply, UPS |  | 133-08157 | 133-08157 | Katy | MHHS-Katy | Katy-Postpartum-2W | W3: 231 electrical outside the room | 7/1/19 | 7/1/20 |  |  | POWER SYSTEMS, UNINTERRUPTIBLE | Power Supply, UPS | POWERSUPPLYUPS-Tripp Lite-Smart500 RT1U | POWERSUPPLYUPS | Smart500 RT1U |  |  |  | Tripp Lite | Power Supply, UPS |  | POWERSUPPLYUPS-Tripp Lite-Smart500 RT1U |  |  |  | PSU-2Y | Covered PM Repair - Radiology, Low End | MHHS-Katy | [8 empty] | POWERSUPPLYUPS | Power Supply, UPS | Tripp Lite
NO | YES |  |  |  | 133-08198 | 133-08198 | Tripp Lite | SMART500RT1U |  | 2331NLCSM628400810 | Katy-Labor & Delivery OR | MHHS-Katy |  | Power Supply, UPS |  | 133-08198 | 133-08198 | Katy | MHHS-Katy | Katy-Labor & Delivery OR | Csection or 2 | 4/1/19 | 4/1/20 |  |  | POWER SYSTEMS, UNINTERRUPTIBLE | Power Supply, UPS | POWERSUPPLYUPS-Tripp Lite-Smart500 RT1U | POWERSUPPLYUPS | Smart500 RT1U |  |  |  | Tripp Lite | Power Supply, UPS |  | POWERSUPPLYUPS-Tripp Lite-Smart500 RT1U |  | 4/12/17 |  | PSU-2Y | Covered PM Repair - Radiology, Low End | MHHS-Katy | [8 empty] | POWERSUPPLYUPS | Power Supply, UPS | Tripp Lite
NO | YES |  |  |  | 133-08796 | 133-08796 | Tripp Lite | SMART500RT1U |  | 2229NLCSM628400031 | Katy-Postpartum-2W | MHHS-Katy |  | Power Supply, UPS |  | 133-08796 | 133-08796 | Katy | MHHS-Katy | Katy-Postpartum-2W | Labor | 5/1/19 | 5/1/20 |  |  | POWER SYSTEMS, UNINTERRUPTIBLE | Power Supply, UPS | POWERSUPPLYUPS-Tripp Lite-Smart500 RT1U | POWERSUPPLYUPS | Smart500 RT1U |  |  |  | Tripp Lite | Power Supply, UPS |  | POWERSUPPLYUPS-Tripp Lite-Smart500 RT1U |  |  |  | PSU-2Y | Covered PM Repair - Biomedical | MHHS-Katy | [8 empty] | POWERSUPPLYUPS | Power Supply, UPS | Tripp Lite
NO | YES |  |  |  | 133-08866 | 133-08866 | Tripp Lite | SMART500RT1U |  | 2337NLCSM628401305 | Katy-Postpartum-2W | MHHS-Katy |  | Power Supply, UPS |  | 133-08866 | 133-08866 | Katy | MHHS-Katy | Katy-Postpartum-2W | W3 230 | 7/1/19 | 7/1/20 |  |  | POWER SYSTEMS, UNINTERRUPTIBLE | Power Supply, UPS | POWERSUPPLYUPS-Tripp Lite-Smart500 RT1U | POWERSUPPLYUPS | Smart500 RT1U |  |  |  | Tripp Lite | Power Supply, UPS |  | POWERSUPPLYUPS-Tripp Lite-Smart500 RT1U |  |  |  | PSU-2Y | Covered PM Repair - Biomedical | MHHS-Katy | [8 empty] | POWERSUPPLYUPS | Power Supply, UPS | Tripp Lite
NO | YES |  |  |  | 133-08884 | 133-08884 | Tripp Lite | SMART500RT1U |  | 2435AY0SM880800701 | Katy-Postpartum-2W | MHHS-Katy |  | Power Supply, UPS |  | 133-08884 | 133-08884 | Katy | MHHS-Katy | Katy-Postpartum-2W | Storage Equipment E3 247 | 7/1/19 | 7/1/20 |  |  | POWER SYSTEMS, UNINTERRUPTIBLE | Power Supply, UPS | POWERSUPPLYUPS-Tripp Lite-Smart500 RT1U | POWERSUPPLYUPS | Smart500 RT1U |  |  |  | Tripp Lite | Power Supply, UPS |  | POWERSUPPLYUPS-Tripp Lite-Smart500 RT1U |  |  |  | PSU-2Y | Covered PM Repair - Biomedical | MHHS-Katy | [8 empty] | POWERSUPPLYUPS | Power Supply, UPS | Tripp Lite
NO | YES |  |  |  | 133-09961 | 133-09961 | Tripp Lite | SMART500RT1U |  | 2443NLCSM628401327 | Katy-Postpartum-2W | MHHS-Katy |  | Power Supply, UPS |  | 133-09961 | 133-09961 | Katy | MHHS-Katy | Katy-Postpartum-2W | Labor | 5/1/19 | 5/1/20 |  |  | POWER SYSTEMS, UNINTERRUPTIBLE | Power Supply, UPS | POWERSUPPLYUPS-Tripp Lite-Smart500 RT1U | POWERSUPPLYUPS | Smart500 RT1U |  |  |  | Tripp Lite | Power Supply, UPS |  | POWERSUPPLYUPS-Tripp Lite-Smart500 RT1U |  |  |  | PSU-2Y | Covered PM Repair - Biomedical | MHHS-Katy | [8 empty] | POWERSUPPLYUPS | Power Supply, UPS | Tripp Lite
NO | YES |  |  |  | 133-09348 | 133-09348 | Tripp Lite | SMART500RT1U |  | 2532BY0SM880800199 | Katy-Telemetry | MHHS-Katy |  | Power Supply, UPS |  | 133-09348 | 133-09348 | Katy | MHHS-Katy | Katy-Telemetry | Telemetry IMU | 11/1/19 | 11/1/20 |  |  | POWER SYSTEMS, UNINTERRUPTIBLE | Power Supply, UPS | POWERSUPPLYUPS-Tripp Lite-Smart500 RT1U | POWERSUPPLYUPS | Smart500 RT1U |  |  |  | Tripp Lite | Power Supply, UPS |  | POWERSUPPLYUPS-Tripp Lite-Smart500 RT1U |  |  |  | PSU-2Y | Covered PM Repair - Radiology, High End | MHHS-Katy | [8 empty] | POWERSUPPLYUPS | Power Supply, UPS | Tripp Lite
NO | YES |  |  |  | 133-09434 | 133-09434 | Tripp Lite | SMART500RT1U |  | 2444NLCSM628400969 | Katy-Central Supply | MHHS-Katy |  | Power Supply, UPS |  | 133-09434 | 133-09434 | Katy | MHHS-Katy | Katy-Central Supply | Telemetry IMU | 11/1/19 | 11/1/20 |  |  | POWER SYSTEMS, UNINTERRUPTIBLE | Power Supply, UPS | POWERSUPPLYUPS-Tripp Lite-Smart500 RT1U | POWERSUPPLYUPS | Smart500 RT1U |  |  |  | Tripp Lite | Power Supply, UPS |  | POWERSUPPLYUPS-Tripp Lite-Smart500 RT1U |  |  |  | PSU-2Y | Covered PM Repair - Biomedical | MHHS-Katy | [8 empty] | POWERSUPPLYUPS | Power Supply, UPS | Tripp Lite
NO | YES |  |  |  | 133-09729 | 133-09729 | Tripp Lite | SMART500RT1U |  | 9524ALCSM562100861 | Katy-Central Supply | MHHS-Katy |  | Power Supply, UPS |  | 133-09729 | 133-09729 | Katy | MHHS-Katy | Katy-Central Supply | Telemetry IMU | 11/1/19 | 11/1/20 |  |  | POWER SYSTEMS, UNINTERRUPTIBLE | Power Supply, UPS | POWERSUPPLYUPS-Tripp Lite-Smart500 RT1U | POWERSUPPLYUPS | Smart500 RT1U |  |  |  | Tripp Lite | Power Supply, UPS |  | POWERSUPPLYUPS-Tripp Lite-Smart500 RT1U |  | 9/12/17 |  | PSU-2Y | Covered PM Repair - Biomedical | MHHS-Katy | [8 empty] | POWERSUPPLYUPS | Power Supply, UPS | Tripp Lite
NO | YES |  |  |  | 133-09730 | 133-09730 | Tripp Lite | SMART500RT1U |  | 2441NLCSM628401302 | Katy-Telemetry | MHHS-Katy |  | Power Supply, UPS |  | 133-09730 | 133-09730 | Katy | MHHS-Katy | Katy-Telemetry | Telemetry IMU | 11/1/19 | 11/1/20 |  |  | POWER SYSTEMS, UNINTERRUPTIBLE | Power Supply, UPS | POWERSUPPLYUPS-Tripp Lite-Smart500 RT1U | POWERSUPPLYUPS | Smart500 RT1U |  |  |  | Tripp Lite | Power Supply, UPS |  | POWERSUPPLYUPS-Tripp Lite-Smart500 RT1U |  | 11/8/17 |  | PSU-2Y | Covered PM Repair - Biomedical | MHHS-Katy | [8 empty] | POWERSUPPLYUPS | Power Supply, UPS | Tripp Lite
NO | YES |  |  |  | 133-09965 | 133-09965 | Tripp Lite | SMART500RT1U |  | 2731BY0SM886801096 | Katy-Telemetry | MHHS-Katy |  | Power Supply, UPS |  | 133-09965 | 133-09965 | Katy | MHHS-Katy | Katy-Telemetry | Telemetry IMU | 11/1/19 | 11/1/20 |  |  | POWER SYSTEMS, UNINTERRUPTIBLE | Power Supply, UPS | POWERSUPPLYUPS-Tripp Lite-Smart500 RT1U | POWERSUPPLYUPS | Smart500 RT1U |  |  |  | Tripp Lite | Power Supply, UPS |  | POWERSUPPLYUPS-Tripp Lite-Smart500 RT1U |  |  |  | PSU-2Y | Clinical Miscellaneous | MHHS-Katy | [8 empty] | POWERSUPPLYUPS | Power Supply, UPS | Tripp Lite
NO | YES |  |  |  | 041-19378 | 041-19378 | Tripp Lite | SMART500RT1U |  | 2444NLCSM628401050 | MEMORIAL CITY - MHT - JHC Recovery | MHHS-Mem City |  | Power Supply, UPS |  | 041-19378 | 041-19378 | West | Memorial Hermann Memorial City Medical Center | MEMORIAL CITY - MHT - JHC Recovery | MH11 Recovery Nurses Station |  |  |  |  | POWER SYSTEMS, UNINTERRUPTIBLE |  | POWERSUPPLYUPS-Tripp Lite-Smart500 RT1U | POWERSUPPLYUPS | Smart500 RT1U |  |  |  | Tripp Lite | Power Supply, UPS |  | POWERSUPPLYUPS-Tripp Lite-Smart500 RT1U |  |  |  |  | Covered PM Repair - Biomedical | MHHS-Mem City
NO | YES |  |  |  | 041-19380 | 041-19380 | Tripp Lite | SMART500RT1U |  | 2444NLCSM958401051 | MEMORIAL CITY - MHT- JHC PRE OP | MHHS-Mem City |  | Power Supply, UPS |  | 041-19380 | 041-19380 | West | West | MEMORIAL CITY - MHT- JHC PRE OP | PRE OP |  |  |  |  | POWER SYSTEMS, UNINTERRUPTIBLE |  | POWERSUPPLYUPS-Tripp Lite-Smart500 RT1U | POWERSUPPLYUPS | Smart500 RT1U |  |  |  | Tripp Lite | Power Supply, UPS |  | POWERSUPPLYUPS-Tripp Lite-Smart500 RT1U |  |  |  |  | Rounds - Fixed | MHHS-Mem City
NO | YES |  |  |  | 005-09282 | 005-09282 | Tripp Lite | SMART500RT1U |  | 2142MLCSM628401169 | SE-Emergency Center | MHHS-Southeast |  | Power Supply, UPS |  | 005-09282 | 005-09282 | Southeast | MHHS-Southeast | SE-Emergency Center |  | 1/1/19 |  |  |  | POWER SYSTEMS, UNINTERRUPTIBLE |  | POWERSUPPLYUPS-Tripp Lite-Smart500 RT1U | POWERSUPPLYUPS | Smart500 RT1U |  |  |  | Tripp Lite | Power Supply, UPS |  | POWERSUPPLYUPS-Tripp Lite-Smart500 RT1U |  | 1/1/07 |  |  | Covered PM Repair - Biomedical | MHHS-Southeast
NO | YES |  |  |  | 005-09916 | 005-09916 | Tripp Lite | SMART500RT1U |  | 2142MLCSM628400799 | SE - EMERGENCY CENTER | MHHS-Southeast |  | Power Supply, UPS |  | 005-09916 | 005-09916 | Southeast | Memorial Hermman South East | SE - EMERGENCY CENTER | Nurse Station | 1/1/19 |  |  |  | POWER SYSTEMS, UNINTERRUPTIBLE |  | POWERSUPPLYUPS-Tripp Lite-Smart500 RT1U | POWERSUPPLYUPS | Smart500 RT1U |  |  |  | Tripp Lite | Power Supply, UPS |  | POWERSUPPLYUPS-Tripp Lite-Smart500 RT1U |  | 7/31/18 |  |  | Covered PM Repair - Respiratory/Steriliz | MHHS-Southeast
NO | YES | Asset Tag 005-11619 |  |  | 005-11619 | 005-11619 | Tripp Lite | SMART500RT1U |  | 2142MLCSM628400552 | (null) | MHHS-Southeast |  | Power Supply, UPS |  | 005-11619 | 005-11619 | (null) | MHHS-Southeast | (null) | (null) |  |  |  | (null) | POWER SYSTEMS, UNINTERRUPTIBLE |  | POWERSUPPLYUPS-Tripp Lite-Smart500 RT1U | POWERSUPPLYUPS | Smart500 RT1U |  |  |  | Tripp Lite | Power Supply, UPS |  | POWERSUPPLYUPS-Tripp Lite-Smart500 RT1U |  |  |  |  | Not Covered Vendor Only - Biomedical | MHHS-Southeast
NO | YES |  |  |  | 005-09825 | 005-09825 | Tripp Lite | SMART500RT1U |  | 2142MLCSM6400559 | SE - EMERGENCY CENTER | MHHS-Southeast |  | Power Supply, UPS |  | 005-09825 | 005-09825 | Southeast | Memorial Hermman South East | SE - EMERGENCY CENTER | Nurse Station | 1/1/20 |  |  |  | POWER SYSTEMS, UNINTERRUPTIBLE |  | POWERSUPPLYUPS-Tripp Lite-Smart500 RT1U | POWERSUPPLYUPS | Smart500 RT1U |  |  |  | Tripp Lite | Power Supply, UPS |  | POWERSUPPLYUPS-Tripp Lite-Smart500 RT1U |  |  |  |  | Not Covered Vendor Only - Biomedical | MHHS-Southeast
NO | YES |  |  |  | 005-10440 | 005-10440 | Tripp Lite | SMART500RT1U |  | 2626BY0SM880801159 | SE - OR - PACU | MHHS-Southeast |  | Power Supply, UPS |  | 005-10440 | 005-10440 | Southeast & Bay Area | Memorial Hermann- South East | SE - OR - PACU | PACU Nurse station | 1/1/19 |  | 1/1/20 |  | POWER SYSTEMS, UNINTERRUPTIBLE |  | POWERSUPPLYUPS-Tripp Lite-Smart500 RT1U | POWERSUPPLYUPS | Smart500 RT1U |  |  |  | Tripp Lite | Power Supply, UPS |  | POWERSUPPLYUPS-Tripp Lite-Smart500 RT1U |  |  |  |  | Not Covered Vendor Only - Biomedical | MHHS-Southeast
NO | YES | Asset Tag 005-10568 |  |  | 005-10568 | 005-10568 | Tripp Lite | SMART500RT1U |  | 2239NLCSM628400380 | (null) | MHHS-Southeast |  | Power Supply, UPS |  | 005-10568 | 005-10568 | Southeast & Bay Area | (null) | (null) | (null) |  |  |  | (null) | POWER SYSTEMS, UNINTERRUPTIBLE |  | POWERSUPPLYUPS-Tripp Lite-Smart500 RT1U | POWERSUPPLYUPS | Smart500 RT1U |  |  |  | Tripp Lite | Power Supply, UPS |  | POWERSUPPLYUPS-Tripp Lite-Smart500 RT1U |  |  |  |  | Covered PM Repair - Biomedical | MHHS-Southeast
NO | YES |  |  |  | 005-00955 | 005-00955 | Tripp Lite | SMART500RT1U |  | 2142MLCSM628401172 | (null) | MHHS-Southeast |  | Power Supply, UPS |  | 005-00955 | 005-00955 | (null) | MHHS-Southeast | (null) | (null) |  |  |  | (null) | POWER SYSTEMS, UNINTERRUPTIBLE |  | POWERSUPPLYUPS-Tripp Lite-Smart500 RT1U | POWERSUPPLYUPS | Smart500 RT1U |  |  |  | Tripp Lite | Power Supply, UPS |  | POWERSUPPLYUPS-Tripp Lite-Smart500 RT1U |  | 2/22/26 |  |  | Covered PM Repair - Biomedical | MHHS-Southeast
NO | YES |  |  |  | 005-09533 | 005-09533 | Tripp Lite | SMART500RT1U |  | 2142MLCSM628400783 | SE-Unit 4B (Women'S Services) | MHHS-Southeast |  | Power Supply, UPS |  | 005-09533 | 005-09533 | Southeast | MHHS-Southeast | SE-Unit 4B (Women'S Services) | Nurse station | 10/1/19 |  |  |  | POWER SYSTEMS, UNINTERRUPTIBLE |  | POWERSUPPLYUPS-Tripp Lite-Smart500 RT1U | POWERSUPPLYUPS | Smart500 RT1U |  |  |  | Tripp Lite | Power Supply, UPS |  | POWERSUPPLYUPS-Tripp Lite-Smart500 RT1U |  | 2/9/17 |  |  | Covered PM Repair - Radiology, Low End | MHHS-Southeast
NO | YES |  |  |  | 129-04839 | 129-04839 | Tripp Lite | SMART500RT1U |  | 2238NLCS628400284 | SUGAR LAND - ER | MHHS-Sugarland |  | Power Supply, UPS |  | 129-04839 | 129-04839 | Sugar Land | Memorial Hermann Sugar Land Hospital | SUGAR LAND - ER | Nurses Station | 5/1/19 |  |  |  | POWER SYSTEMS, UNINTERRUPTIBLE | Power Supply, UPS | POWERSUPPLYUPS-Tripp Lite-Smart500 RT1U | POWERSUPPLYUPS | Smart500 RT1U |  |  |  | Tripp Lite | Power Supply, UPS |  | POWERSUPPLYUPS-Tripp Lite-Smart500 RT1U |  | 4/24/17 |  | PSU-2Y | Covered PM Repair - Radiology, Low End | MHHS-Sugarland | [8 empty] | POWERSUPPLYUPS | Power Supply, UPS | Tripp Lite
NO | YES |  |  |  | 129-04835 | 129-04835 | Tripp Lite | SMART500RT1U |  | 2236NLCSM628400911 | Sugar Land-Telemetry | MHHS-Sugarland |  | Power Supply, UPS |  | 129-04835 | 129-04835 | Sugar Land | MHHS-Sugarland | Sugar Land-Telemetry | Hiomed Shop | 4/1/14 |  | 4/1/15 |  | POWER SYSTEMS, UNINTERRUPTIBLE | Power Supply, UPS | POWERSUPPLYUPS-Tripp Lite-Smart500 RT1U | POWERSUPPLYUPS | Smart500 RT1U |  |  |  | Tripp Lite | Power Supply, UPS |  | POWERSUPPLYUPS-Tripp Lite-Smart500 RT1U |  |  |  | PSU-2Y | Covered PM Repair - Radiology, Low End | MHHS-Sugarland | [8 empty] | POWERSUPPLYUPS | Power Supply, UPS | Tripp Lite
YES | YES | Serial Number Cnf |  |  | 099-00336 | 099-00336 | Tripp Lite | SMART500RT1U |  | Cnf | KATY - CARDIOLOGY |  |  |  |  | 099-00336 | 099-00336 | Katy | Memorial Hermann Katy Hospital | KATY - CARDIOLOGY | Clean storage room |  |  |  | Could not get serial |  | Power Supply, UPS | POWERSUPPLYUPS-Tripp Lite-Smart500 RT1U | [12 empty] | PSU-2Y | [10 empty] | POWERSUPPLYUPS | Power Supply, UPS | Tripp Lite
YES | YES | Asset Tag 129-06894 |  |  | 129-06894 | 129-06894 | Tripp Lite | SMART500RT1U |  | 2510BY0SM880800261 | SUGAR LAND - BIOMED |  |  |  |  | 129-06894 | 129-06894 | Sugar Land | Memorial Hermann Sugar Land Hospital | SUGAR LAND - BIOMED | Biomed Shop | [5 empty] | Power Supply, UPS | POWERSUPPLYUPS-Tripp Lite-Smart500 RT1U | [12 empty] | PSU-2Y | [10 empty] | POWERSUPPLYUPS | Power Supply, UPS | Tripp Lite
YES | YES |  |  |  | 129-02317 | 129-02317 | Tripp Lite | SMART500RT1U |  | 9428ALCSM513900372 | SUGAR LAND - TELEMETRY |  |  |  |  | 129-02317 | 129-02317 | Sugar Land | Memorial Hermann Sugar Land Hospital | SUGAR LAND - TELEMETRY | Biomed Shop | 7/1/13 |  | 7/1/14 |  |  | Power Supply, UPS | POWERSUPPLYUPS-Tripp Lite-Smart500 RT1U | [12 empty] | PSU-2Y | [10 empty] | POWERSUPPLYUPS | Power Supply, UPS | Tripp Lite
NO | NO |  |  |  | 009-10791 |  | Tripp Lite | SMART500RT1U |  | 2646BY0SM820600161 | GH - CV ICU | MHHS-Greater Heights |  | Power Supply, UPS |  | 009-10791 |  | Central & Greater Heights |  | GH - CV ICU | [5 empty] | POWER SYSTEMS, UNINTERRUPTIBLE |  | POWERSUPPLYUPS-Tripp Lite-Smart500 RT1U | POWERSUPPLYUPS | Smart500 RT1U |  |  |  | Tripp Lite | Power Supply, UPS |  | POWERSUPPLYUPS-Tripp Lite-Smart500 RT1U |  |  |  |  | Covered PM Repair - Radiology, High End | MHHS-Greater Heights
NO | NO |  |  |  | 009-10567 |  | Tripp Lite | SMART500RT1U |  | 2646BY0SM820600500 | GH - GENERAL SURGERY 3 SOUTH | MHHS-Greater Heights |  | Power Supply, UPS |  | 009-10567 |  | Central & Greater Heights |  | GH - GENERAL SURGERY 3 SOUTH | [5 empty] | POWER SYSTEMS, UNINTERRUPTIBLE |  | POWERSUPPLYUPS-Tripp Lite-Smart500 RT1U | POWERSUPPLYUPS | Smart500 RT1U |  |  |  | Tripp Lite | Power Supply, UPS |  | POWERSUPPLYUPS-Tripp Lite-Smart500 RT1U |  |  |  |  | Covered PM Repair - Biomedical | MHHS-Greater Heights
NO | NO |  |  |  | 133-04009 |  | Tripp Lite | SMART500RT1U |  | 9524ALCSM56210128 | KATY - ER | MHHS-Katy |  | Power Supply, UPS |  | 133-04009 |  | Katy |  | KATY - ER | [5 empty] | POWER SYSTEMS, UNINTERRUPTIBLE |  | POWERSUPPLYUPS-Tripp Lite-Smart500 RT1U | POWERSUPPLYUPS | Smart500 RT1U |  |  |  | Tripp Lite | Power Supply, UPS |  | POWERSUPPLYUPS-Tripp Lite-Smart500 RT1U |  |  |  |  | Covered PM Repair - Biomedical | MHHS-Katy
NO | NO |  |  |  | 133-07199 |  | Tripp Lite | SMART500RT1U |  | F0C1424V3NS | KATY - ER | MHHS-Katy |  | Power Supply, UPS |  | 133-07199 |  | Katy |  | KATY - ER | [5 empty] | POWER SYSTEMS, UNINTERRUPTIBLE |  | POWERSUPPLYUPS-Tripp Lite-Smart500 RT1U | POWERSUPPLYUPS | Smart500 RT1U |  |  |  | Tripp Lite | Power Supply, UPS |  | POWERSUPPLYUPS-Tripp Lite-Smart500 RT1U |  |  |  |  | Covered PM Repair - Biomedical | MHHS-Katy
NO | NO |  |  |  | 133-07957 |  | Tripp Lite | SMART500RT1U |  | 2127KLCSM628400371 | KATY - ER | MHHS-Katy |  | Power Supply, UPS |  | 133-07957 |  | Katy |  | KATY - ER | [5 empty] | POWER SYSTEMS, UNINTERRUPTIBLE |  | POWERSUPPLYUPS-Tripp Lite-Smart500 RT1U | POWERSUPPLYUPS | Smart500 RT1U |  |  |  | Tripp Lite | Power Supply, UPS |  | POWERSUPPLYUPS-Tripp Lite-Smart500 RT1U |  |  |  |  | Covered PM Repair - Biomedical | MHHS-Katy
NO | NO |  |  |  | 133-07200 |  | Tripp Lite | SMART500RT1U |  | 9813ALCSM628401703 | KATY - ICU | MHHS-Katy |  | Power Supply, UPS |  | 133-07200 |  | Katy |  | KATY - ICU | [5 empty] | POWER SYSTEMS, UNINTERRUPTIBLE |  | POWERSUPPLYUPS-Tripp Lite-Smart500 RT1U | POWERSUPPLYUPS | Smart500 RT1U |  |  |  | Tripp Lite | Power Supply, UPS |  | POWERSUPPLYUPS-Tripp Lite-Smart500 RT1U |  |  |  |  | Covered PM Repair - Radiology, Low End | MHHS-Katy
NO | NO |  |  |  | 133-09345 |  | Tripp Lite | SMART500RT1U |  | 2441NLCSM628401024 | KATY - ICU | MHHS-Katy |  | Power Supply, UPS |  | 133-09345 |  | Katy |  | KATY - ICU | [5 empty] | POWER SYSTEMS, UNINTERRUPTIBLE |  | POWERSUPPLYUPS-Tripp Lite-Smart500 RT1U | POWERSUPPLYUPS | Smart500 RT1U |  |  |  | Tripp Lite | Power Supply, UPS |  | POWERSUPPLYUPS-Tripp Lite-Smart500 RT1U |  |  |  |  | Covered PM Repair - Radiology, Low End | MHHS-Katy
NO | NO |  |  |  | 133-09346 |  | Tripp Lite | SMART500RT1U |  | 2441NLCSM628401023 | KATY - ICU | MHHS-Katy |  | Power Supply, UPS |  | 133-09346 |  | Katy |  | KATY - ICU | [5 empty] | POWER SYSTEMS, UNINTERRUPTIBLE |  | POWERSUPPLYUPS-Tripp Lite-Smart500 RT1U | POWERSUPPLYUPS | Smart500 RT1U |  |  |  | Tripp Lite | Power Supply, UPS |  | POWERSUPPLYUPS-Tripp Lite-Smart500 RT1U |  |  |  |  | Covered PM Repair - Radiology, Low End | MHHS-Katy
NO | NO |  |  |  | 133-09862 |  | Tripp Lite | SMART500RT1U |  | 244NLCSM628400972 | KATY - IMU | MHHS-Katy |  | Power Supply, UPS |  | 133-09862 |  | Katy |  | KATY - IMU | [5 empty] | POWER SYSTEMS, UNINTERRUPTIBLE |  | POWERSUPPLYUPS-Tripp Lite-Smart500 RT1U | POWERSUPPLYUPS | Smart500 RT1U |  |  |  | Tripp Lite | Power Supply, UPS |  | POWERSUPPLYUPS-Tripp Lite-Smart500 RT1U |  |  |  |  | Covered PM Repair - Radiology, Low End | MHHS-Katy
NO | NO |  |  |  | 133-03918 |  | Tripp Lite | SMART500RT1U |  |  | KATY - MED/SURG 5TH FLOOR | MHHS-Katy |  | Power Supply, UPS |  | 133-03918 |  | Katy |  | KATY - MED/SURG 5TH FLOOR | [5 empty] | POWER SYSTEMS, UNINTERRUPTIBLE |  | POWERSUPPLYUPS-Tripp Lite-Smart500 RT1U | POWERSUPPLYUPS | Smart500 RT1U |  |  |  | Tripp Lite | Power Supply, UPS |  | POWERSUPPLYUPS-Tripp Lite-Smart500 RT1U |  |  |  |  | Covered PM Repair - Biomedical | MHHS-Katy
NO | NO |  |  |  | 133-08814 |  | Tripp Lite | SMART500RT1U |  | 2229NLCSM628401073 | KATY - MED/SURG 6TH FLOOR | MHHS-Katy |  | Power Supply, UPS |  | 133-08814 |  | Katy |  | KATY - MED/SURG 6TH FLOOR | [5 empty] | POWER SYSTEMS, UNINTERRUPTIBLE |  | POWERSUPPLYUPS-Tripp Lite-Smart500 RT1U | POWERSUPPLYUPS | Smart500 RT1U |  |  |  | Tripp Lite | Power Supply, UPS |  | POWERSUPPLYUPS-Tripp Lite-Smart500 RT1U |  |  |  |  | Covered PM Repair - Radiology, Low End | MHHS-Katy
NO | NO |  |  |  | 133-09762 |  | Tripp Lite | SMART500RT1U |  | 2633CY0SM880801067 | KATY - NURSE CALL | MHHS-Katy |  | Power Supply, UPS |  | 133-09762 |  | Katy |  | KATY - NURSE CALL | [5 empty] | POWER SYSTEMS, UNINTERRUPTIBLE |  | POWERSUPPLYUPS-Tripp Lite-Smart500 RT1U | POWERSUPPLYUPS | Smart500 RT1U |  |  |  | Tripp Lite | Power Supply, UPS |  | POWERSUPPLYUPS-Tripp Lite-Smart500 RT1U |  |  |  |  | Covered PM Repair - Biomedical | MHHS-Katy
NO | NO |  |  |  | 133-07203 |  | Tripp Lite | SMART500RT1U |  | 9813ALCMS628401672 | KATY - OR | MHHS-Katy |  | Power Supply, UPS |  | 133-07203 |  | Katy |  | KATY - OR | [5 empty] | POWER SYSTEMS, UNINTERRUPTIBLE |  | POWERSUPPLYUPS-Tripp Lite-Smart500 RT1U | POWERSUPPLYUPS | Smart500 RT1U |  |  |  | Tripp Lite | Power Supply, UPS |  | POWERSUPPLYUPS-Tripp Lite-Smart500 RT1U |  |  |  |  | Covered PM Repair - Radiology, High End | MHHS-Katy
NO | NO |  |  |  | 133-08823 |  | Tripp Lite | SMART500RT1U |  | 2237NLCSM628400277 | KATY - OR | MHHS-Katy |  | Power Supply, UPS |  | 133-08823 |  | Katy |  | KATY - OR | [5 empty] | POWER SYSTEMS, UNINTERRUPTIBLE |  | POWERSUPPLYUPS-Tripp Lite-Smart500 RT1U | POWERSUPPLYUPS | Smart500 RT1U |  |  |  | Tripp Lite | Power Supply, UPS |  | POWERSUPPLYUPS-Tripp Lite-Smart500 RT1U |  |  |  |  | Covered PM Repair - Radiology, Low End | MHHS-Katy
NO | NO |  |  |  | 133-08963 |  | Tripp Lite | SMART500RT1U |  | 2331NLCSM628400815 | KATY - OR | MHHS-Katy |  | Power Supply, UPS |  | 133-08963 |  | Katy |  | KATY - OR | [5 empty] | POWER SYSTEMS, UNINTERRUPTIBLE |  | POWERSUPPLYUPS-Tripp Lite-Smart500 RT1U | POWERSUPPLYUPS | Smart500 RT1U |  |  |  | Tripp Lite | Power Supply, UPS |  | POWERSUPPLYUPS-Tripp Lite-Smart500 RT1U |  |  |  |  | Covered PM Repair - Radiology, Low End | MHHS-Katy
NO | NO |  |  |  | 133-08818 |  | Tripp Lite | SMART500RT1U |  | 2229NLCSM628400008 | KATY - PACU | MHHS-Katy |  | Power Supply, UPS |  | 133-08818 |  | Katy |  | KATY - PACU | [5 empty] | POWER SYSTEMS, UNINTERRUPTIBLE |  | POWERSUPPLYUPS-Tripp Lite-Smart500 RT1U | POWERSUPPLYUPS | Smart500 RT1U |  |  |  | Tripp Lite | Power Supply, UPS |  | POWERSUPPLYUPS-Tripp Lite-Smart500 RT1U |  |  |  |  | Covered PM Repair - Biomedical | MHHS-Katy
NO | NO |  |  |  | 133-08799 |  | Tripp Lite | SMART500RT1U |  | 2229NLCSM628400030 | KATY - POSTPARTUM - 2W | MHHS-Katy |  | Power Supply, UPS |  | 133-08799 |  | Katy |  | KATY - POSTPARTUM - 2W | [5 empty] | POWER SYSTEMS, UNINTERRUPTIBLE |  | POWERSUPPLYUPS-Tripp Lite-Smart500 RT1U | POWERSUPPLYUPS | Smart500 RT1U |  |  |  | Tripp Lite | Power Supply, UPS |  | POWERSUPPLYUPS-Tripp Lite-Smart500 RT1U |  |  |  |  | Covered PM Repair - Biomedical | MHHS-Katy
NO | NO |  |  |  | 133-09432 |  | Tripp Lite | SMART500RT1U |  | 2441NLCSM628401284 | KATY - RADIOLOGY | MHHS-Katy |  | Power Supply, UPS |  | 133-09432 |  | Katy |  | KATY - RADIOLOGY | [5 empty] | POWER SYSTEMS, UNINTERRUPTIBLE |  | POWERSUPPLYUPS-Tripp Lite-Smart500 RT1U | POWERSUPPLYUPS | Smart500 RT1U |  |  |  | Tripp Lite | Power Supply, UPS |  | POWERSUPPLYUPS-Tripp Lite-Smart500 RT1U |  |  |  |  | Covered PM Repair - Radiology, High End | MHHS-Katy
NO | NO |  |  |  | 133-09428 |  | Tripp Lite | SMART500RT1U |  | 2441NLCSM628400882 | KATY - TELEMETRY | MHHS-Katy |  | Power Supply, UPS |  | 133-09428 |  | Katy |  | KATY - TELEMETRY | [5 empty] | POWER SYSTEMS, UNINTERRUPTIBLE |  | POWERSUPPLYUPS-Tripp Lite-Smart500 RT1U | POWERSUPPLYUPS | Smart500 RT1U |  |  |  | Tripp Lite | Power Supply, UPS |  | POWERSUPPLYUPS-Tripp Lite-Smart500 RT1U |  |  |  |  | Covered PM Repair - Radiology, Low End | MHHS-Katy
NO | NO |  |  |  | 041-18986 |  | Tripp Lite | SMART500RT1U |  | 2223NLCSM628400107 | MEMORIAL CITY - EAST TOWER - IMCU | MHHS-Mem City |  | Power Supply, UPS |  | 041-18986 |  | West & Memorial City |  | MEMORIAL CITY - EAST TOWER - IMCU | [5 empty] | POWER SYSTEMS, UNINTERRUPTIBLE |  | POWERSUPPLYUPS-Tripp Lite-Smart500 RT1U | POWERSUPPLYUPS | Smart500 RT1U |  |  |  | Tripp Lite | Power Supply, UPS |  | POWERSUPPLYUPS-Tripp Lite-Smart500 RT1U |  |  |  |  | Covered PM Repair - Biomedical | MHHS-Mem City
NO | NO |  |  |  | 041-19379 |  | Tripp Lite | SMART500RT1U |  | 2444NLCSM958400955 | MEMORIAL CITY - MHT - JHC PACU | MHHS-Mem City |  | Power Supply, UPS |  | 041-19379 |  | West & Memorial City |  | MEMORIAL CITY - MHT - JHC PACU | [5 empty] | POWER SYSTEMS, UNINTERRUPTIBLE |  | POWERSUPPLYUPS-Tripp Lite-Smart500 RT1U | POWERSUPPLYUPS | Smart500 RT1U |  |  |  | Tripp Lite | Power Supply, UPS |  | POWERSUPPLYUPS-Tripp Lite-Smart500 RT1U |  |  |  |  | Covered PM Repair - Biomedical | MHHS-Mem City
NO | NO |  |  |  | 041-19381 |  | Tripp Lite | SMART500RT1U |  | 2444NLCSM958401052 | MEMORIAL CITY - MHT - JHC PACU | MHHS-Mem City |  | Power Supply, UPS |  | 041-19381 |  | West & Memorial City |  | MEMORIAL CITY - MHT - JHC PACU | [5 empty] | POWER SYSTEMS, UNINTERRUPTIBLE |  | POWERSUPPLYUPS-Tripp Lite-Smart500 RT1U | POWERSUPPLYUPS | Smart500 RT1U |  |  |  | Tripp Lite | Power Supply, UPS |  | POWERSUPPLYUPS-Tripp Lite-Smart500 RT1U |  |  |  |  | Covered PM Repair - Biomedical | MHHS-Mem City
NO | NO |  |  |  | 041-19382 |  | Tripp Lite | SMART500RT1U |  | 2444NLCSM958400956 | MEMORIAL CITY - MHT - JHC PACU | MHHS-Mem City |  | Power Supply, UPS |  | 041-19382 |  | West & Memorial City |  | MEMORIAL CITY - MHT - JHC PACU | [5 empty] | POWER SYSTEMS, UNINTERRUPTIBLE |  | POWERSUPPLYUPS-Tripp Lite-Smart500 RT1U | POWERSUPPLYUPS | Smart500 RT1U |  |  |  | Tripp Lite | Power Supply, UPS |  | POWERSUPPLYUPS-Tripp Lite-Smart500 RT1U |  |  |  |  | Covered PM Repair - Biomedical | MHHS-Mem City
NO | NO |  |  |  | 041-19383 |  | Tripp Lite | SMART500RT1U |  | 2444NLCSM958401053 | MEMORIAL CITY - MHT - JHC PACU | MHHS-Mem City |  | Power Supply, UPS |  | 041-19383 |  | West & Memorial City |  | MEMORIAL CITY - MHT - JHC PACU | [5 empty] | POWER SYSTEMS, UNINTERRUPTIBLE |  | POWERSUPPLYUPS-Tripp Lite-Smart500 RT1U | POWERSUPPLYUPS | Smart500 RT1U |  |  |  | Tripp Lite | Power Supply, UPS |  | POWERSUPPLYUPS-Tripp Lite-Smart500 RT1U |  |  |  |  | Covered PM Repair - Radiology, Low End | MHHS-Mem City
NO | NO |  |  |  | 041-14356 |  | Tripp Lite | SMART500RT1U |  | 9724ALCSM628400163 | MEMORIAL CITY - MHT - MED/SURG | MHHS-Mem City |  | Power Supply, UPS |  | 041-14356 |  | West & Memorial City |  | MEMORIAL CITY - MHT - MED/SURG | [5 empty] | POWER SYSTEMS, UNINTERRUPTIBLE |  | POWERSUPPLYUPS-Tripp Lite-Smart500 RT1U | POWERSUPPLYUPS | Smart500 RT1U |  |  |  | Tripp Lite | Power Supply, UPS |  | POWERSUPPLYUPS-Tripp Lite-Smart500 RT1U |  |  |  |  | Covered PM Repair - Biomedical | MHHS-Mem City
NO | NO | [5 empty] | Tripp Lite | SMART500RT1U |  | 9727ALCSM628400865 | MEMORIAL CITY - MHT - MED/SURG | MHHS-Mem City |  | Power Supply, UPS |  |  |  | West & Memorial City |  | MEMORIAL CITY - MHT - MED/SURG | [5 empty] | POWER SYSTEMS, UNINTERRUPTIBLE |  | POWERSUPPLYUPS-Tripp Lite-Smart500 RT1U | POWERSUPPLYUPS | Smart500 RT1U |  |  |  | Tripp Lite | Power Supply, UPS |  | POWERSUPPLYUPS-Tripp Lite-Smart500 RT1U |  |  |  |  | Covered PM Repair - Radiology, High End | MHHS-Mem City
NO | NO | [5 empty] | Tripp Lite | SMART500RT1U |  |  | MEMORIAL CITY - MHT - NICU | MHHS-Mem City |  | Power Supply, UPS |  |  |  | West & Memorial City |  | MEMORIAL CITY - MHT - NICU | [5 empty] | POWER SYSTEMS, UNINTERRUPTIBLE |  | POWERSUPPLYUPS-Tripp Lite-Smart500 RT1U | POWERSUPPLYUPS | Smart500 RT1U |  |  |  | Tripp Lite | Power Supply, UPS |  | POWERSUPPLYUPS-Tripp Lite-Smart500 RT1U |  |  |  |  | Covered PM Repair - Biomedical | MHHS-Mem City
NO | NO | [5 empty] | Tripp Lite | SMART500RT1U |  | 9724ALCSM628400161 | MEMORIAL CITY - MHT - ONCOLOGY | MHHS-Mem City |  | Power Supply, UPS |  |  |  | West & Memorial City |  | MEMORIAL CITY - MHT - ONCOLOGY | [5 empty] | POWER SYSTEMS, UNINTERRUPTIBLE |  | POWERSUPPLYUPS-Tripp Lite-Smart500 RT1U | POWERSUPPLYUPS | Smart500 RT1U |  |  |  | Tripp Lite | Power Supply, UPS |  | POWERSUPPLYUPS-Tripp Lite-Smart500 RT1U |  |  |  |  | Covered PM Repair - Radiology, Low End | MHHS-Mem City
NO | NO | [5 empty] | Tripp Lite | SMART500RT1U |  | 9724ALSCM628400174 | MEMORIAL CITY - MHT - ONCOLOGY | MHHS-Mem City |  | Power Supply, UPS |  |  |  | West & Memorial City |  | MEMORIAL CITY - MHT - ONCOLOGY | [5 empty] | POWER SYSTEMS, UNINTERRUPTIBLE |  | POWERSUPPLYUPS-Tripp Lite-Smart500 RT1U | POWERSUPPLYUPS | Smart500 RT1U |  |  |  | Tripp Lite | Power Supply, UPS |  | POWERSUPPLYUPS-Tripp Lite-Smart500 RT1U |  |  |  |  | Covered PM Repair - Radiology, Low End | MHHS-Mem City
NO | NO |  |  |  | 041-20134 |  | Tripp Lite | SMART500RT1U |  | 223NLCSM628400104 | MEMORIAL CITY - OUTPATIENT SURGERY RECOVERY | MHHS-Mem City |  | Power Supply, UPS |  | 041-20134 |  | West & Memorial City |  | MEMORIAL CITY - OUTPATIENT SURGERY RECOVERY | [5 empty] | POWER SYSTEMS, UNINTERRUPTIBLE |  | POWERSUPPLYUPS-Tripp Lite-Smart500 RT1U | POWERSUPPLYUPS | Smart500 RT1U |  |  |  | Tripp Lite | Power Supply, UPS |  | POWERSUPPLYUPS-Tripp Lite-Smart500 RT1U |  |  |  |  | Covered PM Repair - Radiology, Low End | MHHS-Mem City
NO | NO |  |  |  | 041-14098 |  | Tripp Lite | SMART500RT1U |  |  | MEMORIAL CITY - POSTPARTUM - NURSERY | MHHS-Mem City |  | Power Supply, UPS |  | 041-14098 |  | West & Memorial City |  | MEMORIAL CITY - POSTPARTUM - NURSERY | [5 empty] | POWER SYSTEMS, UNINTERRUPTIBLE |  | POWERSUPPLYUPS-Tripp Lite-Smart500 RT1U | POWERSUPPLYUPS | Smart500 RT1U |  |  |  | Tripp Lite | Power Supply, UPS |  | POWERSUPPLYUPS-Tripp Lite-Smart500 RT1U |  |  |  |  | Covered PM Repair - Biomedical | MHHS-Mem City
NO | NO |  |  |  | 041-15084 |  | Tripp Lite | SMART500RT1U |  | 9911TLCSM628400035 | MEMORIAL CITY - WELLNESS CARDIAC REHAB | MHHS-Mem City |  | Power Supply, UPS |  | 041-15084 |  | West & Memorial City |  | MEMORIAL CITY - WELLNESS CARDIAC REHAB | [5 empty] | POWER SYSTEMS, UNINTERRUPTIBLE |  | POWERSUPPLYUPS-Tripp Lite-Smart500 RT1U | POWERSUPPLYUPS | Smart500 RT1U |  |  |  | Tripp Lite | Power Supply, UPS |  | POWERSUPPLYUPS-Tripp Lite-Smart500 RT1U |  |  |  |  | Covered PM Repair - Biomedical | MHHS-Mem City
NO | NO |  |  |  | 145-00858 |  | Tripp Lite | SMART500RT1U |  | 2543BY0SM880801373 | PEARLAND - TELEMETRY | MHHS-Pearland Hospital |  | Power Supply, UPS |  | 145-00858 |  | Pearland |  | PEARLAND - TELEMETRY | [5 empty] | POWER SYSTEMS, UNINTERRUPTIBLE |  | POWERSUPPLYUPS-Tripp Lite-Smart500 RT1U | POWERSUPPLYUPS | Smart500 RT1U |  |  |  | Tripp Lite | Power Supply, UPS |  | POWERSUPPLYUPS-Tripp Lite-Smart500 RT1U |  |  |  |  | Covered PM Repair - Biomedical | MHHS-Pearland Hospital
NO | NO |  |  |  | 583-01253 |  | Tripp Lite | SMART500RT1U |  | 2440BY05M880800688 | KT CCC - (KY) - EMERGENCY ROOM | MHHS-South Katy CCC |  | Power Supply, UPS |  | 583-01253 |  | Katy |  | KT CCC - (KY) - EMERGENCY ROOM | [5 empty] | POWER SYSTEMS, UNINTERRUPTIBLE |  | POWERSUPPLYUPS-Tripp Lite-Smart500 RT1U | POWERSUPPLYUPS | Smart500 RT1U |  |  |  | Tripp Lite | Power Supply, UPS |  | POWERSUPPLYUPS-Tripp Lite-Smart500 RT1U |  |  |  |  | Covered PM Repair - Biomedical | MHHS-South Katy CCC
NO | NO |  |  |  | 005-12020 |  | Tripp Lite | SMART500RT1U |  | 2142MLCSM628400292 | SE - CLINICAL ENGINEERING | MHHS-Southeast |  | Power Supply, UPS |  | 005-12020 |  | Southeast & Bay Area |  | SE - CLINICAL ENGINEERING | [5 empty] | POWER SYSTEMS, UNINTERRUPTIBLE |  | POWERSUPPLYUPS-Tripp Lite-Smart500 RT1U | POWERSUPPLYUPS | Smart500 RT1U |  |  |  | Tripp Lite | Power Supply, UPS |  | POWERSUPPLYUPS-Tripp Lite-Smart500 RT1U |  |  |  |  | Covered PM Repair - Radiology, Low End | MHHS-Southeast
NO | NO |  |  |  | 005-08560 |  | Tripp Lite | SMART500RT1U |  | 9920FLCSM6284009 | SE - EMERGENCY CENTER | MHHS-Southeast |  | Power Supply, UPS |  | 005-08560 |  | Southeast & Bay Area |  | SE - EMERGENCY CENTER | [5 empty] | POWER SYSTEMS, UNINTERRUPTIBLE |  | POWERSUPPLYUPS-Tripp Lite-Smart500 RT1U | POWERSUPPLYUPS | Smart500 RT1U |  |  |  | Tripp Lite | Power Supply, UPS |  | POWERSUPPLYUPS-Tripp Lite-Smart500 RT1U |  |  |  |  | Covered PM Repair - Radiology, High End | MHHS-Southeast
NO | NO |  |  |  | 005-12083 |  | Tripp Lite | SMART500RT1U |  | 9912FLCSM628400068 | SE - EMERGENCY CENTER | MHHS-Southeast |  | Power Supply, UPS |  | 005-12083 |  | Southeast & Bay Area |  | SE - EMERGENCY CENTER | [5 empty] | POWER SYSTEMS, UNINTERRUPTIBLE |  | POWERSUPPLYUPS-Tripp Lite-Smart500 RT1U | POWERSUPPLYUPS | Smart500 RT1U |  |  |  | Tripp Lite | Power Supply, UPS |  | POWERSUPPLYUPS-Tripp Lite-Smart500 RT1U |  |  |  |  | Covered PM Repair - Biomedical | MHHS-Southeast
NO | NO |  |  |  | 005-10371 |  | Tripp Lite | SMART500RT1U |  | 2142MLCSM628400794 | SE - ICU | MHHS-Southeast |  | Power Supply, UPS |  | 005-10371 |  | Southeast & Bay Area |  | SE - ICU | [5 empty] | POWER SYSTEMS, UNINTERRUPTIBLE |  | POWERSUPPLYUPS-Tripp Lite-Smart500 RT1U | POWERSUPPLYUPS | Smart500 RT1U |  |  |  | Tripp Lite | Power Supply, UPS |  | POWERSUPPLYUPS-Tripp Lite-Smart500 RT1U |  |  |  |  | Covered PM Repair - Radiology, Low End | MHHS-Southeast
NO | NO |  |  |  | 005-10372 |  | Tripp Lite | SMART500RT1U |  | 2142MLCSM628400549 | SE - ICU | MHHS-Southeast |  | Power Supply, UPS |  | 005-10372 |  | Southeast & Bay Area |  | SE - ICU | [5 empty] | POWER SYSTEMS, UNINTERRUPTIBLE |  | POWERSUPPLYUPS-Tripp Lite-Smart500 RT1U | POWERSUPPLYUPS | Smart500 RT1U |  |  |  | Tripp Lite | Power Supply, UPS |  | POWERSUPPLYUPS-Tripp Lite-Smart500 RT1U |  |  |  |  | Covered PM Repair - Radiology, High End | MHHS-Southeast
NO | NO |  |  |  | 005-10373 |  | Tripp Lite | SMART500RT1U |  | 2142MLCSM62841143 | SE - ICU | MHHS-Southeast |  | Power Supply, UPS |  | 005-10373 |  | Southeast & Bay Area |  | SE - ICU | [5 empty] | POWER SYSTEMS, UNINTERRUPTIBLE |  | POWERSUPPLYUPS-Tripp Lite-Smart500 RT1U | POWERSUPPLYUPS | Smart500 RT1U |  |  |  | Tripp Lite | Power Supply, UPS |  | POWERSUPPLYUPS-Tripp Lite-Smart500 RT1U |  |  |  |  | Covered PM Repair - Radiology, Low End | MHHS-Southeast
NO | NO |  |  |  | 005-10441 |  | Tripp Lite | SMART500RT1U |  | 2626BY0SM880801201 | SE - ICU | MHHS-Southeast |  | Power Supply, UPS |  | 005-10441 |  | Southeast & Bay Area |  | SE - ICU | [5 empty] | POWER SYSTEMS, UNINTERRUPTIBLE |  | POWERSUPPLYUPS-Tripp Lite-Smart500 RT1U | POWERSUPPLYUPS | Smart500 RT1U |  |  |  | Tripp Lite | Power Supply, UPS |  | POWERSUPPLYUPS-Tripp Lite-Smart500 RT1U |  |  |  |  | Covered PM Repair - Radiology, Low End | MHHS-Southeast
NO | NO |  |  |  | 005-12282 |  | Tripp Lite | SMART500RT1U |  | 2142MLCSM628400772 | SE - ICU | MHHS-Southeast |  | Power Supply, UPS |  | 005-12282 |  | Southeast & Bay Area |  | SE - ICU | [5 empty] | POWER SYSTEMS, UNINTERRUPTIBLE |  | POWERSUPPLYUPS-Tripp Lite-Smart500 RT1U | POWERSUPPLYUPS | Smart500 RT1U |  |  |  | Tripp Lite | Power Supply, UPS |  | POWERSUPPLYUPS-Tripp Lite-Smart500 RT1U |  |  |  |  | Covered PM Repair - Radiology, Low End | MHHS-Southeast
NO | NO |  |  |  | 005-09664 |  | Tripp Lite | SMART500RT1U |  | 2142mlcsm628401146 | SE - NURSE CALL | MHHS-Southeast |  | Power Supply, UPS |  | 005-09664 |  | Southeast & Bay Area |  | SE - NURSE CALL | [5 empty] | POWER SYSTEMS, UNINTERRUPTIBLE |  | POWERSUPPLYUPS-Tripp Lite-Smart500 RT1U | POWERSUPPLYUPS | Smart500 RT1U |  |  |  | Tripp Lite | Power Supply, UPS |  | POWERSUPPLYUPS-Tripp Lite-Smart500 RT1U |  |  |  |  | Covered PM Repair - Radiology, Low End | MHHS-Southeast
NO | NO |  |  |  | 005-34040 |  | Tripp Lite | SMART500RT1U |  | 2149MLCSM628401083 | SE - NURSE CALL | MHHS-Southeast |  | Power Supply, UPS |  | 005-34040 |  | Southeast & Bay Area |  | SE - NURSE CALL | [5 empty] | POWER SYSTEMS, UNINTERRUPTIBLE |  | POWERSUPPLYUPS-Tripp Lite-Smart500 RT1U | POWERSUPPLYUPS | Smart500 RT1U |  |  |  | Tripp Lite | Power Supply, UPS |  | POWERSUPPLYUPS-Tripp Lite-Smart500 RT1U |  |  |  |  | Covered PM Repair - Biomedical | MHHS-Southeast
NO | NO |  |  |  | 005-06171 |  | Tripp Lite | SMART500RT1U |  | 2142MLCSM628400770 | SE - TELEMETRY | MHHS-Southeast |  | Power Supply, UPS |  | 005-06171 |  | Southeast & Bay Area |  | SE - TELEMETRY | [5 empty] | POWER SYSTEMS, UNINTERRUPTIBLE |  | POWERSUPPLYUPS-Tripp Lite-Smart500 RT1U | POWERSUPPLYUPS | Smart500 RT1U |  |  |  | Tripp Lite | Power Supply, UPS |  | POWERSUPPLYUPS-Tripp Lite-Smart500 RT1U |  |  |  |  | Not Covered Vendor Only - Biomedical | MHHS-Southeast
NO | NO |  |  |  | 005-06172 |  | Tripp Lite | SMART500RT1U |  | 2142MLCSM628401144 | SE - TELEMETRY | MHHS-Southeast |  | Power Supply, UPS |  | 005-06172 |  | Southeast & Bay Area |  | SE - TELEMETRY | [5 empty] | POWER SYSTEMS, UNINTERRUPTIBLE |  | POWERSUPPLYUPS-Tripp Lite-Smart500 RT1U | POWERSUPPLYUPS | Smart500 RT1U |  |  |  | Tripp Lite | Power Supply, UPS |  | POWERSUPPLYUPS-Tripp Lite-Smart500 RT1U |  |  |  |  | Covered PM Repair - Biomedical | MHHS-Southeast
NO | NO |  |  |  | 005-12082 |  | Tripp Lite | SMART500RT1U |  | 2206MLC5M628400098 | SE - TELEMETRY | MHHS-Southeast |  | Power Supply, UPS |  | 005-12082 |  | Southeast & Bay Area |  | SE - TELEMETRY | [5 empty] | POWER SYSTEMS, UNINTERRUPTIBLE |  | POWERSUPPLYUPS-Tripp Lite-Smart500 RT1U | POWERSUPPLYUPS | Smart500 RT1U |  |  |  | Tripp Lite | Power Supply, UPS |  | POWERSUPPLYUPS-Tripp Lite-Smart500 RT1U |  |  |  |  | Covered PM Repair - Biomedical | MHHS-Southeast
NO | NO |  |  |  | 005-07553 |  | Tripp Lite | SMART500RT1U |  | 9751ALCSM628400565 | SE - UNIT 1A (OBSERVATION) | MHHS-Southeast |  | Power Supply, UPS |  | 005-07553 |  | Southeast & Bay Area |  | SE - UNIT 1A (OBSERVATION) | [5 empty] | POWER SYSTEMS, UNINTERRUPTIBLE |  | POWERSUPPLYUPS-Tripp Lite-Smart500 RT1U | POWERSUPPLYUPS | Smart500 RT1U |  |  |  | Tripp Lite | Power Supply, UPS |  | POWERSUPPLYUPS-Tripp Lite-Smart500 RT1U |  |  |  |  | Covered PM Repair - Biomedical | MHHS-Southeast
NO | NO |  |  |  | 005-10438 |  | Tripp Lite | SMART500RT1U |  | 2142MLCSM628401149 | SE - UNIT 2A (INPATIENT REHAB) | MHHS-Southeast |  | Power Supply, UPS |  | 005-10438 |  | Southeast & Bay Area |  | SE - UNIT 2A (INPATIENT REHAB) | [5 empty] | POWER SYSTEMS, UNINTERRUPTIBLE |  | POWERSUPPLYUPS-Tripp Lite-Smart500 RT1U | POWERSUPPLYUPS | Smart500 RT1U |  |  |  | Tripp Lite | Power Supply, UPS |  | POWERSUPPLYUPS-Tripp Lite-Smart500 RT1U |  |  |  |  | Covered PM Repair - Biomedical | MHHS-Southeast
NO | NO |  |  |  | 005-08949 |  | Tripp Lite | SMART500RT1U |  | 9911FLCMS628400526 | SE - UNIT 2B (ONCOLOGY) | MHHS-Southeast |  | Power Supply, UPS |  | 005-08949 |  | Southeast & Bay Area |  | SE - UNIT 2B (ONCOLOGY) | [5 empty] | POWER SYSTEMS, UNINTERRUPTIBLE |  | POWERSUPPLYUPS-Tripp Lite-Smart500 RT1U | POWERSUPPLYUPS | Smart500 RT1U |  |  |  | Tripp Lite | Power Supply, UPS |  | POWERSUPPLYUPS-Tripp Lite-Smart500 RT1U |  |  |  |  | Covered PM Repair - Biomedical | MHHS-Southeast
NO | NO |  |  |  | 005-12276 |  | Tripp Lite | SMART500RT1U |  | 9551ALCSM562100512 | SE - UNIT 2B (ONCOLOGY) | MHHS-Southeast |  | Power Supply, UPS |  | 005-12276 |  | Southeast & Bay Area |  | SE - UNIT 2B (ONCOLOGY) | [5 empty] | POWER SYSTEMS, UNINTERRUPTIBLE |  | POWERSUPPLYUPS-Tripp Lite-Smart500 RT1U | POWERSUPPLYUPS | Smart500 RT1U |  |  |  | Tripp Lite | Power Supply, UPS |  | POWERSUPPLYUPS-Tripp Lite-Smart500 RT1U |  |  |  |  | Covered PM Repair - Biomedical | MHHS-Southeast
NO | NO |  |  |  | 005-11899 |  | Tripp Lite | SMART500RT1U |  | 2142MLCSM628401148 | SE - UNIT 3A (IMU) | MHHS-Southeast |  | Power Supply, UPS |  | 005-11899 |  | Southeast & Bay Area |  | SE - UNIT 3A (IMU) | [5 empty] | POWER SYSTEMS, UNINTERRUPTIBLE |  | POWERSUPPLYUPS-Tripp Lite-Smart500 RT1U | POWERSUPPLYUPS | Smart500 RT1U |  |  |  | Tripp Lite | Power Supply, UPS |  | POWERSUPPLYUPS-Tripp Lite-Smart500 RT1U |  |  |  |  | Covered PM Repair - Radiology, Low End | MHHS-Southeast
NO | NO |  |  |  | 005-11900 |  | Tripp Lite | SMART500RT1U |  | 2142MLCSM628400773 | SE - UNIT 3A (IMU) | MHHS-Southeast |  | Power Supply, UPS |  | 005-11900 |  | Southeast & Bay Area |  | SE - UNIT 3A (IMU) | [5 empty] | POWER SYSTEMS, UNINTERRUPTIBLE |  | POWERSUPPLYUPS-Tripp Lite-Smart500 RT1U | POWERSUPPLYUPS | Smart500 RT1U |  |  |  | Tripp Lite | Power Supply, UPS |  | POWERSUPPLYUPS-Tripp Lite-Smart500 RT1U |  |  |  |  | Covered PM Repair - Radiology, Low End | MHHS-Southeast
NO | NO |  |  |  | 005-06164 |  | Tripp Lite | SMART500RT1U |  | 2142MLCSM00506164 | SE - UNIT 3B (SCU) | MHHS-Southeast |  | Power Supply, UPS |  | 005-06164 |  | Southeast & Bay Area |  | SE - UNIT 3B (SCU) | [5 empty] | POWER SYSTEMS, UNINTERRUPTIBLE |  | POWERSUPPLYUPS-Tripp Lite-Smart500 RT1U | POWERSUPPLYUPS | Smart500 RT1U |  |  |  | Tripp Lite | Power Supply, UPS |  | POWERSUPPLYUPS-Tripp Lite-Smart500 RT1U |  |  |  |  | Covered PM Repair - Biomedical | MHHS-Southeast
NO | NO |  |  |  | 005-06165 |  | Tripp Lite | SMART500RT1U |  | 9912FLCSM6284004233B | SE - UNIT 3B (SCU) | MHHS-Southeast |  | Power Supply, UPS |  | 005-06165 |  | Southeast & Bay Area |  | SE - UNIT 3B (SCU) | [5 empty] | POWER SYSTEMS, UNINTERRUPTIBLE |  | POWERSUPPLYUPS-Tripp Lite-Smart500 RT1U | POWERSUPPLYUPS | Smart500 RT1U |  |  |  | Tripp Lite | Power Supply, UPS |  | POWERSUPPLYUPS-Tripp Lite-Smart500 RT1U |  |  |  |  | Covered PM Repair - Biomedical | MHHS-Southeast
NO | NO |  |  |  | 005-10437 |  | Tripp Lite | SMART500RT1U |  | 2142MLCSM628400776 | SE - UNIT 3B (SCU) | MHHS-Southeast |  | Power Supply, UPS |  | 005-10437 |  | Southeast & Bay Area |  | SE - UNIT 3B (SCU) | [5 empty] | POWER SYSTEMS, UNINTERRUPTIBLE |  | POWERSUPPLYUPS-Tripp Lite-Smart500 RT1U | POWERSUPPLYUPS | Smart500 RT1U |  |  |  | Tripp Lite | Power Supply, UPS |  | POWERSUPPLYUPS-Tripp Lite-Smart500 RT1U |  |  |  |  | Covered PM Repair - Biomedical | MHHS-Southeast
NO | NO |  |  |  | 129-03264 |  | Tripp Lite | SMART500RT1U |  | 9532ALCSM562100266 | SUGAR LAND - ER | MHHS-Sugarland |  | Power Supply, UPS |  | 129-03264 |  | Sugar Land |  | SUGAR LAND - ER | [5 empty] | POWER SYSTEMS, UNINTERRUPTIBLE |  | POWERSUPPLYUPS-Tripp Lite-Smart500 RT1U | POWERSUPPLYUPS | Smart500 RT1U |  |  |  | Tripp Lite | Power Supply, UPS |  | POWERSUPPLYUPS-Tripp Lite-Smart500 RT1U |  |  |  |  | Covered PM Repair - Biomedical | MHHS-Sugarland
NO | NO |  |  |  | 129-05737 |  | Tripp Lite | SMART500RT1U |  | 2303nlcsm628400030 | SUGAR LAND - ER | MHHS-Sugarland |  | Power Supply, UPS |  | 129-05737 |  | Sugar Land |  | SUGAR LAND - ER | [5 empty] | POWER SYSTEMS, UNINTERRUPTIBLE |  | POWERSUPPLYUPS-Tripp Lite-Smart500 RT1U | POWERSUPPLYUPS | Smart500 RT1U |  |  |  | Tripp Lite | Power Supply, UPS |  | POWERSUPPLYUPS-Tripp Lite-Smart500 RT1U |  |  |  |  | Covered PM Repair - Radiology, Low End | MHHS-Sugarland
NO | NO |  |  |  | 129-07605 |  | Tripp Lite | SMART500RT1U |  | 2621BYOSM880800979 | SUGAR LAND - ICU | MHHS-Sugarland |  | Power Supply, UPS |  | 129-07605 |  | Sugar Land |  | SUGAR LAND - ICU | [5 empty] | POWER SYSTEMS, UNINTERRUPTIBLE |  | POWERSUPPLYUPS-Tripp Lite-Smart500 RT1U | POWERSUPPLYUPS | Smart500 RT1U |  |  |  | Tripp Lite | Power Supply, UPS |  | POWERSUPPLYUPS-Tripp Lite-Smart500 RT1U |  |  |  |  | Not Covered Vendor Only - Biomedical | MHHS-Sugarland
NO | NO |  |  |  | 129-07154 |  | Tripp Lite | SMART500RT1U |  | 2621BYOSM880800709 | SUGAR LAND - MED/SURG - EAST 4TH | MHHS-Sugarland |  | Power Supply, UPS |  | 129-07154 |  | Sugar Land |  | SUGAR LAND - MED/SURG - EAST 4TH | [5 empty] | POWER SYSTEMS, UNINTERRUPTIBLE |  | POWERSUPPLYUPS-Tripp Lite-Smart500 RT1U | POWERSUPPLYUPS | Smart500 RT1U |  |  |  | Tripp Lite | Power Supply, UPS |  | POWERSUPPLYUPS-Tripp Lite-Smart500 RT1U |  |  |  |  | Covered PM Repair - Radiology, Low End | MHHS-Sugarland
NO | NO |  |  |  | 129-07155 |  | Tripp Lite | SMART500RT1U |  | 1621byosm880800980 | SUGAR LAND - MED/SURG - EAST 4TH | MHHS-Sugarland |  | Power Supply, UPS |  | 129-07155 |  | Sugar Land |  | SUGAR LAND - MED/SURG - EAST 4TH | [5 empty] | POWER SYSTEMS, UNINTERRUPTIBLE |  | POWERSUPPLYUPS-Tripp Lite-Smart500 RT1U | POWERSUPPLYUPS | Smart500 RT1U |  |  |  | Tripp Lite | Power Supply, UPS |  | POWERSUPPLYUPS-Tripp Lite-Smart500 RT1U |  |  |  |  | Covered PM Repair - Biomedical | MHHS-Sugarland
NO | NO |  |  |  | 129-02505 |  | Tripp Lite | SMART500RT1U |  | 9516alcsm562100396 | SUGAR LAND - TELEMETRY | MHHS-Sugarland |  | Power Supply, UPS |  | 129-02505 |  | Sugar Land |  | SUGAR LAND - TELEMETRY | [5 empty] | POWER SYSTEMS, UNINTERRUPTIBLE |  | POWERSUPPLYUPS-Tripp Lite-Smart500 RT1U | POWERSUPPLYUPS | Smart500 RT1U |  |  |  | Tripp Lite | Power Supply, UPS |  | POWERSUPPLYUPS-Tripp Lite-Smart500 RT1U |  |  |  |  | Covered PM Repair - Biomedical | MHHS-Sugarland
NO | NO |  |  |  | 129-03262 |  | Tripp Lite | SMART500RT1U |  | 9524ALCSM562100043 | SUGAR LAND - TELEMETRY | MHHS-Sugarland |  | Power Supply, UPS |  | 129-03262 |  | Sugar Land |  | SUGAR LAND - TELEMETRY | [5 empty] | POWER SYSTEMS, UNINTERRUPTIBLE |  | POWERSUPPLYUPS-Tripp Lite-Smart500 RT1U | POWERSUPPLYUPS | Smart500 RT1U |  |  |  | Tripp Lite | Power Supply, UPS |  | POWERSUPPLYUPS-Tripp Lite-Smart500 RT1U |  |  |  |  | Covered PM Repair - Biomedical | MHHS-Sugarland
NO | NO |  |  |  | 129-06869 |  | Tripp Lite | SMART500RT1U |  | 2238NLCSM628400283 | SUGAR LAND - TELEMETRY | MHHS-Sugarland |  | Power Supply, UPS |  | 129-06869 |  | Sugar Land |  | SUGAR LAND - TELEMETRY | [5 empty] | POWER SYSTEMS, UNINTERRUPTIBLE |  | POWERSUPPLYUPS-Tripp Lite-Smart500 RT1U | POWERSUPPLYUPS | Smart500 RT1U |  |  |  | Tripp Lite | Power Supply, UPS |  | POWERSUPPLYUPS-Tripp Lite-Smart500 RT1U |  |  |  |  | Covered PM Repair - Radiology, Low End | MHHS-Sugarland
NO | NO |  |  |  | 069-47057 |  | Tripp Lite | SMART500RT1U |  | 2907BY0SM886900470 | TMC - MHTMC - NURSE CALL | MHHS-TMC |  | Power Supply, UPS |  | 069-47057 |  | TMC |  | TMC - MHTMC - NURSE CALL | [5 empty] | POWER SYSTEMS, UNINTERRUPTIBLE |  | POWERSUPPLYUPS-Tripp Lite-Smart500 RT1U | POWERSUPPLYUPS | Smart500 RT1U |  |  |  | Tripp Lite | Power Supply, UPS |  | POWERSUPPLYUPS-Tripp Lite-Smart500 RT1U |  |  |  |  | Covered PM Repair - Biomedical | MHHS-TMC
YES | YES |  |  |  | 9943DDOSM634600087 | 9943DDOSM634600087 | Tripp Lite | Smart700DV |  | 9943DDOSM634600087 | Laboratory |  |  |  |  | 9943DDOSM634600087 | 9943DDOSM634600087 | Southwest | Memorial Hermann Laboratory | Laboratory | Lab
NO | YES |  |  |  | 133-07176 | 133-07176 | Tripp Lite | SMART700HG |  | AGSM700PSR3HG | Katy-Endoscopy | MHHS-Katy |  | Power Supply, UPS |  | 133-07176 | 133-07176 | Katy | MHHS-Katy | Katy-Endoscopy |  | 5/1/19 | 5/1/20 |  |  | POWER SYSTEMS, UNINTERRUPTIBLE | Power Supply, UPS | POWERSUPPLYUPS-Tripp Lite-Smart 700HG | POWERSUPPLYUPS | Smart 700HG |  |  |  | Tripp Lite | Power Supply, UPS |  | POWERSUPPLYUPS-Tripp Lite-Smart 700HG |  |  |  | PSU-2Y | Covered PM Repair - Biomedical | MHHS-Katy | [8 empty] | POWERSUPPLYUPS | Power Supply, UPS | Tripp Lite
NO | YES |  |  |  | 133-07020 | 133-07020 | Tripp Lite | SMART700HG |  | NSN | Katy-OR | MHHS-Katy |  | Power Supply, UPS |  | 133-07020 | 133-07020 | Katy | MHHS-Katy | Katy-OR | OR 3 | 4/1/19 | 4/1/20 |  | Battery replaced 4/19. Could not get serial | POWER SYSTEMS, UNINTERRUPTIBLE | Power Supply, UPS | POWERSUPPLYUPS-Tripp Lite-Smart 700HG | POWERSUPPLYUPS | Smart 700HG |  |  |  | Tripp Lite | Power Supply, UPS |  | POWERSUPPLYUPS-Tripp Lite-Smart 700HG |  |  |  | PSU-2Y | Covered PM Repair - Biomedical | MHHS-Katy | [8 empty] | POWERSUPPLYUPS | Power Supply, UPS | Tripp Lite
NO | YES |  |  |  | 133-08246 | 133-08246 | Tripp Lite | SMART700HG |  | 2404AYOSM875800314 | Katy-OR | MHHS-Katy |  | Power Supply, UPS |  | 133-08246 | 133-08246 | Katy | MHHS-Katy | Katy-OR | OR1 | 7/1/19 | 7/1/20 |  |  | POWER SYSTEMS, UNINTERRUPTIBLE | Power Supply, UPS | POWERSUPPLYUPS-Tripp Lite-Smart 700HG | POWERSUPPLYUPS | Smart 700HG |  |  |  | Tripp Lite | Power Supply, UPS |  | POWERSUPPLYUPS-Tripp Lite-Smart 700HG |  |  |  | PSU-2Y | Covered PM Repair - Radiology, Low End | MHHS-Katy | [8 empty] | POWERSUPPLYUPS | Power Supply, UPS | Tripp Lite
NO | YES |  |  |  | 133-08247 | 133-08247 | Tripp Lite | SMART700HG |  | 2404AYOSM875800309 | Katy-OR | MHHS-Katy |  | Power Supply, UPS |  | 133-08247 | 133-08247 | Katy | MHHS-Katy | Katy-OR | OR | 8/1/19 | 8/1/20 |  |  | POWER SYSTEMS, UNINTERRUPTIBLE | Power Supply, UPS | POWERSUPPLYUPS-Tripp Lite-Smart 700HG | POWERSUPPLYUPS | Smart 700HG |  |  |  | Tripp Lite | Power Supply, UPS |  | POWERSUPPLYUPS-Tripp Lite-Smart 700HG |  |  |  | PSU-2Y | Not Covered Vendor Only - Lab Ana/Anes | MHHS-Katy | [8 empty] | POWERSUPPLYUPS | Power Supply, UPS | Tripp Lite
NO | YES |  |  |  | 133-08885 | 133-08885 | Tripp Lite | SMART700HG |  | 2404AY0SM875800378 | Katy-OR | MHHS-Katy |  | Power Supply, UPS |  | 133-08885 | 133-08885 | Katy | MHHS-Katy | Katy-OR | Cystology Procedure Room 5 |  |  |  |  | POWER SYSTEMS, UNINTERRUPTIBLE | Power Supply, UPS | POWERSUPPLYUPS-Tripp Lite-Smart 700HG | POWERSUPPLYUPS | Smart 700HG |  |  |  | Tripp Lite | Power Supply, UPS |  | POWERSUPPLYUPS-Tripp Lite-Smart 700HG |  | 4/30/18 |  | PSU-2Y | Covered PM Repair - Radiology, Low End | MHHS-Katy | [8 empty] | POWERSUPPLYUPS | Power Supply, UPS | Tripp Lite
NO | YES |  |  |  | 133-08886 | 133-08886 | Tripp Lite | SMART700HG |  | 2404AY0SM87500028 | Katy-OR | MHHS-Katy |  | Power Supply, UPS |  | 133-08886 | 133-08886 | Katy | MHHS-Katy | Katy-OR | OR 4 | 7/1/19 | 7/1/20 |  |  | POWER SYSTEMS, UNINTERRUPTIBLE | Power Supply, UPS | POWERSUPPLYUPS-Tripp Lite-Smart 700HG | POWERSUPPLYUPS | Smart 700HG |  |  |  | Tripp Lite | Power Supply, UPS |  | POWERSUPPLYUPS-Tripp Lite-Smart 700HG |  |  |  | PSU-2Y | Covered PM Repair - Radiology, High End | MHHS-Katy | [8 empty] | POWERSUPPLYUPS | Power Supply, UPS | Tripp Lite
NO | YES |  |  |  | 133-09303 | 133-09303 | Tripp Lite | SMART700HG |  | 2411AY0SM875800033 | Katy-OR | MHHS-Katy |  | Power Supply, UPS |  | 133-09303 | 133-09303 | Katy | MHHS-Katy | Katy-OR | OR 6 | 11/1/19 | 11/1/20 |  |  | POWER SYSTEMS, UNINTERRUPTIBLE | Power Supply, UPS | POWERSUPPLYUPS-Tripp Lite-Smart 700HG | POWERSUPPLYUPS | Smart 700HG |  |  |  | Tripp Lite | Power Supply, UPS |  | POWERSUPPLYUPS-Tripp Lite-Smart 700HG |  |  |  | PSU-2Y | Covered PM Repair - Radiology, High End | MHHS-Katy | [8 empty] | POWERSUPPLYUPS | Power Supply, UPS | Tripp Lite
NO | YES |  |  |  | 133-09304 | 133-09304 | Tripp Lite | SMART700HG |  | 2411AY0SM875800074 | Katy-OR | MHHS-Katy |  | Power Supply, UPS |  | 133-09304 | 133-09304 | Katy | MHHS-Katy | Katy-OR | OR 7 | 11/1/19 | 11/1/20 |  | Battery changed 11/19 | POWER SYSTEMS, UNINTERRUPTIBLE | Power Supply, UPS | POWERSUPPLYUPS-Tripp Lite-Smart 700HG | POWERSUPPLYUPS | Smart 700HG |  |  |  | Tripp Lite | Power Supply, UPS |  | POWERSUPPLYUPS-Tripp Lite-Smart 700HG |  |  |  | PSU-2Y | Covered PM Repair - Radiology, High End | MHHS-Katy | [8 empty] | POWERSUPPLYUPS | Power Supply, UPS | Tripp Lite
NO | YES |  |  |  | 133-09305 | 133-09305 | Tripp Lite | SMART700HG |  | 2411AY0SM875800061 | Katy-OR | MHHS-Katy |  | Power Supply, UPS |  | 133-09305 | 133-09305 | Katy | MHHS-Katy | Katy-OR | OR 8 | 1/1/20 | 1/1/21 |  |  | POWER SYSTEMS, UNINTERRUPTIBLE | Power Supply, UPS | POWERSUPPLYUPS-Tripp Lite-Smart 700HG | POWERSUPPLYUPS | Smart 700HG |  |  |  | Tripp Lite | Power Supply, UPS |  | POWERSUPPLYUPS-Tripp Lite-Smart 700HG |  | 8/18/16 |  | PSU-2Y | Covered PM Repair - Biomedical | MHHS-Katy | [8 empty] | POWERSUPPLYUPS | Power Supply, UPS | Tripp Lite
NO | YES |  |  |  | 133-09306 | 133-09306 | Tripp Lite | SMART700HG |  | 2411AY0SM875800072 | Katy-OR | MHHS-Katy |  | Power Supply, UPS |  | 133-09306 | 133-09306 | Katy | MHHS-Katy | Katy-OR | OR 9 | 11/1/19 | 11/1/20 |  |  | POWER SYSTEMS, UNINTERRUPTIBLE | Power Supply, UPS | POWERSUPPLYUPS-Tripp Lite-Smart 700HG | POWERSUPPLYUPS | Smart 700HG |  |  |  | Tripp Lite | Power Supply, UPS |  | POWERSUPPLYUPS-Tripp Lite-Smart 700HG |  |  |  | PSU-2Y | Covered PM Repair - Radiology, Low End | MHHS-Katy | [8 empty] | POWERSUPPLYUPS | Power Supply, UPS | Tripp Lite
NO | YES |  |  |  | 133-05961 | 133-05961 | Tripp Lite | SMART700HG |  | 9636AY0SM618000184 | Katy-OR | MHHS-Katy |  | Power Supply, UPS |  | 133-05961 | 133-05961 | Katy | MHHS-Katy | Katy-OR | C SECTION OR1 | 2/1/19 | 2/1/20 |  |  | POWER SYSTEMS, UNINTERRUPTIBLE | Power Supply, UPS | POWERSUPPLYUPS-Tripp Lite-Smart 700HG | POWERSUPPLYUPS | Smart 700HG |  |  |  | Tripp Lite | Power Supply, UPS |  | POWERSUPPLYUPS-Tripp Lite-Smart 700HG |  | 2/2/15 |  | PSU-2Y | Covered PM Repair - Radiology, Low End | MHHS-Katy | [8 empty] | POWERSUPPLYUPS | Power Supply, UPS | Tripp Lite
NO | YES |  |  |  | 133-09169 | 133-09169 | Tripp Lite | SMART700HG |  | 2348GY0SM749700129 | Katy-Ultrasound | MHHS-Katy |  | Power Supply, UPS |  | 133-09169 | 133-09169 | Katy | MHHS-Katy | Katy-Ultrasound | Nst room | 7/1/19 | 7/1/20 |  |  | POWER SYSTEMS, UNINTERRUPTIBLE | Power Supply, UPS | POWERSUPPLYUPS-Tripp Lite-Smart 700HG | POWERSUPPLYUPS | Smart 700HG |  |  |  | Tripp Lite | Power Supply, UPS |  | POWERSUPPLYUPS-Tripp Lite-Smart 700HG |  |  |  | PSU-2Y | Covered PM Repair - Biomedical | MHHS-Katy | [8 empty] | POWERSUPPLYUPS | Power Supply, UPS | Tripp Lite
NO | YES |  |  |  | 142-05833 | 142-05833 | Tripp Lite | SMART700HG |  | 2305GY0SM749700026 | NE-IMU1 | MHHS-Northeast |  | Power Supply, UPS |  | 142-05833 | 142-05833 | Katy | MHHS-Northeast | NE-IMU1 | Nurses Station | 8/1/19 | 8/1/20 |  |  | POWER SYSTEMS, UNINTERRUPTIBLE | Power Supply, UPS | POWERSUPPLYUPS-Tripp Lite-Smart 700HG | POWERSUPPLYUPS | Smart 700HG |  |  |  | Tripp Lite | Power Supply, UPS |  | POWERSUPPLYUPS-Tripp Lite-Smart 700HG |  | 12/20/20 |  | PSU-2Y | No Coverage Specified | MHHS-Northeast | [8 empty] | POWERSUPPLYUPS | Power Supply, UPS | Tripp Lite
NO | YES |  |  |  | 142-05814 | 142-05814 | Tripp Lite | SMART700HG |  | 2305GY0SM749700001 | NE-Telemetry | MHHS-Northeast |  | Power Supply, UPS |  | 142-05814 | 142-05814 | Katy | MHHS-Northeast | NE-Telemetry | Control Monitoring | 8/1/19 |  |  |  | POWER SYSTEMS, UNINTERRUPTIBLE | Power Supply, UPS | POWERSUPPLYUPS-Tripp Lite-Smart 700HG | POWERSUPPLYUPS | Smart 700HG |  |  |  | Tripp Lite | Power Supply, UPS |  | POWERSUPPLYUPS-Tripp Lite-Smart 700HG |  |  |  | PSU-2Y | Covered PM Repair - Biomedical | MHHS-Northeast | [8 empty] | POWERSUPPLYUPS | Power Supply, UPS | Tripp Lite
NO | YES |  |  |  | 142-05815 | 142-05815 | Tripp Lite | SMART700HG |  | 2305GY0SM749700008 | NE-Labor & Delivery | MHHS-Northeast |  | Power Supply, UPS |  | 142-05815 | 142-05815 | Katy | MHHS-Northeast | NE-Labor & Delivery |  | 8/1/19 | 8/1/20 |  |  | POWER SYSTEMS, UNINTERRUPTIBLE | Power Supply, UPS | POWERSUPPLYUPS-Tripp Lite-Smart 700HG | POWERSUPPLYUPS | Smart 700HG |  |  |  | Tripp Lite | Power Supply, UPS |  | POWERSUPPLYUPS-Tripp Lite-Smart 700HG |  | 5/28/16 |  | PSU-2Y | Covered PM Repair - Radiology, Low End | MHHS-Northeast | [8 empty] | POWERSUPPLYUPS | Power Supply, UPS | Tripp Lite
NO | YES |  |  |  | 142-05816 | 142-05816 | Tripp Lite | SMART700HG |  | 2305GY0SM749700009 | NE-Radiology | MHHS-Northeast |  | Power Supply, UPS |  | 142-05816 | 142-05816 | Katy | MHHS-Northeast | NE-Radiology | CT 1 Control Room | 10/1/18 | 10/1/19 |  |  | POWER SYSTEMS, UNINTERRUPTIBLE | Power Supply, UPS | POWERSUPPLYUPS-Tripp Lite-Smart 700HG | POWERSUPPLYUPS | Smart 700HG |  |  |  | Tripp Lite | Power Supply, UPS |  | POWERSUPPLYUPS-Tripp Lite-Smart 700HG |  | 8/1/17 |  | PSU-2Y | Covered PM Repair - Biomedical | MHHS-Northeast | [8 empty] | POWERSUPPLYUPS | Power Supply, UPS | Tripp Lite
NO | YES |  |  |  | 142-05818 | 142-05818 | Tripp Lite | SMART700HG |  | 2305GY0SM749700004 | NE-Labor & Delivery | MHHS-Northeast |  | Power Supply, UPS |  | 142-05818 | 142-05818 | Katy | MHHS-Northeast | NE-Labor & Delivery | Obed triage | 8/1/19 | 8/1/20 |  |  | POWER SYSTEMS, UNINTERRUPTIBLE | Power Supply, UPS | POWERSUPPLYUPS-Tripp Lite-Smart 700HG | POWERSUPPLYUPS | Smart 700HG |  |  |  | Tripp Lite | Power Supply, UPS |  | POWERSUPPLYUPS-Tripp Lite-Smart 700HG |  | 11/28/17 |  | PSU-2Y | Covered PM Repair - Respiratory/Steriliz | MHHS-Northeast | [8 empty] | POWERSUPPLYUPS | Power Supply, UPS | Tripp Lite
NO | YES |  |  |  | 142-05819 | 142-05819 | Tripp Lite | SMART700HG |  | 2305GY0SM749700012 | NE-Labor & Delivery | MHHS-Northeast |  | Power Supply, UPS |  | 142-05819 | 142-05819 | Katy | MHHS-Northeast | NE-Labor & Delivery | Room 2028 | 8/1/19 | 8/1/20 |  |  | POWER SYSTEMS, UNINTERRUPTIBLE | Power Supply, UPS | POWERSUPPLYUPS-Tripp Lite-Smart 700HG | POWERSUPPLYUPS | Smart 700HG |  |  |  | Tripp Lite | Power Supply, UPS |  | POWERSUPPLYUPS-Tripp Lite-Smart 700HG |  | 6/15/19 |  | PSU-2Y | Covered PM Repair - Radiology, Low End | MHHS-Northeast | [8 empty] | POWERSUPPLYUPS | Power Supply, UPS | Tripp Lite
NO | YES |  |  |  | 142-05822 | 142-05822 | Tripp Lite | SMART700HG |  | 2305GY0SM749700018 | NE-Labor & Delivery | MHHS-Northeast |  | Power Supply, UPS |  | 142-05822 | 142-05822 | Katy | MHHS-Northeast | NE-Labor & Delivery |  | 8/1/19 | 8/1/20 |  |  | POWER SYSTEMS, UNINTERRUPTIBLE | Power Supply, UPS | POWERSUPPLYUPS-Tripp Lite-Smart 700HG | POWERSUPPLYUPS | Smart 700HG |  |  |  | Tripp Lite | Power Supply, UPS |  | POWERSUPPLYUPS-Tripp Lite-Smart 700HG |  | 6/28/17 |  | PSU-2Y | Covered PM Repair - Radiology, High End | MHHS-Northeast | [8 empty] | POWERSUPPLYUPS | Power Supply, UPS | Tripp Lite
NO | YES |  |  |  | 142-05824 | 142-05824 | Tripp Lite | SMART700HG |  | 2305GY0SM749700035 | NE-Labor & Delivery | MHHS-Northeast |  | Power Supply, UPS |  | 142-05824 | 142-05824 | Katy | MHHS-Northeast | NE-Labor & Delivery | Room 2017 | 8/1/19 |  |  | Battery changed 10/18 | POWER SYSTEMS, UNINTERRUPTIBLE | Power Supply, UPS | POWERSUPPLYUPS-Tripp Lite-Smart 700HG | POWERSUPPLYUPS | Smart 700HG |  |  |  | Tripp Lite | Power Supply, UPS |  | POWERSUPPLYUPS-Tripp Lite-Smart 700HG |  |  |  | PSU-2Y | Covered PM Repair - Radiology, Low End | MHHS-Northeast | [8 empty] | POWERSUPPLYUPS | Power Supply, UPS | Tripp Lite
NO | YES |  |  |  | 142-05825 | 142-05825 | Tripp Lite | SMART700HG |  | 2305GY0SM749700016 | NE-Labor & Delivery | MHHS-Northeast |  | Power Supply, UPS |  | 142-05825 | 142-05825 | Katy | MHHS-Northeast | NE-Labor & Delivery |  | 8/1/19 | 8/1/20 |  |  | POWER SYSTEMS, UNINTERRUPTIBLE | Power Supply, UPS | POWERSUPPLYUPS-Tripp Lite-Smart 700HG | POWERSUPPLYUPS | Smart 700HG |  |  |  | Tripp Lite | Power Supply, UPS |  | POWERSUPPLYUPS-Tripp Lite-Smart 700HG |  |  |  | PSU-2Y | Covered PM Repair - Radiology, Low End | MHHS-Northeast | [8 empty] | POWERSUPPLYUPS | Power Supply, UPS | Tripp Lite
NO | YES |  |  |  | 142-05826 | 142-05826 | Tripp Lite | SMART700HG |  | 2305GY0SM749700020 | NE-Labor & Delivery | MHHS-Northeast |  | Power Supply, UPS |  | 142-05826 | 142-05826 | Katy | MHHS-Northeast | NE-Labor & Delivery |  | 8/1/19 | 8/1/20 |  |  | POWER SYSTEMS, UNINTERRUPTIBLE | Power Supply, UPS | POWERSUPPLYUPS-Tripp Lite-Smart 700HG | POWERSUPPLYUPS | Smart 700HG |  |  |  | Tripp Lite | Power Supply, UPS |  | POWERSUPPLYUPS-Tripp Lite-Smart 700HG |  |  |  | PSU-2Y | Covered PM Repair - Radiology, Low End | MHHS-Northeast | [8 empty] | POWERSUPPLYUPS | Power Supply, UPS | Tripp Lite
NO | YES |  |  |  | 142-05827 | 142-05827 | Tripp Lite | SMART700HG |  | 2305GY0SM749700025 | NE-Telemetry | MHHS-Northeast |  | Power Supply, UPS |  | 142-05827 | 142-05827 | Katy | MHHS-Northeast | NE-Telemetry | Control Monitoring | 8/1/19 | 8/1/20 |  |  | POWER SYSTEMS, UNINTERRUPTIBLE | Power Supply, UPS | POWERSUPPLYUPS-Tripp Lite-Smart 700HG | POWERSUPPLYUPS | Smart 700HG |  |  |  | Tripp Lite | Power Supply, UPS |  | POWERSUPPLYUPS-Tripp Lite-Smart 700HG |  |  |  | PSU-2Y | Covered PM Repair - Radiology, Low End | MHHS-Northeast | [8 empty] | POWERSUPPLYUPS | Power Supply, UPS | Tripp Lite
NO | YES |  |  |  | 142-05828 | 142-05828 | Tripp Lite | SMART700HG |  | 2305GY0SM749700028 | NE-Labor & Delivery | MHHS-Northeast |  | Power Supply, UPS |  | 142-05828 | 142-05828 | Katy | MHHS-Northeast | NE-Labor & Delivery | Obed triage | 8/1/19 | 8/1/20 |  |  | POWER SYSTEMS, UNINTERRUPTIBLE | Power Supply, UPS | POWERSUPPLYUPS-Tripp Lite-Smart 700HG | POWERSUPPLYUPS | Smart 700HG |  |  |  | Tripp Lite | Power Supply, UPS |  | POWERSUPPLYUPS-Tripp Lite-Smart 700HG |  | 4/1/20 |  | PSU-2Y | Not Covered Vendor Only - Biomedical | MHHS-Northeast | [8 empty] | POWERSUPPLYUPS | Power Supply, UPS | Tripp Lite
NO | YES |  |  |  | 142-05830 | 142-05830 | Tripp Lite | SMART700HG |  | 2305GY0SM749700007 | NE-Labor & Delivery | MHHS-Northeast |  | Power Supply, UPS |  | 142-05830 | 142-05830 | Katy | MHHS-Northeast | NE-Labor & Delivery |  | 8/1/19 | 8/1/20 |  |  | POWER SYSTEMS, UNINTERRUPTIBLE | Power Supply, UPS | POWERSUPPLYUPS-Tripp Lite-Smart 700HG | POWERSUPPLYUPS | Smart 700HG |  |  |  | Tripp Lite | Power Supply, UPS |  | POWERSUPPLYUPS-Tripp Lite-Smart 700HG |  | 2/11/20 |  | PSU-2Y | Not Covered Vendor Only - Biomedical | MHHS-Northeast | [8 empty] | POWERSUPPLYUPS | Power Supply, UPS | Tripp Lite
NO | YES |  |  |  | 142-05834 | 142-05834 | Tripp Lite | SMART700HG |  | 2305GY0SM749700019 | NE-Biomedical Services | MHHS-Northeast |  | Power Supply, UPS |  | 142-05834 | 142-05834 | Katy | MHHS-Northeast | NE-Biomedical Services | Biomed | 10/1/18 |  |  |  | POWER SYSTEMS, UNINTERRUPTIBLE | Power Supply, UPS | POWERSUPPLYUPS-Tripp Lite-Smart 700HG | POWERSUPPLYUPS | Smart 700HG |  |  |  | Tripp Lite | Power Supply, UPS |  | POWERSUPPLYUPS-Tripp Lite-Smart 700HG |  | 9/1/18 |  | PSU-2Y | Covered PM Repair - Biomedical | MHHS-Northeast | [8 empty] | POWERSUPPLYUPS | Power Supply, UPS | Tripp Lite
NO | YES |  |  |  | 077-11195 | 077-11195 | Tripp Lite | SMART700HG |  | 9801BYOSM618000164 | TMC-Respiratory-Pedi | MHHS-TMC |  | Power Supply, UPS |  | 077-11195 | 077-11195 | TMC | MHHS-TMC | TMC-Respiratory-Pedi | Biomed Shop | 6/1/19 |  | 6/1/20 |  | POWER SYSTEMS, UNINTERRUPTIBLE | Power Supply, UPS | POWERSUPPLYUPS-Tripp Lite-Smart 700HG | POWERSUPPLYUPS | Smart 700HG |  |  |  | Tripp Lite | Power Supply, UPS |  | POWERSUPPLYUPS-Tripp Lite-Smart 700HG |  |  |  | PSU-2Y | Covered PM Repair - Biomedical | MHHS-TMC | [8 empty] | POWERSUPPLYUPS | Power Supply, UPS | Tripp Lite
YES | YES | Serial Number Cnf |  |  | 133-09170 | 133-09170 | Tripp Lite | Smart700HG |  | Cnf | [5 empty] | 133-09170 | 133-09170 | Katy | Memorial Hermann Katy Hospital |  | Biomed shop |  |  |  | No pm |  | Power Supply, UPS | POWERSUPPLYUPS-Tripp Lite-Smart 700HG | [12 empty] | PSU-2Y | [10 empty] | POWERSUPPLYUPS | Power Supply, UPS | Tripp Lite
NO | NO |  |  |  | 142-05813 |  | Tripp Lite | SMART700HG |  | 2305GY0SM749700023 | NE - LABOR & DELIVERY | MHHS-Northeast |  | Power Supply, UPS |  | 142-05813 |  | Katy |  | NE - LABOR & DELIVERY | [5 empty] | POWER SYSTEMS, UNINTERRUPTIBLE |  | POWERSUPPLYUPS-Tripp Lite-Smart 700HG | POWERSUPPLYUPS | Smart 700HG |  |  |  | Tripp Lite | Power Supply, UPS |  | POWERSUPPLYUPS-Tripp Lite-Smart 700HG |  |  |  |  | Covered PM Repair - Radiology, Low End | MHHS-Northeast
NO | NO |  |  |  | 142-05817 |  | Tripp Lite | SMART700HG |  | 2305GY0SM749700027 | NE - LABOR & DELIVERY | MHHS-Northeast |  | Power Supply, UPS |  | 142-05817 |  | Katy |  | NE - LABOR & DELIVERY | [5 empty] | POWER SYSTEMS, UNINTERRUPTIBLE |  | POWERSUPPLYUPS-Tripp Lite-Smart 700HG | POWERSUPPLYUPS | Smart 700HG |  |  |  | Tripp Lite | Power Supply, UPS |  | POWERSUPPLYUPS-Tripp Lite-Smart 700HG |  |  |  |  | Covered PM Repair - Radiology, Low End | MHHS-Northeast
NO | NO |  |  |  | 142-05820 |  | Tripp Lite | SMART700HG |  | 2305GY0SM749700030 | NE - LABOR & DELIVERY | MHHS-Northeast |  | Power Supply, UPS |  | 142-05820 |  | Katy |  | NE - LABOR & DELIVERY | [5 empty] | POWER SYSTEMS, UNINTERRUPTIBLE |  | POWERSUPPLYUPS-Tripp Lite-Smart 700HG | POWERSUPPLYUPS | Smart 700HG |  |  |  | Tripp Lite | Power Supply, UPS |  | POWERSUPPLYUPS-Tripp Lite-Smart 700HG |  |  |  |  | Covered PM Repair - Radiology, Low End | MHHS-Northeast
NO | NO |  |  |  | 142-05829 |  | Tripp Lite | SMART700HG |  | 2305GY0SM749700005 | NE - LABOR & DELIVERY | MHHS-Northeast |  | Power Supply, UPS |  | 142-05829 |  | Katy |  | NE - LABOR & DELIVERY | [5 empty] | POWER SYSTEMS, UNINTERRUPTIBLE |  | POWERSUPPLYUPS-Tripp Lite-Smart 700HG | POWERSUPPLYUPS | Smart 700HG |  |  |  | Tripp Lite | Power Supply, UPS |  | POWERSUPPLYUPS-Tripp Lite-Smart 700HG |  |  |  |  | Covered PM Repair - Biomedical | MHHS-Northeast
NO | NO |  |  |  | 142-05831 |  | Tripp Lite | SMART700HG |  | 2305GY0SM749700022 | NE - LABOR & DELIVERY | MHHS-Northeast |  | Power Supply, UPS |  | 142-05831 |  | Katy |  | NE - LABOR & DELIVERY | [5 empty] | POWER SYSTEMS, UNINTERRUPTIBLE |  | POWERSUPPLYUPS-Tripp Lite-Smart 700HG | POWERSUPPLYUPS | Smart 700HG |  |  |  | Tripp Lite | Power Supply, UPS |  | POWERSUPPLYUPS-Tripp Lite-Smart 700HG |  |  |  |  | Covered PM Repair - Biomedical | MHHS-Northeast
NO | NO |  |  |  | 142-05832 |  | Tripp Lite | SMART700HG |  | 2305GY0SM749700017 | NE - LABOR & DELIVERY | MHHS-Northeast |  | Power Supply, UPS |  | 142-05832 |  | Katy |  | NE - LABOR & DELIVERY | [5 empty] | POWER SYSTEMS, UNINTERRUPTIBLE |  | POWERSUPPLYUPS-Tripp Lite-Smart 700HG | POWERSUPPLYUPS | Smart 700HG |  |  |  | Tripp Lite | Power Supply, UPS |  | POWERSUPPLYUPS-Tripp Lite-Smart 700HG |  |  |  |  | Covered PM Repair - Biomedical | MHHS-Northeast
NO | NO |  |  |  | 142-05836 |  | Tripp Lite | SMART700HG |  | 2305GY0SM749700021 | NE - LABOR & DELIVERY | MHHS-Northeast |  | Power Supply, UPS |  | 142-05836 |  | Katy |  | NE - LABOR & DELIVERY | [5 empty] | POWER SYSTEMS, UNINTERRUPTIBLE |  | POWERSUPPLYUPS-Tripp Lite-Smart 700HG | POWERSUPPLYUPS | Smart 700HG |  |  |  | Tripp Lite | Power Supply, UPS |  | POWERSUPPLYUPS-Tripp Lite-Smart 700HG |  |  |  |  | Covered PM Repair - Radiology, Low End | MHHS-Northeast
NO | NO |  |  |  | 142-05823 |  | Tripp Lite | SMART700HG |  | 2305GY0SM749700034 | NE - TELEMETRY | MHHS-Northeast |  | Power Supply, UPS |  | 142-05823 |  | Katy |  | NE - TELEMETRY | [5 empty] | POWER SYSTEMS, UNINTERRUPTIBLE |  | POWERSUPPLYUPS-Tripp Lite-Smart 700HG | POWERSUPPLYUPS | Smart 700HG |  |  |  | Tripp Lite | Power Supply, UPS |  | POWERSUPPLYUPS-Tripp Lite-Smart 700HG |  |  |  |  | Covered PM Repair - Radiology, Low End | MHHS-Northeast
NO | YES |  |  |  | 041-16846 | 041-16846 | Tripp Lite | SMARTPRO |  | 2223NLCSM628400111 | MEMORIAL CITY - CATH LAB HOLDING AREA | MHHS-Mem City |  | Power Supply, UPS |  | 041-16846 | 041-16846 | West | Memorial Hermann Heart | MEMORIAL CITY - CATH LAB HOLDING AREA | Nurses station |  |  |  |  | POWER SYSTEMS, UNINTERRUPTIBLE |  | POWERSUPPLYUPS-Tripp Lite-SmartPro | POWERSUPPLYUPS | SmartPro |  |  |  | Tripp Lite | Power Supply, UPS |  | POWERSUPPLYUPS-Tripp Lite-SmartPro |  |  |  |  | Covered PM Repair - Biomedical | MHHS-Mem City
NO | YES |  |  |  | 129-31333 | 129-31333 | Tripp Lite | SMARTPRO |  | 2925BYOSM889301167 | SUGAR LAND - MED/SURG - EAST 5TH | MHHS-Sugarland |  | Power Supply, UPS |  | 129-31333 | 129-31333 | Sugar Land | Herman Memorial Hospital - Sugar Land | SUGAR LAND - MED/SURG - EAST 5TH | Nurses station |  |  |  |  | POWER SYSTEMS, UNINTERRUPTIBLE | Power Supply, UPS | POWERSUPPLYUPS-Tripp Lite-SmartPro | POWERSUPPLYUPS | SmartPro |  |  |  | Tripp Lite | Power Supply, UPS |  | POWERSUPPLYUPS-Tripp Lite-SmartPro |  | 5/28/16 |  | PSU-2Y | Covered PM Repair - Radiology, Low End | MHHS-Sugarland | [7 empty] | Power Supply, UPS | POWERSUPPLYUPS | Power Supply, UPS | Tripp Lite
YES | YES | Serial Number Cnf |  |  | 099-04534 | 099-04534 | Tripp Lite | SmartPro |  | Cnf | Pearland |  |  |  |  | 099-04534 | 099-04534 | Pearland | MHPH | Pearland | AIDF |  | 2/1/20 |  |  |  | Power Supply, UPS | POWERSUPPLYUPS-Tripp Lite-SmartPro | [12 empty] | PSU-2Y | [9 empty] | Power Supply, UPS | POWERSUPPLYUPS | Power Supply, UPS | Tripp Lite
YES | YES | Serial Number Cnf |  |  | 099-04529 | 099-04529 | Tripp Lite | SmartPro |  | Cnf | Pearland |  |  |  |  | 099-04529 | 099-04529 | Pearland | Pearland | Pearland | AIDF | 2/1/20 |  |  |  |  | Power Supply, UPS | POWERSUPPLYUPS-Tripp Lite-SmartPro | [12 empty] | PSU-2Y | [9 empty] | Power Supply, UPS | POWERSUPPLYUPS | Power Supply, UPS | Tripp Lite
YES | YES | Serial Number Cnf |  |  | 099-04505 | 099-04505 | Tripp Lite | SmartPro |  | Cnf | Pearland |  |  |  |  | 099-04505 | 099-04505 | Pearland | Pearland | Pearland | AIDF | 2/1/20 | 2/1/20 |  |  |  | Power Supply, UPS | POWERSUPPLYUPS-Tripp Lite-SmartPro | [12 empty] | PSU-2Y | [9 empty] | Power Supply, UPS | POWERSUPPLYUPS | Power Supply, UPS | Tripp Lite
YES | YES |  |  |  | 145-01160 | 145-01160 | Tripp Lite | SmartPro |  |  | Pearland - Med/Ser |  |  |  |  | 145-01160 | 145-01160 | Pearland | Memorial Hermann Pearland Hospital | Pearland - Med/Ser | Nursing | [5 empty] | Power Supply, UPS | POWERSUPPLYUPS-Tripp Lite-SmartPro | [12 empty] | PSU-2Y | [9 empty] | Power Supply, UPS | POWERSUPPLYUPS | Power Supply, UPS | Tripp Lite
YES | YES |  |  |  | 099-04101 | 099-04101 | Tripp Lite | SmartPro |  |  | PEARLAND - EMERGENCY CENTER |  |  |  |  | 099-04101 | 099-04101 | Pearland | Memorial Hermann Pearland Hospital | PEARLAND - EMERGENCY CENTER | Surgi center | [5 empty] | Power Supply, UPS | POWERSUPPLYUPS-Tripp Lite-SmartPro | [12 empty] | PSU-2Y | [9 empty] | Power Supply, UPS | POWERSUPPLYUPS | Power Supply, UPS | Tripp Lite
YES | YES | Serial Number Cnf |  |  | 583-00702 | 583-00702 | Tripp Lite | SmartPro |  | CNF | KT CCC - (KY) - EMERGENCY ROOM |  |  |  |  | 583-00702 | 583-00702 | Katy | Memorial Hermann Imaging Center - Convenient Care Center in Katy | KT CCC - (KY) - EMERGENCY ROOM | Nurses station | [5 empty] | Power Supply, UPS | POWERSUPPLYUPS-Tripp Lite-SmartPro | [12 empty] | PSU-2Y | [9 empty] | Power Supply, UPS | POWERSUPPLYUPS | Power Supply, UPS | Tripp Lite
YES | YES |  |  |  | 129-06124 | 129-06124 | Tripp Lite | SmartPro |  | 2513BY0SM880800512 | SP CCC - (SL) - EMERGENCY ROOM |  |  |  |  | 129-06124 | 129-06124 | Sugar Land | Memorial Hermann Convenient Care Center at Sienna Plantation (Sienna CCC) (#B) | SP CCC - (SL) - EMERGENCY ROOM | Nurses Station | 8/1/18 |  | 2/1/20 |  |  | Power Supply, UPS | POWERSUPPLYUPS-Tripp Lite-SmartPro | [12 empty] | PSU-2Y | [9 empty] | Power Supply, UPS | POWERSUPPLYUPS | Power Supply, UPS | Tripp Lite
YES | YES |  |  |  | 129-04834 | 129-04834 | Tripp Lite | SmartPro |  | 2236NLCSM628400897 | SUGAR LAND - FAMILY MEDICINE |  |  |  |  | 129-04834 | 129-04834 | Sugar Land | Memorial Hermann Sugar Land Hospital | SUGAR LAND - FAMILY MEDICINE | Biomed Shop | [5 empty] | Power Supply, UPS | POWERSUPPLYUPS-Tripp Lite-SmartPro | [12 empty] | PSU-2Y | [9 empty] | Power Supply, UPS | POWERSUPPLYUPS | Power Supply, UPS | Tripp Lite
YES | YES |  |  |  | 129-04837 | 129-04837 | Tripp Lite | SmartPro |  | 2237NLCSM628400253 | SUGAR LAND - FAMILY MEDICINE |  |  |  |  | 129-04837 | 129-04837 | Sugar Land | Memorial Hermann Sugar Land Hospital | SUGAR LAND - FAMILY MEDICINE | Biomed Shop | [5 empty] | Power Supply, UPS | POWERSUPPLYUPS-Tripp Lite-SmartPro | [12 empty] | PSU-2Y | [9 empty] | Power Supply, UPS | POWERSUPPLYUPS | Power Supply, UPS | Tripp Lite
YES | YES |  |  |  | 129-04421 | 129-04421 | Tripp Lite | SmartPro |  | 9911FLCSM628400314 | SUGAR LAND - FAMILY MEDICINE |  |  |  |  | 129-04421 | 129-04421 | Sugar Land | Memorial Hermann Sugar Land Hospital | SUGAR LAND - FAMILY MEDICINE | Biomed Shop | [5 empty] | Power Supply, UPS | POWERSUPPLYUPS-Tripp Lite-SmartPro | [12 empty] | PSU-2Y | [9 empty] | Power Supply, UPS | POWERSUPPLYUPS | Power Supply, UPS | Tripp Lite
YES | YES | Asset Tag 129-06894 |  |  | 129-06894 | 129-06894 | Tripp Lite | SmartPro |  | 2510BY0SM880800261 | [5 empty] | 129-06894 | 129-06894 | Sugar Land |  |  | BioMed Shop |  |  |  | No pm |  | Power Supply, UPS | POWERSUPPLYUPS-Tripp Lite-SmartPro | [12 empty] | PSU-2Y | [9 empty] | Power Supply, UPS | POWERSUPPLYUPS | Power Supply, UPS | Tripp Lite
NO | NO |  |  |  | 041-17638 |  | Tripp Lite | SMARTPRO |  | 2223NLCSM628400606 | MEMORIAL CITY - LABOR & DELIVERY | MHHS-Mem City |  | Power Supply, UPS |  | 041-17638 |  | West & Memorial City |  | MEMORIAL CITY - LABOR & DELIVERY | [5 empty] | POWER SYSTEMS, UNINTERRUPTIBLE |  | POWERSUPPLYUPS-Tripp Lite-SmartPro | POWERSUPPLYUPS | SmartPro |  |  |  | Tripp Lite | Power Supply, UPS |  | POWERSUPPLYUPS-Tripp Lite-SmartPro |  |  |  |  | Covered PM Repair - Biomedical | MHHS-Mem City
NO | NO |  |  |  | 041-17639 |  | Tripp Lite | SMARTPRO |  | 2223NLCSM628400607 | MEMORIAL CITY - LABOR & DELIVERY | MHHS-Mem City |  | Power Supply, UPS |  | 041-17639 |  | West & Memorial City |  | MEMORIAL CITY - LABOR & DELIVERY | [5 empty] | POWER SYSTEMS, UNINTERRUPTIBLE |  | POWERSUPPLYUPS-Tripp Lite-SmartPro | POWERSUPPLYUPS | SmartPro |  |  |  | Tripp Lite | Power Supply, UPS |  | POWERSUPPLYUPS-Tripp Lite-SmartPro |  |  |  |  | Covered PM Repair - Radiology, Low End | MHHS-Mem City
NO | NO |  |  |  | 005-33497 |  | Tripp Lite | SMARTPRO |  | 2506BY0SM820600886 | SE - NURSE CALL | MHHS-Southeast |  | Power Supply, UPS |  | 005-33497 |  | Southeast & Bay Area |  | SE - NURSE CALL | [5 empty] | POWER SYSTEMS, UNINTERRUPTIBLE |  | POWERSUPPLYUPS-Tripp Lite-SmartPro | POWERSUPPLYUPS | SmartPro |  |  |  | Tripp Lite | Power Supply, UPS |  | POWERSUPPLYUPS-Tripp Lite-SmartPro |  |  |  |  | Covered PM Repair - Biomedical | MHHS-Southeast
NO | NO |  |  |  | 129-07182 |  | Tripp Lite | SMARTPRO |  | 2621BYOSM80800710 | SUGAR LAND - ENDOSCOPY | MHHS-Sugarland |  | Power Supply, UPS |  | 129-07182 |  | Sugar Land |  | SUGAR LAND - ENDOSCOPY | [5 empty] | POWER SYSTEMS, UNINTERRUPTIBLE |  | POWERSUPPLYUPS-Tripp Lite-SmartPro | POWERSUPPLYUPS | SmartPro |  |  |  | Tripp Lite | Power Supply, UPS |  | POWERSUPPLYUPS-Tripp Lite-SmartPro |  |  |  |  | Covered PM Repair - Radiology, Low End | MHHS-Sugarland
NO | NO |  |  |  | 129-02344 |  | Tripp Lite | SMARTPRO |  | 9529ALCM56100595 | SUGAR LAND - PACU | MHHS-Sugarland |  | Power Supply, UPS |  | 129-02344 |  | Sugar Land |  | SUGAR LAND - PACU | [5 empty] | POWER SYSTEMS, UNINTERRUPTIBLE |  | POWERSUPPLYUPS-Tripp Lite-SmartPro | POWERSUPPLYUPS | SmartPro |  |  |  | Tripp Lite | Power Supply, UPS |  | POWERSUPPLYUPS-Tripp Lite-SmartPro |  |  |  |  | Covered PM Repair - Radiology, Low End | MHHS-Sugarland
YES | YES |  |  |  | 099-04289 | 099-04289 | Tripp Lite | SmartPro Plus |  | 2345BY0SM820600257 | NE - RESPIRATORY |  |  |  |  | 099-04289 | 099-04289 | Katy | Memorial Hermann Northeast Hospital | NE - RESPIRATORY | Blood gas lab | 2/1/20 |  |  |  |  | Power Supply, UPS | POWERSUPPLYUPS-Tripp Lite-SmartPro Plus | [12 empty] | PSU-2Y | [9 empty] | Power Supply, UPS | POWERSUPPLYUPS | Power Supply, UPS | Tripp Lite
YES | YES |  |  |  | 145-00097 | 145-00097 | Tripp Lite | SmartPro Smart1500RM2U |  | 2535BY0SM820600029 | Biomed |  |  |  |  | 145-00097 | 145-00097 | Pearland | Memorial Hermann Pearland Hospital | Biomed | Biomed shop | 12/1/16 | 12/1/17 |  |  |  | Power Supply, UPS | POWERSUPPLYUPS-Tripp Lite-SmartPro Smart1500RM2U | [12 empty] | PSU-2Y | [9 empty] | Power Supply, UPS | POWERSUPPLYUPS | Power Supply, UPS | Tripp Lite
YES | YES |  |  |  | 099-01149 | 099-01149 | Tripp Lite | SmartPro Smart1500RM2U |  | 2833DY0SM820601925 | NE - CLINICAL ENGINEERING |  |  |  |  | 099-01149 | 099-01149 | Katy | Memorial Hermann Northeast Hospital | NE - CLINICAL ENGINEERING | Biomed Shop | [5 empty] | Power Supply, UPS | POWERSUPPLYUPS-Tripp Lite-SmartPro Smart1500RM2U | [12 empty] | PSU-2Y | [9 empty] | Power Supply, UPS | POWERSUPPLYUPS | Power Supply, UPS | Tripp Lite
NO | YES | Asset Tag 129-07021 |  |  | 129-07021 | 129-07021 | Tripp Lite | SmartPro Smart1500RM2U |  | 2513BY0SM820600400 | [5 empty] | 129-07021 | 129-07021 | Sugar Land |  |  | BioMed Shop |  |  |  | No pm |  | Power Supply, UPS | POWERSUPPLYUPS-Tripp Lite-SmartPro Smart1500RM2U | [12 empty] | PSU-2Y | [9 empty] | Power Supply, UPS | POWERSUPPLYUPS | Power Supply, UPS | Tripp Lite
YES | YES | Serial Number Cnf |  |  | 099-04535 | 099-04535 | Tripp Lite | SmartPro ups |  | Cnf | Pearland |  |  |  |  | 099-04535 | 099-04535 | Pearland | MHPH | Pearland | AIDF
YES | YES | Serial Number Cnf |  |  | 099-04530 | 099-04530 | Tripp Lite | SmartPro UPS |  | Cnf | Pearland |  |  |  |  | 099-04530 | 099-04530 | Pearland | Pearland | Pearland | AIDF | 2/1/20 | 2/1/20
YES | YES |  |  |  | 099-08627 | 099-08627 | Tripp Lite | Smartpro ups |  |  | ICU |  |  |  |  | 099-08627 | 099-08627 | Sugar Land | Memorial Hermann Sugar Land Hospital | ICU | Nurse station
YES | YES |  |  |  | 583-01608 | 583-01608 | Tripp Lite | SmartPro UPS |  | 2712DY0SM820600637 | [5 empty] | 583-01608 | 583-01608 |  | 5th floor |  | Memorial hermann
YES | YES |  |  |  | 583-01609 | 583-01609 | Tripp Lite | SmartPro UPS |  | 2712DY0SM820600628 | [5 empty] | 583-01609 | 583-01609 |  | 5th floor |  | Memorial hermann
NO | NO |  |  |  | 133-03913 |  | Tripp Lite | SMARTPROUPS |  | 9524ALCSM562100862 | KATY - NURSE CALL | MHHS-Katy |  |  |  | 133-03913 |  | Katy |  | KATY - NURSE CALL | [5 empty] | POWER SYSTEMS, UNINTERRUPTIBLE |  | .needs class | [5 empty] | Tripp Lite | [7 empty] | Covered PM Repair - Biomedical | MHHS-Katy
NO | NO |  |  |  | 041-17445 |  | Tripp Lite | SMARTPROUPS |  | 2223NLCSM628400102 | MEMORIAL CITY - LABOR & DELIVERY | MHHS-Mem City |  |  |  | 041-17445 |  | West & Memorial City |  | MEMORIAL CITY - LABOR & DELIVERY | [5 empty] | POWER SYSTEMS, UNINTERRUPTIBLE |  | .needs class | [5 empty] | Tripp Lite | [7 empty] | Covered PM Repair - Radiology, High End | MHHS-Mem City
NO | NO |  |  |  | 041-17640 |  | Tripp Lite | SMARTPROUPS |  | 2223NLCSM628400608 | MEMORIAL CITY - MHT - MED/SURG | MHHS-Mem City |  |  |  | 041-17640 |  | West & Memorial City |  | MEMORIAL CITY - MHT - MED/SURG | [5 empty] | POWER SYSTEMS, UNINTERRUPTIBLE |  | .needs class | [5 empty] | Tripp Lite | [7 empty] | Covered PM Repair - Biomedical | MHHS-Mem City
YES | YES | Serial Number CNL |  |  | 009-33242 | 009-33242 | Tripp Lite | Spike Bar Super 8 |  | CNL | SW - Lab |  |  |  |  | 009-33242 | 009-33242 | Southwest | Memorial Hermann Diagnostic Laboratory - Southwest Medical Plaza 1 (#756) | SW - Lab | Lab
YES | YES |  |  |  | 241-04227 | 241-04227 | Tripp Lite | Strip |  |  | TMC - MHTMC - CENTRAL SUPPLY (OLD) |  |  |  |  | 241-04227 | 241-04227 | TMC | Memorial Hermann-Texas Medical Center | TMC - MHTMC - CENTRAL SUPPLY (OLD) | Biomed Shop |  |  |  | New Add
NO | YES |  |  |  | 133-31050 | 133-31050 | Tripp Lite | SU1000RTXL2UA |  | 2912PLCPS719100509 | Katy-Telemetry | MHHS-Katy |  |  |  | 133-31050 | 133-31050 | Katy | MHHS-Katy | Katy-Telemetry | ISD 6th floor | 6/1/19 | 6/1/20 |  |  | POWER SYSTEMS, UNINTERRUPTIBLE |  | .needs class | [5 empty] | Tripp Lite | [7 empty] | Covered PM Repair - Biomedical | MHHS-Katy
NO | YES |  |  |  | 133-09764 | 133-09764 | Tripp Lite | SU1500RTXL2UA |  | 2151KLCPS719200532 | Katy-Postpartum-2W | MHHS-Katy |  |  |  | 133-09764 | 133-09764 | Katy | MHHS-Katy | Katy-Postpartum-2W | ISD communications rm W3:150.1 | 5/1/19 | 5/1/20 |  |  | POWER SYSTEMS, UNINTERRUPTIBLE |  | .needs class | [5 empty] | Tripp Lite |  |  |  |  | 8/11/15 |  |  | Covered PM Repair - Biomedical | MHHS-Katy
NO | YES |  |  |  | 069-47684 | 069-47684 | Tripp Lite | SU1500RTXL2UA |  | 2849HLCPS795100216 | TMC-Laboratory-HLA Lab (1R) | MHHS-TMC |  |  |  | 069-47684 | 069-47684 | TMC | MHHS-TMC | TMC-Laboratory-HLA Lab (1R) | Lab | 11/1/19 |  | 11/1/20 |  | POWER SYSTEMS, UNINTERRUPTIBLE |  | .needs class | [5 empty] | Tripp Lite |  |  |  |  | 4/20/14 |  |  | Covered PM Repair - Biomedical | MHHS-TMC
NO | YES |  |  |  | 069-47685 | 069-47685 | Tripp Lite | SU1500RTXL2UA |  | 2903hlcps795100299 | TMC-Laboratory-HLA Lab (1R) | MHHS-TMC |  |  |  | 069-47685 | 069-47685 | TMC | MHHS-TMC | TMC-Laboratory-HLA Lab (1R) | Lab | 11/1/19 |  | 11/1/20 |  | POWER SYSTEMS, UNINTERRUPTIBLE |  | .needs class | [5 empty] | Tripp Lite |  |  |  |  | 8/12/13 |  |  | Covered PM Repair - Biomedical | MHHS-TMC
NO | YES |  |  |  | 069-47686 | 069-47686 | Tripp Lite | SU1500RTXL2UA |  | 2936HLCPS795100139 | TMC-Laboratory-HLA Lab (1R) | MHHS-TMC |  |  |  | 069-47686 | 069-47686 | TMC | MHHS-TMC | TMC-Laboratory-HLA Lab (1R) | Lab | 11/1/19 |  | 11/1/20 |  | POWER SYSTEMS, UNINTERRUPTIBLE |  | .needs class | [5 empty] | Tripp Lite |  |  |  |  | 7/1/20 |  |  | Not Covered Vendor Only - Biomedical | MHHS-TMC
NO | YES |  |  |  | 069-47687 | 069-47687 | Tripp Lite | SU1500RTXL2UA |  | 2849HLCPS795100220 | TMC-Laboratory-HLA Lab (1R) | MHHS-TMC |  |  |  | 069-47687 | 069-47687 | TMC | MHHS-TMC | TMC-Laboratory-HLA Lab (1R) | Lab | 11/1/19 |  | 11/1/20 |  | POWER SYSTEMS, UNINTERRUPTIBLE |  | .needs class | [5 empty] | Tripp Lite |  |  |  |  | 8/12/10 |  |  | Covered PM Repair - Biomedical | MHHS-TMC
NO | YES |  |  |  | 069-47688 | 069-47688 | Tripp Lite | SU1500RTXL2UA |  | 2903hlcps795100293 | TMC-Laboratory-HLA Lab (1R) | MHHS-TMC |  |  |  | 069-47688 | 069-47688 | TMC | MHHS-TMC | TMC-Laboratory-HLA Lab (1R) | Lab | 11/1/19 |  | 12/1/20 |  | POWER SYSTEMS, UNINTERRUPTIBLE |  | .needs class | [5 empty] | Tripp Lite |  |  |  |  | 8/20/12 |  |  | Covered PM Repair - Biomedical | MHHS-TMC
NO | NO |  |  |  | 133-08570 |  | Tripp Lite | SU1500RTXL2UA |  | 2151KLCPS719200536 | KATY - NURSE CALL | MHHS-Katy |  |  |  | 133-08570 |  | Katy |  | KATY - NURSE CALL | [5 empty] | POWER SYSTEMS, UNINTERRUPTIBLE |  | .needs class | [5 empty] | Tripp Lite | [7 empty] | Covered PM Repair - Biomedical | MHHS-Katy
NO | NO |  |  |  | 069-39606 |  | Tripp Lite | SU1500RTXL2UA |  | 2343BY0SM820600074 | TMC - MHTMC - NURSE CALL | MHHS-TMC |  |  |  | 069-39606 |  | TMC |  | TMC - MHTMC - NURSE CALL | [5 empty] | POWER SYSTEMS, UNINTERRUPTIBLE |  | .needs class | [5 empty] | Tripp Lite | [7 empty] | Covered PM Repair - Biomedical | MHHS-TMC
YES | YES |  |  |  | 099-07759 | 099-07759 | Tripp Lite | TE 6000 |  | 2309BYO0M649300159 | Surgery |  |  |  |  | 099-07759 | 099-07759 | Southeast | Memorial Hermann Southeast Hospital | Surgery | OR4
YES | YES |  |  |  | 099-07942 | 099-07942 | Tripp Lite | TE series |  | 2908BVHOM649300068 | Memorial Hermann- T exas Medical Center Childrens OR |  |  |  |  | 099-07942 | 099-07942 |  | TCM | Memorial Hermann- T exas Medical Center Childrens OR | OR 53 | 4/1/20 |  |  | No PM Sticker
YES | YES |  |  |  | 099-00752 | 099-00752 | Tripp Lite | Te series 600 |  | 9915AY0OM649300115 | KATY REHAB - INPATIENT REHAB GYM |  |  |  |  | 099-00752 | 099-00752 | Katy | Memorial Hermann Rehabilitation Hospital - Katy (#102) | KATY REHAB - INPATIENT REHAB GYM | Gum floor
YES | YES |  |  |  | 099-12411 | 099-12411 | Tripp Lite | TE Series UPS | [7 empty] | 099-12411 | 099-12411 | TMC | Memorial Hermann Heart |  | Cath Lab 12-131
YES | YES |  |  |  | 099-07910 | 099-07910 | Tripp Lite | TE SERIES UPS |  | 2529BVHOM649300321 | SE - OR |  |  |  |  | 099-07910 | 099-07910 | Southeast | Memorial Hermann Southeast Hospital | SE - OR | Hybrid OR |  |  |  | No pm found
YES | YES | [5 empty] | Tripp Lite | TE Series UPS |  | 9926AY0OM649300460 | Endoscopy Department | [6 empty] | West | Memorial Hermann - Memorial City | Endoscopy Department | Room 150 Storage
YES | YES | Serial Number Cnf |  |  | 133-31013 | 133-31013 | Tripp Lite | TE600 |  | Cnf | [5 empty] | 133-31013 | 133-31013 | Sugar Land | [6 empty] | No pm |  | Power Supply, UPS | POWERSUPPLYUPS-Tripp Lite-TE600 | [12 empty] | PSU-2Y | [9 empty] | Power Supply, UPS | POWERSUPPLYUPS | Power Supply, UPS | Tripp Lite
YES | YES |  |  |  | 142-09156 | 142-09156 | Tripp Lite | TE600 |  | 9915AY0OM649300355 | Biomed Shop |  |  |  |  | 142-09156 | 142-09156 | Woodlands | Memorial Hermann The Woodlands Medical Center | Biomed Shop | Back Corner |  |  |  | No PM Sticker |  | Power Supply, UPS | POWERSUPPLYUPS-Tripp Lite-TE600 | [12 empty] | PSU-2Y | [9 empty] | Power Supply, UPS | POWERSUPPLYUPS | Power Supply, UPS | Tripp Lite
YES | YES | [5 empty] | Tripp Lite | TE600 |  | 163564U | GH - OR ANESTHESIA | [8 empty] | GH - OR ANESTHESIA | Room 8 | [5 empty] | Power Supply, UPS | POWERSUPPLYUPS-Tripp Lite-TE600 | [12 empty] | PSU-2Y | [9 empty] | Power Supply, UPS | POWERSUPPLYUPS | Power Supply, UPS | Tripp Lite
YES | YES |  |  |  | 069-44715 | 069-44715 | Tripp Lite | TE600 |  | 2409BY0OM6493B0024 | Central suply |  |  |  |  | 069-44715 | 069-44715 | TMC | Memorial Hermann-Texas Medical Center | Central suply | Storage room | [5 empty] | Power Supply, UPS | POWERSUPPLYUPS-Tripp Lite-TE600 | [12 empty] | PSU-2Y | [9 empty] | Power Supply, UPS | POWERSUPPLYUPS | Power Supply, UPS | Tripp Lite
YES | YES |  |  |  | 069-44716 | 069-44716 | Tripp Lite | TE600 |  | 9625AY0OM649300114 | Central suply |  |  |  |  | 069-44716 | 069-44716 | TMC | Memorial Hermann-Texas Medical Center | Central suply | Storage room | [5 empty] | Power Supply, UPS | POWERSUPPLYUPS-Tripp Lite-TE600 | [12 empty] | PSU-2Y | [9 empty] | Power Supply, UPS | POWERSUPPLYUPS | Power Supply, UPS | Tripp Lite
YES | YES |  |  |  | 099-09874 | 099-09874 | Tripp Lite | TE600 |  | 9745AY0OM649300083 | TMC - OR - HERMANN (2HP) |  |  |  |  | 099-09874 | 099-09874 | TMC | Memorial Hermann-Texas Medical Center | TMC - OR - HERMANN (2HP) | OR 54 | [5 empty] | Power Supply, UPS | POWERSUPPLYUPS-Tripp Lite-TE600 | [12 empty] | PSU-2Y | [9 empty] | Power Supply, UPS | POWERSUPPLYUPS | Power Supply, UPS | Tripp Lite
YES | YES |  |  |  | 099-06032 | 099-06032 | Tripp Lite | TE600 |  | 2347BY0OM649300309 | SE - OR - PACU |  |  |  |  | 099-06032 | 099-06032 |  | Memorial Hermann- South East | SE - OR - PACU | OR 3 |  |  |  | No PM Sticker |  | Power Supply, UPS | POWERSUPPLYUPS-Tripp Lite-TE600 | [12 empty] | PSU-2Y | [9 empty] | Power Supply, UPS | POWERSUPPLYUPS | Power Supply, UPS | Tripp Lite
YES | YES |  |  |  | 005-09636 | 005-09636 | Tripp Lite | TE600 |  | 9829AY0OM649300202 | SE - ESOPHAGEAL DISEASE CENTER |  |  |  |  | 005-09636 | 005-09636 | Southeast | Memorial Hermann Southeast Hospital | SE - ESOPHAGEAL DISEASE CENTER | Clean supplu | 3/1/13 |  | 3/1/14 |  |  | Power Supply, UPS | POWERSUPPLYUPS-Tripp Lite-TE600 | [12 empty] | PSU-2Y | [9 empty] | Power Supply, UPS | POWERSUPPLYUPS | Power Supply, UPS | Tripp Lite
NO | NO | [5 empty] | Tripp Lite | TE600 |  | 9824AY0OM649300342 | SW - RESPIRATORY | MHHS-Southwest |  | Power Supply, UPS |  |  |  | Southwest |  | SW - RESPIRATORY | [5 empty] | POWER SYSTEMS, UNINTERRUPTIBLE |  | POWERSUPPLYUPS-Tripp Lite-TE600 | POWERSUPPLYUPS | TE600 |  |  |  | Tripp Lite | Power Supply, UPS |  | POWERSUPPLYUPS-Tripp Lite-TE600 |  |  |  |  | Covered PM Repair - Biomedical | MHHS-Southwest
NO | NO |  |  |  | 9915AY0OM649300102 |  | Tripp Lite | TE600 |  | 9915AY0OM649300102 | WOODLANDS - LABORATORY | MHHS-Woodlands |  | Power Supply, UPS |  | 9915AY0OM649300102 |  | Woodlands |  | WOODLANDS - LABORATORY | [5 empty] | POWER SYSTEMS, UNINTERRUPTIBLE |  | POWERSUPPLYUPS-Tripp Lite-TE600 | POWERSUPPLYUPS | TE600 |  |  |  | Tripp Lite | Power Supply, UPS |  | POWERSUPPLYUPS-Tripp Lite-TE600 |  |  |  |  | Covered PM Repair - Biomedical | MHHS-Woodlands
YES | YES | Serial Number Cnf |  |  | 133-10484 | 133-10484 | Tripp Lite | Tripp Lite |  | CNF | KATY - ICU |  |  |  |  | 133-10484 | 133-10484 | Katy | Memorial Hermann Katy Hospital | KATY - ICU | ICU Storage |  | 2/1/20
NO | YES |  |  |  | 009-10901 | 009-10901 | Tripp Lite | UL1363A |  | N/A | GH - Labor | MHHS-Greater Heights |  |  |  | 009-10901 | 009-10901 | Central | GH | GH - Labor | LD6 |  |  |  |  | POWER SUPPLIES |  | .needs class | [5 empty] | Tripp Lite | [7 empty] | Covered PM Repair - Biomedical | MHHS-Greater Heights
NO | YES |  |  |  | 009-10906 | 009-10906 | Tripp Lite | UL1363A |  | N/A | GH-Labor | MHHS-Greater Heights |  |  |  | 009-10906 | 009-10906 | Central | Memorial Hermann Greater Heights Hospital | GH-Labor | OBS 12 |  |  |  |  | POWER SUPPLIES |  | .needs class | [5 empty] | Tripp Lite | [7 empty] | Not Covered Vendor Only - Biomedical | MHHS-Greater Heights
NO | YES |  |  |  | 009-10907 | 009-10907 | Tripp Lite | UL1363A |  | N/A | GH - LABOR | MHHS-Greater Heights |  |  |  | 009-10907 | 009-10907 | Central | Greater Heights | GH - LABOR | GJ-LABOR |  |  |  |  | POWER SUPPLIES |  | .needs class | [5 empty] | Tripp Lite | [7 empty] | Not Covered Vendor Only - Biomedical | MHHS-Greater Heights
NO | YES |  |  |  | 009-10908 | 009-10908 | Tripp Lite | UL1363A |  | N/A | GH-Labor | MHHS-Greater Heights |  |  |  | 009-10908 | 009-10908 | Central | Memorial Hermann Greater Heights Hospital | GH-Labor | OBS 13 |  |  |  | No p.m. | POWER SUPPLIES |  | .needs class | [5 empty] | Tripp Lite | [7 empty] | Covered PM Repair - Biomedical | MHHS-Greater Heights
NO | YES |  |  |  | 009-10909 | 009-10909 | Tripp Lite | UL1363A |  | N/A | GH - LABOR | MHHS-Greater Heights |  |  |  | 009-10909 | 009-10909 | Central | Greater Heights | GH - LABOR | GJ-LABOR |  |  |  | No pm | POWER SUPPLIES |  | .needs class | [5 empty] | Tripp Lite | [7 empty] | Covered PM Repair - Biomedical | MHHS-Greater Heights
NO | YES |  |  |  | 077-11067 | 077-11067 | Tripp Lite | UL1363A |  | NSN | Tmc | MHHS-TMC |  |  |  | 077-11067 | 077-11067 | TMC | Memorial Hermann-Texas Medical Center | Tmc | Biomed Shop | 5/1/18 |  | 5/1/19 |  | POWER SUPPLIES |  | .needs class | [5 empty] | Tripp Lite |  |  |  |  | 5/15/20 |  |  | Not Covered Vendor Only - Biomedical | MHHS-TMC
NO | YES |  |  |  | 077-11073 | 077-11073 | Tripp Lite | UL1363A |  | NSN | TMC-OR-Robertson (2R) | MHHS-TMC |  |  |  | 077-11073 | 077-11073 | TMC | MHHS-TMC | TMC-OR-Robertson (2R) | Or53 | 5/1/18 |  |  | No PM Sticker | POWER SUPPLIES |  | .needs class | [5 empty] | Tripp Lite |  |  |  |  | 5/15/20 |  |  | Not Covered Vendor Only - Biomedical | MHHS-TMC
NO | YES |  |  |  | 077-11082 | 077-11082 | Tripp Lite | UL1363A |  | NSN | Memorial Hermann- T exas Medical Center Childrens OR | MHHS-TMC |  |  |  | 077-11082 | 077-11082 | TMC | TCM | Memorial Hermann- T exas Medical Center Childrens OR | OR 53 | 5/1/18 |  | 5/1/19 |  | POWER SUPPLIES |  | .needs class | [5 empty] | Tripp Lite |  |  |  |  | 5/15/20 |  |  | Not Covered Vendor Only - Biomedical | MHHS-TMC
NO | YES |  |  |  | 077-11146 | 077-11146 | Tripp Lite | UL1363A |  | NSN | TMC-OR-Mobile Equip | MHHS-TMC |  |  |  | 077-11146 | 077-11146 | TMC | MHHS-TMC | TMC-OR-Mobile Equip | Hallway | 5/1/18 |  | 5/1/19 |  | POWER SUPPLIES |  | .needs class | [5 empty] | Tripp Lite |  |  |  |  | 5/15/20 |  |  | Not Covered Vendor Only - Biomedical | MHHS-TMC
NO | YES |  |  |  | 077-11151 | 077-11151 | Tripp Lite | UL1363A |  | NSN | TMC-Sarofim 2-OR | MHHS-TMC |  |  |  | 077-11151 | 077-11151 | TMC | MHHS-TMC | TMC-Sarofim 2-OR | S2 OR 67 | 5/1/18 |  |  |  | POWER SUPPLIES |  | .needs class | [5 empty] | Tripp Lite | [7 empty] | Not Covered Vendor Only - Biomedical | MHHS-TMC
NO | YES |  |  |  | 077-11153 | 077-11153 | Tripp Lite | UL1363A |  | NSN | TMC-OR-Hermann (2Hp) | MHHS-TMC |  |  |  | 077-11153 | 077-11153 | TMC | MHHS-TMC | TMC-OR-Hermann (2Hp) | OR 54 |  |  |  |  | POWER SUPPLIES |  | .needs class | [5 empty] | Tripp Lite |  |  |  |  | 4/1/18 |  |  | Covered PM Repair - Biomedical | MHHS-TMC
NO | YES |  |  |  | 077-11157 | 077-11157 | Tripp Lite | UL1363A |  | NSN | TMC-Sarofim 2-OR | MHHS-TMC |  |  |  | 077-11157 | 077-11157 | TMC | MHHS-TMC | TMC-Sarofim 2-OR | S2 OR 67 | 5/1/18 |  |  |  | POWER SUPPLIES |  | .needs class | [5 empty] | Tripp Lite |  |  |  |  | 4/1/18 |  |  | Covered PM Repair - Biomedical | MHHS-TMC
NO | NO |  |  |  | 009-10896 |  | Tripp Lite | UL1363A |  | N/A | GH - CATH LAB | MHHS-Greater Heights |  |  |  | 009-10896 |  | Central & Greater Heights |  | GH - CATH LAB | [5 empty] | POWER SUPPLIES |  | .needs class | [5 empty] | Tripp Lite | [7 empty] | Covered PM Repair - Biomedical | MHHS-Greater Heights
NO | NO |  |  |  | 009-10897 |  | Tripp Lite | UL1363A |  | N/A | GH - CATH LAB | MHHS-Greater Heights |  |  |  | 009-10897 |  | Central & Greater Heights |  | GH - CATH LAB | [5 empty] | POWER SUPPLIES |  | .needs class | [5 empty] | Tripp Lite | [7 empty] | Covered PM Repair - Biomedical | MHHS-Greater Heights
NO | NO |  |  |  | 009-10898 |  | Tripp Lite | UL1363A |  | N/a | GH - CATH LAB | MHHS-Greater Heights |  |  |  | 009-10898 |  | Central & Greater Heights |  | GH - CATH LAB | [5 empty] | POWER SUPPLIES |  | .needs class | [5 empty] | Tripp Lite | [7 empty] | Covered PM Repair - Biomedical | MHHS-Greater Heights
NO | NO |  |  |  | 009-10912 |  | Tripp Lite | UL1363A |  | N/A | GH - CATH LAB | MHHS-Greater Heights |  |  |  | 009-10912 |  | Central & Greater Heights |  | GH - CATH LAB | [5 empty] | POWER SUPPLIES |  | .needs class | [5 empty] | Tripp Lite | [7 empty] | Covered PM Repair - Biomedical | MHHS-Greater Heights
NO | NO |  |  |  | 009-10920 |  | Tripp Lite | UL1363A |  | N/A | GH - CATH LAB | MHHS-Greater Heights |  |  |  | 009-10920 |  | Central & Greater Heights |  | GH - CATH LAB | [5 empty] | POWER SUPPLIES |  | .needs class | [5 empty] | Tripp Lite | [7 empty] | Covered PM Repair - Biomedical | MHHS-Greater Heights
NO | NO |  |  |  | 009-10921 |  | Tripp Lite | UL1363A |  | N/A | GH - CATH LAB | MHHS-Greater Heights |  |  |  | 009-10921 |  | Central & Greater Heights |  | GH - CATH LAB | [5 empty] | POWER SUPPLIES |  | .needs class | [5 empty] | Tripp Lite | [7 empty] | Covered PM Repair - Biomedical | MHHS-Greater Heights
NO | NO |  |  |  | 009-10922 |  | Tripp Lite | UL1363A |  | N/A | GH - CATH LAB | MHHS-Greater Heights |  |  |  | 009-10922 |  | Central & Greater Heights |  | GH - CATH LAB | [5 empty] | POWER SUPPLIES |  | .needs class | [5 empty] | Tripp Lite | [7 empty] | Covered PM Repair - Biomedical | MHHS-Greater Heights
NO | NO |  |  |  | 009-10923 |  | Tripp Lite | UL1363A |  | N/A | GH - CATH LAB | MHHS-Greater Heights |  |  |  | 009-10923 |  | Central & Greater Heights |  | GH - CATH LAB | [5 empty] | POWER SUPPLIES |  | .needs class | [5 empty] | Tripp Lite | [7 empty] | Covered PM Repair - Biomedical | MHHS-Greater Heights
NO | NO |  |  |  | 009-10924 |  | Tripp Lite | UL1363A |  | N/A | GH - CATH LAB | MHHS-Greater Heights |  |  |  | 009-10924 |  | Central & Greater Heights |  | GH - CATH LAB | [5 empty] | POWER SUPPLIES |  | .needs class | [5 empty] | Tripp Lite | [7 empty] | Covered PM Repair - Biomedical | MHHS-Greater Heights
NO | NO |  |  |  | 009-10925 |  | Tripp Lite | UL1363A |  | N/A | GH - CATH LAB | MHHS-Greater Heights |  |  |  | 009-10925 |  | Central & Greater Heights |  | GH - CATH LAB | [5 empty] | POWER SUPPLIES |  | .needs class | [5 empty] | Tripp Lite | [7 empty] | Covered PM Repair - Biomedical | MHHS-Greater Heights
NO | NO |  |  |  | 009-10899 |  | Tripp Lite | UL1363A |  | N/A | GH - LABOR & DELIVERY | MHHS-Greater Heights |  |  |  | 009-10899 |  | Central & Greater Heights |  | GH - LABOR & DELIVERY | [5 empty] | POWER SUPPLIES |  | .needs class | [5 empty] | Tripp Lite | [7 empty] | Covered PM Repair - Biomedical | MHHS-Greater Heights
NO | NO |  |  |  | 009-10900 |  | Tripp Lite | UL1363A |  | N/A | GH - LABOR & DELIVERY | MHHS-Greater Heights |  |  |  | 009-10900 |  | Central & Greater Heights |  | GH - LABOR & DELIVERY | [5 empty] | POWER SUPPLIES |  | .needs class | [5 empty] | Tripp Lite | [7 empty] | Covered PM Repair - Biomedical | MHHS-Greater Heights
NO | NO |  |  |  | 009-10903 |  | Tripp Lite | UL1363A |  | N/A | GH - LABOR & DELIVERY | MHHS-Greater Heights |  |  |  | 009-10903 |  | Central & Greater Heights |  | GH - LABOR & DELIVERY | [5 empty] | POWER SUPPLIES |  | .needs class | [5 empty] | Tripp Lite | [7 empty] | Covered PM Repair - Biomedical | MHHS-Greater Heights
NO | NO |  |  |  | 009-10904 |  | Tripp Lite | UL1363A |  | N/A | GH - LABOR & DELIVERY | MHHS-Greater Heights |  |  |  | 009-10904 |  | Central & Greater Heights |  | GH - LABOR & DELIVERY | [5 empty] | POWER SUPPLIES |  | .needs class | [5 empty] | Tripp Lite | [7 empty] | Not Covered Vendor Only - Biomedical | MHHS-Greater Heights
NO | NO |  |  |  | 009-10905 |  | Tripp Lite | UL1363A |  | N/A | GH - LABOR & DELIVERY | MHHS-Greater Heights |  |  |  | 009-10905 |  | Central & Greater Heights |  | GH - LABOR & DELIVERY | [5 empty] | POWER SUPPLIES |  | .needs class | [5 empty] | Tripp Lite | [7 empty] | Not Covered Vendor Only - Biomedical | MHHS-Greater Heights
NO | NO |  |  |  | 009-10910 |  | Tripp Lite | UL1363A |  | N/A | GH - LABOR & DELIVERY - OR | MHHS-Greater Heights |  |  |  | 009-10910 |  | Central & Greater Heights |  | GH - LABOR & DELIVERY - OR | [5 empty] | POWER SUPPLIES |  | .needs class | [5 empty] | Tripp Lite | [7 empty] | Clinical Miscellaneous | MHHS-Greater Heights
NO | NO |  |  |  | 009-10911 |  | Tripp Lite | UL1363A |  | N/A | GH - LABOR & DELIVERY - OR | MHHS-Greater Heights |  |  |  | 009-10911 |  | Central & Greater Heights |  | GH - LABOR & DELIVERY - OR | [5 empty] | POWER SUPPLIES |  | .needs class | [5 empty] | Tripp Lite | [7 empty] | Clinical Miscellaneous | MHHS-Greater Heights
NO | NO |  |  |  | 009-10913 |  | Tripp Lite | UL1363A |  | N/A | GH - RADIOLOGY | MHHS-Greater Heights |  |  |  | 009-10913 |  | Central & Greater Heights |  | GH - RADIOLOGY | [5 empty] | POWER SUPPLIES |  | .needs class | [5 empty] | Tripp Lite | [7 empty] | Covered PM Repair - Biomedical | MHHS-Greater Heights
NO | NO |  |  |  | 009-10914 |  | Tripp Lite | UL1363A |  | N/A | GH - RADIOLOGY | MHHS-Greater Heights |  |  |  | 009-10914 |  | Central & Greater Heights |  | GH - RADIOLOGY | [5 empty] | POWER SUPPLIES |  | .needs class | [5 empty] | Tripp Lite | [7 empty] | Covered PM Repair - Biomedical | MHHS-Greater Heights
NO | NO |  |  |  | 009-10915 |  | Tripp Lite | UL1363A |  | N/A | GH - RADIOLOGY | MHHS-Greater Heights |  |  |  | 009-10915 |  | Central & Greater Heights |  | GH - RADIOLOGY | [5 empty] | POWER SUPPLIES |  | .needs class | [5 empty] | Tripp Lite | [7 empty] | Covered PM Repair - Biomedical | MHHS-Greater Heights
NO | NO |  |  |  | 009-10916 |  | Tripp Lite | UL1363A |  | N/A | GH - RADIOLOGY | MHHS-Greater Heights |  |  |  | 009-10916 |  | Central & Greater Heights |  | GH - RADIOLOGY | [5 empty] | POWER SUPPLIES |  | .needs class | [5 empty] | Tripp Lite | [7 empty] | Not Covered Vendor Only - Lab Ana/Anes | MHHS-Greater Heights
NO | NO |  |  |  | 009-10917 |  | Tripp Lite | UL1363A |  | N/A | GH - RADIOLOGY | MHHS-Greater Heights |  |  |  | 009-10917 |  | Central & Greater Heights |  | GH - RADIOLOGY | [5 empty] | POWER SUPPLIES |  | .needs class | [5 empty] | Tripp Lite | [7 empty] | Not Covered Vendor Only - Lab Ana/Anes | MHHS-Greater Heights
NO | NO |  |  |  | 009-10918 |  | Tripp Lite | UL1363A |  | N/A | GH - RADIOLOGY | MHHS-Greater Heights |  |  |  | 009-10918 |  | Central & Greater Heights |  | GH - RADIOLOGY | [5 empty] | POWER SUPPLIES |  | .needs class | [5 empty] | Tripp Lite | [7 empty] | Not Covered Vendor Only - Lab Ana/Anes | MHHS-Greater Heights
NO | NO |  |  |  | 009-10919 |  | Tripp Lite | UL1363A |  | N/A | GH - RADIOLOGY | MHHS-Greater Heights |  |  |  | 009-10919 |  | Central & Greater Heights |  | GH - RADIOLOGY | [5 empty] | POWER SUPPLIES |  | .needs class | [5 empty] | Tripp Lite | [7 empty] | Not Covered Vendor Only - Lab Ana/Anes | MHHS-Greater Heights
NO | NO |  |  |  | 009-10902 |  | Tripp Lite | UL1363A |  | N/A | MEMORIAL CITY - LABOR & DELIVERY | MHHS-Mem City |  |  |  | 009-10902 |  | West & Memorial City |  | MEMORIAL CITY - LABOR & DELIVERY | [5 empty] | POWER SUPPLIES |  | .needs class | [5 empty] | Tripp Lite | [7 empty] | Covered PM Repair - Biomedical | MHHS-Mem City
NO | NO | [5 empty] | Tripp Lite | UL1363A |  |  | NE - ENDOSCOPY | MHHS-Northeast | [5 empty] | Katy |  | NE - ENDOSCOPY | [5 empty] | POWER SUPPLIES |  | .needs class | [5 empty] | Tripp Lite | [7 empty] | Not Covered Vendor Only - Biomedical | MHHS-Northeast
NO | NO | [5 empty] | Tripp Lite | UL1363A |  |  | NE - OR | MHHS-Northeast | [5 empty] | Katy |  | NE - OR | [5 empty] | POWER SUPPLIES |  | .needs class | [5 empty] | Tripp Lite | [7 empty] | Not Covered Vendor Only - Biomedical | MHHS-Northeast
NO | NO |  |  |  | 005-12237 |  | Tripp Lite | UL1363A |  | 2729DS0IB87AF | SE - CARDIAC REHAB | MHHS-Southeast |  |  |  | 005-12237 |  | Southeast & Bay Area |  | SE - CARDIAC REHAB | [5 empty] | POWER SUPPLIES |  | .needs class | [5 empty] | Tripp Lite | [7 empty] | Covered PM Repair - Radiology, Low End | MHHS-Southeast
NO | NO |  |  |  | 077-11162 |  | Tripp Lite | UL1363A |  | None | TMC - OR - HERMANN (2HP) | MHHS-TMC |  |  |  | 077-11162 |  | TMC |  | TMC - OR - HERMANN (2HP) | [5 empty] | POWER SUPPLIES |  | .needs class | [5 empty] | Tripp Lite | [7 empty] | Not Covered Vendor Only - Biomedical | MHHS-TMC
NO | NO |  |  |  | 077-11061 |  | Tripp Lite | UL1363A |  | N/a | TMC - OR - ROBERTSON (2R) | MHHS-TMC |  |  |  | 077-11061 |  | TMC |  | TMC - OR - ROBERTSON (2R) | [5 empty] | POWER SUPPLIES |  | .needs class | [5 empty] | Tripp Lite | [7 empty] | Not Covered Vendor Only - Biomedical | MHHS-TMC
NO | NO |  |  |  | 077-11064 |  | Tripp Lite | UL1363A |  | n/a | TMC - OR - ROBERTSON (2R) | MHHS-TMC |  |  |  | 077-11064 |  | TMC |  | TMC - OR - ROBERTSON (2R) | [5 empty] | POWER SUPPLIES |  | .needs class | [5 empty] | Tripp Lite | [7 empty] | Not Covered Vendor Only - Biomedical | MHHS-TMC
NO | NO |  |  |  | 077-11066 |  | Tripp Lite | UL1363A |  | N/a | TMC - OR - ROBERTSON (2R) | MHHS-TMC |  |  |  | 077-11066 |  | TMC |  | TMC - OR - ROBERTSON (2R) | [5 empty] | POWER SUPPLIES |  | .needs class | [5 empty] | Tripp Lite | [7 empty] | Not Covered Vendor Only - Biomedical | MHHS-TMC
NO | NO |  |  |  | 077-11068 |  | Tripp Lite | UL1363A |  | N/a | TMC - OR - ROBERTSON (2R) | MHHS-TMC |  |  |  | 077-11068 |  | TMC |  | TMC - OR - ROBERTSON (2R) | [5 empty] | POWER SUPPLIES |  | .needs class | [5 empty] | Tripp Lite | [7 empty] | Covered PM Repair - Biomedical | MHHS-TMC
NO | NO |  |  |  | 077-11070 |  | Tripp Lite | UL1363A |  | N/a | TMC - OR - ROBERTSON (2R) | MHHS-TMC |  |  |  | 077-11070 |  | TMC |  | TMC - OR - ROBERTSON (2R) | [5 empty] | POWER SUPPLIES |  | .needs class | [5 empty] | Tripp Lite | [7 empty] | Covered PM Repair - Biomedical | MHHS-TMC
NO | NO |  |  |  | 077-11071 |  | Tripp Lite | UL1363A |  | N/a | TMC - OR - ROBERTSON (2R) | MHHS-TMC |  |  |  | 077-11071 |  | TMC |  | TMC - OR - ROBERTSON (2R) | [5 empty] | POWER SUPPLIES |  | .needs class | [5 empty] | Tripp Lite | [7 empty] | Not Covered Vendor Only - Biomedical | MHHS-TMC
NO | NO |  |  |  | 077-11074 |  | Tripp Lite | UL1363A |  | N/a | TMC - OR - ROBERTSON (2R) | MHHS-TMC |  |  |  | 077-11074 |  | TMC |  | TMC - OR - ROBERTSON (2R) | [5 empty] | POWER SUPPLIES |  | .needs class | [5 empty] | Tripp Lite | [7 empty] | Not Covered Vendor Only - Biomedical | MHHS-TMC
NO | NO |  |  |  | 077-11075 |  | Tripp Lite | UL1363A |  | N/a | TMC - OR - ROBERTSON (2R) | MHHS-TMC |  |  |  | 077-11075 |  | TMC |  | TMC - OR - ROBERTSON (2R) | [5 empty] | POWER SUPPLIES |  | .needs class | [5 empty] | Tripp Lite | [7 empty] | Not Covered Vendor Only - Biomedical | MHHS-TMC
NO | NO |  |  |  | 077-11081 |  | Tripp Lite | UL1363A |  | N/a | TMC - OR - ROBERTSON (2R) | MHHS-TMC |  |  |  | 077-11081 |  | TMC |  | TMC - OR - ROBERTSON (2R) | [5 empty] | POWER SUPPLIES |  | .needs class | [5 empty] | Tripp Lite | [7 empty] | Not Covered Vendor Only - Biomedical | MHHS-TMC
NO | NO |  |  |  | 077-11150 |  | Tripp Lite | UL1363A |  | none | TMC - OR - ROBERTSON (2R) | MHHS-TMC |  |  |  | 077-11150 |  | TMC |  | TMC - OR - ROBERTSON (2R) | [5 empty] | POWER SUPPLIES |  | .needs class | [5 empty] | Tripp Lite | [7 empty] | Not Covered Vendor Only - Biomedical | MHHS-TMC
NO | NO |  |  |  | 077-11152 |  | Tripp Lite | UL1363A |  | none | TMC - OR - ROBERTSON (2R) | MHHS-TMC |  |  |  | 077-11152 |  | TMC |  | TMC - OR - ROBERTSON (2R) | [5 empty] | POWER SUPPLIES |  | .needs class | [5 empty] | Tripp Lite | [7 empty] | Covered PM Repair - Biomedical | MHHS-TMC
NO | NO |  |  |  | 077-11154 |  | Tripp Lite | UL1363A |  | none | TMC - OR - ROBERTSON (2R) | MHHS-TMC |  |  |  | 077-11154 |  | TMC |  | TMC - OR - ROBERTSON (2R) | [5 empty] | POWER SUPPLIES |  | .needs class | [5 empty] | Tripp Lite | [7 empty] | Covered PM Repair - Biomedical | MHHS-TMC
NO | NO |  |  |  | 077-11155 |  | Tripp Lite | UL1363A |  | none | TMC - OR - ROBERTSON (2R) | MHHS-TMC |  |  |  | 077-11155 |  | TMC |  | TMC - OR - ROBERTSON (2R) | [5 empty] | POWER SUPPLIES |  | .needs class | [5 empty] | Tripp Lite | [7 empty] | Covered PM Repair - Biomedical | MHHS-TMC
NO | NO |  |  |  | 077-11156 |  | Tripp Lite | UL1363A |  | none | TMC - OR - ROBERTSON (2R) | MHHS-TMC |  |  |  | 077-11156 |  | TMC |  | TMC - OR - ROBERTSON (2R) | [5 empty] | POWER SUPPLIES |  | .needs class | [5 empty] | Tripp Lite | [7 empty] | Covered PM Repair - Biomedical | MHHS-TMC
NO | NO | [5 empty] | Tripp Lite | Unknown |  |  | KATY - MED/SURG 6TH FLOOR | MHHS-Katy | [5 empty] | Katy |  | KATY - MED/SURG 6TH FLOOR | [5 empty] | POWER SUPPLIES |  | .needs class |  |  |  |  | .needs class | Tripp Lite | [7 empty] | Covered PM Repair - Biomedical | MHHS-Katy
NO | NO | [5 empty] | Tripp Lite | Unknown |  | 9745AY0OM615600155 | MEMORIAL CITY - CATH LAB | MHHS-Mem City | [5 empty] | West & Memorial City |  | MEMORIAL CITY - CATH LAB | [5 empty] | POWER SUPPLIES |  | .needs class |  |  |  |  | .needs class | Tripp Lite | [7 empty] | Covered PM Repair - Biomedical | MHHS-Mem City
NO | NO | [5 empty] | Tripp Lite | Unknown |  |  | MEMORIAL CITY - CENTRAL SUPPLY | MHHS-Mem City | [5 empty] | West & Memorial City |  | MEMORIAL CITY - CENTRAL SUPPLY | [5 empty] | POWER SUPPLIES |  | .needs class |  |  |  |  | .needs class | Tripp Lite | [7 empty] | Covered PM Repair - Biomedical | MHHS-Mem City
NO | NO | [5 empty] | Tripp Lite | Unknown |  |  | MEMORIAL CITY - CENTRAL SUPPLY | MHHS-Mem City | [5 empty] | West & Memorial City |  | MEMORIAL CITY - CENTRAL SUPPLY | [5 empty] | POWER SUPPLIES |  | .needs class |  |  |  |  | .needs class | Tripp Lite | [7 empty] | Covered PM Repair - Biomedical | MHHS-Mem City
NO | NO | [5 empty] | Tripp Lite | Unknown |  |  | MEMORIAL CITY - CENTRAL SUPPLY | MHHS-Mem City | [5 empty] | West & Memorial City |  | MEMORIAL CITY - CENTRAL SUPPLY | [5 empty] | POWER SUPPLIES |  | .needs class |  |  |  |  | .needs class | Tripp Lite | [7 empty] | Covered PM Repair - Biomedical | MHHS-Mem City
NO | NO | [5 empty] | Tripp Lite | Unknown |  |  | MEMORIAL CITY - CENTRAL SUPPLY | MHHS-Mem City | [5 empty] | West & Memorial City |  | MEMORIAL CITY - CENTRAL SUPPLY | [5 empty] | POWER SUPPLIES |  | .needs class |  |  |  |  | .needs class | Tripp Lite | [7 empty] | Covered PM Repair - Biomedical | MHHS-Mem City
NO | NO | [5 empty] | Tripp Lite | Unknown |  |  | SW - PEDS | MHHS-Southwest | [5 empty] | Southwest |  | SW - PEDS | [5 empty] | POWER SUPPLIES |  | .needs class |  |  |  |  | .needs class | Tripp Lite | [7 empty] | Covered PM Repair - Biomedical | MHHS-Southwest
NO | NO | [5 empty] | Tripp Lite | Unknown |  | 9829AY0OM649300004 | SW - RESPIRATORY | MHHS-Southwest | [5 empty] | Southwest |  | SW - RESPIRATORY | [5 empty] | POWER SUPPLIES |  | .needs class |  |  |  |  | .needs class | Tripp Lite | [7 empty] | Covered PM Repair - Biomedical | MHHS-Southwest
NO | NO | [5 empty] | Tripp Lite | Unknown |  |  | WOODLANDS - BIRTH CENTER | MHHS-Woodlands | [5 empty] | Woodlands |  | WOODLANDS - BIRTH CENTER | [5 empty] | POWER SUPPLIES |  | .needs class |  |  |  |  | .needs class | Tripp Lite | [7 empty] | Covered PM Repair - Biomedical | MHHS-Woodlands
NO | NO | [5 empty] | Tripp Lite | Unknown |  | 9616by00m658600685 | WOODLANDS - NURSE CALL | MHHS-Woodlands | [5 empty] | Woodlands |  | WOODLANDS - NURSE CALL | [5 empty] | POWER SUPPLIES |  | .needs class |  |  |  |  | .needs class | Tripp Lite | [7 empty] | Covered PM Repair - Biomedical | MHHS-Woodlands
YES | YES |  |  |  | 069-45982 | 069-45982 | Tripp Lite | Ups |  | Nsn | TMC - RADIOLOGY - NUC MED |  |  |  |  | 069-45982 | 069-45982 | TMC | Memorial Hermann-Texas Medical Center | TMC - RADIOLOGY - NUC MED | Nuc med
YES | YES |  |  |  | 151-05063 | 151-05063 | Tripp-lite | Smartpro-ups |  | 2538BY0SM880800089 | Biomed |  |  |  |  | 151-05063 | 151-05063 | Northwest | Memorial Hermann Cypress Hospital | Biomed | Biomed storage M2 506 |  | 2/1/20 |  | Top UPS in picture
YES | YES |  |  |  | 151-01066 | 151-01066 | Tripp-lite | Smartpro-ups |  | 2634CY0SM880800641 | Biomed shop |  |  |  |  | 151-01066 | 151-01066 | Northwest | Memorial Hermann Cypress Hospital | Biomed shop | Biomed storage M2 506 |  | 2/1/20 |  | No pm sticker
YES | YES |  |  |  | 009-09295 | 009-09295 | Tripp-lite | Smartpro-ups |  | 2227NLCSM628401278 | Biomed shop |  |  |  |  | 009-09295 | 009-09295 | Northwest | Memorial Hermann Cypress Hospital | Biomed shop | Biomed storage M2 506 | 1/1/16 | 1/1/17 |  | Model may be SM6284
YES | YES |  |  |  | 041-16738 | 041-16738 | Tripplite |  |  | 9936JLCSM628400056 | MEMORIAL CITY - LABOR |  |  |  |  | 041-16738 | 041-16738 | West | Memorial City | MEMORIAL CITY - LABOR
NO | YES | Serial Number 2168 |  |  |  | 142-00229 | Triton Belco | TRE-CH3 | [8 empty] | 142-00229 | Katy | Memorial Hermann Northeast Hospital |  | Sports Medicine | 2/1/20
NO | YES |  |  |  | 241-01469 | 241-01469 | Triton Belco | Tri-500 |  |  | Sports Rehab |  |  |  |  | 241-01469 | 241-01469 | Southeast | Memorial Hermann Sports Medicine | Sports Rehab | Main Gym |  |  | 3/1/20 | New Add - No PM Required Sticker | [14 empty] | (null)
YES | YES | [5 empty] | Trixell | Pixium 3543EZh |  |  | KATY - RADIOLOGY | [6 empty] | Katy | MHHS-Katy | KATY - RADIOLOGY | W1:207.2 X-Ray 2
YES | YES |  |  |  | 009-33136 | 009-33136 | Trixell SAS | CHARGER 2EZ |  | OC03029 | Radiologist |  |  |  |  | 009-33136 | 009-33136 | MHHS-Katy | MHHS-Katy | Radiologist | W1:207.3 X-Ray 3
YES | YES |  |  |  | 099-03519 | 099-03519 | Trixell SAS | Pixium 3543 EZ |  | 1630B8 | Radiology |  |  |  |  | 099-03519 | 099-03519 |  | Memorial Hermann 104 | Radiology |  | 9/1/19 | 9/1/20 |  | DR Panel | [23 empty] | 2/1/20
YES | YES |  |  |  | 099-03516 | 099-03516 | Trixell SAS | Pixium 3543 ezh |  |  | Sports med |  |  |  |  | 099-03516 | 099-03516 | Cypress | Mem Hermann Cypress 27700 | Sports med | C1:221 | 2/1/19 | 2/1/20 | [25 empty] | 2/1/20
YES | YES |  |  |  | 099-03517 | 099-03517 | Trixell SAS | Pixium 3543 EZH |  | 16492X | Memorial Hermann 27800 |  |  |  |  | 099-03517 | 099-03517 | Cypress | Memorial Hermann Cypress Hospital | Memorial Hermann 27800 | M1:125 | 4/1/19 | 4/1/20
YES | YES |  |  |  | 099-03534 | 099-03534 | Trixell SAS | Pixium FE3543pr | [7 empty] | 099-03534 | 099-03534 |  | Memorial Hermann 104 |  |  | 10/1/19 | 10/1/20 | [25 empty] | 2/1/20
NO | YES |  |  |  | 145-00880 | 145-00880 | Troemner |  |  |  | Pearland-Laboratory-Main | MHHS-Pearland Hospital |  | Heat Block |  | 145-00880 | 145-00880 | Pearland | MHHS-Pearland Hospital | Pearland-Laboratory-Main | Speciman Processing | 1/1/19 |  |  |  | HEATING BLOCKS | Heat Block | HEATBLOCK-Talboys-949510 | HEATBLOCK |  |  |  |  | Talboys | Heat Block |  |  | HEATBLOCK-Talboys-949510 | 8/17/18 |  |  | Covered PM Repair - Biomedical | MHHS-Pearland Hospital | [8 empty] | HEATBLOCK | Heat Block | Talboys
NO | NO | [5 empty] | Troemner | TALBOY STANDARD VORTEX MIXER |  |  | SW - LABORATORY - ER STAT LAB | MHHS-Southwest | [5 empty] | Southwest |  | SW - LABORATORY - ER STAT LAB | [5 empty] | MIXERS, CLINICAL LABORATORY |  | .needs class | [5 empty] | TROEMNER, INC. | [7 empty] | Not Covered Vendor Only - Biomedical | MHHS-Southwest
NO | NO |  |  |  | 009-09499 |  | Troemner | TALBOYS 945616 |  |  | GH - LABORATORY | MHHS-Greater Heights |  |  |  | 009-09499 |  | Central & Greater Heights |  | GH - LABORATORY | [5 empty] | MIXERS, CLINICAL LABORATORY |  | .needs class | [5 empty] | TROEMNER, INC. | [7 empty] | Covered PM Repair - Biomedical | MHHS-Greater Heights
NO | NO |  |  |  | 145-00707 |  | Troemner | TALBOYS 945616 |  |  | PEARLAND - LABORATORY - MAIN | MHHS-Pearland Hospital |  |  |  | 145-00707 |  | Pearland |  | PEARLAND - LABORATORY - MAIN | [5 empty] | MIXERS, CLINICAL LABORATORY |  | .needs class | [5 empty] | TROEMNER, INC. | [7 empty] | Not Covered Vendor Only - Lab Ana/Anes | MHHS-Pearland Hospital
NO | NO |  |  |  | 069-29186 |  | Troemner | TALBOYS 945616 |  |  | TMC - LABORATORY - HEMATOLOGY (1R) | MHHS-TMC |  |  |  | 069-29186 |  | TMC |  | TMC - LABORATORY - HEMATOLOGY (1R) | [5 empty] | MIXERS, CLINICAL LABORATORY |  | .needs class | [5 empty] | TROEMNER, INC. | [7 empty] | Not Covered Vendor Only - Lab Ana/Anes | MHHS-TMC
NO | NO |  |  |  | 069-36501 |  | Troemner | TALBOYS 945616 |  |  | TMC - LABORATORY - HVI LAB (7HVI) | MHHS-TMC |  |  |  | 069-36501 |  | TMC |  | TMC - LABORATORY - HVI LAB (7HVI) | [5 empty] | MIXERS, CLINICAL LABORATORY |  | .needs class | [5 empty] | TROEMNER, INC. | [7 empty] | Not Covered Vendor Only - Lab Ana/Anes | MHHS-TMC
NO | NO |  |  |  | 069-39359 |  | Troemner | TALBOYS 945616 |  |  | TMC - LABORATORY - MICROBIOLOGY (1R) | MHHS-TMC |  |  |  | 069-39359 |  | TMC |  | TMC - LABORATORY - MICROBIOLOGY (1R) | [5 empty] | MIXERS, CLINICAL LABORATORY |  | .needs class | [5 empty] | TROEMNER, INC. | [7 empty] | Covered PM Repair - Biomedical | MHHS-TMC
NO | YES |  |  |  | 145-00256 | 145-00256 | Troemner | TALBOYS A-HP40 |  |  | Pearland-Laboratory-Main | MHHS-Pearland Hospital |  |  |  | 145-00256 | 145-00256 | Pearland | MHHS-Pearland Hospital | Pearland-Laboratory-Main | Specimen processing |  |  |  |  | HOT PLATES |  | .needs class | [5 empty] | TROEMNER, INC. | [7 empty] | Not Covered Vendor Only - Lab Ana/Anes | MHHS-Pearland Hospital
YES | YES |  |  |  |  | 099-06657 | Troemner, Inc. | Weight ser |  |  | Memorial Hermann- SE | [5 empty] | 099-06657 |  | Memorial Hermann- SE | Memorial Hermann- SE | Biomed Shop | 7/1/19 |  | 7/1/20
YES | YES |  |  |  |  | 099-06656 | Troemner, Inc. | Weight ser |  |  | Memorial Hermann- SE | [5 empty] | 099-06656 |  | Memorial Hermann- SE | Memorial Hermann- SE | Biomed shop | 7/1/19 |  | 7/1/20
YES | YES | Serial Number Cnf |  |  | 583-01459 | 583-01459 | Trophon | Trophon 2 |  | CNF | [5 empty] | 583-01459 | 583-01459 | Katy | Memorial Hermann Medical Group Katy OBGYN (#510) |  | Exam 1 | 1/1/20 | 2/1/21 |  |  |  | Washer, Disinfector | WASHERDISINFECTOR-Nanosonics-trophon 2 | [12 empty] | WD-A | [10 empty] | WASHERDISINFECTOR | Washer, Disinfector | Nanosonics
YES | YES |  |  |  | 133-31041 | 133-31041 | Trophon | Trophon 2 |  | 144092-018 | MH MG - (KY) - KATY UROLOGY (MP2) |  |  |  |  | 133-31041 | 133-31041 | Katy | Memorial Hermann Medical Group Katy Urology (#401) | MH MG - (KY) - KATY UROLOGY (MP2) | Room 1 | 2/1/20 | 2/1/21 |  |  |  | Washer, Disinfector | WASHERDISINFECTOR-Nanosonics-trophon 2 | [12 empty] | WD-A | [10 empty] | WASHERDISINFECTOR | Washer, Disinfector | Nanosonics
NO | YES |  |  |  | 041-17488 | 041-17488 | TRUE Fitness Technology, Inc. | LC900 |  | 12-XLC0927 | TIRR-Memorial City | MHHS-TIRR |  | Exerciser/Ergometer, Rower |  | 041-17488 | 041-17488 | West | MHHS-Others | TIRR-Memorial City | Main Rehab Suite 108 | 12/1/19 |  |  |  | EXERCISERS |  | EXERCISERERGROWER-True Fitness-LC900 | EXERCISERERGROWER | LC900 |  |  |  | True Fitness | Exerciser/Ergometer, Rower |  | EXERCISERERGROWER-True Fitness-LC900 |  | 6/7/13 |  |  | Covered PM Repair - Biomedical | MHHS-TIRR
NO | NO |  |  |  | 009-10159 |  | TRUE Fitness Technology, Inc. | T475 |  | 12-4M0232A | TIRR - GREATER HEIGHTS | MHHS-TIRR |  |  |  | 009-10159 |  | Central & Greater Heights |  | TIRR - GREATER HEIGHTS | [5 empty] | TREADMILLS |  | .needs class | [5 empty] | True Fitness | [7 empty] | Covered PM Repair - Biomedical | MHHS-TIRR
NO | YES |  |  |  | 009-10368 | 009-10368 | TRUE Fitness Technology, Inc. | T575 |  | 15-5M0281G | TIRR-Greater Heights | MHHS-TIRR |  | Treadmill |  | 009-10368 | 009-10368 | Central & Greater Heights | MHHS-Others | TIRR-Greater Heights |  | 8/1/19 |  | 8/1/20 |  | TREADMILLS | Treadmill | TREADMILL-Viva Fitness-T575 | TREADMILL | T575 |  |  |  | Viva Fitness | Treadmill |  |  | TREADMILL-Viva Fitness-T575 |  |  | TREAD-A | Covered PM Repair - Biomedical | MHHS-TIRR | [8 empty] | TREADMILL | Treadmill | Viva Fitness
YES | YES |  |  |  | 041-07688 | 041-07688 | True Manufacturing | True t-49 |  | 1-3197484 | MEMORIAL CITY - LABORATORY - HEMATOLOGY |  |  |  |  | 041-07688 | 041-07688 | West |  | MEMORIAL CITY - LABORATORY - HEMATOLOGY | Lab
NO | YES |  |  |  |  | 142-01507 | True Manufacturing Company | T-49 |  |  | NE-Laboratory | MHHS-Northeast |  |  |  |  | 142-01507 | Katy | MHHS-Northeast | NE-Laboratory |  | 10/1/19 | 10/1/20 |  |  | REFRIGERATORS, LABORATORY |  | .needs class | [5 empty] | True Manuf | [7 empty] | Covered PM Repair - Biomedical | MHHS-Northeast
NO | NO | [5 empty] | True Manufacturing Company | T-49 |  |  | MEMORIAL CITY - LABORATORY - CHEMISTRY | MHHS-Mem City | [5 empty] | West & Memorial City |  | MEMORIAL CITY - LABORATORY - CHEMISTRY | [5 empty] | REFRIGERATORS, LABORATORY |  | .needs class | [5 empty] | True Manuf | [7 empty] | Covered PM Repair - Biomedical | MHHS-Mem City
NO | YES |  |  |  | 013-35821 | 013-35821 | True Manufacturing Company | T-72 |  |  | SW-Laboratory-Microbiology | MHHS-Southwest |  |  |  | 013-35821 | 013-35821 | Southwest | MHHS-Southwest | SW-Laboratory-Microbiology | Microbiology | 1/1/20 |  | 1/1/21 |  | REFRIGERATORS, LABORATORY |  | .needs class | [5 empty] | True Manuf | [7 empty] | Covered PM Repair - Biomedical | MHHS-Southwest
NO | YES | Serial Number 102147685 |  |  | 069-46595 | 069-46595 | TRUMPF | ILED 3 |  |  | TMC-OR-Hermann (2Hp) | MHHS-TMC |  |  |  | 069-46595 | 069-46595 | TMC | MHHS-TMC | TMC-OR-Hermann (2Hp) | OR 60 | 3/1/20 |  | 3/1/21 |  | LIGHTS, SURGICAL |  | .needs class | [5 empty] | TRUMPFMedSys |  |  |  |  | 8/5/16 |  |  | Covered PM Repair - Radiology, Low End | MHHS-TMC
NO | NO |  |  |  | 069-40123 |  | TRUMPF | ILED 3 |  | N/A | TMC - OR - HERMANN (2HP) | MHHS-TMC |  |  |  | 069-40123 |  | TMC |  | TMC - OR - HERMANN (2HP) | [5 empty] | LIGHTS, SURGICAL |  | .needs class | [5 empty] | TRUMPFMedSys | [7 empty] | Covered PM Repair - Radiology, Low End | MHHS-TMC
NO | NO |  |  |  | 069-38679 |  | TRUMPF | TITAN |  |  | TMC - OR - PEDI OR (2R) | MHHS-TMC |  | Ultrasound, Diagnostic |  | 069-38679 |  | TMC |  | TMC - OR - PEDI OR (2R) | [5 empty] | TABLES, OPERATING |  | ULTRASOUNDDIAGNOSTIC-SonoSite-Titan | ULTRASOUNDDIAGNOSTIC | Titan |  |  |  | SonoSite | Ultrasound, Diagnostic |  |  | ULTRASOUNDDIAGNOSTIC-SonoSite-Titan |  |  |  | Covered PM Repair - Biomedical | MHHS-TMC
NO | YES |  |  |  | 077-08917 | 077-08917 | TRUMPF | TRULIGHT 1000 (T1000) |  |  | TMC - HERMANN - RTA | MHHS-TMC |  |  |  | 077-08917 | 077-08917 | TMC | Memorial Hermann-Texas Medical Center | TMC - HERMANN - RTA | Pedi pacu | 8/1/19 |  | 8/1/20 |  | LIGHTS, EXAMINATION |  | .needs class | [5 empty] | TRUMPFMedSys |  |  |  |  | 4/1/18 |  |  | Covered PM Repair - Biomedical | MHHS-TMC
NO | NO |  |  |  | 069-40828 |  | TRUMPF | TRULIGHT 1000 (T1000) |  |  | TMC - HERMANN - ADULT ER (1HP) | MHHS-TMC |  |  |  | 069-40828 |  | TMC |  | TMC - HERMANN - ADULT ER (1HP) | [5 empty] | LIGHTS, EXAMINATION |  | .needs class | [5 empty] | TRUMPFMedSys | [7 empty] | Covered PM Repair - Biomedical | MHHS-TMC
NO | YES |  |  |  | 069-34095 | 069-34095 | TRUMPF | TRULIGHT 3500 |  | 102341645 / 102341646 | TMC-OR-Labor/ Delivery (5/6Hp) | MHHS-TMC |  |  |  | 069-34095 | 069-34095 | TMC | MHHS-TMC | TMC-OR-Labor/ Delivery (5/6Hp) |  | 7/2/19 |  |  |  | LIGHTS, SURGICAL |  | .needs class | [5 empty] | TRUMPFMedSys | [5 empty] | Verified 3/30/2020 4:07pm (Central) |  | Covered PM Repair - Biomedical | MHHS-TMC
NO | NO |  |  |  | 069-42326 |  | TRUMPF | TRULIGHT 3500 |  |  | TMC - HERMANN - ADULT ER (1HP) | MHHS-TMC |  |  |  | 069-42326 |  | TMC |  | TMC - HERMANN - ADULT ER (1HP) | [5 empty] | LIGHTS, SURGICAL |  | .needs class | [5 empty] | TRUMPFMedSys | [7 empty] | Covered PM Repair - Biomedical | MHHS-TMC
NO | NO |  |  |  | 069-34094 |  | TRUMPF | TRULIGHT 3500 |  | 102790338 / 102790341 | TMC - OR - LABOR/ DELIVERY (5/6HP) | MHHS-TMC |  |  |  | 069-34094 |  | TMC |  | TMC - OR - LABOR/ DELIVERY (5/6HP) | [5 empty] | LIGHTS, SURGICAL |  | .needs class | [5 empty] | TRUMPFMedSys | [7 empty] | Covered PM Repair - Biomedical | MHHS-TMC
NO | NO |  |  |  | 069-39841 |  | TRUMPF | TRULIGHT 3500 |  | 102183110 - 102183096 | TMC - OR - LABOR/ DELIVERY (5/6HP) | MHHS-TMC |  |  |  | 069-39841 |  | TMC |  | TMC - OR - LABOR/ DELIVERY (5/6HP) | [5 empty] | LIGHTS, SURGICAL |  | .needs class | [5 empty] | TRUMPFMedSys | [7 empty] | Covered PM Repair - Biomedical | MHHS-TMC
NO | NO |  |  |  | 069-39842 |  | TRUMPF | TRULIGHT 3500 |  | 102183099 - 102183101 | TMC - OR - LABOR/ DELIVERY (5/6HP) | MHHS-TMC |  |  |  | 069-39842 |  | TMC |  | TMC - OR - LABOR/ DELIVERY (5/6HP) | [5 empty] | LIGHTS, SURGICAL |  | .needs class | [5 empty] | TRUMPFMedSys | [7 empty] | Covered PM Repair - Biomedical | MHHS-TMC
NO | NO |  |  |  | 069-37924 |  | TRUMPF | TRULIGHT 5520 |  |  | TMC - HERMANN - STICU (3HP) | MHHS-TMC |  |  |  | 069-37924 |  | TMC |  | TMC - HERMANN - STICU (3HP) | [5 empty] | LIGHTS, EXAMINATION |  | .needs class | [5 empty] | TRUMPFMedSys | [7 empty] | Covered PM Repair - Biomedical | MHHS-TMC
NO | YES |  |  |  | 151-02570 | 151-02570 | TRUMPF | TRUSYSTEM 7000 |  |  | CY-OR | MHHS-Cypress |  | Table, Surgical, Electric |  | 151-02570 | 151-02570 | Northwest | MHHS-Cypress | CY-OR | OR 6 | 12/1/19 | 6/1/20 |  |  | TABLES, OPERATING | Table, Surgical, Electric | TABLESURGICALELECT-TRUMPFMedSys-TruSystem7000 | TABLESURGICALELECT | TruSystem 7000 |  |  |  | TRUMPFMedSys | Table, Surgical, Electric |  | TABLESURGICALELECT-TRUMPFMedSys-TruSystem7000 |  | 4/1/18 |  | TSE-A | Covered PM Repair - Biomedical | MHHS-Cypress | [8 empty] | TABLESURGICALELECT | Table, Surgical, Electric | TRUMPFMedSys
NO | YES |  |  |  | 133-08195 | 133-08195 | TRUMPF | TRUSYSTEM 7000 |  |  | Katy-OR | MHHS-Katy |  | Table, Surgical, Electric |  | 133-08195 | 133-08195 | Katy | MHHS-Katy | Katy-OR | OR | 8/1/19 | 8/1/20 |  |  | TABLES, OPERATING | Table, Surgical, Electric | TABLESURGICALELECT-TRUMPFMedSys-TruSystem7000 | TABLESURGICALELECT | TruSystem 7000 |  |  |  | TRUMPFMedSys | Table, Surgical, Electric |  | TABLESURGICALELECT-TRUMPFMedSys-TruSystem7000 |  | 4/1/17 |  | TSE-A | Covered PM Repair - Biomedical | MHHS-Katy | [8 empty] | TABLESURGICALELECT | Table, Surgical, Electric | TRUMPFMedSys
NO | YES |  |  |  | 133-10338 | 133-10338 | TRUMPF | TRUSYSTEM 7000 |  |  | Katy-OR | MHHS-Katy |  | Table, Surgical, Electric |  | 133-10338 | 133-10338 | Katy | MHHS-Katy | Katy-OR | OR 6 | 7/1/19 | 7/1/20 |  |  | TABLES, OPERATING | Table, Surgical, Electric | TABLESURGICALELECT-TRUMPFMedSys-TruSystem7000 | TABLESURGICALELECT | TruSystem 7000 |  |  |  | TRUMPFMedSys | Table, Surgical, Electric |  | TABLESURGICALELECT-TRUMPFMedSys-TruSystem7000 |  | 1/1/21 |  | TSE-A | Not Covered Vendor Only - Rad, High End | MHHS-Katy | [8 empty] | TABLESURGICALELECT | Table, Surgical, Electric | TRUMPFMedSys
NO | YES |  |  |  | 041-17400 | 041-17400 | TRUMPF | TRUSYSTEM 7000 |  |  | MEMORIAL CITY - Surgery room 10 | MHHS-Mem City |  | Table, Surgical, Electric |  | 041-17400 | 041-17400 | West | Memorial Hermann Memorial City Medical Center | MEMORIAL CITY - Surgery room 10 | Surgery room 10 |  |  |  | When due is no completed writing | TABLES, OPERATING |  | TABLESURGICALELECT-TRUMPFMedSys-TruSystem7000 | TABLESURGICALELECT | TruSystem 7000 |  |  |  | TRUMPFMedSys | Table, Surgical, Electric |  | TABLESURGICALELECT-TRUMPFMedSys-TruSystem7000 |  |  |  |  | Clinical Miscellaneous | MHHS-Mem City
NO | YES |  |  |  | 041-34207 | 041-34207 | TRUMPF | TRUSYSTEM 7000 |  |  | MEMORIAL CITY - MOR | MHHS-Mem City |  | Table, Surgical, Electric |  | 041-34207 | 041-34207 | West | Memorial Hermann Memorial City Medical Center | MEMORIAL CITY - MOR | OR 8 |  |  |  |  | TABLES, OPERATING |  | TABLESURGICALELECT-TRUMPFMedSys-TruSystem7000 | TABLESURGICALELECT | TruSystem 7000 |  |  |  | TRUMPFMedSys | Table, Surgical, Electric |  | TABLESURGICALELECT-TRUMPFMedSys-TruSystem7000 |  |  |  |  | Not Covered Vendor Only - Rad, High End | MHHS-Mem City
NO | YES |  |  |  | 005-34264 | 005-34264 | TRUMPF | TRUSYSTEM 7000 |  |  | SE-OR | MHHS-Southeast |  | Table, Surgical, Electric |  | 005-34264 | 005-34264 | Southeast | MHHS-Southeast | SE-OR | OR corridor | 9/1/19 |  |  |  | TABLES, OPERATING |  | TABLESURGICALELECT-TRUMPFMedSys-TruSystem7000 | TABLESURGICALELECT | TruSystem 7000 |  |  |  | TRUMPFMedSys | Table, Surgical, Electric |  | TABLESURGICALELECT-TRUMPFMedSys-TruSystem7000 |  | 4/1/17 |  |  | Not Covered Vendor Only - Rad, High End | MHHS-Southeast
NO | YES |  |  |  | 129-07696 | 129-07696 | TRUMPF | TRUSYSTEM 7000 |  |  | Sugar Land-OR | MHHS-Sugarland |  | Table, Surgical, Electric |  | 129-07696 | 129-07696 | Sugar Land | MHHS-Sugarland | Sugar Land-OR |  | 8/1/19 | 8/1/20 |  |  | TABLES, OPERATING | Table, Surgical, Electric | TABLESURGICALELECT-TRUMPFMedSys-TruSystem7000 | TABLESURGICALELECT | TruSystem 7000 |  |  |  | TRUMPFMedSys | Table, Surgical, Electric |  | TABLESURGICALELECT-TRUMPFMedSys-TruSystem7000 |  | 1/1/21 |  | TSE-A | Not Covered Vendor Only - Rad, High End | MHHS-Sugarland | [8 empty] | TABLESURGICALELECT | Table, Surgical, Electric | TRUMPFMedSys
NO | YES | Asset Tag 069-43151 |  |  | 069-43151 | 069-43151 | TRUMPF | TRUSYSTEM 7000 |  |  | (null) | MHHS-TMC |  | Table, Surgical, Electric |  | 069-43151 | 069-43151 | (null) | MHHS-TMC | (null) | (null) |  |  |  | (null) | TABLES, OPERATING |  | TABLESURGICALELECT-TRUMPFMedSys-TruSystem7000 | TABLESURGICALELECT | TruSystem 7000 |  |  |  | TRUMPFMedSys | Table, Surgical, Electric |  | TABLESURGICALELECT-TRUMPFMedSys-TruSystem7000 |  | 4/1/18 |  |  | Covered PM Repair - Biomedical | MHHS-TMC
NO | YES |  |  |  | 069-43218 | 069-43218 | TRUMPF | TRUSYSTEM 7000 |  |  | TMC-Sarofim 2-OR | MHHS-TMC |  | Table, Surgical, Electric |  | 069-43218 | 069-43218 | TMC | MHHS-TMC | TMC-Sarofim 2-OR | Sub sterile | 9/1/19 |  | 3/1/20 |  | TABLES, OPERATING |  | TABLESURGICALELECT-TRUMPFMedSys-TruSystem7000 | TABLESURGICALELECT | TruSystem 7000 |  |  |  | TRUMPFMedSys | Table, Surgical, Electric |  | TABLESURGICALELECT-TRUMPFMedSys-TruSystem7000 |  | 4/1/18 |  |  | Covered PM Repair - Biomedical | MHHS-TMC
NO | YES |  |  |  | 029-11518 | 029-11518 | TRUMPF | TRUSYSTEM 7000 |  |  | Woodlands-OR | MHHS-Woodlands |  | Table, Surgical, Electric |  | 029-11518 | 029-11518 | Woodlands | MHHS-Woodlands | Woodlands-OR |  | 11/1/18 |  | 5/1/19 |  | TABLES, OPERATING | Table, Surgical, Electric | TABLESURGICALELECT-TRUMPFMedSys-TruSystem7000 | TABLESURGICALELECT | TruSystem 7000 |  |  |  | TRUMPFMedSys | Table, Surgical, Electric |  | TABLESURGICALELECT-TRUMPFMedSys-TruSystem7000 |  |  |  | TSE-A | Covered PM Repair - Biomedical | MHHS-Woodlands | [8 empty] | TABLESURGICALELECT | Table, Surgical, Electric | TRUMPFMedSys
NO | NO |  |  |  | 069-41536 |  | TRUMPF | TRUSYSTEM 7000 |  |  | TMC - OR - HERMANN (2HP) | MHHS-TMC |  | Table, Surgical, Electric |  | 069-41536 |  | TMC |  | TMC - OR - HERMANN (2HP) | [5 empty] | TABLES, OPERATING |  | TABLESURGICALELECT-TRUMPFMedSys-TruSystem7000 | TABLESURGICALELECT | TruSystem 7000 |  |  |  | TRUMPFMedSys | Table, Surgical, Electric |  | TABLESURGICALELECT-TRUMPFMedSys-TruSystem7000 |  |  |  |  | Covered PM Repair - Biomedical | MHHS-TMC
NO | YES |  |  |  | 069-47315 | 069-47315 | TRUMPF | TRUSYSTEM 7500 |  |  | TMC-Sarofim 3-OR | MHHS-TMC |  |  |  | 069-47315 | 069-47315 | TMC | MHHS-TMC | TMC-Sarofim 3-OR | Sarofim OR 3 | 12/1/19 |  | 12/1/20 |  | TABLES, OPERATING |  | .needs class | [5 empty] | TRUMPFMedSys |  |  |  |  | 10/6/20 |  |  | Not Covered Vendor Only - Biomedical | MHHS-TMC
NO | YES | Serial Number 102147684 |  |  | 099-09715 | 099-09715 | TRUMPF Medical Sys | Iled 3 |  |  | TMC-OR-Hermann (2Hp) |  |  |  |  | 099-09715 | 099-09715 | TMC | MHHS-TMC | TMC-OR-Hermann (2Hp) | OR 60 |  |  |  | No pm
NO | YES | Serial Number 102147685 |  |  | 099-09716 | 099-09716 | TRUMPF Medical Sys | Iled 3 |  |  | TMC-OR-Hermann (2Hp) |  |  |  |  | 099-09716 | 099-09716 | TMC | MHHS-TMC | TMC-OR-Hermann (2Hp) | OR 60 |  |  |  | No pm
YES | YES |  |  |  | 099-07038 | 099-07038 | TRUMPF Medical Sys | SQ14 |  |  | TMC - SAROFIM 3 - OR |  |  |  |  | 099-07038 | 099-07038 | TMC | Memorial Hermann-Texas Medical Center | TMC - SAROFIM 3 - OR | Storage S3 415 |  |  |  | No pm found
YES | YES |  |  |  | 099-05942 | 099-05942 | TRUMPF Medical Sys | TruLight |  |  | Labor and Delivery |  |  |  |  | 099-05942 | 099-05942 | TMC | Childrens Memorial Hermann Hospital | Labor and Delivery | OR
NO | YES |  |  |  | 099-05830 | 099-05830 | TRUMPF Medical Sys | TruSystem 7000 |  |  | Memorial Hermann- Texas Medcal Center- OR |  |  |  |  | 099-05830 | 099-05830 |  | TMC | Memorial Hermann- Texas Medcal Center- OR | OR34 | 4/1/20
NO | YES | Serial Number 102722099 |  |  | 069-40031 | 069-40031 | TRUMPF Medical Sys | TruSystem 7000 |  |  | OR |  |  |  |  | 069-40031 | 069-40031 | TMC | Memorial Hermann-Texas Medical Center | OR | S2 OR Hallway
YES | YES |  |  |  | 041-14258 |  | Trumpf Medizin Systems |  |  |  | Memorial City / Pediatrics |  |  |  |  | 041-14258 |  | West | Memorial Hermann - Memorial City | Memorial City / Pediatrics | MH4 400.1 Treatment Room
YES | YES |  |  |  | 099-13372 | 099-13372 | TRXELL | Charger 2EZ |  | DY06447 | ER |  |  |  |  | 099-13372 | 099-13372 | Southeast | Memorial Hermann Convenient Care Center in League City (League City CCC) | ER | CT Scan Room
YES | YES |  |  |  | 151-02407 | 151-02407 | TSI Inc |  |  |  | Occupational Health |  |  |  |  | 151-02407 | 151-02407 | Northwest | Memorial Hermann Cypress Hospital | Occupational Health | C1 705 | [5 empty] | Aerosol Generators | MISCELLANEOUS-TSI Inc-8026 | [22 empty] | Miscellaneous | MISCELLANEOUS | Aerosol Generators | TSI Inc
YES | YES |  |  |  | 151-05096 | 151-05096 | TSI Inc |  |  |  | Occupational health |  |  |  |  | 151-05096 | 151-05096 | Northwest | Memorial Hermann Occupational Medicine Cypress (#180) | Occupational health | C1 706 | 2/1/20 |  |  | Could not get good pic of data plate |  | Aerosol Generators | MISCELLANEOUS-TSI Inc-8026 | [22 empty] | Miscellaneous | MISCELLANEOUS | Aerosol Generators | TSI Inc
YES | YES |  |  |  | 099-02813 | 099-02813 | TSI Inc |  |  |  | MH MG - (GH) - URGENT CARE - GREATER HEIGHTS |  |  |  |  | 099-02813 | 099-02813 | Central | Memorial Hermann Urgent Care Greater Heights (#100) | MH MG - (GH) - URGENT CARE - GREATER HEIGHTS | Exam room |  |  |  | No pm |  | Aerosol Generators | MISCELLANEOUS-TSI Inc-8026 | [22 empty] | Miscellaneous | MISCELLANEOUS | Aerosol Generators | TSI Inc
YES | YES |  |  |  | TS40109 | 099-06658 | TSI Inc | Certifier FA Plus HiFlo Module-4081k |  |  | Memorial Hermann- SE |  |  |  |  | TS40109 | 099-06658 |  | Memorial Hermann- SE | Memorial Hermann- SE | Biomed shop | 4/1/20 |  |  | No PM Sticker |  | Testers, Ventilator | TESTEQUIP-TSI Inc-Certifier FA Plus HiFlo Module-4 | [12 empty] | TEST-A | [9 empty] | Test Equipment | TESTEQUIP | Testers, Ventilator | TSI Inc
YES | YES |  |  |  | TE70159 | 099-06659 | TSI Inc | Certifier FA Plus HiFlo Module-4081k |  |  | Memorial Hermann- SE |  |  |  |  | TE70159 | 099-06659 |  | Memorial Hermann- SE | Memorial Hermann- SE | Biomed shop | 4/1/20 |  |  | No PM Sticker |  | Testers, Ventilator | TESTEQUIP-TSI Inc-Certifier FA Plus HiFlo Module-4 | [12 empty] | TEST-A | [9 empty] | Test Equipment | TESTEQUIP | Testers, Ventilator | TSI Inc
YES | YES |  |  |  | 099-06660 | 099-06660 | TSI Inc | Certifier FA Plus HiFlo Module-4081k |  |  | Memorial Hermann- SE |  |  |  |  | 099-06660 | 099-06660 |  | Memorial Hermann- SE | Memorial Hermann- SE | Biomed shop | 4/1/20 |  |  | No PM Sticker |  | Testers, Ventilator | TESTEQUIP-TSI Inc-Certifier FA Plus HiFlo Module-4 | [12 empty] | TEST-A | [9 empty] | Test Equipment | TESTEQUIP | Testers, Ventilator | TSI Inc
YES | YES |  |  |  | TS50167 | 099-06661 | TSI Inc | Certifier FA Plus HiFlo Module-4081k |  |  | Memorial Hermann- SE |  |  |  |  | TS50167 | 099-06661 |  | Memorial Hermann- SE | Memorial Hermann- SE | Biomed shop | 7/1/19 |  | 7/1/20 |  |  | Testers, Ventilator | TESTEQUIP-TSI Inc-Certifier FA Plus HiFlo Module-4 | [12 empty] | TEST-A | [9 empty] | Test Equipment | TESTEQUIP | Testers, Ventilator | TSI Inc
YES | YES |  |  |  | 151-05097 | 151-05097 | TSI Inc | Porta Count Plus |  |  | Occupational health |  |  |  |  | 151-05097 | 151-05097 | Northwest | Memorial Hermann Occupational Medicine Cypress (#180) | Occupational health | C1 706 | 2/1/20 |  |  |  |  | Testers, Pneumatic | TESTEQUIP-TSI Inc-Porta Count Plus | [12 empty] | TEST-A | [9 empty] | Test Equipment | TESTEQUIP | Testers, Pneumatic | TSI Inc
YES | YES |  |  |  | 009-09909 | 009-09909 | TSI Inc | Porta Count Plus |  |  | MH MG - (MC) - MC EXEC HEALTH (MHT) |  |  |  |  | 009-09909 | 009-09909 | West | Memorial Hermann Memorial City Medical Center | MH MG - (MC) - MC EXEC HEALTH (MHT) | MH MG - (MC) - MC EXEC HEALTH (MHT) Nurse?Aos Office |  |  |  | No pm sticker
YES | YES |  |  |  | 099-02793 | 099-02793 | TSI Inc | PortaCount Pro Plus 8038 |  |  | MH MG - (GH) - URGENT CARE - GREATER HEIGHTS |  |  |  |  | 099-02793 | 099-02793 | Central | Memorial Hermann Urgent Care Greater Heights (#100) | MH MG - (GH) - URGENT CARE - GREATER HEIGHTS | Exam room |  |  |  | No pm |  | Testers, Protective Mask/Respirator Leakage | TESTEQUIP-TSI Inc-PortaCount Pro Plus 8038 | [12 empty] | TEST-A | [9 empty] | Test Equipment | TESTEQUIP | Testers, Protective Mask/Respirator Leakage | TSI Inc
YES | YES |  |  |  | 009-34082 | 009-34082 | TSI Inc | PortaCount Pro Plus 8038 |  |  | Employee help |  |  |  |  | 009-34082 | 009-34082 | Central | Memorial Hermann Greater Heights Hospital | Employee help | Employee health | [5 empty] | Testers, Protective Mask/Respirator Leakage | TESTEQUIP-TSI Inc-PortaCount Pro Plus 8038 | [12 empty] | TEST-A | [9 empty] | Test Equipment | TESTEQUIP | Testers, Protective Mask/Respirator Leakage | TSI Inc
NO | YES |  |  |  | 005-12389 | 005-12389 | TSI Incorporated |  |  |  | MH MG - (SE) - LC CCC - OCC MED | MHHS-MG |  | Generator, Aerosol |  | 005-12389 | 005-12389 | Southeast |  | MH MG - (SE) - LC CCC - OCC MED |  | 2/1/18 | 2/1/19 |  |  | ENCLOSURES, AEROSOL TREATMENT |  | GENERATORAEROSOL-TSI Inc-8026 | GENERATORAEROSOL |  |  |  |  | TSI Inc | Generator, Aerosol |  |  | GENERATORAEROSOL-TSI Inc-8026 | 1/1/16 |  |  | Covered PM Repair - Lab Analyzers/Anesth | MHHS-MG
NO | NO | [5 empty] | TSI Incorporated |  |  |  | GH - OCCUPATIONAL HEALTH | MHHS-Greater Heights |  | Generator, Aerosol |  |  |  | Central & Greater Heights |  | GH - OCCUPATIONAL HEALTH | [5 empty] | ENCLOSURES, AEROSOL TREATMENT |  | GENERATORAEROSOL-TSI Inc-8026 | GENERATORAEROSOL |  |  |  |  | TSI Inc | Generator, Aerosol |  |  | GENERATORAEROSOL-TSI Inc-8026 |  |  |  | Covered PM Repair - Lab Analyzers/Anesth | MHHS-Greater Heights
NO | YES |  |  |  | 000-04367 | 000-04367 | TSI Incorporated | PORTA COUNT PRO |  |  | CY - WOUND CARE / OCCUPATIONAL HEALTH | MHHS-Cypress |  |  |  | 000-04367 | 000-04367 | Northwest | Cypress | CY - WOUND CARE / OCCUPATIONAL HEALTH | C1 705 |  |  |  |  | DEFAULT |  | .needs class | [13 empty] | Covered PM Repair - Biomedical | MHHS-Cypress
NO | YES |  |  |  | 583-01357 | 583-01357 | TSI Incorporated | PORTA COUNT PRO |  |  | Katy-Med/Surg 5th Floor | MHHS-MG |  |  |  | 583-01357 | 583-01357 | Katy | MHHS-Katy | Katy-Med/Surg 5th Floor | Occupational Medicine | 1/1/19 | 1/1/20 |  |  | DEFAULT |  | .needs class | [13 empty] | Covered PM Repair - Biomedical | MHHS-MG
NO | YES |  |  |  | 005-12388 | 005-12388 | TSI Incorporated | PORTA COUNT PRO |  |  | MH MG - (SE) - LC CCC - OCC MED | MHHS-MG |  |  |  | 005-12388 | 005-12388 | Southeast |  | MH MG - (SE) - LC CCC - OCC MED |  | 4/1/19 | 4/1/20 |  |  | DEFAULT |  | .needs class | [10 empty] | 6/28/17 |  |  | Covered PM Repair - Biomedical | MHHS-MG
NO | YES |  |  |  | 929-01484 |  | TSI Incorporated | PORTA COUNT PRO + |  |  | MH MG - (SE) - PASADENA REFINING SYSTEM | MHHS-MG |  |  |  | 929-01484 |  | Southeast & Bay Area |  | MH MG - (SE) - PASADENA REFINING SYSTEM | [5 empty] | DEFAULT |  | .needs class | [13 empty] | Covered PM Repair - Biomedical | MHHS-MG
NO | NO | [5 empty] | TSI Incorporated | PORTA COUNT PRO + |  |  | GH - OCCUPATIONAL HEALTH | MHHS-Greater Heights | [5 empty] | Central & Greater Heights |  | GH - OCCUPATIONAL HEALTH | [5 empty] | DEFAULT |  | .needs class | [13 empty] | Covered PM Repair - Biomedical | MHHS-Greater Heights
NO | NO |  |  |  | 005-33769 |  | TSI Incorporated | PORTA COUNT PRO + |  |  | MH MG - (CY) - GOODMAN WALLER | MHHS-MG |  |  |  | 005-33769 |  | Northwest & Cypress |  | MH MG - (CY) - GOODMAN WALLER | [5 empty] | DEFAULT |  | .needs class | [13 empty] | Covered PM Repair - Biomedical | MHHS-MG
NO | NO |  |  |  | 000-04366 |  | TSI Incorporated | PORTA COUNT PRO + |  |  | MH MG - (CY) - OCCUPATIONAL MEDICINE [MP1-STE180] | MHHS-MG |  |  |  | 000-04366 |  | Northwest & Cypress |  | MH MG - (CY) - OCCUPATIONAL MEDICINE [MP1-STE180] | [5 empty] | DEFAULT |  | .needs class | [13 empty] | Covered PM Repair - Biomedical | MHHS-MG
NO | NO |  |  |  | 145-00901 |  | TSI Incorporated | PORTA COUNT PRO + |  |  | PEARLAND - OCC HEALTH | MHHS-Pearland Hospital |  |  |  | 145-00901 |  | Pearland |  | PEARLAND - OCC HEALTH | [5 empty] | DEFAULT |  | .needs class | [13 empty] | Covered PM Repair - Biomedical | MHHS-Pearland Hospital
YES | YES |  |  |  | 151-04955 | 151-04955 | TUFFSTUFF | CLB-325 |  | 150820-017835 | SMR - (CY) - CYPRESS CCC (MP1) |  |  |  |  | 151-04955 | 151-04955 | Northwest | Cypress | SMR - (CY) - CYPRESS CCC (MP1) | Rehab
YES | YES |  |  |  | 151-03790 | 151-03790 | TuffStuff | CNF |  |  | SMR - (STX) - RBJ - RICHMOND |  |  |  |  | 151-03790 | 151-03790 | South | Sports med | SMR - (STX) - RBJ - RICHMOND | Sports med | 2/1/20 | [5 empty] | .needs class
YES | YES |  |  |  | 099-02213 | 099-02213 | TuffStuff | CNF |  |  | KT CCC - (KY) - EMERGENCY ROOM |  |  |  |  | 099-02213 | 099-02213 | Katy | Memorial Hermann Imaging Center - Convenient Care Center in Katy | KT CCC - (KY) - EMERGENCY ROOM | Sports med and rehab | [6 empty] | .needs class
NO | YES |  |  |  | 929-01424 | 929-01424 | TUFFSTUFF | CTS-300UB |  |  | SMR-(NE)-Summer Creek CCC | MHHS-SMR |  |  |  | 929-01424 | 929-01424 | Katy | MHHS-Others | SMR-(NE)-Summer Creek CCC |  | 7/1/19 | 7/1/20 |  |  | EXERCISERS, CONTINUOUS PASSIVE MOTION |  | .needs class | [5 empty] | TUFFSTUFF | [7 empty] | Covered PM Repair - Respiratory/Steriliz | MHHS-SMR
NO | NO |  |  |  | 000-03701 |  | TUFFSTUFF | CTS-300UB |  | CTS 300UB 0908300029 | SMR - (NE) - ATASCOCITA | MHHS-SMR |  |  |  | 000-03701 |  | Katy |  | SMR - (NE) - ATASCOCITA | [5 empty] | EXERCISERS, CONTINUOUS PASSIVE MOTION |  | .needs class | [5 empty] | TUFFSTUFF | [7 empty] | Covered PM Repair - Respiratory/Steriliz | MHHS-SMR
NO | YES |  |  |  | 129-04555 | 129-04555 | TUFFSTUFF | CTS-325RB RECUMBENT BIKE |  |  | SMR - (SL) - SIENNA PLANTATION | MHHS-SMR |  |  |  | 129-04555 | 129-04555 | Sugar Land |  | SMR - (SL) - SIENNA PLANTATION |  | 10/1/19 | 10/1/20 |  |  | EXERCISERS |  | .needs class | [5 empty] | TUFFSTUFF | [7 empty] | Covered PM Repair - Respiratory/Steriliz | MHHS-SMR
NO | NO |  |  |  | 000-03712 |  | TUFFSTUFF | CTS-325RB RECUMBENT BIKE |  |  | SMR - (NE) - ATASCOCITA | MHHS-SMR |  |  |  | 000-03712 |  | Katy |  | SMR - (NE) - ATASCOCITA | [5 empty] | EXERCISERS |  | .needs class | [5 empty] | TUFFSTUFF | [7 empty] | Covered PM Repair - Respiratory/Steriliz | MHHS-SMR
NO | NO |  |  |  | 129-04556 |  | TUFFSTUFF | CTS-325RB RECUMBENT BIKE |  |  | SMR - (SL) - SIENNA PLANTATION | MHHS-SMR |  |  |  | 129-04556 |  | Sugar Land |  | SMR - (SL) - SIENNA PLANTATION | [5 empty] | EXERCISERS |  | .needs class | [5 empty] | TUFFSTUFF | [7 empty] | Covered PM Repair - Respiratory/Steriliz | MHHS-SMR
YES | YES | [5 empty] | TuffStuff | MFT-2700 |  |  | SMR - (NE) - SUMMER CREEK CCC | [6 empty] | Katy | Memorial Hermann Sports Medicine | SMR - (NE) - SUMMER CREEK CCC | Gym floor |  |  |  | No more asset tags |  | System, Exerciser, Multi-Weight | SYSTEMEXERMULTIWEIGHT-TUFFSTUFF-MFT-2700 | [22 empty] | System, Exerciser, Multi-Weight | SYSTEMEXERMULTIWEIGHT | System, Exerciser, Multi-Weight | TUFFSTUFF
YES | YES |  |  |  | 142-08959 | 142-08959 | TuffStuff | MFT-2700 |  | 01-4934 | Sports Rehab |  |  |  |  | 142-08959 | 142-08959 | Sugar Land | IRONMAN Sports Medicine Institute at Sugar Land (#100) | Sports Rehab | Gym Floor | [5 empty] | System, Exerciser, Multi-Weight | SYSTEMEXERMULTIWEIGHT-TUFFSTUFF-MFT-2700 | [22 empty] | System, Exerciser, Multi-Weight | SYSTEMEXERMULTIWEIGHT | System, Exerciser, Multi-Weight | TUFFSTUFF
YES | YES |  |  |  | 099-13847 | 099-13847 | TuffStuff | MFT-2700 |  |  | SMR - (MC) - TOWN |  |  |  |  | 099-13847 | 099-13847 | West | Memorial Hermann Sports Medicine | SMR - (MC) - TOWN | Gym Floor | [5 empty] | System, Exerciser, Multi-Weight | SYSTEMEXERMULTIWEIGHT-TUFFSTUFF-MFT-2700 | [22 empty] | System, Exerciser, Multi-Weight | SYSTEMEXERMULTIWEIGHT | System, Exerciser, Multi-Weight | TUFFSTUFF
NO | YES |  |  |  | 000-04990 |  | TUFFSTUFF | MFT-2700 DUAL-STACK FUNCTIONAL TRAINER |  | 000-04990 | SMR - (SE) - BEAUMONT | MHHS-SMR |  |  |  | 000-04990 |  | Southeast & Bay Area |  | SMR - (SE) - BEAUMONT | [5 empty] | WEIGHTS, BALANCE, PRECISION |  | .needs class | [5 empty] | TUFFSTUFF | [7 empty] | Covered PM Repair - Biomedical | MHHS-SMR
NO | YES |  |  |  | 929-01448 | 929-01448 | TUFFSTUFF | MFT-2700 DUAL-STACK FUNCTIONAL TRAINER |  |  | SMR-(WDLS)-Wl Ironman [Pinecroft-Ste450] | MHHS-SMR |  |  |  | 929-01448 | 929-01448 | Woodlands | MHHS-Others | SMR-(WDLS)-Wl Ironman [Pinecroft-Ste450] | Gym |  |  |  | No pm | WEIGHTS, BALANCE, PRECISION |  | .needs class | [5 empty] | TUFFSTUFF | [7 empty] | Covered PM Repair - Lab Analyzers/Anesth | MHHS-SMR
NO | NO |  |  |  | 000-03703 |  | TUFFSTUFF | MFT-2700 DUAL-STACK FUNCTIONAL TRAINER |  |  | SMR - (NE) - ATASCOCITA | MHHS-SMR |  |  |  | 000-03703 |  | Katy |  | SMR - (NE) - ATASCOCITA | [5 empty] | WEIGHTS, BALANCE, PRECISION |  | .needs class | [5 empty] | TUFFSTUFF | [7 empty] | Covered PM Repair - Biomedical | MHHS-SMR
NO | NO |  |  |  | 929-01234 |  | TUFFSTUFF | MFT-2700 DUAL-STACK FUNCTIONAL TRAINER |  |  | SMR - (WDLS) - STERLING RIDGE | MHHS-SMR |  |  |  | 929-01234 |  | Woodlands |  | SMR - (WDLS) - STERLING RIDGE | [5 empty] | WEIGHTS, BALANCE, PRECISION |  | .needs class | [5 empty] | TUFFSTUFF | [7 empty] | Covered PM Repair - Biomedical | MHHS-SMR
NO | NO |  |  |  | 929-01240 |  | TUFFSTUFF | MFT-2700 DUAL-STACK FUNCTIONAL TRAINER |  |  | SMR - (WDLS) - WL IRONMAN [PINECROFT-STE450] | MHHS-SMR |  |  |  | 929-01240 |  | Woodlands |  | SMR - (WDLS) - WL IRONMAN [PINECROFT-STE450] | [5 empty] | WEIGHTS, BALANCE, PRECISION |  | .needs class | [5 empty] | TUFFSTUFF | [7 empty] | Covered PM Repair - Lab Analyzers/Anesth | MHHS-SMR
YES | YES | Serial Number Cnf |  |  | 099-02479 | 099-02479 | TuffStuff | Multi-functional Trainer |  | CNF | SMR - (KY) - KATY (MP2) |  |  |  |  | 099-02479 | 099-02479 | Katy | Memorial Hermann Katy Hospital | SMR - (KY) - KATY (MP2) | Sport medicine and Rehab
YES | YES |  |  |  |  | 129-04560 | TuffStuff | Performance series |  |  | Sienna sports rehab | [5 empty] | 129-04560 | Sugar Land | Memorial Hermann Sports Medicine | Sienna sports rehab | Gym | 2/1/20 |  |  | No pm sticker
YES | YES | Serial Number Cnf |  |  | 142-09382 | 142-09382 | TuffStuff | Performance series lift |  | Cnf | Sienna sports rehab |  |  |  |  | 142-09382 | 142-09382 | Sugar Land | Memorial Hermann Sports Medicine | Sienna sports rehab | Gym |  |  |  | No serial number
NO | YES |  |  |  | 151-02356 | 151-02356 | TUFFSTUFF | PPMS 245 |  | 93003-0101 | SMR - (CY) - CYPRESS CCC (MP1) | MHHS-SMR |  |  |  | 151-02356 | 151-02356 | Northwest | MHHS-Others | SMR - (CY) - CYPRESS CCC (MP1) | Rehab |  |  |  |  | EXERCISERS |  | .needs class | [5 empty] | TUFFSTUFF | [7 empty] | Covered PM Repair - Biomedical | MHHS-SMR
NO | YES |  |  |  | 000-04106 | 000-04106 | TUFFSTUFF | PPMS 245 |  | 106630-0101 | SMR - (MC) - WILLOWBROOK | MHHS-SMR |  |  |  | 000-04106 | 000-04106 | West | Willowbrook | SMR - (MC) - WILLOWBROOK |  | 4/1/19 | 2/1/20 |  |  | EXERCISERS |  | .needs class | [5 empty] | TUFFSTUFF | [7 empty] | Covered PM Repair - Biomedical | MHHS-SMR
NO | YES |  |  |  | 029-11579 | 029-11579 | TUFFSTUFF | PPMS 245 |  | 99113-0101 | SMR-(WDLS)-Spring CCC | MHHS-SMR |  |  |  | 029-11579 | 029-11579 | Woodlands | MHHS-Others | SMR-(WDLS)-Spring CCC |  | 2/1/18 |  |  |  | EXERCISERS |  | .needs class | [5 empty] | TUFFSTUFF |  |  |  |  | 7/24/16 |  |  | Covered PM Repair - Biomedical | MHHS-SMR
NO | YES |  |  |  | 029-11989 | 029-11989 | TUFFSTUFF | PPMS 245 |  | 95996-0101 | SMR-(WDLS)-Spring Sports Park | MHHS-SMR |  |  |  | 029-11989 | 029-11989 | Woodlands | MHHS-Others | SMR-(WDLS)-Spring Sports Park | Sport rehab | 4/1/17 |  |  |  | EXERCISERS |  | .needs class | [5 empty] | TUFFSTUFF | [7 empty] | Covered PM Repair - Biomedical | MHHS-SMR
NO | NO |  |  |  | 000-03549 |  | TUFFSTUFF | PPMS 245 |  | 117856-0101 | SMR - (KY) - IRONMAN KATY | MHHS-SMR |  |  |  | 000-03549 |  | Katy |  | SMR - (KY) - IRONMAN KATY | [5 empty] | EXERCISERS |  | .needs class | [5 empty] | TUFFSTUFF | [7 empty] | Covered PM Repair - Biomedical | MHHS-SMR
NO | NO |  |  |  | 929-01008 |  | TUFFSTUFF | PPMS 245 |  | 90470-0101 | SMR - (MHOSH) - BELLAIRE | MHHS-SMR |  |  |  | 929-01008 |  | Central & Greater Heights |  | SMR - (MHOSH) - BELLAIRE | [5 empty] | EXERCISERS |  | .needs class | [5 empty] | TUFFSTUFF | [7 empty] | Covered PM Repair - Biomedical | MHHS-SMR
NO | NO |  |  |  | 929-01198 |  | TUFFSTUFF | PPMS 245 |  | 91175-0101 | SMR - (WDLS) - CONROE SOUTH | MHHS-SMR |  |  |  | 929-01198 |  | Woodlands |  | SMR - (WDLS) - CONROE SOUTH | [5 empty] | EXERCISERS |  | .needs class | [5 empty] | TUFFSTUFF | [7 empty] | Covered PM Repair - Biomedical | MHHS-SMR
YES | YES |  |  |  | 099-10497 | 099-10497 | TuffStuff | Proformance |  |  | SMR - (SW) - SOUTHWEST (MP4) |  |  |  |  | 099-10497 | 099-10497 | Southwest | Memorial Hermann Diagnostic Laboratory - Southwest Medical Plaza 4 | SMR - (SW) - SOUTHWEST (MP4) | Suite 570 |  |  |  | New Add - no SN visible
NO | YES |  |  |  | 142-06924 | 142-06924 | TUFFSTUFF | PS-245.4X |  |  | SMR-(NE)-Ne Hospital | MHHS-SMR |  |  |  | 142-06924 | 142-06924 | Katy | MHHS-Others | SMR-(NE)-Ne Hospital | Sports Medicine | 9/1/17 |  |  |  | EXERCISERS |  | .needs class | [5 empty] | TUFFSTUFF | [7 empty] | Covered PM Repair - Biomedical | MHHS-SMR
NO | NO |  |  |  | 009-10260 |  | Tuttnauer Co. Ltd. | VALUEKLAVE 1730 |  |  | MH MG - (GH) - GH UROLOGY [MP1-STE500] | MHHS-MG |  |  |  | 009-10260 |  | Central & Greater Heights |  | MH MG - (GH) - GH UROLOGY [MP1-STE500] | [5 empty] | STERILIZING UNITS, STEAM, TABLETOP |  | .needs class | [5 empty] | TUTTNAUER | [7 empty] | Covered PM Repair - Biomedical | MHHS-MG
NO | NO |  |  |  | 142-08110 |  | TVA MEDICAL | ESU-1 |  | TVA3618018 | NE - OR | MHHS-Northeast |  | Electrosurgical Unit |  | 142-08110 |  | Katy |  | NE - OR | [5 empty] | ELECTROSURGICAL UNITS |  | ELECTROSURGICALUNIT-BD-ESU-1 | ELECTROSURGICALUNIT | ESU-1 |  |  |  | BD | Electrosurgical Unit |  |  | ELECTROSURGICALUNIT-BD-ESU-1 |  |  |  | Covered PM Repair - Biomedical | MHHS-Northeast
NO | NO |  |  |  | 074-05900 |  | TVA MEDICAL | ESU-1 |  | TVA0619019 | TMC - OR - CVOR (7HVI) | MHHS-TMC |  | Electrosurgical Unit |  | 074-05900 |  | TMC |  | TMC - OR - CVOR (7HVI) | [5 empty] | ELECTROSURGICAL UNITS |  | ELECTROSURGICALUNIT-BD-ESU-1 | ELECTROSURGICALUNIT | ESU-1 |  |  |  | BD | Electrosurgical Unit |  |  | ELECTROSURGICALUNIT-BD-ESU-1 |  |  |  | Covered PM Repair - Biomedical | MHHS-TMC
YES | YES |  |  |  | 583-01593 | 583-01593 | Tyco Healthcare |  |  |  | Intermediate Care |  |  |  |  | 583-01593 | 583-01593 | West | Memorial Hermann Memorial city medical center emergency center | Intermediate Care | Room 423 |  |  |  | No p.m.
YES | YES |  |  |  | 099-13752 | 099-13752 | Tyco Healthcare |  |  | A1260564 | HVI CVIM |  |  |  |  | 099-13752 | 099-13752 | TMC | Memorial Hermann- Texas Medical Center | HVI CVIM |  |  |  | 3/1/20 | No PM Sticker
YES | YES |  |  |  | 099-13757 | 099-13757 | Tyco Healthcare |  |  | A1267414 | HVI CVIMU |  |  |  |  | 099-13757 | 099-13757 | TMC | Memorial Hermann- Texa Medical Center | HVI CVIMU | Room 818 |  | 3/1/20 |  | No PM Sticker
YES | YES |  |  |  | 099-05052 | 099-05052 | Tyco Healthcare |  |  |  | H8089.4 |  |  |  |  | 099-05052 | 099-05052 |  | TMC | H8089.4 | Memorial Hermann- texas medical center | 3/1/20 |  |  | No PM Sticker
NO | NO | [5 empty] | TYCO HEALTHCARE |  |  |  | NE - CLINICAL DECISION UNIT | MHHS-Northeast | [5 empty] | Katy |  | NE - CLINICAL DECISION UNIT | [5 empty] | SPHYGMOMANOMETERS |  | SPHYGMOMANOMETERANER-Welch Allyn-7670-01S |  |  |  |  | SPHYGMOMANOMETERANER-Welch Allyn-7670-01S | Tyco Healthcare | [7 empty] | No Coverage Specified | MHHS-Northeast
NO | NO | [5 empty] | TYCO HEALTHCARE |  |  |  | NE - CLINICAL DECISION UNIT | MHHS-Northeast | [5 empty] | Katy |  | NE - CLINICAL DECISION UNIT | [5 empty] | SPHYGMOMANOMETERS |  | SPHYGMOMANOMETERANER-Welch Allyn-7670-01S |  |  |  |  | SPHYGMOMANOMETERANER-Welch Allyn-7670-01S | Tyco Healthcare | [7 empty] | Not Covered Vendor Only - Biomedical | MHHS-Northeast
YES | YES |  |  |  | 133-07396 | 133-07396 | Tyco Healthcare | AccuSystem |  | A0930592 | KATY - LABORATORY - BLOOD BANK |  |  |  |  | 133-07396 | 133-07396 | Katy | Memorial Hermann Katy Hospital | KATY - LABORATORY - BLOOD BANK | Biomed Shop
YES | YES |  |  |  | 005-33453 | 005-33453 | Tyco Healthcare | ANEROID | [7 empty] | 005-33453 | 005-33453 | Pearland |  |  | Exam Room 3 | [5 empty] | Sphygmomanometer, Aneroid | SPHYGMOMANOMETERANER-TYCOS-Aneroid | [23 empty] | SPHYGMOMANOMETERANER | Sphygmomanometer, Aneroid | TYCOS
YES | YES |  |  |  | 099-00543 | 099-00543 | Tyco Healthcare | Aneroid |  |  | NE - IMU1 |  |  |  |  | 099-00543 | 099-00543 | Katy | Memorial Hermann Northeast Hospital | NE - IMU1 | [6 empty] | Sphygmomanometer, Aneroid | SPHYGMOMANOMETERANER-TYCOS-Aneroid | [23 empty] | SPHYGMOMANOMETERANER | Sphygmomanometer, Aneroid | TYCOS
YES | YES |  |  |  | 142-08863 | 142-08863 | Tyco Healthcare | Aneroid |  |  | MH MG - (SL) - PHYSICIANS AT SUGAR CREEK |  |  |  |  | 142-08863 | 142-08863 | Sugar Land |  | MH MG - (SL) - PHYSICIANS AT SUGAR CREEK | Gold Exam 3 | [5 empty] | Sphygmomanometer, Aneroid | SPHYGMOMANOMETERANER-TYCOS-Aneroid | [23 empty] | SPHYGMOMANOMETERANER | Sphygmomanometer, Aneroid | TYCOS
YES | YES |  |  |  | 099-06175 | 099-06175 | Tyco Healthcare | Aneroid |  |  | SE - CARDIAC REHAB |  |  |  |  | 099-06175 | 099-06175 | Southeast | Memorial Hermann Southeast Hospital | SE - CARDIAC REHAB | Gym | [6 empty] | SPHYGMOMANOMETERANER-TYCOS-Aneroid
NO | NO | [5 empty] | TYCO HEALTHCARE | APS-1 |  |  | WOODLANDS - OR | MHHS-Woodlands | [5 empty] | Woodlands |  | WOODLANDS - OR | [5 empty] | POWER SUPPLIES |  | .needs class |  |  |  |  | .needs class | Tyco Healthcare | [7 empty] | Covered PM Repair - Respiratory/Steriliz | MHHS-Woodlands
NO | NO | [5 empty] | TYCO HEALTHCARE | AS0063-03 |  | 101S110800319 | WOODLANDS - OR | MHHS-Woodlands | [5 empty] | Woodlands |  | WOODLANDS - OR | [5 empty] | POWER SUPPLIES |  | .needs class |  |  |  |  | .needs class | Tyco Healthcare | [7 empty] | Covered PM Repair - Biomedical | MHHS-Woodlands
NO | NO | [5 empty] | TYCO HEALTHCARE | AS0063-03 |  | 101S118000328 | WOODLANDS - OR | MHHS-Woodlands | [5 empty] | Woodlands |  | WOODLANDS - OR | [5 empty] | POWER SUPPLIES |  | .needs class |  |  |  |  | .needs class | Tyco Healthcare | [7 empty] | Covered PM Repair - Biomedical | MHHS-Woodlands
NO | NO | [5 empty] | TYCO HEALTHCARE | AS0063-03 |  | 101SS08000223 | WOODLANDS - OR | MHHS-Woodlands | [5 empty] | Woodlands |  | WOODLANDS - OR | [5 empty] | POWER SUPPLIES |  | .needs class |  |  |  |  | .needs class | Tyco Healthcare | [7 empty] | Covered PM Repair - Biomedical | MHHS-Woodlands
YES | YES |  |  |  | 099-02855 | 099-02855 | Tyco Healthcare | CE0050 | [7 empty] | 099-02855 | 099-02855 | Katy | Memorial Hermann Neighborhood Health Center - Northeast (#280) |  | Room 3 | [6 empty] | SPHYGMOMANOMETERANER-Welch Allyn-ANEROID
YES | YES |  |  |  | 099-02858 | 099-02858 | Tyco Healthcare | CE0050 | [7 empty] | 099-02858 | 099-02858 | Katy | Memorial Hermann Neighborhood Health Center - Northeast (#280) |  | Room 4 | 2/1/20 | 2/1/20 |  |  |  |  | SPHYGMOMANOMETERANER-Welch Allyn-ANEROID
YES | YES |  |  |  | 099-02859 | 099-02859 | Tyco Healthcare | CE0050 | [7 empty] | 099-02859 | 099-02859 | Katy | Memorial Hermann Neighborhood Health Center - Northeast (#280) |  | Room 5 | 2/1/20 | [5 empty] | SPHYGMOMANOMETERANER-Welch Allyn-ANEROID
YES | YES |  |  |  | 099-04294 | 099-04294 | Tyco Healthcare | CE0050 | [7 empty] | 099-04294 | 099-04294 | Katy | Memorial Hermann Neighborhood Health Center - Northeast (#280) |  | Room 2 | 2/1/20 | [5 empty] | SPHYGMOMANOMETERANER-Welch Allyn-ANEROID
YES | YES |  |  |  | 099-00944 | 099-00944 | Tyco Healthcare | Cnf |  |  | NE - 5 SOUTH WEST |  |  |  |  | 099-00944 | 099-00944 | NorthEast |  | NE - 5 SOUTH WEST |  |  |  |  | No pm |  |  | .needs class
YES | YES |  |  |  | 099-00987 | 099-00987 | Tyco Healthcare | Cnf |  |  | NE - RESPIRATORY |  |  |  |  | 099-00987 | 099-00987 | NorthEast |  | NE - RESPIRATORY |  |  |  |  | No pm |  |  | .needs class
YES | YES |  |  |  | 099-00981 | 099-00981 | Tyco Healthcare | Cnf |  |  | NE - IMU1 |  |  |  |  | 099-00981 | 099-00981 | NorthEast |  | NE - IMU1 |  |  |  |  | No pm |  |  | .needs class
YES | YES |  |  |  | 005-07200 | 005-07200 | Tyco Healthcare | Elo |  | D09C013743 | SE - Endoscopy |  |  |  |  | 005-07200 | 005-07200 |  | Memorial Hermann- SE - Endoscopy | SE - Endoscopy | EP 4 | 4/1/20 |  |  | PM Not Required
YES | YES |  |  |  | 133-07004 | 133-07004 | Tyco Healthcare | Filac |  | A0820886 | KATY - NURSERY |  |  |  |  | 133-07004 | 133-07004 | Katy | Memorial Hermann Katy Hospital | KATY - NURSERY | Nursery A
YES | YES |  |  |  | 133-07198 | 133-07198 | Tyco Healthcare | Filac 3000 |  | A0927092 | KATY - ULTRASOUND |  |  |  |  | 133-07198 | 133-07198 | Katy | Plaza 1 - 305 | KATY - ULTRASOUND | Nst room | 10/1/19
YES | YES |  |  |  | 133-07191 | 133-07191 | Tyco Healthcare | Filac 3000 |  | A0927069 | [5 empty] | 133-07191 | 133-07191 | Katy | Memorial Hermann Katy Hospital Maternal Fetal Medine 305 |  | NST Room | 2/1/20
YES | YES |  |  |  | 133-07185 | 133-07185 | Tyco Healthcare | Filac 3000 AD |  | A0927076 | KATY - NURSERY |  |  |  |  | 133-07185 | 133-07185 | Katy | Memorial Hermann Katy Hospital | KATY - NURSERY | Nursery A
YES | YES |  |  |  | 133-07003 | 133-07003 | Tyco Healthcare | Filac 3000 AD |  | A0820566 | KATY - NURSERY |  |  |  |  | 133-07003 | 133-07003 | Katy | Memorial Hermann Katy Hospital | KATY - NURSERY | Nursery A
YES | YES |  |  |  | 133-07011 | 133-07011 | Tyco Healthcare | Filac 3000 AD |  | A0820568 | Nursery |  |  |  |  | 133-07011 | 133-07011 | Katy | Memorial Hermann Katy Hospital | Nursery | Nursery A
YES | YES |  |  |  | 133-07197 | 133-07197 | Tyco Healthcare | Filac 3000 AD |  | A0927070 | OR 2 |  |  |  |  | 133-07197 | 133-07197 | Katy | Katy | OR 2 | OR 2 |  |  |  | No pm
YES | YES |  |  |  | 133-07194 | 133-07194 | Tyco Healthcare | FILAC 3000 AD |  | A0927085 | KATY - OB SPECIAL OBSERVATION - 3E |  |  |  |  | 133-07194 | 133-07194 | Katy | Memorial Hermann Katy Hospital | KATY - OB SPECIAL OBSERVATION - 3E | AP 11
YES | YES |  |  |  | 099-12112 | 099-12112 | Tyco Healthcare | Filac 3000 EZ |  | A1253047 | TMC - HVI - HEART FAILURE ICU (5HVI) |  |  |  |  | 099-12112 | 099-12112 | TMC | Memorial Hermann-Texas Medical Center | TMC - HVI - HEART FAILURE ICU (5HVI) | HVI 5 200.2
YES | YES |  |  |  | 099-14223 | 099-14223 | Tyco Healthcare | FILAC 3000 EZ |  |  | TMC - HVI - HEART FAILURE IMU (5HVI) |  |  |  |  | 099-14223 | 099-14223 | TMC | Memorial Hermann-Texas Medical Center | TMC - HVI - HEART FAILURE IMU (5HVI) | Hallway
YES | YES |  |  |  | 099-12123 | 099-12123 | Tyco Healthcare | Filac 3000 EZ |  | A1260276 | TMC - HVI - HEART FAILURE ICU (5HVI) |  |  |  |  | 099-12123 | 099-12123 | TMC | Memorial Hermann-Texas Medical Center | TMC - HVI - HEART FAILURE ICU (5HVI)
YES | YES |  |  |  | 099-13592 | 099-13592 | Tyco Healthcare | Filac 3000 EZ |  | A1253066 | TMC - HVI - HEART FAILURE ICU (5HVI) |  |  |  |  | 099-13592 | 099-13592 | TMC | Memorial Hermann-Texas Medical Center | TMC - HVI - HEART FAILURE ICU (5HVI) | Hallway
YES | YES |  |  |  | 099-13596 | 099-13596 | Tyco Healthcare | Filac 3000 EZ |  | A1250432 | TMC - HVI - CCU (4HVI) |  |  |  |  | 099-13596 | 099-13596 | TMC | Memorial Hermann-Texas Medical Center | TMC - HVI - CCU (4HVI)
YES | YES |  |  |  | 099-13564 | 099-13564 | Tyco Healthcare | Filac 3000 EZ |  | A1267605 | TMC - HVI - HEART FAILURE ICU (5HVI) |  |  |  |  | 099-13564 | 099-13564 | TMC | Memorial Hermann-Texas Medical Center | TMC - HVI - HEART FAILURE ICU (5HVI)
YES | YES |  |  |  | 099-13574 | 099-13574 | Tyco Healthcare | Filac 3000 EZ |  | A1259533 | ICU |  |  |  |  | 099-13574 | 099-13574 | TMC | Memorial Hermann-Texas Medical Center | ICU
YES | YES |  |  |  | 099-13486 | 099-13486 | Tyco Healthcare | Filac 3000 EZ |  | A1552380x | TMC - DIALYSIS - ADULT (9J) |  |  |  |  | 099-13486 | 099-13486 | TMC | Memorial Hermann-Texas Medical Center | TMC - DIALYSIS - ADULT (9J)
YES | YES |  |  |  | 099-12795 | 099-12795 | Tyco Healthcare | Filac 3000 EZ |  | A1260582 | CVICU |  |  |  |  | 099-12795 | 099-12795 | TMC | Memorial Hermann Heart | CVICU
YES | YES |  |  |  | 099-09170 | 099-09170 | Tyco Healthcare | Filac 3000 EZ |  | A0932866 | TMC - JONES - TRANSPLANT CLINIC (1J) |  |  |  |  | 099-09170 | 099-09170 | TMC | Memorial Hermann-Texas Medical Center | TMC - JONES - TRANSPLANT CLINIC (1J) | J1414
YES | YES |  |  |  | 099-14906 | 099-14906 | Tyco Healthcare | Filac 3000 SZ |  | A1260601 | TMC - HVI - CVIMU (8HVI) |  |  |  |  | 099-14906 | 099-14906 | TMC | Memorial Hermann Heart | TMC - HVI - CVIMU (8HVI) | TMC - HVI - CVIMU (8HVI)
YES | YES |  |  |  | 133-07192 | 133-07192 | Tyco Healthcare | Filac 3000AD |  | A0927086 | KATY - MED/SURG 5TH FLOOR |  |  |  |  | 133-07192 | 133-07192 | Katy | Memorial Hermann Katy Hospital | KATY - MED/SURG 5TH FLOOR | MEDSURG Storage W5 144.5 | 12/1/09
YES | YES |  |  |  | 069-44798 | 069-44798 | Tyco Healthcare | Genius II |  | N07044396 | TMC - REHAB - THERAPY GYM (JG) |  |  |  |  | 069-44798 | 069-44798 | TMC | Memorial Hermann-Texas Medical Center | TMC - REHAB - THERAPY GYM (JG) | REHAB - THERAPY GYM (JG) | [5 empty] | Thermometer, Electronic | THERMOMETERELECT-Tyco Healthcare-Genius II | [22 empty] | Thermometer, Electronic | THERMOMETERELECT | Thermometer, Electronic | Tyco Healthcare
YES | YES |  |  |  | 099-07077 | 099-07077 | Tyco Healthcare | Genius II |  | N074-4518 | Memorial Hermann- Texas Medical Center-OR-PACU nurse station |  |  |  |  | 099-07077 | 099-07077 |  | TMC | Memorial Hermann- Texas Medical Center-OR-PACU nurse station | Memorial Hermann- Texas Medical Center-OR-PACU nurse station | 4/1/20 |  |  | PM Not Required |  | Thermometer, Electronic | THERMOMETERELECT-Tyco Healthcare-Genius II | [22 empty] | Thermometer, Electronic | THERMOMETERELECT | Thermometer, Electronic | Tyco Healthcare
YES | YES | Serial Number Cnf |  |  | 099-00252 | 099-00252 | Tyco Healthcare | Sphygmomanometer |  | Cnf | MH MG - (SW) - BELLAIRE CENTER |  |  |  |  | 099-00252 | 099-00252 | Katy | Katy | MH MG - (SW) - BELLAIRE CENTER | Bel Air | 2/1/20 |  |  | No pm
NO | YES |  |  |  | 041-02157 |  | TYCO HEALTHCARE | VITAL VUE |  |  | East Tower OR | MHHS-Mem City |  | Irrigation/Aspiration Unit |  | 041-02157 |  | West | Memorial Hermann - Memorial City | East Tower OR | E2 Room 300 Equipment Storage |  |  |  |  | LIGHT SOURCES, FIBEROPTIC |  | IRRIGATIONASPNUNIT-Tyco Healthcare-VITAL VUE | IRRIGATIONASPNUNIT | VITAL VUE |  |  |  | Tyco Healthcare | Irrigation/Aspiration Unit |  | IRRIGATIONASPNUNIT-Tyco Healthcare-VITAL VUE |  |  |  |  | Covered PM Repair - Biomedical | MHHS-Mem City
NO | YES | [5 empty] | TYCO HEALTHCARE | VITAL VUE |  |  | Woodlands-OR | MHHS-Woodlands |  | Irrigation/Aspiration Unit |  |  |  | Woodlands | MHHS-Woodlands | Woodlands-OR | OR Storage | 8/1/18 |  | 8/1/19 |  | LIGHT SOURCES, FIBEROPTIC | Irrigation/Aspiration Unit | IRRIGATIONASPNUNIT-Tyco Healthcare-VITAL VUE | IRRIGATIONASPNUNIT | VITAL VUE |  |  |  | Tyco Healthcare | Irrigation/Aspiration Unit |  | IRRIGATIONASPNUNIT-Tyco Healthcare-VITAL VUE |  | 4/1/17 |  | IAU-SA | Covered PM Repair - Biomedical | MHHS-Woodlands | [7 empty] | Irrigation/Aspiration Unit | IRRIGATIONASPNUNIT | Irrigation/Aspiration Unit | Tyco Healthcare
NO | NO |  |  |  | 133-08330 |  | TYCOS | 7670-1 |  |  | KATY - IMU | MHHS-Katy |  | Monitor, Vital Signs |  | 133-08330 |  | Katy |  | KATY - IMU | [5 empty] | SPHYGMOMANOMETERS |  | MONITORVITALSIGNS-Welch Allyn-767-01 | MONITORVITALSIGNS | 767-01 |  |  |  | Welch Allyn | Monitor, Vital Signs |  |  | MONITORVITALSIGNS-Welch Allyn-767-01 |  |  |  | Not Covered Vendor Only - Biomedical | MHHS-Katy
NO | NO |  |  |  | 133-08331 |  | TYCOS | 7670-1 |  |  | KATY - IMU | MHHS-Katy |  | Monitor, Vital Signs |  | 133-08331 |  | Katy |  | KATY - IMU | [5 empty] | SPHYGMOMANOMETERS |  | MONITORVITALSIGNS-Welch Allyn-767-01 | MONITORVITALSIGNS | 767-01 |  |  |  | Welch Allyn | Monitor, Vital Signs |  |  | MONITORVITALSIGNS-Welch Allyn-767-01 |  |  |  | Covered PM Repair - Biomedical | MHHS-Katy
YES | YES |  |  |  | 151-04599 | 151-04599 | Tycos | Aneroid |  |  | Biomed |  |  |  |  | 151-04599 | 151-04599 | Northwest | Memorial Hermann Cypress Hospital | Biomed | Biomed | 2/1/20 |  |  |  |  | Sphygmomanometer, Aneroid | SPHYGMOMANOMETERANER-TYCOS-Aneroid | [22 empty] | Sphygmomanometer, Aneroid | SPHYGMOMANOMETERANER | Sphygmomanometer, Aneroid | TYCOS
YES | YES |  |  |  | 151-04602 | 151-04602 | Tycos | Aneroid |  |  | CY - CARDIAC CATH LAB |  |  |  |  | 151-04602 | 151-04602 | Northwest | Memorial Hermann Cypress Hospital | CY - CARDIAC CATH LAB | CV 3 | [5 empty] | Sphygmomanometer, Aneroid | SPHYGMOMANOMETERANER-TYCOS-Aneroid | [22 empty] | Sphygmomanometer, Aneroid | SPHYGMOMANOMETERANER | Sphygmomanometer, Aneroid | TYCOS
YES | YES |  |  |  | 151-04603 | 151-04603 | Tycos | Aneroid |  |  | CY - CARDIAC CATH LAB |  |  |  |  | 151-04603 | 151-04603 | Northwest | Memorial Hermann Cypress Hospital | CY - CARDIAC CATH LAB | CV 4 | [5 empty] | Sphygmomanometer, Aneroid | SPHYGMOMANOMETERANER-TYCOS-Aneroid | [22 empty] | Sphygmomanometer, Aneroid | SPHYGMOMANOMETERANER | Sphygmomanometer, Aneroid | TYCOS
YES | YES |  |  |  | 151-04604 | 151-04604 | Tycos | Aneroid |  |  | CY - CARDIAC CATH LAB |  |  |  |  | 151-04604 | 151-04604 | Northwest | Memorial Hermann Cypress Hospital | CY - CARDIAC CATH LAB | CVR 5 | [5 empty] | Sphygmomanometer, Aneroid | SPHYGMOMANOMETERANER-TYCOS-Aneroid | [22 empty] | Sphygmomanometer, Aneroid | SPHYGMOMANOMETERANER | Sphygmomanometer, Aneroid | TYCOS
YES | YES |  |  |  | 151-03795 | 151-03795 | Tycos | Aneroid |  |  | SMR - (STX) - RBJ - RICHMOND |  |  |  |  | 151-03795 | 151-03795 | South | Richmond Sports Medicine and Rehab | SMR - (STX) - RBJ - RICHMOND | Rehab | [5 empty] | Sphygmomanometer, Aneroid | SPHYGMOMANOMETERANER-TYCOS-Aneroid | [22 empty] | Sphygmomanometer, Aneroid | SPHYGMOMANOMETERANER | Sphygmomanometer, Aneroid | TYCOS
YES | YES |  |  |  | 151-04227 | 151-04227 | Tycos | Aneroid |  |  | MH MG - (PL) - CENTRAL PEARLAND |  |  |  |  | 151-04227 | 151-04227 | Pearland | Pearland | MH MG - (PL) - CENTRAL PEARLAND | Sports Medicine Rehab | [5 empty] | Sphygmomanometer, Aneroid | SPHYGMOMANOMETERANER-TYCOS-Aneroid | [22 empty] | Sphygmomanometer, Aneroid | SPHYGMOMANOMETERANER | Sphygmomanometer, Aneroid | TYCOS
YES | YES | Serial Number Cnf |  |  | 099-04355 | 099-04355 | Tycos | Aneroid |  | CNF | PEARLAND - EMERGENCY CENTER |  |  |  |  | 099-04355 | 099-04355 | Pearland | Memorial Hermann Pearland Hospital | PEARLAND - EMERGENCY CENTER | CDU 2 | [5 empty] | Sphygmomanometer, Aneroid | SPHYGMOMANOMETERANER-TYCOS-Aneroid | [22 empty] | Sphygmomanometer, Aneroid | SPHYGMOMANOMETERANER | Sphygmomanometer, Aneroid | TYCOS
YES | YES | Serial Number Cnf |  |  | 099-04359 | 099-04359 | Tycos | Aneroid |  | CNF | PEARLAND - EMERGENCY CENTER |  |  |  |  | 099-04359 | 099-04359 | Pearland | Memorial Hermann Pearland Hospital | PEARLAND - EMERGENCY CENTER | CDU 3 | [5 empty] | Sphygmomanometer, Aneroid | SPHYGMOMANOMETERANER-TYCOS-Aneroid | [22 empty] | Sphygmomanometer, Aneroid | SPHYGMOMANOMETERANER | Sphygmomanometer, Aneroid | TYCOS
YES | YES |  |  |  | 099-02148 | 099-02148 | Tycos | Aneroid |  |  | Katy-ER |  |  |  |  | 099-02148 | 099-02148 | Katy | Katy | Katy-ER | EC 25 | 2/1/20 |  |  |  |  | Sphygmomanometer, Aneroid | SPHYGMOMANOMETERANER-TYCOS-Aneroid | [22 empty] | Sphygmomanometer, Aneroid | SPHYGMOMANOMETERANER | Sphygmomanometer, Aneroid | TYCOS
YES | YES |  |  |  | 099-02151 | 099-02151 | Tycos | ANEROID |  |  | KATY - ER |  |  |  |  | 099-02151 | 099-02151 | Katy | Katy | KATY - ER | EC 23 | [5 empty] | Sphygmomanometer, Aneroid | SPHYGMOMANOMETERANER-TYCOS-Aneroid | [22 empty] | Sphygmomanometer, Aneroid | SPHYGMOMANOMETERANER | Sphygmomanometer, Aneroid | TYCOS
YES | YES |  |  |  | 142-08865 | 142-08865 | Tycos | Aneroid |  |  | MH MG - (SL) - PHYSICIANS AT SUGAR CREEK |  |  |  |  | 142-08865 | 142-08865 | Sugar Land |  | MH MG - (SL) - PHYSICIANS AT SUGAR CREEK | Purple Exam 4 | [5 empty] | Sphygmomanometer, Aneroid | SPHYGMOMANOMETERANER-TYCOS-Aneroid | [22 empty] | Sphygmomanometer, Aneroid | SPHYGMOMANOMETERANER | Sphygmomanometer, Aneroid | TYCOS
YES | YES |  |  |  | 142-08866 | 142-08866 | Tycos | Aneroid |  |  | MH MG - (SL) - PHYSICIANS AT SUGAR CREEK |  |  |  |  | 142-08866 | 142-08866 | Sugar Land |  | MH MG - (SL) - PHYSICIANS AT SUGAR CREEK | Purple Exam 3 | [5 empty] | Sphygmomanometer, Aneroid | SPHYGMOMANOMETERANER-TYCOS-Aneroid | [22 empty] | Sphygmomanometer, Aneroid | SPHYGMOMANOMETERANER | Sphygmomanometer, Aneroid | TYCOS
YES | YES |  |  |  | 142-08869 | 142-08869 | Tycos | Aneroid |  |  | MH MG - (SL) - PHYSICIANS AT SUGAR CREEK |  |  |  |  | 142-08869 | 142-08869 | Sugar Land |  | MH MG - (SL) - PHYSICIANS AT SUGAR CREEK | Green Procedure 1 | [5 empty] | Sphygmomanometer, Aneroid | SPHYGMOMANOMETERANER-TYCOS-Aneroid | [22 empty] | Sphygmomanometer, Aneroid | SPHYGMOMANOMETERANER | Sphygmomanometer, Aneroid | TYCOS
YES | YES | [5 empty] | Tycos | CE0050 |  |  | Genaeral Surgery | [6 empty] | Memorial City | Memorial City | Genaeral Surgery | Room 508
YES | YES |  |  |  | 099-08451 | 099-08451 | Tycos | Sphygmomanometer |  |  | MH MG - (STX) - SOUTH TEXAS - ROSENBERG |  |  |  |  | 099-08451 | 099-08451 | Tycos | Rosenberg | MH MG - (STX) - SOUTH TEXAS - ROSENBERG | Exam Room 19 |  |  |  | New Add
YES | YES | [5 empty] | Tycos Instruments, Inc. |  |  |  | Orthopedic | [6 empty] | West | Memorial Hermann Memorial City Medical Center | Orthopedic | E6 Room111 |  |  |  | CNF pm sticker
YES | YES |  |  |  | 069-44819 | 069-44819 | Tycos Instruments, Inc. |  |  |  | TMC - JONES - HYPERBARIC/WOUND CARE (JG) |  |  |  |  | 069-44819 | 069-44819 | TMC | Memorial Hermann Texas Medixal Center | TMC - JONES - HYPERBARIC/WOUND CARE (JG) | Wound care chamber
YES | YES |  |  |  | 151-05185 | 151-05185 | Tycos Instruments, Inc. | Aneroid |  |  | Cypress Multi-Specialy |  |  |  |  | 151-05185 | 151-05185 | Northwest | Memorial Hermann Medical Group Fairfield (#100) | Cypress Multi-Specialy |  |  | 2/1/20 |  |  |  | Sphygmomanometer, Aneroid | SPHYGMOMANOMETERANER-TYCOS-Aneroid | [23 empty] | SPHYGMOMANOMETERANER | Sphygmomanometer, Aneroid | TYCOS
YES | YES |  |  |  | 151-05189 | 151-05189 | Tycos Instruments, Inc. | Aneroid |  | (21) 16495110 | L |  |  |  |  | 151-05189 | 151-05189 | Northwest | Memorial Hermann Cypress Hospital | L |  |  | 2/1/20 |  |  |  | Sphygmomanometer, Aneroid | SPHYGMOMANOMETERANER-TYCOS-Aneroid | [23 empty] | SPHYGMOMANOMETERANER | Sphygmomanometer, Aneroid | TYCOS
YES | YES |  |  |  | 151-05199 | 151-05199 | Tycos Instruments, Inc. | Aneroid |  | (21)16496504 | L |  |  |  |  | 151-05199 | 151-05199 | Northwest | Memorial Hermann Cypress Hospital | L | C-Section 1 | 2/1/20 |  |  |  |  | Sphygmomanometer, Aneroid | SPHYGMOMANOMETERANER-TYCOS-Aneroid | [23 empty] | SPHYGMOMANOMETERANER | Sphygmomanometer, Aneroid | TYCOS
YES | YES |  |  |  | 151-03807 | 151-03807 | Tycos Instruments, Inc. | Aneroid |  |  | CY - MEDSURG |  |  |  |  | 151-03807 | 151-03807 | Northwest | Memorial Hermann Cypress Hospital | CY - MEDSURG | Equipment storage 214 | [5 empty] | Sphygmomanometer, Aneroid | SPHYGMOMANOMETERANER-TYCOS-Aneroid | [23 empty] | SPHYGMOMANOMETERANER | Sphygmomanometer, Aneroid | TYCOS
YES | YES |  |  |  | 151-03731 | 151-03731 | Tycos Instruments, Inc. | Aneroid |  |  | CY - ER |  |  |  |  | 151-03731 | 151-03731 | Northwest | Cypress | CY - ER | ER ROOM 16 | [5 empty] | Sphygmomanometer, Aneroid | SPHYGMOMANOMETERANER-TYCOS-Aneroid | [23 empty] | SPHYGMOMANOMETERANER | Sphygmomanometer, Aneroid | TYCOS
YES | YES |  |  |  | 151-03733 | 151-03733 | Tycos Instruments, Inc. | Aneroid |  |  | CY - ER |  |  |  |  | 151-03733 | 151-03733 | Cypress | Cypress | CY - ER | Treatment 14 | [5 empty] | Sphygmomanometer, Aneroid | SPHYGMOMANOMETERANER-TYCOS-Aneroid | [23 empty] | SPHYGMOMANOMETERANER | Sphygmomanometer, Aneroid | TYCOS
YES | YES |  |  |  | 151-03825 | 151-03825 | Tycos Instruments, Inc. | Aneroid |  |  | CY - ER |  |  |  |  | 151-03825 | 151-03825 | Northwest | Memorial Hermann Cypress Hospital | CY - ER | Rm 9 | 2/1/20 |  |  |  |  | Sphygmomanometer, Aneroid | SPHYGMOMANOMETERANER-TYCOS-Aneroid | [23 empty] | SPHYGMOMANOMETERANER | Sphygmomanometer, Aneroid | TYCOS
YES | YES | Serial Number Cnf |  |  | 151-03739 | 151-03739 | Tycos Instruments, Inc. | Aneroid |  | Cnf | MH MG - (STX) - SOUTH TEXAS - WHARTON |  |  |  |  | 151-03739 | 151-03739 | MH Med Group Wharton | MH Med Group Wharton | MH MG - (STX) - SOUTH TEXAS - WHARTON | Primary Care Exam 18 | [5 empty] | Sphygmomanometer, Aneroid | SPHYGMOMANOMETERANER-TYCOS-Aneroid | [23 empty] | SPHYGMOMANOMETERANER | Sphygmomanometer, Aneroid | TYCOS
YES | YES |  |  |  | 151-03740 | 151-03740 | Tycos Instruments, Inc. | Aneroid |  |  | MH MG - (STX) - SOUTH TEXAS - WHARTON |  |  |  |  | 151-03740 | 151-03740 | MH Med Group Wharton | Primary Care | MH MG - (STX) - SOUTH TEXAS - WHARTON | Exam 22 | [5 empty] | Sphygmomanometer, Aneroid | SPHYGMOMANOMETERANER-TYCOS-Aneroid | [23 empty] | SPHYGMOMANOMETERANER | Sphygmomanometer, Aneroid | TYCOS
YES | YES |  |  |  | 151-05131 | 151-05131 | Tycos Instruments, Inc. | Aneroid | [7 empty] | 151-05131 | 151-05131 | Cypress | MHMG |  | Nurses station | 2/1/20 | 2/1/20 |  |  |  | Sphygmomanometer, Aneroid | SPHYGMOMANOMETERANER-TYCOS-Aneroid | [23 empty] | SPHYGMOMANOMETERANER | Sphygmomanometer, Aneroid | TYCOS
YES | YES |  |  |  | 151-03741 | 151-03741 | Tycos Instruments, Inc. | Aneroid |  |  | MH MG - (STX) - SOUTH TEXAS - WHARTON |  |  |  |  | 151-03741 | 151-03741 | MH Med Group | Primary Care | MH MG - (STX) - SOUTH TEXAS - WHARTON | Exam 19 | [5 empty] | Sphygmomanometer, Aneroid | SPHYGMOMANOMETERANER-TYCOS-Aneroid | [23 empty] | SPHYGMOMANOMETERANER | Sphygmomanometer, Aneroid | TYCOS
YES | YES |  |  |  | 151-03796 | 151-03796 | Tycos Instruments, Inc. | Aneroid |  |  | SMR - (STX) - RBJ - RICHMOND |  |  |  |  | 151-03796 | 151-03796 | South | Richmond Sports Medicine and Rehab | SMR - (STX) - RBJ - RICHMOND | Rehab | [5 empty] | Sphygmomanometer, Aneroid | SPHYGMOMANOMETERANER-TYCOS-Aneroid | [23 empty] | SPHYGMOMANOMETERANER | Sphygmomanometer, Aneroid | TYCOS
YES | YES |  |  |  | 151-03886 | 151-03886 | Tycos Instruments, Inc. | Aneroid | [7 empty] | 151-03886 | 151-03886 | Cypress | [8 empty] | Sphygmomanometer, Aneroid | SPHYGMOMANOMETERANER-TYCOS-Aneroid | [23 empty] | SPHYGMOMANOMETERANER | Sphygmomanometer, Aneroid | TYCOS
YES | YES | [5 empty] | Tycos Instruments, Inc. | Aneroid |  |  | Primary care | [7 empty] | MH Med Group | Primary care | Exam 6 | [5 empty] | Sphygmomanometer, Aneroid | SPHYGMOMANOMETERANER-TYCOS-Aneroid | [23 empty] | SPHYGMOMANOMETERANER | Sphygmomanometer, Aneroid | TYCOS
YES | YES |  |  |  | 151-03671 | 151-03671 | Tycos Instruments, Inc. | Aneroid |  |  | Sports medicine east |  |  |  |  | 151-03671 | 151-03671 | Pearland | Memorial Hermann Sports Medicine | Sports medicine east | Exam 1 | 2/1/20 |  |  | No pm |  | Sphygmomanometer, Aneroid | SPHYGMOMANOMETERANER-TYCOS-Aneroid | [23 empty] | SPHYGMOMANOMETERANER | Sphygmomanometer, Aneroid | TYCOS
YES | YES |  |  |  | 151-03685 | 151-03685 | Tycos Instruments, Inc. | Aneroid |  |  | Sports medicine east |  |  |  |  | 151-03685 | 151-03685 | Pearland | Memorial Hermann Sports Medicine | Sports medicine east | Exam 2 | 2/1/20 |  |  | No pm |  | Sphygmomanometer, Aneroid | SPHYGMOMANOMETERANER-TYCOS-Aneroid | [23 empty] | SPHYGMOMANOMETERANER | Sphygmomanometer, Aneroid | TYCOS
YES | YES |  |  |  | 151-03888 | 151-03888 | Tycos Instruments, Inc. | Aneroid |  |  | MH MG - (PL) - CENTRAL PEARLAND |  |  |  |  | 151-03888 | 151-03888 | Pearland | Pearland | MH MG - (PL) - CENTRAL PEARLAND | Rm 5 | [5 empty] | Sphygmomanometer, Aneroid | SPHYGMOMANOMETERANER-TYCOS-Aneroid | [23 empty] | SPHYGMOMANOMETERANER | Sphygmomanometer, Aneroid | TYCOS
YES | YES |  |  |  | 151-03672 | 151-03672 | Tycos Instruments, Inc. | Aneroid |  |  | Sports medicine east |  |  |  |  | 151-03672 | 151-03672 | Pearland | Memorial Hermann Sports Medicine | Sports medicine east | Exam 6 | 2/1/20 |  |  | No pm |  | Sphygmomanometer, Aneroid | SPHYGMOMANOMETERANER-TYCOS-Aneroid | [23 empty] | SPHYGMOMANOMETERANER | Sphygmomanometer, Aneroid | TYCOS
YES | YES |  |  |  | 151-03889 | 151-03889 | Tycos Instruments, Inc. | Aneroid |  |  | MH MG - (PL) - CENTRAL PEARLAND |  |  |  |  | 151-03889 | 151-03889 | Pearland | Pearland | MH MG - (PL) - CENTRAL PEARLAND | Rm4 | [5 empty] | Sphygmomanometer, Aneroid | SPHYGMOMANOMETERANER-TYCOS-Aneroid | [23 empty] | SPHYGMOMANOMETERANER | Sphygmomanometer, Aneroid | TYCOS
YES | YES |  |  |  | 151-03890 | 151-03890 | Tycos Instruments, Inc. | Aneroid |  |  | MH MG - (PL) - CENTRAL PEARLAND |  |  |  |  | 151-03890 | 151-03890 | Pearland | Pearland | MH MG - (PL) - CENTRAL PEARLAND | Rm3 | [5 empty] | Sphygmomanometer, Aneroid | SPHYGMOMANOMETERANER-TYCOS-Aneroid | [23 empty] | SPHYGMOMANOMETERANER | Sphygmomanometer, Aneroid | TYCOS
YES | YES |  |  |  | 151-03891 | 151-03891 | Tycos Instruments, Inc. | Aneroid |  |  | MH MG - (PL) - CENTRAL PEARLAND |  |  |  |  | 151-03891 | 151-03891 | Pearland | Pearland | MH MG - (PL) - CENTRAL PEARLAND | Rm1 | [5 empty] | Sphygmomanometer, Aneroid | SPHYGMOMANOMETERANER-TYCOS-Aneroid | [23 empty] | SPHYGMOMANOMETERANER | Sphygmomanometer, Aneroid | TYCOS
YES | YES |  |  |  | 151-03892 | 151-03892 | Tycos Instruments, Inc. | Aneroid |  |  | MH MG - (PL) - CENTRAL PEARLAND |  |  |  |  | 151-03892 | 151-03892 | Pearland | Pearland | MH MG - (PL) - CENTRAL PEARLAND | Rm2 | [5 empty] | Sphygmomanometer, Aneroid | SPHYGMOMANOMETERANER-TYCOS-Aneroid | [23 empty] | SPHYGMOMANOMETERANER | Sphygmomanometer, Aneroid | TYCOS
YES | YES | Serial Number Cnf |  |  | 151-04231 | 151-04231 | Tycos Instruments, Inc. | Aneroid |  | CNF | OPID - (PL) - PEARLAND - 406 (MP1) |  |  |  |  | 151-04231 | 151-04231 | Pearland | Breast Care | OPID - (PL) - PEARLAND - 406 (MP1) | MRI Zone 3 | [5 empty] | Sphygmomanometer, Aneroid | SPHYGMOMANOMETERANER-TYCOS-Aneroid | [23 empty] | SPHYGMOMANOMETERANER | Sphygmomanometer, Aneroid | TYCOS
YES | YES |  |  |  | 005-33452 | 005-33452 | Tycos Instruments, Inc. | Aneroid |  |  | MH MG - (PL) - PEARLAND TIMESHARE (MP1) |  |  |  |  | 005-33452 | 005-33452 | Peraland | Pearland | MH MG - (PL) - PEARLAND TIMESHARE (MP1) | Ex rm 1 | [5 empty] | Sphygmomanometer, Aneroid | SPHYGMOMANOMETERANER-TYCOS-Aneroid | [23 empty] | SPHYGMOMANOMETERANER | Sphygmomanometer, Aneroid | TYCOS
YES | YES |  |  |  | 099-04686 | 099-04686 | Tycos Instruments, Inc. | Aneroid |  |  | PEARLAND - EMERGENCY CENTER |  |  |  |  | 099-04686 | 099-04686 | Pearland | Memorial Hermann Pearland Hospital | PEARLAND - EMERGENCY CENTER | IR-2 | 2/1/20 |  |  |  |  | Sphygmomanometer, Aneroid | SPHYGMOMANOMETERANER-TYCOS-Aneroid | [23 empty] | SPHYGMOMANOMETERANER | Sphygmomanometer, Aneroid | TYCOS
YES | YES |  |  |  | 099-04707 | 099-04707 | Tycos Instruments, Inc. | Aneroid |  |  | PEARLAND - EMERGENCY CENTER |  |  |  |  | 099-04707 | 099-04707 | Pearland | Memorial Hermann Pearland Hospital | PEARLAND - EMERGENCY CENTER | Trauma3 | [5 empty] | Sphygmomanometer, Aneroid | SPHYGMOMANOMETERANER-TYCOS-Aneroid | [23 empty] | SPHYGMOMANOMETERANER | Sphygmomanometer, Aneroid | TYCOS
YES | YES |  |  |  | 099-04688 | 099-04688 | Tycos Instruments, Inc. | Aneroid |  |  | CDU |  |  |  |  | 099-04688 | 099-04688 | Pearland | Memorial Hermann Pearland Hospital | CDU | CDU16 | [5 empty] | Sphygmomanometer, Aneroid | SPHYGMOMANOMETERANER-TYCOS-Aneroid | [23 empty] | SPHYGMOMANOMETERANER | Sphygmomanometer, Aneroid | TYCOS
YES | YES |  |  |  | 099-04692 | 099-04692 | Tycos Instruments, Inc. | Aneroid |  |  | CDU |  |  |  |  | 099-04692 | 099-04692 | Pearland | Memorial Hermann Pearland Hospital | CDU | CDU15 | [5 empty] | Sphygmomanometer, Aneroid | SPHYGMOMANOMETERANER-TYCOS-Aneroid | [23 empty] | SPHYGMOMANOMETERANER | Sphygmomanometer, Aneroid | TYCOS
YES | YES | Serial Number Cnf |  |  | 099-04362 | 099-04362 | Tycos Instruments, Inc. | Aneroid |  | CNF | PEARLAND - EMERGENCY CENTER |  |  |  |  | 099-04362 | 099-04362 | Pearland | Memorial Hermann Pearland Hospital | PEARLAND - EMERGENCY CENTER | CDU 4 | [5 empty] | Sphygmomanometer, Aneroid | SPHYGMOMANOMETERANER-TYCOS-Aneroid | [23 empty] | SPHYGMOMANOMETERANER | Sphygmomanometer, Aneroid | TYCOS
YES | YES |  |  |  | 099-04488 | 099-04488 | Tycos Instruments, Inc. | Aneroid |  |  | CDU |  |  |  |  | 099-04488 | 099-04488 | Pearland | Memorial Hermann Pearland Hospital | CDU | CDU14 | [5 empty] | Sphygmomanometer, Aneroid | SPHYGMOMANOMETERANER-TYCOS-Aneroid | [23 empty] | SPHYGMOMANOMETERANER | Sphygmomanometer, Aneroid | TYCOS
YES | YES | Serial Number Cnf |  |  | 099-04364 | 099-04364 | Tycos Instruments, Inc. | Aneroid |  | CNF | PEARLAND - EMERGENCY CENTER |  |  |  |  | 099-04364 | 099-04364 | Pearland | Memorial Hermann Pearland Hospital | PEARLAND - EMERGENCY CENTER | CDU 5 | [5 empty] | Sphygmomanometer, Aneroid | SPHYGMOMANOMETERANER-TYCOS-Aneroid | [23 empty] | SPHYGMOMANOMETERANER | Sphygmomanometer, Aneroid | TYCOS
YES | YES |  |  |  | 099-04492 | 099-04492 | Tycos Instruments, Inc. | Aneroid |  |  | CDU |  |  |  |  | 099-04492 | 099-04492 | Pearland | Memorial Hermann Pearland Hospital | CDU | CDU13 | [5 empty] | Sphygmomanometer, Aneroid | SPHYGMOMANOMETERANER-TYCOS-Aneroid | [23 empty] | SPHYGMOMANOMETERANER | Sphygmomanometer, Aneroid | TYCOS
YES | YES |  |  |  | 099-02035 | 099-02035 | Tycos Instruments, Inc. | Aneroid |  | 7670-01S | KATY - MED/SURG 5TH FLOOR |  |  |  |  | 099-02035 | 099-02035 | Katy | Memorial Hermann Katy Hospital | KATY - MED/SURG 5TH FLOOR | MEDSURG Storage W5 144.5 | [5 empty] | Sphygmomanometer, Aneroid | SPHYGMOMANOMETERANER-TYCOS-Aneroid | [23 empty] | SPHYGMOMANOMETERANER | Sphygmomanometer, Aneroid | TYCOS
YES | YES |  |  |  | 099-04982 | 099-04982 | Tycos Instruments, Inc. | Aneroid |  |  | KATY - MED/SURG 5TH FLOOR |  |  |  |  | 099-04982 | 099-04982 | Katy | Memorial Hermann Katy Hospital | KATY - MED/SURG 5TH FLOOR | Equipment Storage W5:160.1 |  | 2/1/20 |  |  |  | Sphygmomanometer, Aneroid | SPHYGMOMANOMETERANER-TYCOS-Aneroid | [23 empty] | SPHYGMOMANOMETERANER | Sphygmomanometer, Aneroid | TYCOS
YES | YES |  |  |  | 099-04898 | 099-04898 | Tycos Instruments, Inc. | Aneroid |  |  | KATY - MED/SURG 6TH FLOOR |  |  |  |  | 099-04898 | 099-04898 | Katy | Memorial Hermann Katy Hospital | KATY - MED/SURG 6TH FLOOR | W6:143.1 clean supply | 2/1/20 |  |  |  |  | Sphygmomanometer, Aneroid | SPHYGMOMANOMETERANER-TYCOS-Aneroid | [23 empty] | SPHYGMOMANOMETERANER | Sphygmomanometer, Aneroid | TYCOS
YES | YES |  |  |  | 099-03005 | 099-03005 | Tycos Instruments, Inc. | Aneroid |  |  | MEDSURG 7TH Floor |  |  |  |  | 099-03005 | 099-03005 | Katy | Memorial Hermann Katy Hospital | MEDSURG 7TH Floor | MEDSURG 7th Floor Hallway | [5 empty] | Sphygmomanometer, Aneroid | SPHYGMOMANOMETERANER-TYCOS-Aneroid | [23 empty] | SPHYGMOMANOMETERANER | Sphygmomanometer, Aneroid | TYCOS
YES | YES |  |  |  | 099-03006 | 099-03006 | Tycos Instruments, Inc. | Aneroid |  |  | MEDSURG 7TH Floor |  |  |  |  | 099-03006 | 099-03006 | Katy | Memorial Hermann Katy Hospital | MEDSURG 7TH Floor | MEDSURG 7th Floor Hallway | [5 empty] | Sphygmomanometer, Aneroid | SPHYGMOMANOMETERANER-TYCOS-Aneroid | [23 empty] | SPHYGMOMANOMETERANER | Sphygmomanometer, Aneroid | TYCOS
YES | YES |  |  |  | 099-04921 | 099-04921 | Tycos Instruments, Inc. | Aneroid |  |  | KATY - MED/SURG 7TH FLOOR |  |  |  |  | 099-04921 | 099-04921 | Katy | Memorial Hermann Katy Hospital | KATY - MED/SURG 7TH FLOOR | W7:144.1 equipment | [5 empty] | Sphygmomanometer, Aneroid | SPHYGMOMANOMETERANER-TYCOS-Aneroid | [23 empty] | SPHYGMOMANOMETERANER | Sphygmomanometer, Aneroid | TYCOS
YES | YES |  |  |  | 099-03007 | 099-03007 | Tycos Instruments, Inc. | Aneroid |  |  | KATY - NEW TOWER |  |  |  |  | 099-03007 | 099-03007 | Katy | Memorial Hermann Katy Hospital | KATY - NEW TOWER | 4th Floor RAU RM 3 | [5 empty] | Sphygmomanometer, Aneroid | SPHYGMOMANOMETERANER-TYCOS-Aneroid | [23 empty] | SPHYGMOMANOMETERANER | Sphygmomanometer, Aneroid | TYCOS
YES | YES |  |  |  | 099-04965 | 099-04965 | Tycos Instruments, Inc. | Aneroid |  |  | KATY - POSTPARTUM - 2W |  |  |  |  | 099-04965 | 099-04965 | Katy | Memorial Hermann Katy Hospital | KATY - POSTPARTUM - 2W | Hallway |  | 2/1/20 |  |  |  | Sphygmomanometer, Aneroid | SPHYGMOMANOMETERANER-TYCOS-Aneroid | [23 empty] | SPHYGMOMANOMETERANER | Sphygmomanometer, Aneroid | TYCOS
YES | YES | Serial Number Cnf |  |  | 099-02054 | 099-02054 | Tycos Instruments, Inc. | Aneroid |  | CNF | KATY - Cath Lab |  |  |  |  | 099-02054 | 099-02054 | Katy | Memorial Hermann Katy Hospital | KATY - Cath Lab | Cath Lab | [5 empty] | Sphygmomanometer, Aneroid | SPHYGMOMANOMETERANER-TYCOS-Aneroid | [23 empty] | SPHYGMOMANOMETERANER | Sphygmomanometer, Aneroid | TYCOS
YES | YES |  |  |  | 099-02990 | 099-02990 | Tycos Instruments, Inc. | Aneroid |  |  | KATY - ICU |  |  |  |  | 099-02990 | 099-02990 | Katy | Memorial Hermann Katy Hospital | KATY - ICU | ICU Clean Utility | [5 empty] | Sphygmomanometer, Aneroid | SPHYGMOMANOMETERANER-TYCOS-Aneroid | [23 empty] | SPHYGMOMANOMETERANER | Sphygmomanometer, Aneroid | TYCOS
NO | YES |  |  |  | 099-02991 | 099-02991 | Tycos Instruments, Inc. | Aneroid |  |  | Katy-ICU |  |  |  |  | 099-02991 | 099-02991 | Katy | MHHS-Katy | Katy-ICU | ICU Clean Utility | [5 empty] | Sphygmomanometer, Aneroid | SPHYGMOMANOMETERANER-TYCOS-Aneroid | [23 empty] | SPHYGMOMANOMETERANER | Sphygmomanometer, Aneroid | TYCOS
YES | YES |  |  |  | 099-02994 | 099-02994 | Tycos Instruments, Inc. | Aneroid |  |  | KATY - ICU |  |  |  |  | 099-02994 | 099-02994 | Katy | Memorial Hermann Katy Hospital | KATY - ICU | ICU Central Hallway | [5 empty] | Sphygmomanometer, Aneroid | SPHYGMOMANOMETERANER-TYCOS-Aneroid | [23 empty] | SPHYGMOMANOMETERANER | Sphygmomanometer, Aneroid | TYCOS
YES | YES |  |  |  | 099-03001 | 099-03001 | Tycos Instruments, Inc. | Aneroid |  |  | Katy - Radiology |  |  |  |  | 099-03001 | 099-03001 | Katy | Memorial Hermann Katy Hospital | Katy - Radiology | X-Ray Room | [5 empty] | Sphygmomanometer, Aneroid | SPHYGMOMANOMETERANER-TYCOS-Aneroid | [23 empty] | SPHYGMOMANOMETERANER | Sphygmomanometer, Aneroid | TYCOS
YES | YES |  |  |  | 099-02139 | 099-02139 | Tycos Instruments, Inc. | Aneroid |  |  | KATY - CARDIOLOGY |  |  |  |  | 099-02139 | 099-02139 | Katy | Katy | KATY - CARDIOLOGY | ECG/Stress1 |  | 2/1/20 |  |  |  | Sphygmomanometer, Aneroid | SPHYGMOMANOMETERANER-TYCOS-Aneroid | [23 empty] | SPHYGMOMANOMETERANER | Sphygmomanometer, Aneroid | TYCOS
YES | YES |  |  |  | 099-02485 | 099-02485 | Tycos Instruments, Inc. | Aneroid |  |  | MH MG - (KY) - KATY PEDS (MP2) |  |  |  |  | 099-02485 | 099-02485 | Katy | Memorial Hermann Katy Hospital | MH MG - (KY) - KATY PEDS (MP2) | Katy - Peds | 2/1/20 |  |  |  |  | Sphygmomanometer, Aneroid | SPHYGMOMANOMETERANER-TYCOS-Aneroid | [23 empty] | SPHYGMOMANOMETERANER | Sphygmomanometer, Aneroid | TYCOS
YES | YES |  |  |  | 099-00286 | 099-00286 | Tycos Instruments, Inc. | Aneroid |  |  | ER |  |  |  |  | 099-00286 | 099-00286 | Katy | Memorial Hermann Katy Hospital | ER | MSE 4 |  |  |  | No pm |  | Sphygmomanometer, Aneroid | SPHYGMOMANOMETERANER-TYCOS-Aneroid | [23 empty] | SPHYGMOMANOMETERANER | Sphygmomanometer, Aneroid | TYCOS
YES | YES |  |  |  | 099-00287 | 099-00287 | Tycos Instruments, Inc. | Aneroid |  |  | KATY - ER |  |  |  |  | 099-00287 | 099-00287 | Katy | Memorial Hermann Katy Hospital | KATY - ER | MSE 3 | [5 empty] | Sphygmomanometer, Aneroid | SPHYGMOMANOMETERANER-TYCOS-Aneroid | [23 empty] | SPHYGMOMANOMETERANER | Sphygmomanometer, Aneroid | TYCOS
YES | YES |  |  |  | 099-00289 | 099-00289 | Tycos Instruments, Inc. | Aneroid |  |  | KATY - ER |  |  |  |  | 099-00289 | 099-00289 | Katy | Memorial Hermann Katy Hospital | KATY - ER | MSE 2 | [5 empty] | Sphygmomanometer, Aneroid | SPHYGMOMANOMETERANER-TYCOS-Aneroid | [23 empty] | SPHYGMOMANOMETERANER | Sphygmomanometer, Aneroid | TYCOS
YES | YES |  |  |  | 099-02649 | 099-02649 | Tycos Instruments, Inc. | Aneroid |  |  | KATY - ER |  |  |  |  | 099-02649 | 099-02649 | Katy | Memorial Hermann Katy Hospital | KATY - ER | ER | [5 empty] | Sphygmomanometer, Aneroid | SPHYGMOMANOMETERANER-TYCOS-Aneroid | [23 empty] | SPHYGMOMANOMETERANER | Sphygmomanometer, Aneroid | TYCOS
YES | YES |  |  |  | 099-02153 | 099-02153 | Tycos Instruments, Inc. | Aneroid |  |  | KATY - ER |  |  |  |  | 099-02153 | 099-02153 | Katy | Memorial Hermann Katy Hospital | KATY - ER | EC 10 |  | 2/1/20 |  |  |  | Sphygmomanometer, Aneroid | SPHYGMOMANOMETERANER-TYCOS-Aneroid | [23 empty] | SPHYGMOMANOMETERANER | Sphygmomanometer, Aneroid | TYCOS
YES | YES | Asset Tag 099-00300 |  |  | 099-00300 | 099-00300 | Tycos Instruments, Inc. | Aneroid |  |  | Katy - ER |  |  |  |  | 099-00300 | 099-00300 | Katy | Memorial Hermann Katy Hospital | Katy - ER | Katy - ER | [5 empty] | Sphygmomanometer, Aneroid | SPHYGMOMANOMETERANER-TYCOS-Aneroid | [23 empty] | SPHYGMOMANOMETERANER | Sphygmomanometer, Aneroid | TYCOS
YES | YES | Serial Number Cnf |  |  | 099-02167 | 099-02167 | Tycos Instruments, Inc. | Aneroid |  | Cnf | MH MG - (SW) - BELLAIRE CENTER |  |  |  |  | 099-02167 | 099-02167 |  |  | MH MG - (SW) - BELLAIRE CENTER | [6 empty] | Sphygmomanometer, Aneroid | SPHYGMOMANOMETERANER-TYCOS-Aneroid | [23 empty] | SPHYGMOMANOMETERANER | Sphygmomanometer, Aneroid | TYCOS
YES | YES | Serial Number Cnf |  |  | 099-00471 | 099-00471 | Tycos Instruments, Inc. | Aneroid |  | CNF | KATY REHAB - OUTPATIENT REHAB 3RD FLOOR |  |  |  |  | 099-00471 | 099-00471 | Katy | Memorial Hermann Katy Hospital | KATY REHAB - OUTPATIENT REHAB 3RD FLOOR | Katy - Outpatient Rehab | [5 empty] | Sphygmomanometer, Aneroid | SPHYGMOMANOMETERANER-TYCOS-Aneroid | [23 empty] | SPHYGMOMANOMETERANER | Sphygmomanometer, Aneroid | TYCOS
YES | YES |  |  |  | 099-00472 | 099-00472 | Tycos Instruments, Inc. | Aneroid |  |  | KATY REHAB - OUTPATIENT REHAB 3RD FLOOR |  |  |  |  | 099-00472 | 099-00472 | Katy | Memorial Hermann Katy Hospital | KATY REHAB - OUTPATIENT REHAB 3RD FLOOR | Katy - Outpatient Rehab | [5 empty] | Sphygmomanometer, Aneroid | SPHYGMOMANOMETERANER-TYCOS-Aneroid | [23 empty] | SPHYGMOMANOMETERANER | Sphygmomanometer, Aneroid | TYCOS
YES | YES |  |  |  | 099-00473 | 099-00473 | Tycos Instruments, Inc. | Aneroid |  |  | Katy - Wound Care |  |  |  |  | 099-00473 | 099-00473 | Katy | Memorial Hermann Katy Hospital | Katy - Wound Care | Katy - Wound Care | [5 empty] | Sphygmomanometer, Aneroid | SPHYGMOMANOMETERANER-TYCOS-Aneroid | [23 empty] | SPHYGMOMANOMETERANER | Sphygmomanometer, Aneroid | TYCOS
YES | YES |  |  |  | 099-00431 | 099-00431 | Tycos Instruments, Inc. | Aneroid |  |  | CC-Lab |  |  |  |  | 099-00431 | 099-00431 | Central | Memorial Hermann Urgent Care Greater Heights (#100) | CC-Lab | Nurses station | 2/1/20 |  |  |  |  | Sphygmomanometer, Aneroid | SPHYGMOMANOMETERANER-TYCOS-Aneroid | [23 empty] | SPHYGMOMANOMETERANER | Sphygmomanometer, Aneroid | TYCOS
YES | YES |  |  |  | 099-00432 | 099-00432 | Tycos Instruments, Inc. | Aneroid |  |  | CC-Lab |  |  |  |  | 099-00432 | 099-00432 | Central | Memorial Hermann Urgent Care Greater Heights (#100) | CC-Lab | Nurses station |  | 2/1/20 |  |  |  | Sphygmomanometer, Aneroid | SPHYGMOMANOMETERANER-TYCOS-Aneroid | [23 empty] | SPHYGMOMANOMETERANER | Sphygmomanometer, Aneroid | TYCOS
YES | YES |  |  |  | 099-00654 | 099-00654 | Tycos Instruments, Inc. | Aneroid |  |  | NE - 4th IMCU |  |  |  |  | 099-00654 | 099-00654 | Katy | Memorial Hermann Northeast Hospital | NE - 4th IMCU |  | 2/1/20 |  |  | No Tubing |  | Sphygmomanometer, Aneroid | SPHYGMOMANOMETERANER-TYCOS-Aneroid | [23 empty] | SPHYGMOMANOMETERANER | Sphygmomanometer, Aneroid | TYCOS
YES | YES |  |  |  | 099-00660 | 099-00660 | Tycos Instruments, Inc. | Aneroid |  |  | NE - 4th IMCU |  |  |  |  | 099-00660 | 099-00660 | Katy | Memorial Hermann Northeast Hospital | NE - 4th IMCU |  | 2/1/20 |  |  | Cracked case and no tubing |  | Sphygmomanometer, Aneroid | SPHYGMOMANOMETERANER-TYCOS-Aneroid | [23 empty] | SPHYGMOMANOMETERANER | Sphygmomanometer, Aneroid | TYCOS
YES | YES |  |  |  | 099-00576 | 099-00576 | Tycos Instruments, Inc. | Aneroid |  |  | NE - ICU |  |  |  |  | 099-00576 | 099-00576 | Katy | Memorial Hermann Northeast Hospital | NE - ICU | [6 empty] | Sphygmomanometer, Aneroid | SPHYGMOMANOMETERANER-TYCOS-Aneroid | [23 empty] | SPHYGMOMANOMETERANER | Sphygmomanometer, Aneroid | TYCOS
YES | YES |  |  |  | 142-08905 | 142-08905 | Tycos Instruments, Inc. | Aneroid |  |  | MH MG - (SL) - SWEETWATER |  |  |  |  | 142-08905 | 142-08905 | Sugar Land | Memorial Hermann Medical Group Sweetwater (#B) | MH MG - (SL) - SWEETWATER | [6 empty] | Sphygmomanometer, Aneroid | SPHYGMOMANOMETERANER-TYCOS-Aneroid | [23 empty] | SPHYGMOMANOMETERANER | Sphygmomanometer, Aneroid | TYCOS
YES | YES |  |  |  | 142-09267 | 142-09267 | Tycos Instruments, Inc. | Aneroid |  |  | Physicians at Sugar Creek |  |  |  |  | 142-09267 | 142-09267 | Sugar Land | Physicians at Sugar Creek | Physicians at Sugar Creek | NW.3 | [5 empty] | Sphygmomanometer, Aneroid | SPHYGMOMANOMETERANER-TYCOS-Aneroid | [23 empty] | SPHYGMOMANOMETERANER | Sphygmomanometer, Aneroid | TYCOS
YES | YES |  |  |  | 142-08880 | 142-08880 | Tycos Instruments, Inc. | Aneroid |  |  | Physicians at Sugar Creek |  |  |  |  | 142-08880 | 142-08880 | Sugar Land | Physicians at Sugar Creek | Physicians at Sugar Creek | Grey Pod | [5 empty] | Sphygmomanometer, Aneroid | SPHYGMOMANOMETERANER-TYCOS-Aneroid | [23 empty] | SPHYGMOMANOMETERANER | Sphygmomanometer, Aneroid | TYCOS
YES | YES | Serial Number 306230468 |  |  | 142-08882 | 142-08882 | Tycos Instruments, Inc. | Aneroid |  |  | Physicians at Sugar Creek |  |  |  |  | 142-08882 | 142-08882 | Sugar Land | Physicians at Sugar Creek | Physicians at Sugar Creek | Grey Pod | [5 empty] | Sphygmomanometer, Aneroid | SPHYGMOMANOMETERANER-TYCOS-Aneroid | [23 empty] | SPHYGMOMANOMETERANER | Sphygmomanometer, Aneroid | TYCOS
YES | YES | Serial Number 306230478 |  |  | 142-08884 | 142-08884 | Tycos Instruments, Inc. | Aneroid |  |  | Physicians at Sugar Creek |  |  |  |  | 142-08884 | 142-08884 | Sugar Land | Physicians at Sugar Creek | Physicians at Sugar Creek | Grey Pod | [5 empty] | Sphygmomanometer, Aneroid | SPHYGMOMANOMETERANER-TYCOS-Aneroid | [23 empty] | SPHYGMOMANOMETERANER | Sphygmomanometer, Aneroid | TYCOS
YES | YES | Serial Number 306230473 |  |  | 142-08885 | 142-08885 | Tycos Instruments, Inc. | Aneroid |  |  | Physicians at Sugar Creek |  |  |  |  | 142-08885 | 142-08885 | Sugar Land | Physicians at Sugar Creek | Physicians at Sugar Creek | Green Pod | [5 empty] | Sphygmomanometer, Aneroid | SPHYGMOMANOMETERANER-TYCOS-Aneroid | [23 empty] | SPHYGMOMANOMETERANER | Sphygmomanometer, Aneroid | TYCOS
YES | YES | Serial Number Cnf |  |  | 142-09344 | 142-09344 | Tycos Instruments, Inc. | Aneroid |  | Cnf | MH MG - (SL) - PHYSICIANS AT SUGAR CREEK |  |  |  |  | 142-09344 | 142-09344 | Sugar Land | Memorial Hermann Surgery Center Sugar Land (#200) | MH MG - (SL) - PHYSICIANS AT SUGAR CREEK | Purple nurses station | [5 empty] | Sphygmomanometer, Aneroid | SPHYGMOMANOMETERANER-TYCOS-Aneroid | [23 empty] | SPHYGMOMANOMETERANER | Sphygmomanometer, Aneroid | TYCOS
YES | YES |  |  |  | 142-08887 | 142-08887 | Tycos Instruments, Inc. | Aneroid |  |  | Physicians at Sugar Creek |  |  |  |  | 142-08887 | 142-08887 | Sugar Land | Physicians at Sugar Creek | Physicians at Sugar Creek | Green Pod | [5 empty] | Sphygmomanometer, Aneroid | SPHYGMOMANOMETERANER-TYCOS-Aneroid | [23 empty] | SPHYGMOMANOMETERANER | Sphygmomanometer, Aneroid | TYCOS
YES | YES |  |  |  | 142-08888 | 142-08888 | Tycos Instruments, Inc. | Aneroid |  |  | Physicians at Sugar Creek |  |  |  |  | 142-08888 | 142-08888 | Sugar Land | Physicians at Sugar Creek | Physicians at Sugar Creek | Green Pod | [5 empty] | Sphygmomanometer, Aneroid | SPHYGMOMANOMETERANER-TYCOS-Aneroid | [23 empty] | SPHYGMOMANOMETERANER | Sphygmomanometer, Aneroid | TYCOS
YES | YES | Serial Number Cnf |  |  | 142-09345 | 142-09345 | Tycos Instruments, Inc. | Aneroid |  | Cnf | MH MG - (SL) - PHYSICIANS AT SUGAR CREEK |  |  |  |  | 142-09345 | 142-09345 | Sugar Land | Memorial Hermann Surgery Center Sugar Land (#200) | MH MG - (SL) - PHYSICIANS AT SUGAR CREEK | Green room 4 | [5 empty] | Sphygmomanometer, Aneroid | SPHYGMOMANOMETERANER-TYCOS-Aneroid | [23 empty] | SPHYGMOMANOMETERANER | Sphygmomanometer, Aneroid | TYCOS
YES | YES |  |  |  | 142-08889 | 142-08889 | Tycos Instruments, Inc. | Aneroid |  |  | MH MG - (SL) - PHYSICIANS AT SUGAR CREEK |  |  |  |  | 142-08889 | 142-08889 | Sugar Land | Physicians Center at Sugar Creek | MH MG - (SL) - PHYSICIANS AT SUGAR CREEK | Green Pod | [5 empty] | Sphygmomanometer, Aneroid | SPHYGMOMANOMETERANER-TYCOS-Aneroid | [23 empty] | SPHYGMOMANOMETERANER | Sphygmomanometer, Aneroid | TYCOS
YES | YES |  |  |  | 099-13072 | 099-13072 | Tycos Instruments, Inc. | Aneroid |  |  | SW - LABOR |  |  |  |  | 099-13072 | 099-13072 | Southwest | Memorial Hermann Southwest Hospital | SW - LABOR | LDR 14 | [6 empty] | SPHYGMOMANOMETERANER-TYCOS-Aneroid
YES | YES |  |  |  | 099-12328 | 099-12328 | Tycos Instruments, Inc. | Aneroid |  |  | TMC - HVI - CCU (4HVI) |  |  |  |  | 099-12328 | 099-12328 | TMC | Memorial Hermann-Texas Medical Center | TMC - HVI - CCU (4HVI) |  |  |  |  | No PM Sticker |  |  | SPHYGMOMANOMETERANER-TYCOS-Aneroid
YES | YES |  |  |  | 099-01229 | 099-01229 | Tycos Instruments, Inc. | CE0050 |  |  | Radiology |  |  |  |  | 099-01229 | 099-01229 | Katy | Memorial Hermann Northeast Hospital | Radiology | Stress lab | 2/1/20 | [5 empty] | SPHYGMOMANOMETERANER-Welch Allyn-ANEROID
YES | YES |  |  |  | 013-08509 | 013-08509 | Tycos Instruments, Inc. | CE0050 |  |  | Medicine Unit 6th Floor |  |  |  |  | 013-08509 | 013-08509 | Southwest | Memorial Hermann Southwest Hospital | Medicine Unit 6th Floor | Equipment Room | 3/1/20 |  |  | No PM Required |  |  | SPHYGMOMANOMETERANER-Welch Allyn-ANEROID
YES | YES |  |  |  | 099-00838 | 099-00838 | Tycos Instruments, Inc. | CNF |  |  | NE - IMU2 |  |  |  |  | 099-00838 | 099-00838 | Katy | Memorial Hermann Northeast Hospital | NE - IMU2 | Room 4021 | 2/1/20 | [5 empty] | .needs class
YES | YES |  |  |  | 142-09348 | 142-09348 | Tycos Instruments, Inc. | CNF |  |  | MH MG - (SL) - PHYSICIANS AT SUGAR CREEK |  |  |  |  | 142-09348 | 142-09348 | Sugar Land | Physicians at Sugar Creek | MH MG - (SL) - PHYSICIANS AT SUGAR CREEK | Room NE.1 | [6 empty] | .needs class
YES | YES |  |  |  | 142-09353 | 142-09353 | Tycos Instruments, Inc. | CNF |  |  | MH MG - (SL) - PHYSICIANS AT SUGAR CREEK |  |  |  |  | 142-09353 | 142-09353 | Sugar Land | Physicians at Sugar Creek | MH MG - (SL) - PHYSICIANS AT SUGAR CREEK | Room SE.10 | [6 empty] | .needs class
YES | YES | Serial Number 306230478 |  |  | 142-09352 | 142-09352 | Tycos Instruments, Inc. | CNF |  |  | MH MG - (SL) - PHYSICIANS AT SUGAR CREEK |  |  |  |  | 142-09352 | 142-09352 | Sugar Land | Physicians at Sugar Creek | MH MG - (SL) - PHYSICIANS AT SUGAR CREEK | Room SE.10 | 2/1/20 | [5 empty] | .needs class
YES | YES | [5 empty] | Tycos Instruments, Inc. | CNF |  |  | MEMORIAL CITY - General Surgery | [6 empty] | West | Memorial Hermann Memorial City Medical Center | MEMORIAL CITY - General Surgery | MEMORIAL CITY - General Surgery E5 207 Room 528 |  |  |  | No pm sticker
YES | YES |  |  |  | 074-06165 | 074-06165 | Tycos Instruments, Inc. | Jewel Sphygmomanometer |  |  | PCU 4 |  |  |  |  | 074-06165 | 074-06165 | Woodlands | Memorial Hermann The Woodlands Medical Center | PCU 4 | PCU 4
YES | YES |  |  |  | 074-06265 | 074-06265 | Tycos Instruments, Inc. | Jewel Sphygmomanometer |  |  | WOODLANDS - 3 |  |  |  |  | 074-06265 | 074-06265 | Woodlands | Memorial Hermann The Woodlands Medical Center | WOODLANDS - 3 | PUC 3
YES | YES |  |  |  | 099-02315 | 099-02315 | Tycos Instruments, Inc. | Sphyg |  |  | ICU |  |  |  |  | 099-02315 | 099-02315 | Katy | Memorial Hermann Northeast Hospital | ICU | Room 4025 | 2/1/20
NO | YES |  |  |  | 241-04596 | 241-04596 | TYROMOTION | DIEGO |  | DR1-2017-038 | TIRR-Therapy Gym | MHHS-TIRR |  | Dissectors |  | 241-04596 | 241-04596 | TMC | MHHS-Others | TIRR-Therapy Gym | Reb | 3/1/19 |  |  |  | EXERCISERS | Dissectors | MISCELLANEOUS-Gyrus ACMI Cyro-Diego | MISCELLANEOUS | Diego |  |  |  | Gyrus ACMI | Dissectors |  |  | MISCELLANEOUS-Gyrus ACMI Cyro-Diego |  |  |  | Covered PM Repair - Biomedical | MHHS-TIRR | [8 empty] | MISCELLANEOUS | Dissectors | Gyrus ACMI
NO | YES |  |  |  |  | 099-14799 | U-Line Inc | 75RF |  | 7RF311111 | TIRR-Laboratory | MHHS-TIRR |  |  |  |  | 099-14799 | TMC | MHHS-Others | TIRR-Laboratory | Lab | 12/1/19 |  |  |  | REFRIGERATORS, LABORATORY |  | .needs class |  |  |  |  | .needs class | [5 empty] | 3/31/15 |  |  | Covered PM Repair - Biomedical | MHHS-TIRR
NO | NO |  |  |  | 077-09955 |  | U-Line Inc | ULN-29RWH-13 |  | 1016366-08-0001 | TMC - GI/ENDO - PEDI (GHP) | MHHS-TMC |  |  |  | 077-09955 |  | TMC |  | TMC - GI/ENDO - PEDI (GHP) | [5 empty] | REFRIGERATORS, LABORATORY |  | .needs class | [13 empty] | Not Covered Vendor Only - Biomedical | MHHS-TMC
YES | YES | [5 empty] | U.S electronic | 1953A |  | DTL521C0066 | WOODLANDS - OR | [6 empty] | Woodlands |  | WOODLANDS - OR | OR 2 |  |  | 10/1/20
YES | YES |  |  |  | 029-06882 | 029-06882 | U.S electronic | 1953A |  | DTL331C0037 | WOODLANDS - ANESTHESIA |  |  |  |  | 029-06882 | 029-06882 | Woodlands |  | WOODLANDS - ANESTHESIA | OR 3
YES | YES |  |  |  | 151-03768 | 151-03768 | UEI | IRT3 |  |  | CY - STERILE PROCESSING |  |  |  |  | 151-03768 | 151-03768 | Northwest | Memorial Hermann Cypress Hospital | CY - STERILE PROCESSING | Spd
YES | YES |  |  |  | 099-04392 | 099-04392 | UEI | IRT3 |  |  | Pearland - Sterile Processing |  |  |  |  | 099-04392 | 099-04392 | Pearland | Memorial Hermann Pearland Hospital | Pearland - Sterile Processing | Sterile Processing
YES | YES |  |  |  | 099-04851 | 099-04851 | UEI test instruments | Irt3 |  |  | Spd |  |  |  |  | 099-04851 | 099-04851 | Pearland | Memorial Hermann Pearland Hospital | Spd | Clean and assembly room
YES | YES |  |  |  | 099-03261 | 099-03261 | UEI TEST INSTRUMENTS | IRT3 |  |  | KATY - SPD |  |  |  |  | 099-03261 | 099-03261 | Katy | Memorial Hermann Katy Hospital | KATY - SPD | SPD
YES | YES |  |  |  | 099-03262 | 099-03262 | UEI TEST INSTRUMENTS | IRT3 |  |  | KATY - SPD |  |  |  |  | 099-03262 | 099-03262 | Katy | Memorial Hermann Katy Hospital | KATY - SPD | SPD
YES | YES |  |  |  | 099-03263 | 099-03263 | UEI TEST INSTRUMENTS | IRT3 |  |  | KATY - SPD |  |  |  |  | 099-03263 | 099-03263 | Katy | Memorial Hermann Katy Hospital | KATY - SPD | SPD
NO | NO |  |  |  | 013-38069 |  | UFSK International | SURGIFORCE |  |  | SW - OR | MHHS-Southwest |  |  |  | 013-38069 |  | Southwest |  | SW - OR | [5 empty] | TABLES, OPERATING |  | .needs class | [5 empty] | UFSKINTNL | [7 empty] | Covered PM Repair - Biomedical | MHHS-Southwest
YES | YES |  |  |  | 029-13068 | 029-13068 | Ulrich | CT motion |  |  | WOODLANDS-RADIOLOGY |  |  |  |  | 029-13068 | 029-13068 | Woodlands | MHHS-WOODLANDS | WOODLANDS-RADIOLOGY | CT
YES | YES |  |  |  | 005-34354 | 005-34354 | Ulrich | XD 8000 |  | CTM1922252 | [5 empty] | 005-34354 | 005-34354 | Soth east | Herman Memorial South East 11800 Astoriap |  | CT Control W2 229.2 | 1/1/20 | 12/1/20
YES | YES |  |  |  | 029-13069 | 029-13069 | Ulrich medical | Ulrichinject ct motion |  | Ctm1821714 | Imaging |  |  |  |  | 029-13069 | 029-13069 | Woodlands | Memorial Hermann The Woodlands Medical Center | Imaging | CT 3
YES | YES |  |  |  | 151-03635 | 151-03635 | Ulrich Medical | XD 8000 |  | CTM1922265 | [5 empty] | 151-03635 | 151-03635 |  | 27800 NW Freeway ER Herman Memorial |  | M1422 Emergency Room CT | 1/1/20 | 1/1/21
YES | YES |  |  |  | 151-03636 | 151-03636 | Ulrich medical | XD8000 |  | CTM1922264 | Imaging |  |  |  |  | 151-03636 | 151-03636 |  | Memorial Hermann Hospital | Imaging | Ct | 12/1/20
YES | YES | Serial Number Cnf |  |  | 099-01927 | 099-01927 | UMF | Table |  | Cnf | [5 empty] | 099-01927 | 099-01927 |  |  |  |  | 2/1/20 |  |  | No pm
YES | YES |  |  |  | 029-13651 | 029-13651 | Under Writters Lab |  |  | Unknown | East Tower 5th Floor |  |  |  |  | 029-13651 | 029-13651 | Woodlands | Memorial Hermann Hospital Woodlands | East Tower 5th Floor | Equipment Storage E510.1
YES | YES |  |  |  | 099-02735 | 099-02735 | Underwriter lab | Portible lamp |  |  | NEIGHBORHOOD CLINIC - (GH) - NORTHWEST CC |  |  |  |  | 099-02735 | 099-02735 | Central | Memorial Hermann Neighborhood Health Center - Greater Heights (#103) | NEIGHBORHOOD CLINIC - (GH) - NORTHWEST CC
YES | YES |  |  |  | 099-02734 | 099-02734 | Underwriter lab | Portible lamp |  |  | NEIGHBORHOOD CLINIC - (GH) - NORTHWEST CC |  |  |  |  | 099-02734 | 099-02734 | Central | Memorial Hermann Neighborhood Health Center - Greater Heights (#103) | NEIGHBORHOOD CLINIC - (GH) - NORTHWEST CC
YES | YES |  |  |  | 099-02733 | 099-02733 | Underwriter lab | Portible lamp |  |  | NEIGHBORHOOD CLINIC - (GH) - NORTHWEST CC |  |  |  |  | 099-02733 | 099-02733 | Central | Memorial Hermann Neighborhood Health Center - Greater Heights (#103) | NEIGHBORHOOD CLINIC - (GH) - NORTHWEST CC
YES | YES | Serial Number Cnf |  |  | 005-33577 | 005-33577 | Underwriters Laboratories | Portable Lamp |  | Cnf | MH MG - (STX) - SOUTH TEXAS - WHARTON |  |  |  |  | 005-33577 | 005-33577 | South | Peds | MH MG - (STX) - SOUTH TEXAS - WHARTON | Exam 1
NO | YES |  |  |  |  | 099-06837 | Unetixs | MULTILAB SERIES 2LHS |  | mls2l1188 | MEMORIAL CITY - NUCLEAR MEDICINE | MHHS-Mem City |  |  |  |  | 099-06837 | West | Memorial city - nuke med | MEMORIAL CITY - NUCLEAR MEDICINE | Dialisis |  |  |  | Nonpm sticker found | DETECTORS, BLOOD FLOW/FETAL HEART, ULTRASONIC |  | .needs class | [13 empty] | Not Covered Vendor Only - Biomedical | MHHS-Mem City
YES | YES |  |  |  | 013-35998 | 013-35998 | Unico |  |  |  | SW - LABORATORY - CHEMISTRY |  |  |  |  | 013-35998 | 013-35998 | Southwest | Memorial Hermann Diagnostic Laboratory - Southwest Medical Plaza 1 (#756) | SW - LABORATORY - CHEMISTRY | Lab | 7/1/13 |  | 7/1/14
NO | NO |  |  |  | 029-08863 |  | Unico | C822 |  | H1107110927 | MH DL - (WDLS) - THE WOODLANDS PSC 3 [PINECROFT-STE103] | MHHS-Diagnostic Labs |  |  |  | 029-08863 |  | Woodlands |  | MH DL - (WDLS) - THE WOODLANDS PSC 3 [PINECROFT-STE103] | [5 empty] | CENTRIFUGES |  | .needs class | [5 empty] | Unico | [7 empty] | Not Covered Vendor Only - Biomedical | MHHS-Diagnostic Labs
NO | YES |  |  |  | 009-09246 | 009-09246 | Unico | C856 |  | L1004156 | Neighborhood Clinic-(GH)-Northwest Cc | MHHS-Neighborhood Clinics |  | Analyzer, Chemistry |  | 009-09246 | 009-09246 | Central | MHHS-Others | Neighborhood Clinic-(GH)-Northwest Cc | Lab | 4/1/19 | 4/1/20 |  |  | CENTRIFUGES | Analyzer, Chemistry | ANALYZERCHEMISTRY-AbaxisInc-C856 | ANALYZERCHEMISTRY | C856 |  |  |  | Abaxis | Analyzer, Chemistry |  |  | ANALYZERCHEMISTRY-AbaxisInc-C856 | 11/1/20 |  | AC-A | Not Covered Vendor Only - Biomedical | MHHS-Neighborhood Clinics | [8 empty] | ANALYZERCHEMISTRY | Analyzer, Chemistry | Abaxis
NO | NO |  |  |  | 009-08152 |  | Unico | C856 |  | L0909162 | MH DL - (GH) - GREATER HEIGHTS PSC 2 [MP3-STE15] | MHHS-Diagnostic Labs |  | Analyzer, Chemistry |  | 009-08152 |  | Central & Greater Heights |  | MH DL - (GH) - GREATER HEIGHTS PSC 2 [MP3-STE15] | [5 empty] | CENTRIFUGES |  | ANALYZERCHEMISTRY-AbaxisInc-C856 | ANALYZERCHEMISTRY | C856 |  |  |  | Abaxis | Analyzer, Chemistry |  |  | ANALYZERCHEMISTRY-AbaxisInc-C856 |  |  |  | Not Covered Vendor Only - Biomedical | MHHS-Diagnostic Labs
NO | NO |  |  |  | 005-33771 |  | Unico | C856 |  | LT1606277 | MH MG - (CY) - GOODMAN WALLER | MHHS-MG |  | Analyzer, Chemistry |  | 005-33771 |  | Northwest & Cypress |  | MH MG - (CY) - GOODMAN WALLER | [5 empty] | CENTRIFUGES |  | ANALYZERCHEMISTRY-AbaxisInc-C856 | ANALYZERCHEMISTRY | C856 |  |  |  | Abaxis | Analyzer, Chemistry |  |  | ANALYZERCHEMISTRY-AbaxisInc-C856 |  |  |  | Not Covered Vendor Only - Biomedical | MHHS-MG
NO | NO |  |  |  | 013-35999 |  | Unico | C856 |  | L0909192 | MH DL - (SL) - SUGAR LAND [MP2-STE240] | MHHS-Diagnostic Labs |  | Analyzer, Chemistry |  | 013-35999 |  | Sugar Land |  | MH DL - (SL) - SUGAR LAND [MP2-STE240] | [5 empty] | CENTRIFUGES |  | ANALYZERCHEMISTRY-AbaxisInc-C856 | ANALYZERCHEMISTRY | C856 |  |  |  | Abaxis | Analyzer, Chemistry |  |  | ANALYZERCHEMISTRY-AbaxisInc-C856 |  |  |  | Not Covered Vendor Only - Biomedical | MHHS-Diagnostic Labs
NO | YES |  |  |  |  | 029-06494 | Unico | CS-205 |  | CS2-2010188 | Woodlands-OR | MHHS-Woodlands |  |  |  |  | 029-06494 | Woodlands | MHHS-Woodlands | Woodlands-OR | Equipment Storage | 12/1/17 |  |  | No PM Sticker visible | MICROSCOPES, LIGHT, OPERATING |  | .needs class | [5 empty] | Unico |  |  |  |  | 7/23/19 |  |  | Covered PM Repair - Respiratory/Steriliz | MHHS-Woodlands
NO | NO |  |  |  | 069-37578 |  | Unico | G380 |  |  | MH MG - (TMC) - VANGUARD UROLOGY (STE 2300) | MHHS-MG |  | Microscope, Laboratory |  | 069-37578 |  | TMC |  | MH MG - (TMC) - VANGUARD UROLOGY (STE 2300) | [5 empty] | MICROSCOPES, LIGHT, LABORATORY |  | MICROSCOPELAB-Unico-G380 | MICROSCOPELAB | G380 |  |  |  | Unico | Microscope, Laboratory |  | MICROSCOPELAB-Unico-G380 |  |  |  |  | Not Covered Vendor Only - Biomedical | MHHS-MG
NO | NO |  |  |  | 069-43599 |  | Unico | L-RT30C |  |  | TMC - LABORATORY - HLA LAB (1R) | MHHS-TMC |  | Rotator, Laboratory |  | 069-43599 |  | TMC |  | TMC - LABORATORY - HLA LAB (1R) | [5 empty] | MIXERS, CLINICAL LABORATORY |  | ROTATORLAB-UNICO-L-RT30C | ROTATORLAB | L-RT30C |  |  |  | UNICO | Rotator, Laboratory |  | ROTATORLAB-UNICO-L-RT30C |  |  |  |  | Covered PM Repair - Biomedical | MHHS-TMC
YES | YES |  |  |  | 099-06539 | 099-06539 | Unico | L-TTR-100 |  | T14051405034 | SE - LABORATORY |  |  |  |  | 099-06539 | 099-06539 | Southeast | Memorial Hermann South East | SE - LABORATORY | Lab
YES | YES |  |  |  | 000-04939 | 000-04939 | Unico | L-TTR-200 |  |  | Lab |  |  |  |  | 000-04939 | 000-04939 | Katy | Memorial Hermann Convenient Care Center in Kingwood (Kingwood CCC) | Lab | Lab
YES | YES |  |  |  | 099-01358 | 099-01358 | Unico | L-ttr-200 |  | Tt180618002283 | NE - Biomed |  |  |  |  | 099-01358 | 099-01358 | Katy | Memorial Hermann Northeast Hospital | NE - Biomed | Biomed
YES | YES |  |  |  | 099-01338 | 099-01338 | Unico | L-ttr-200 |  |  | NE - Lab |  |  |  |  | 099-01338 | 099-01338 | Katy | Memorial Hermann Northeast Hospital | NE - Lab | Lab
NO | YES |  |  |  | 009-10017 | 009-10017 | Unico | L-TTR100 |  | T15031504186 | MH MG-(GH)-Urgent Care-Washington Ave | MHHS-MG |  |  |  | 009-10017 | 009-10017 | Central | MHHS-MG | MH MG-(GH)-Urgent Care-Washington Ave | Lab | 3/1/16 |  |  | One time safety | MIXERS, CLINICAL LABORATORY |  | .needs class | [5 empty] | Unico |  |  |  |  | 3/1/18 |  |  | Covered PM Repair - Biomedical | MHHS-MG
NO | YES |  |  |  | 005-11737 | 005-11737 | Unico | L-TTR100 |  | T16011601144 | MH MG - (SE) - URGENT CARE - CLEAR LAKE (WEBSTER) | MHHS-MG |  |  |  | 005-11737 | 005-11737 | Southeast | Memorial Hermann Urgent Care Clear Lake (#3) | MH MG - (SE) - URGENT CARE - CLEAR LAKE (WEBSTER) | Lab |  |  |  |  | MIXERS, CLINICAL LABORATORY |  | .needs class | [5 empty] | Unico | [7 empty] | Covered PM Repair - Biomedical | MHHS-MG
NO | YES |  |  |  | 005-10532 | 005-10532 | Unico | L-TTR100 |  | T14071408249 | MH MG - (SE) - URGENT CARE - FRIENDSWOOD | MHHS-MG |  |  |  | 005-10532 | 005-10532 | Southeast | Memorial Hermann Urgent Care Friendswood (#112) | MH MG - (SE) - URGENT CARE - FRIENDSWOOD | [5 empty] | MIXERS, CLINICAL LABORATORY |  | .needs class | [5 empty] | Unico | [7 empty] | Covered PM Repair - Biomedical | MHHS-MG
NO | YES |  |  |  | 129-06648 | 129-06648 | Unico | L-TTR100 |  | T15031504185 | MH MG - (SL) - URGENT CARE - TELFAIR | MHHS-MG |  |  |  | 129-06648 | 129-06648 | Sugar Land | Memorial Hermann Urgent Care Telfair (#A) | MH MG - (SL) - URGENT CARE - TELFAIR | Lab | 4/1/16 |  |  |  | MIXERS, CLINICAL LABORATORY |  | .needs class | [5 empty] | Unico |  |  |  |  | 8/15/13 |  |  | Covered PM Repair - Biomedical | MHHS-MG
NO | YES |  |  |  | 929-01601 | 929-01601 | Unico | L-TTR100 |  | T19031903055 | MH MG-(TMC)-Urgent Care-West University | MHHS-MG |  |  |  | 929-01601 | 929-01601 | TMC | MHHS-MG | MH MG-(TMC)-Urgent Care-West University | Lab |  |  |  | No pm required | MIXERS, CLINICAL LABORATORY |  | .needs class | [5 empty] | Unico |  |  |  |  | 1/19/16 |  |  | Covered PM Repair - Biomedical | MHHS-MG
NO | YES |  |  |  | 000-03674 | 000-03674 | Unico | L-TTR100 |  | T17011612075 | MH MG-(WDLS)-Urgent Care-Benders Landing | MHHS-MG |  |  |  | 000-03674 | 000-03674 | Woodlands | MHHS-MG | MH MG-(WDLS)-Urgent Care-Benders Landing |  | 12/1/17 |  |  |  | MIXERS, CLINICAL LABORATORY |  | .needs class | [5 empty] | Unico | [7 empty] | Covered PM Repair - Biomedical | MHHS-MG
NO | NO |  |  |  | 583-01386 |  | Unico | L-TTR100 |  | T16081609100 | MH MG - (MC) - URGENT CARE - TOWN & COUNTRY | MHHS-MG |  |  |  | 583-01386 |  | West & Memorial City |  | MH MG - (MC) - URGENT CARE - TOWN & COUNTRY | [5 empty] | MIXERS, CLINICAL LABORATORY |  | .needs class | [5 empty] | Unico | [7 empty] | Covered PM Repair - Biomedical | MHHS-MG
NO | YES | Asset Tag 145-00877 |  |  | 145-00877 | 145-00877 | Unico | L-TTR200 |  | T1207 1207208 | Pearland-Laboratory-Main | MHHS-Pearland Hospital |  |  |  | 145-00877 | 145-00877 | Pearland | MHHS-Pearland Hospital | Pearland-Laboratory-Main |  | 12/1/17 |  |  |  | MIXERS, CLINICAL LABORATORY |  | .needs class | [5 empty] | Unico |  |  |  |  | 1/8/20 | Finished from Script 3/27/2020 12:11:52pm (Central) |  | Not Covered Vendor Only - Biomedical | MHHS-Pearland Hospital
NO | NO | [5 empty] | Unico | L-TTR200 |  | T12031203209 | NE - LABORATORY | MHHS-Northeast | [5 empty] | Katy |  | NE - LABORATORY | [5 empty] | MIXERS, CLINICAL LABORATORY |  | .needs class | [5 empty] | Unico | [7 empty] | Covered PM Repair - Biomedical | MHHS-Northeast
NO | NO | [5 empty] | Unico | L-TTR200 |  | T12031203201 | SC CCC - (NE) - LABORATORY | MHHS-Summer Creek CCC | [5 empty] | Katy |  | SC CCC - (NE) - LABORATORY | [5 empty] | MIXERS, CLINICAL LABORATORY |  | .needs class | [5 empty] | Unico | [7 empty] | Not Covered Vendor Only - Biomedical | MHHS-Summer Creek CCC
NO | NO |  |  |  | 069-37875 |  | Unico | L-TTR200 |  | T12031203236 | TMC - LABORATORY - HVI LAB (7HVI) | MHHS-TMC |  |  |  | 069-37875 |  | TMC |  | TMC - LABORATORY - HVI LAB (7HVI) | [5 empty] | MIXERS, CLINICAL LABORATORY |  | .needs class | [5 empty] | Unico | [7 empty] | Covered PM Repair - Biomedical | MHHS-TMC
YES | YES |  |  |  | 009-09737 | 009-09737 | Unico | Lttr200d |  | TD14071408016 | GH - LABORATORY |  |  |  |  | 009-09737 | 009-09737 | Central | Memorial Hermann Greater Heights Hospital | GH - LABORATORY | Lab processing |  |  |  | No pm sticker
NO | YES |  |  |  | 013-36026 | 013-36026 | Unico | POWERSPIN FX C806 |  | F1301144 | CBC - (SW) - ELROD ELEMENTARY SCHOOL CLINIC | MHHS-Neighborhood Clinics |  |  |  | 013-36026 | 013-36026 | Southwest |  | CBC - (SW) - ELROD ELEMENTARY SCHOOL CLINIC |  | 08/12/2019 |  |  |  | CENTRIFUGES |  | .needs class | [5 empty] | Unico |  |  |  |  | 12/01/2015 |  |  | Covered PM Repair - Biomedical | MHHS-Neighborhood Clinics
NO | YES |  |  |  | 005-10234 | 005-10234 | Unico | POWERSPIN FX C808 |  | F1404044 | CBC - (SE) - KRUSE CLINIC | MHHS-Neighborhood Clinics |  |  |  | 005-10234 | 005-10234 | Southeast & Bay Area |  | CBC - (SE) - KRUSE CLINIC |  | 10/31/2019 |  |  |  | CENTRIFUGES |  | .needs class | [5 empty] | Unico | [7 empty] | Covered PM Repair - Biomedical | MHHS-Neighborhood Clinics
NO | YES |  |  |  | 013-36450 | 013-36450 | Unico | POWERSPIN FX C808 |  | F1404042 | CBC - (SW) - ALIEF CLINIC | MHHS-Neighborhood Clinics |  |  |  | 013-36450 | 013-36450 | Southwest |  | CBC - (SW) - ALIEF CLINIC |  | 08/12/2019 |  |  |  | CENTRIFUGES |  | .needs class | [5 empty] | Unico |  |  |  |  | 03/04/2009 |  |  | Covered PM Repair - Biomedical | MHHS-Neighborhood Clinics
NO | YES |  |  |  | 142-05872 | 142-05872 | Unico | POWERSPIN FX C808 |  | F1404052 | CBC - (NE) - NIMITZ [DUNN ELEMENTARY] | MHHS-Neighborhood Clinics |  |  |  | 142-05872 | 142-05872 | Katy |  | CBC - (NE) - NIMITZ [DUNN ELEMENTARY] |  | 09/23/2019 |  |  |  | CENTRIFUGES |  | .needs class | [5 empty] | Unico |  |  |  |  | 12/01/2015 |  |  | Covered PM Repair - Biomedical | MHHS-Neighborhood Clinics
NO | YES |  |  |  | 129-01984 | 129-01984 | Unico | POWERSPIN FX C808 |  | 129-01984 | CBC - (STX) - LAMAR HIGH SCHOOL | MHHS-Neighborhood Clinics |  |  |  | 129-01984 | 129-01984 | South |  | CBC - (STX) - LAMAR HIGH SCHOOL |  | 10/25/2019 |  |  |  | CENTRIFUGES |  | .needs class | [5 empty] | Unico | [7 empty] | Clinical Miscellaneous | MHHS-Neighborhood Clinics
NO | YES |  |  |  | 129-04690 | 129-04690 | Unico | POWERSPIN FX C808 |  | F1105174 | CBC - (STX) - TERRY HIGH SCHOOL | MHHS-Neighborhood Clinics |  |  |  | 129-04690 | 129-04690 | South |  | CBC - (STX) - TERRY HIGH SCHOOL |  | 10/25/2019 |  |  |  | CENTRIFUGES |  | .needs class | [5 empty] | Unico | [7 empty] | Covered PM Repair - Biomedical | MHHS-Neighborhood Clinics
NO | YES |  |  |  | 929-01495 |  | Unico | POWERSPIN LX |  |  | MH MG - (SE) - PASADENA REFINING SYSTEM | MHHS-MG |  |  |  | 929-01495 |  | Southeast & Bay Area |  | MH MG - (SE) - PASADENA REFINING SYSTEM | [5 empty] | CENTRIFUGES |  | .needs class | [5 empty] | Unico | [7 empty] | Covered PM Repair - Biomedical | MHHS-MG
YES | YES |  |  |  | 013-36061 | 013-36061 | Unico | Test Tube Rocker |  |  | SW - LABORATORY - CHEMISTRY |  |  |  |  | 013-36061 | 013-36061 | Southwest | Memorial Hermann Southwest Hospital | SW - LABORATORY - CHEMISTRY | Core Lab |  |  |  | New Add
YES | YES |  |  |  | 099-02643 | 099-02643 | Unico | Ttr-200 |  | T0706027 | MH DL - (KY) - KATY PSC [MP2-STE110] |  |  |  |  | 099-02643 | 099-02643 | Katy | Memorial Hermann Diagnostic Laboratory - Katy Medical Plaza 2 (#110) | MH DL - (KY) - KATY PSC [MP2-STE110] | Diagnostic lab | [5 empty] | Shaker | SHAKER-Unico-TTR-200 | [22 empty] | Shaker | SHAKER | Shaker | Unico
NO | NO |  |  |  | 029-05919 |  | Unico | TTR-200 |  | 081024t0810037 | WOODLANDS - TERRAMONT LAB (CLINIC) | MHHS-Woodlands |  | Shaker |  | 029-05919 |  | Woodlands |  | WOODLANDS - TERRAMONT LAB (CLINIC) | [5 empty] | MIXERS, CLINICAL LABORATORY |  | SHAKER-Unico-TTR-200 | SHAKER | TTR-200 |  |  |  | Unico | Shaker |  | SHAKER-Unico-TTR-200 |  |  |  |  | Covered PM Repair - Radiology, High End | MHHS-Woodlands
YES | YES | Serial Number Cnf |  |  | 099-09192 | 099-09192 | United Lab Plastics | Luminex |  | Cnf | TMC - LABORATORY - HLA LAB (1R) |  |  |  |  | 099-09192 | 099-09192 | TMC | Memorial Hermann-Texas Medical Center | TMC - LABORATORY - HLA LAB (1R) | Lab
NO | NO |  |  |  | 041-14075 |  | UNITED METAL FABRICATORS |  |  | 97917B | PARC - GESSNER INPATIENT REHAB | MHHS-PARC |  | Table, Exam |  | 041-14075 |  | Central & Greater Heights |  | PARC - GESSNER INPATIENT REHAB | [5 empty] | TABLES, EXAMINATION/TREATMENT |  | TABLEEXAM-United Metal Fab-5150 | TABLEEXAM |  |  |  |  | United Metal Fab | Table, Exam |  |  | TABLEEXAM-United Metal Fab-5150 |  |  |  | Covered PM Repair - Biomedical | MHHS-PARC
NO | NO | [5 empty] | UNITED METAL FABRICATORS |  |  | 97917A | PARC - GESSNER INPATIENT REHAB | MHHS-PARC |  | Table, Exam |  |  |  | Central & Greater Heights |  | PARC - GESSNER INPATIENT REHAB | [5 empty] | TABLES, EXAMINATION/TREATMENT |  | TABLEEXAM-United Metal Fab-5150 | TABLEEXAM |  |  |  |  | United Metal Fab | Table, Exam |  |  | TABLEEXAM-United Metal Fab-5150 |  |  |  | Covered PM Repair - Biomedical | MHHS-PARC
NO | YES |  |  |  | 929-01485 |  | UNITED METAL FABRICATORS |  |  | 101527C | MH MG - (SE) - PASADENA REFINING SYSTEM | MHHS-MG |  | Table, Exam |  | 929-01485 |  | Southeast & Bay Area |  | MH MG - (SE) - PASADENA REFINING SYSTEM | [5 empty] | TABLES, EXAMINATION/TREATMENT |  | TABLEEXAM-United Metal Fab-5240 | TABLEEXAM |  |  |  |  | United Metal Fab | Table, Exam |  |  | TABLEEXAM-United Metal Fab-5240 | 08/01/2016 |  |  | Covered PM Repair - Biomedical | MHHS-MG
NO | YES |  |  |  | 929-01496 |  | UNITED METAL FABRICATORS |  |  | 101527B | MH MG - (SE) - PASADENA REFINING SYSTEM | MHHS-MG |  | Table, Exam |  | 929-01496 |  | Southeast & Bay Area |  | MH MG - (SE) - PASADENA REFINING SYSTEM | [5 empty] | TABLES, EXAMINATION/TREATMENT |  | TABLEEXAM-United Metal Fab-5240 | TABLEEXAM |  |  |  |  | United Metal Fab | Table, Exam |  |  | TABLEEXAM-United Metal Fab-5240 | 08/01/2016 |  |  | Covered PM Repair - Biomedical | MHHS-MG
NO | YES |  |  |  | 013-19895 | 013-19895 | UNITED METAL FABRICATORS |  |  |  | SW-ER | MHHS-Southwest |  | Table, Exam |  | 013-19895 | 013-19895 | Southwest | MHHS-Southwest | SW-ER | ER Pod B 24 | 7/1/19 |  | 7/1/20 | No Plate | TABLES, EXAMINATION/TREATMENT | Table, Exam | TABLEEXAM-United Metal Fab-5240 | TABLEEXAM |  |  |  |  | United Metal Fab | Table, Exam |  |  | TABLEEXAM-United Metal Fab-5240 | 1/8/16 |  |  | Covered PM Repair - Biomedical | MHHS-Southwest | [8 empty] | TABLEEXAM | Table, Exam | United Metal Fab
NO | NO |  |  |  | 013-19225 |  | UNITED METAL FABRICATORS |  |  | 109718b | SW - ER | MHHS-Southwest |  | Table, Exam |  | 013-19225 |  | Southwest |  | SW - ER | [5 empty] | TABLES, EXAMINATION/TREATMENT |  | TABLEEXAM-United Metal Fab-5240 | TABLEEXAM |  |  |  |  | United Metal Fab | Table, Exam |  |  | TABLEEXAM-United Metal Fab-5240 |  |  |  | Covered PM Repair - Biomedical | MHHS-Southwest
NO | NO | [5 empty] | UNITED METAL FABRICATORS |  |  | 109718C | SW - ER | MHHS-Southwest |  | Table, Exam |  |  |  | Southwest |  | SW - ER | [5 empty] | TABLES, EXAMINATION/TREATMENT |  | TABLEEXAM-United Metal Fab-5240 | TABLEEXAM |  |  |  |  | United Metal Fab | Table, Exam |  |  | TABLEEXAM-United Metal Fab-5240 |  |  |  | Covered PM Repair - Biomedical | MHHS-Southwest
YES | YES |  |  |  | 099-02817 | 099-02817 | United Products and Instruments | L-TTR-100 |  | T18061802004 | MH MG - (GH) - URGENT CARE - GREATER HEIGHTS |  |  |  |  | 099-02817 | 099-02817 | Central | Memorial Hermann Urgent Care Greater Heights (#100) | MH MG - (GH) - URGENT CARE - GREATER HEIGHTS | Lab |  |  |  | No pm
YES | YES |  |  |  | 099-02830 | 099-02830 | United Products and Instruments | L-TTR-100 |  | T16031602072 | MH MG - (KY) - URGENT CARE - FULSHEAR |  |  |  |  | 099-02830 | 099-02830 | Katy | Memorial Hermann Urgent Care Fulshear (#1200) | MH MG - (KY) - URGENT CARE - FULSHEAR | Lab | 1/1/17 |  |  | One time safety
NO | YES | Asset Tag 145-00877 |  |  | 145-00877 | 145-0877 | United Products and Instruments | L-ttr-200 |  | T12071207208 | Pearland-Laboratory-Main |  |  |  |  | 145-00877 | 145-0877 | Pearland | MHHS-Pearland Hospital | Pearland-Laboratory-Main | Lab |  |  |  | No pm
YES | YES |  |  |  | 009-34070 | 009-34070 | United States Surg | Autosonix |  | AS2950 | GH - OR |  |  |  |  | 009-34070 | 009-34070 |  |  | GH - OR | Storage room | [5 empty] | Ultrasonic Apparatus, Surgical | ULTRASONICAPPSURG-United States Surg-Autosonix | [12 empty] | UAS-SA | [9 empty] | Ultrasonic Apparatus, Surgical | ULTRASONICAPPSURG | Ultrasonic Apparatus, Surgical | United States Surg
NO | NO |  |  |  | 129-05927 |  | UNIVERSAL GYM EQUIPMENT I (F.F. AQUISITION CORP.) | BALANCE GYM |  | S016423 | TIRR - SUGAR LAND | MHHS-TIRR |  |  |  | 129-05927 |  | Sugar Land |  | TIRR - SUGAR LAND | [5 empty] | WEIGHTS, BALANCE, PRECISION |  | .needs class |  |  |  |  | .needs class | Universal X-Ray | [7 empty] | No Coverage Specified | MHHS-TIRR
YES | YES |  |  |  | 005-11744 | 005-11744 | UNKNOWN |  |  | Unknown | West broadway sports rehab |  |  |  |  | 005-11744 | 005-11744 | Pearland | Memorial Hermann Sports Medicine | West broadway sports rehab | Cabinet by sink | 9/1/19 | 9/1/20 |  | Could not find a data plate. Unit is a water bath or moist heat therapy conditioner.
YES | YES |  |  |  | 099-02850 | 099-02850 | UNKNOWN | Ergometer |  | T15003817 | Rehab 102 |  |  |  |  | 099-02850 | 099-02850 | Katy | Memorial Hermann Rehabilitation Hospital - Katy (#102) | Rehab 102 | Gym floor
YES | YES | Serial Number Cnf |  |  | 099-00755 | 099-00755 | UNKNOWN | Ergometer |  | Cnf | KATY REHAB - INPATIENT REHAB GYM |  |  |  |  | 099-00755 | 099-00755 | Katy | Memorial Hermann Rehabilitation Hospital - Katy (#102) | KATY REHAB - INPATIENT REHAB GYM | Gum floor
NO | NO |  |  |  | 241-02537 |  | Unknown | PERFORMA 250 |  |  | KIRBY GLENN - TIRR - PEDI | MHHS-TIRR |  |  |  | 241-02537 |  | TMC |  | KIRBY GLENN - TIRR - PEDI | [5 empty] | TRACTION UNITS |  | .needs class | [13 empty] | Not Covered Vendor Only - Biomedical | MHHS-TIRR
NO | NO |  |  |  | 241-02538 |  | Unknown | PERFORMA 250 |  |  | KIRBY GLENN - TIRR - PEDI | MHHS-TIRR |  |  |  | 241-02538 |  | TMC |  | KIRBY GLENN - TIRR - PEDI | [5 empty] | TRACTION UNITS |  | .needs class | [13 empty] | Covered PM Repair - Biomedical | MHHS-TIRR
NO | YES |  |  |  | 000-05198 | 000-05198 | Unknown | REFRIGERATOR |  |  | MH MG-(PL)-Pearland Clinic | MHHS-MG |  |  |  | 000-05198 | 000-05198 | Pearland | MHHS-MG | MH MG-(PL)-Pearland Clinic | Lab |  |  |  | No pm required sticker | REFRIGERATORS, LABORATORY |  | .needs class | [13 empty] | Covered PM Repair - Biomedical | MHHS-MG
NO | YES |  |  |  | 029-12283 | 029-12283 | Unknown | TC1-T5NA-3 |  |  | SMR-(WDLS)-Med Plaza 4 (Mp4) | MHHS-SMR |  |  |  | 029-12283 | 029-12283 | Woodlands | MHHS-Others | SMR-(WDLS)-Med Plaza 4 (Mp4) | MED PLAXA 4 | 1/1/19 |  |  |  | TABLES, EXAMINATION/TREATMENT |  | .needs class | [10 empty] | 5/20/16 |  |  | Covered PM Repair - Biomedical | MHHS-SMR
NO | YES |  |  |  | 029-12289 | 029-12289 | Unknown | TC1-T5NA-3 |  |  | SMR-(WDLS)-Med Plaza 4 (Mp4) | MHHS-SMR |  |  |  | 029-12289 | 029-12289 | Woodlands | MHHS-Others | SMR-(WDLS)-Med Plaza 4 (Mp4) | Open Gym |  |  |  | ?AuNo PM Required?Au Sticker | TABLES, EXAMINATION/TREATMENT |  | .needs class | [10 empty] | 5/20/16 |  |  | Covered PM Repair - Biomedical | MHHS-SMR
NO | YES | [5 empty] | Unknown | Unknown |  |  | MEMORIAL CITY - MHT - NICU | MHHS-Mem City | [5 empty] | West | Memorial Hermann Memorial City Medical Center | MEMORIAL CITY - MHT - NICU | Memorial City - MH4 318 Treatment |  |  |  |  | LIGHTS, SURGICAL |  | .needs class |  |  |  |  | .needs class | [8 empty] | Not Covered Vendor Only - Biomedical | MHHS-Mem City
NO | YES |  |  |  | 005-04057 | 005-04057 | Unknown | Unknown |  |  | SE-Laboratory-Blood Bank | MHHS-Southeast |  |  |  | 005-04057 | 005-04057 | Southeast | MHHS-Southeast | SE-Laboratory-Blood Bank |  | 1/1/19 |  |  |  | SEAL CRIMPERS, BOTTLE/VIAL/TUBE |  | .needs class |  |  |  |  | .needs class | [5 empty] | 4/1/18 |  |  | Covered PM Repair - Biomedical | MHHS-Southeast
YES | YES | Serial Number Cnf |  |  | 133-06255 | 133-06255 | UNKNOWN | Unknown |  | Cnf | Med surg |  |  |  |  | 133-06255 | 133-06255 | Katy | Memorial Hermann Katy Hospital | Med surg | Room 601 |  |  |  | No pm. This is a nurse call panel in room 601, no model or serial visible. Tagged.
NO | NO | [5 empty] | Unknown | Unknown |  |  | MEMORIAL CITY - PEDIATRICS | MHHS-Mem City | [5 empty] | West & Memorial City |  | MEMORIAL CITY - PEDIATRICS | [5 empty] | LIGHTS, SURGICAL |  | .needs class |  |  |  |  | .needs class | [8 empty] | Not Covered Vendor Only - Biomedical | MHHS-Mem City
NO | NO | [5 empty] | Unknown | Unknown |  | FH-2 | NE - LABORATORY | MHHS-Northeast | [5 empty] | Katy |  | NE - LABORATORY | [5 empty] | HOODS, CHEMICAL FUME |  | .needs class |  |  |  |  | .needs class | [8 empty] | Covered PM Repair - Biomedical | MHHS-Northeast
NO | NO | [5 empty] | Unknown | Unknown |  |  | SMR - (WDLS) - STERLING RIDGE | MHHS-SMR | [5 empty] | Woodlands |  | SMR - (WDLS) - STERLING RIDGE | [5 empty] | BEDS, SPECIALTY |  | .needs class |  |  |  |  | .needs class | [8 empty] | Covered PM Repair - Biomedical | MHHS-SMR
NO | NO | [5 empty] | Unknown | Unknown |  | t09l06984 | TIRR - PHARMACY | MHHS-TIRR | [5 empty] | TMC |  | TIRR - PHARMACY | [5 empty] | DEFAULT |  | .needs class |  |  |  |  | .needs class | [8 empty] | Covered PM Repair - Biomedical | MHHS-TIRR
NO | NO |  |  |  | ASG1-0009 |  | Unknown | Unknown |  | ASG1-0009 | TMC - MHTMC - NON HOSPITAL-OWNED | MHHS-TMC |  |  |  | ASG1-0009 |  | TMC |  | TMC - MHTMC - NON HOSPITAL-OWNED | [5 empty] | DEFAULT |  | .needs class |  |  |  |  | .needs class | [8 empty] | Covered PM Repair - Biomedical | MHHS-TMC
NO | NO | [5 empty] | Unknown | Unknown |  |  | WOODLANDS - CANCER CENTER | MHHS-Woodlands | [5 empty] | Woodlands |  | WOODLANDS - CANCER CENTER | [5 empty] | POWER SUPPLIES |  | .needs class |  |  |  |  | .needs class | [8 empty] | Not Covered Vendor Only - Biomedical | MHHS-Woodlands
YES | YES |  |  |  | 241-03305 | 241-03306 | UP SCALE | M450 |  |  | TIRR - OUTPATIENT CLINIC |  |  |  |  | 241-03305 | 241-03306 | TM | TIRR Memorial Hermann | TIRR - OUTPATIENT CLINIC | TIRR - OUTPATIENT CLINIC
NO | YES | [5 empty] | US Electronics | USE1953A-1A Video Display |  | DTL331C0029 | Woodlands-Anesthesia | MHHS-Woodlands | [5 empty] | Woodlands | MHHS-Woodlands | Woodlands-Anesthesia | OR 9 | 10/1/19 |  | 10/1/20 |  | MONITORS, VIDEO |  | .needs class |  |  |  |  | .needs class | [5 empty] | 4/1/18 |  |  | Not Covered Vendor Only - Lab Ana/Anes | MHHS-Woodlands
NO | YES | [5 empty] | US Electronics | USE1953A-1A Video Display |  | DTL331C0018 | Woodlands-Anesthesia | MHHS-Woodlands | [5 empty] | Woodlands | MHHS-Woodlands | Woodlands-Anesthesia | OR 10 | 2/1/19 |  | 3/1/21 |  | MONITORS, VIDEO |  | .needs class |  |  |  |  | .needs class | [5 empty] | 4/1/18 |  |  | Not Covered Vendor Only - Lab Ana/Anes | MHHS-Woodlands
NO | YES | [5 empty] | US Electronics | USE1953A-1A Video Display |  | DTL311C0040 | Woodlands-Anesthesia | MHHS-Woodlands | [5 empty] | Woodlands | MHHS-Woodlands | Woodlands-Anesthesia | OR 14 | 10/1/19 |  | 10/1/20 |  | MONITORS, VIDEO |  | .needs class |  |  |  |  | .needs class | [5 empty] | 4/1/18 |  |  | Not Covered Vendor Only - Biomedical | MHHS-Woodlands
NO | YES |  |  |  |  | 029-06938 | US Electronics | USE1953A-1A Video Display |  | DTL521C0025 | Woodlands-ER | MHHS-Woodlands |  |  |  |  | 029-06938 | Woodlands | MHHS-Woodlands | Woodlands-ER | Nurses Station | 9/1/19 |  | 9/1/20 |  | MONITORS, VIDEO |  | .needs class |  |  |  |  | .needs class | [5 empty] | 4/1/18 |  |  | Not Covered Vendor Only - Biomedical | MHHS-Woodlands
NO | YES |  |  |  | 029-06869 | 029-06869 | US Electronics | USE1953A-1A Video Display |  | DTL1331C0028 | Woodlands-PACU | MHHS-Woodlands |  |  |  | 029-06869 | 029-06869 | Woodlands | MHHS-Woodlands | Woodlands-PACU | PACU 23 |  |  |  |  | MONITORS, VIDEO |  | .needs class |  |  |  |  | .needs class | [5 empty] | 4/1/18 |  |  | Not Covered Vendor Only - Biomedical | MHHS-Woodlands
NO | YES |  |  |  | 029-06871 | 029-06871 | US Electronics | USE1953A-1A Video Display |  | DTL331C0045 | Woodlands-PACU | MHHS-Woodlands |  |  |  | 029-06871 | 029-06871 | Woodlands | MHHS-Woodlands | Woodlands-PACU | Bay 20 |  |  |  |  | MONITORS, VIDEO |  | .needs class |  |  |  |  | .needs class | [5 empty] | 4/1/18 |  |  | Not Covered Vendor Only - Biomedical | MHHS-Woodlands
NO | YES |  |  |  | 029-06874 | 029-06874 | US Electronics | USE1953A-1A Video Display |  | DTL331C0036 | Woodlands-OR | MHHS-Woodlands |  |  |  | 029-06874 | 029-06874 | Woodlands | MHHS-Woodlands | Woodlands-OR | PACU |  |  |  |  | MONITORS, VIDEO |  | .needs class |  |  |  |  | .needs class | [8 empty] | Not Covered Vendor Only - Lab Ana/Anes | MHHS-Woodlands
NO | YES |  |  |  | 029-06876 | 029-06876 | US Electronics | USE1953A-1A Video Display |  | DTL331C0035 | Woodlands-OR | MHHS-Woodlands |  |  |  | 029-06876 | 029-06876 | Woodlands | MHHS-Woodlands | Woodlands-OR | PACU |  |  |  |  | MONITORS, VIDEO |  | .needs class |  |  |  |  | .needs class | [5 empty] | 11/30/20 |  |  | Not Covered Vendor Only - Biomedical | MHHS-Woodlands
NO | YES |  |  |  | 029-06878 | 029-06878 | US Electronics | USE1953A-1A Video Display |  | DTL331C0034 | Woodlands-PACU | MHHS-Woodlands |  |  |  | 029-06878 | 029-06878 | Woodlands | MHHS-Woodlands | Woodlands-PACU | PACU 23 |  |  |  |  | MONITORS, VIDEO |  | .needs class |  |  |  |  | .needs class | [5 empty] | 4/1/20 |  |  | Not Covered Vendor Only - Biomedical | MHHS-Woodlands
NO | YES |  |  |  | 029-06937 | 029-06937 | US Electronics | USE1953A-1A Video Display |  | DTL521C0038 | Woodlands-OR | MHHS-Woodlands |  |  |  | 029-06937 | 029-06937 | Woodlands | MHHS-Woodlands | Woodlands-OR | PACU |  |  |  |  | MONITORS, VIDEO |  | .needs class |  |  |  |  | .needs class | [5 empty] | 4/1/20 |  |  | Not Covered Vendor Only - Biomedical | MHHS-Woodlands
NO | YES |  |  |  | 029-06942 | 029-06942 | US Electronics | USE1953A-1A Video Display |  | DTL521C0048 | Woodlands-PACU | MHHS-Woodlands |  |  |  | 029-06942 | 029-06942 | Woodlands | MHHS-Woodlands | Woodlands-PACU | Bay 22 |  |  |  |  | MONITORS, VIDEO |  | .needs class |  |  |  |  | .needs class | [5 empty] | 4/1/20 |  |  | Not Covered Vendor Only - Biomedical | MHHS-Woodlands
NO | YES |  |  |  | 029-08234 | 029-08234 | US Electronics | USE1953A-1A Video Display |  | DTL521C0059 | Woodlands-PACU | MHHS-Woodlands |  |  |  | 029-08234 | 029-08234 | Woodlands | MHHS-Woodlands | Woodlands-PACU | PACU 19 |  |  |  |  | MONITORS, VIDEO |  | .needs class |  |  |  |  | .needs class | [5 empty] | 10/1/20 |  |  | Not Covered Vendor Only - Biomedical | MHHS-Woodlands
YES | YES | [5 empty] | US Electronics | USE1953A-1A Video Display |  | DTL331C0039 | WOODLANDS - OR | [6 empty] | Woodlands |  | WOODLANDS - OR | OR 16
NO | YES | Asset Tag 029-11171 |  |  | 029-11171 | 029-11171 | US Electronics | USE1953A-1A Video Display |  | DTQ211K2763 | Woodlands-PACU |  |  |  |  | 029-11171 | 029-11171 | Woodlands | MHHS-Woodlands | Woodlands-PACU | PACU
NO | NO | [5 empty] | US Electronics | USE1953A-1A Video Display |  | DTL331C0022 | WOODLANDS - ANESTHESIA | MHHS-Woodlands | [5 empty] | Woodlands |  | WOODLANDS - ANESTHESIA | [5 empty] | MONITORS, VIDEO |  | .needs class |  |  |  |  | .needs class | [8 empty] | Not Covered Vendor Only - Lab Ana/Anes | MHHS-Woodlands
NO | NO |  |  |  | 029-06872 |  | US Electronics | USE1953A-1A Video Display |  | DTL331C0046 | WOODLANDS - PACU | MHHS-Woodlands |  |  |  | 029-06872 |  | Woodlands |  | WOODLANDS - PACU | [5 empty] | MONITORS, VIDEO |  | .needs class |  |  |  |  | .needs class | [8 empty] | Not Covered Vendor Only - Biomedical | MHHS-Woodlands
YES | YES |  |  |  | 069-42800 | 069-42800 | US Endoscopy | Compact 2 |  |  | TMC- GI Lab |  |  |  |  | 069-42800 | 069-42800 | TMC | Memorial Hermann-Texas Medical Center | TMC- GI Lab | J1/488
YES | YES |  |  |  | 069-45093 | 069-45093 | US Endoscopy Div STERIS Corp |  |  | 93271ADJ | SW Endoscopy |  |  |  |  | 069-45093 | 069-45093 | Southwest | Memorial Hermann Southwest Hospital | SW Endoscopy | SW Endoscopy
YES | YES |  |  |  | 069-45095 | 069-45095 | US Endoscopy Div STERIS Corp |  |  | 93291ADJ | SW Endoscopy |  |  |  |  | 069-45095 | 069-45095 | Southwest | Memorial Hermann Southwest Hospital | SW Endoscopy | SW Endoscopy
YES | YES |  |  |  | 069-45094 | 069-45094 | US Endoscopy Div STERIS Corp |  |  | 93290ADJ | SW Endoscopy |  |  |  |  | 069-45094 | 069-45094 | Southwest | Memorial Hermann Southwest Hospital | SW Endoscopy | SW Endoscopy
YES | YES |  |  |  | 099-01040 | 099-01040 | US Medical Systems | Universal Insulation Tester |  |  | SPD |  |  |  |  | 099-01040 | 099-01040 | Katy | Memorial Hermann Northeast Hospital | SPD | SPD
NO | NO |  |  |  | 241-02833 |  | USA Guldmann Inc. | GH3/GH3+ |  |  | TIRR - THERAPY GYM | MHHS-TIRR |  |  |  | 241-02833 |  | TMC |  | TIRR - THERAPY GYM | [5 empty] | LIFTS, PATIENT TRANSFER |  | .needs class | [13 empty] | Covered PM Repair - Biomedical | MHHS-TIRR
NO | NO |  |  |  | 241-02834 |  | USA Guldmann Inc. | GH3/GH3+ |  |  | TIRR - THERAPY GYM | MHHS-TIRR |  |  |  | 241-02834 |  | TMC |  | TIRR - THERAPY GYM | [5 empty] | LIFTS, PATIENT TRANSFER |  | .needs class | [13 empty] | Covered PM Repair - Biomedical | MHHS-TIRR
YES | YES | [5 empty] | USA INSTRUMENT | CTL PA COIL 1.5T |  |  | Radiology | [6 empty] | West | Memorial Hermann Memorial City Medical Center | Radiology | MRI |  |  |  | Adapter block serial # A2302
YES | YES | [5 empty] | USA INSTRUMENT | Peripheral Vascular coil 1.5T |  |  | Radiology | [6 empty] | West | Memorial Hermann Memorial City Medical Center | Radiology | MRI
NO | YES |  |  |  | 069-43554 | 069-43554 | USA Scientific, Inc. | THERMAL-LOK |  |  | TMC-Laboratory-HLA Lab (1R) | MHHS-TMC |  |  |  | 069-43554 | 069-43554 | TMC | MHHS-TMC | TMC-Laboratory-HLA Lab (1R) | DNA Lab | 1/1/20 |  | 1/1/21 |  | HEATING BLOCKS |  | .needs class | [5 empty] | USA Scientific |  |  |  |  | 8/3/20 |  |  | Not Covered Vendor Only - Biomedical | MHHS-TMC
NO | NO |  |  |  | 069-39351 |  | UVP Inc | BLAK-RAY UVL-21 |  | NO S/N | TMC - LABORATORY - CHEMISTRY (1R) | MHHS-TMC |  |  |  | 069-39351 |  | TMC |  | TMC - LABORATORY - CHEMISTRY (1R) | [5 empty] | LIGHTS, INFRARED |  | .needs class | [5 empty] | UVP Inc | [7 empty] | No Coverage Specified | MHHS-TMC
NO | YES |  |  |  | 069-43561 | 069-43561 | UVP Inc | TFM-20 |  | 062204-002 | TMC-Laboratory-HLA Lab (1R) | MHHS-TMC |  |  |  | 069-43561 | 069-43561 | TMC | MHHS-TMC | TMC-Laboratory-HLA Lab (1R) | DNA Lab | 3/1/17 |  |  |  | LIGHTS, ULTRAVIOLET |  | .needs class | [5 empty] | UVP Inc |  |  |  |  | 5/15/20 |  |  | Not Covered Vendor Only - Biomedical | MHHS-TMC
YES | YES |  |  |  | 099-09467 | 099-09467 | Vacutron | Suction regulator |  | Nsn | TMC - JONES - B |  |  |  |  | 099-09467 | 099-09467 |  | Memorial Hermann-tmc | TMC - JONES - B | J100.18 |  |  |  | No PM Sticker
YES | YES |  |  |  | 069-44732 | 069-44732 | Vacuum machine |  |  | M-064384 | TMC - JONES - ENT CLINIC (JB) |  |  |  |  | 069-44732 | 069-44732 | TMC | Memorial Hermann-Texas Medical Center | TMC - JONES - ENT CLINIC (JB) | Prep room | 4/1/20 |  |  | No pm
YES | YES |  |  |  | 041-11641 | 041-11641 | Valley Forga |  |  | RPI 9209 | MEMORIAL CITY MOR |  |  |  |  | 041-11641 | 041-11641 | West | Memorial Hermann Memorial City Medical Center | MEMORIAL CITY MOR | MEMORIAL CITY MOR
YES | YES |  |  |  | 241-04234 | 241-04234 | Valleylab | Force FX |  | cf4a30136a | (null) |  |  |  |  | 241-04234 | 241-04234 | (null) | (null) | (null) | (null) |  |  |  | (null)
NO | YES |  |  |  | 151-01277 | 151-01277 | VALLEYLAB A DIV OF TYCO HEALTHCARE GROUP | FORCE ARGON II |  | G6103187UX | CY-OR | MHHS-Cypress |  | Electrosurgical Unit |  | 151-01277 | 151-01277 | Northwest | MHHS-Cypress | CY-OR | OR Storage | 9/1/19 | 3/1/20 |  |  | ELECTROSURGICAL UNITS | Electrosurgical Unit | ELECTROSURGICALUNIT-Covidien-Force Argon II | ELECTROSURGICALUNIT | Force Argon II |  |  |  | Covidien | Electrosurgical Unit |  |  | ELECTROSURGICALUNIT-Covidien-Force Argon II | 1/16/19 |  | ESU-SA | Covered PM Repair - Biomedical | MHHS-Cypress | [8 empty] | ELECTROSURGICALUNIT | Electrosurgical Unit | Covidien
NO | YES |  |  |  | 069-15406 | 069-15406 | Valleylab Inc Pfizer Hospital Products Group Inc | FORCE 1C |  | Z1F7138B | TMC-OR-CVOR (7Hvi) | MHHS-TMC |  | Electrosurgical Unit |  | 069-15406 | 069-15406 | TMC | MHHS-TMC | TMC-OR-CVOR (7Hvi) | Cath 01 | 11/1/19 |  | 5/1/20 |  | ELECTROSURGICAL UNITS | Electrosurgical Unit | ELECTROSURGICALUNIT-Covidien-FORCE 1C | ELECTROSURGICALUNIT | FORCE 1C |  |  |  | Covidien | Electrosurgical Unit |  |  | ELECTROSURGICALUNIT-Covidien-FORCE 1C | 1/16/19 |  | ESU-SA | Covered PM Repair - Biomedical | MHHS-TMC | [8 empty] | ELECTROSURGICALUNIT | Electrosurgical Unit | Covidien
NO | YES |  |  |  | 129-07231 | 129-07231 | Valleylab Inc Pfizer Hospital Products Group Inc | FORCE 2 |  | F1E13247T | MH MG-(STX)-South Texas-Wharton | MHHS-MG |  | Electrosurgical Unit |  | 129-07231 | 129-07231 | South | MHHS-MG | MH MG-(STX)-South Texas-Wharton | Gynecology exam room 4 | 10/1/19 | 10/1/20 |  |  | ELECTROSURGICAL UNITS | Electrosurgical Unit | ELECTROSURGICALUNIT-Covidien-FORCE 2 | ELECTROSURGICALUNIT | FORCE 2 |  |  |  | Covidien | Electrosurgical Unit |  |  | ELECTROSURGICALUNIT-Covidien-FORCE 2 | 1/16/19 |  | ESU-SA | Covered PM Repair - Biomedical | MHHS-MG | [8 empty] | ELECTROSURGICALUNIT | Electrosurgical Unit | Covidien
NO | YES |  |  |  | 009-03055 | 009-03055 | Valleylab Inc Pfizer Hospital Products Group Inc | FORCE 2-20PC |  | F3D42336T | GH-OR | MHHS-Greater Heights |  |  |  | 009-03055 | 009-03055 | Central | MHHS-Greater Heights | GH-OR | Rm 2 | 11/1/19 |  | 5/1/20 |  | ELECTROSURGICAL UNITS |  | .needs class | [5 empty] | VALLEYLAB |  |  |  |  | 1/16/19 |  |  | Covered PM Repair - Biomedical | MHHS-Greater Heights
NO | YES |  |  |  |  | 077-03651 | Valleylab Inc Pfizer Hospital Products Group Inc | FORCE 2-20PC |  | F2K41945T | PICU | MHHS-TMC |  |  |  |  | 077-03651 | TMC |  | PICU | Storage | 10/1/19 |  |  |  | ELECTROSURGICAL UNITS |  | .needs class | [5 empty] | VALLEYLAB |  |  |  |  | 1/16/19 |  |  | Covered PM Repair - Biomedical | MHHS-TMC
NO | YES |  |  |  | 069-07791 | 069-07791 | Valleylab Inc Pfizer Hospital Products Group Inc | FORCE 2-20PC |  | F8B34259T | 3rd floor OR | MHHS-TMC |  |  |  | 069-07791 | 069-07791 | TMC | Memorial Hermann-Texas Medical Center | 3rd floor OR | S3 415 | 11/1/19 |  | 5/1/20 |  | ELECTROSURGICAL UNITS |  | .needs class | [5 empty] | VALLEYLAB |  |  |  |  | 1/16/19 |  |  | Covered PM Repair - Biomedical | MHHS-TMC
NO | NO | [5 empty] | Valleylab Inc Pfizer Hospital Products Group Inc | FORCE 2-20PC |  | F3B42126T | GH - LABOR & DELIVERY - OR | MHHS-Greater Heights | [5 empty] | Central & Greater Heights |  | GH - LABOR & DELIVERY - OR | [5 empty] | ELECTROSURGICAL UNITS |  | .needs class | [5 empty] | VALLEYLAB | [7 empty] | Covered PM Repair - Biomedical | MHHS-Greater Heights
NO | YES | [5 empty] | Valleylab Inc Pfizer Hospital Products Group Inc | FORCE EZ |  | f7c10048b | GH-OR | MHHS-Greater Heights |  | Electrosurgical Unit |  |  |  | Central | MHHS-Greater Heights | GH-OR | RM 5 | 12/1/19 |  | 6/1/20 |  | ELECTROSURGICAL UNITS | Electrosurgical Unit | ELECTROSURGICALUNIT-Covidien-FORCE EZ | ELECTROSURGICALUNIT | FORCE EZ |  |  |  | Covidien | Electrosurgical Unit |  |  | ELECTROSURGICALUNIT-Covidien-FORCE EZ | 1/16/19 |  | ESU-SA | Covered PM Repair - Biomedical | MHHS-Greater Heights | [8 empty] | ELECTROSURGICALUNIT | Electrosurgical Unit | Covidien
NO | YES | [5 empty] | Valleylab Inc Pfizer Hospital Products Group Inc | FORCE EZ |  | F7C10074B | GH-OR | MHHS-Greater Heights |  | Electrosurgical Unit |  |  |  | Central Greater Heights | MHHS-Greater Heights | GH-OR | Room 6 | 6/1/19 |  | 6/1/20 |  | ELECTROSURGICAL UNITS | Electrosurgical Unit | ELECTROSURGICALUNIT-Covidien-FORCE EZ | ELECTROSURGICALUNIT | FORCE EZ |  |  |  | Covidien | Electrosurgical Unit |  |  | ELECTROSURGICALUNIT-Covidien-FORCE EZ |  |  | ESU-SA | Covered PM Repair - Biomedical | MHHS-Greater Heights | [8 empty] | ELECTROSURGICALUNIT | Electrosurgical Unit | Covidien
NO | YES | [5 empty] | Valleylab Inc Pfizer Hospital Products Group Inc | FORCE FX |  | SF8F02579A | GH-OR | MHHS-Greater Heights |  | Electrosurgical Unit |  |  |  | Central | MHHS-Greater Heights | GH-OR | Rm 3 | 11/1/19 |  | 5/1/20 |  | ELECTROSURGICAL UNITS | Electrosurgical Unit | ELECTROSURGICALUNIT-Covidien-FORCE FX | ELECTROSURGICALUNIT | FORCE FX |  |  |  | Covidien | Electrosurgical Unit |  |  | ELECTROSURGICALUNIT-Covidien-FORCE FX | 7/14/17 |  | ESU-SA | Covered PM Repair Labor Only - Biomedica | MHHS-Greater Heights | [8 empty] | ELECTROSURGICALUNIT | Electrosurgical Unit | Covidien
NO | YES |  |  |  |  | 009-06359 | Valleylab Inc Pfizer Hospital Products Group Inc | FORCE FX |  | SF8F02292A | GH-OR Anesthesia | MHHS-Greater Heights |  | Electrosurgical Unit |  |  | 009-06359 | Central | MHHS-Greater Heights | GH-OR Anesthesia | OR | 12/1/19 |  | 6/1/20 |  | ELECTROSURGICAL UNITS | Electrosurgical Unit | ELECTROSURGICALUNIT-Covidien-FORCE FX | ELECTROSURGICALUNIT | FORCE FX |  |  |  | Covidien | Electrosurgical Unit |  |  | ELECTROSURGICALUNIT-Covidien-FORCE FX |  |  | ESU-SA | Covered PM Repair - Biomedical | MHHS-Greater Heights | [8 empty] | ELECTROSURGICALUNIT | Electrosurgical Unit | Covidien
NO | YES |  |  |  | 133-03637 | 133-03637 | Valleylab Inc Pfizer Hospital Products Group Inc | FORCE FX |  | F6F48020A | Katy-OR | MHHS-Katy |  | Electrosurgical Unit |  | 133-03637 | 133-03637 | Katy | MHHS-Katy | Katy-OR | OR | 12/1/19 | 6/1/20 |  |  | ELECTROSURGICAL UNITS | Electrosurgical Unit | ELECTROSURGICALUNIT-Covidien-FORCE FX | ELECTROSURGICALUNIT | FORCE FX |  |  |  | Covidien | Electrosurgical Unit |  |  | ELECTROSURGICALUNIT-Covidien-FORCE FX | 1/1/00 |  | ESU-SA | Covered PM Repair - Biomedical | MHHS-Katy | [8 empty] | ELECTROSURGICALUNIT | Electrosurgical Unit | Covidien
NO | YES |  |  |  | 133-03638 | 133-03638 | Valleylab Inc Pfizer Hospital Products Group Inc | FORCE FX |  | F6D46209A | Katy-OR | MHHS-Katy |  | Electrosurgical Unit |  | 133-03638 | 133-03638 | Katy | MHHS-Katy | Katy-OR | OR | 2/1/20 | 2/1/21 |  |  | ELECTROSURGICAL UNITS | Electrosurgical Unit | ELECTROSURGICALUNIT-Covidien-FORCE FX | ELECTROSURGICALUNIT | FORCE FX |  |  |  | Covidien | Electrosurgical Unit |  |  | ELECTROSURGICALUNIT-Covidien-FORCE FX | 1/1/00 |  | ESU-SA | Not Covered Vendor Only - Biomedical | MHHS-Katy | [8 empty] | ELECTROSURGICALUNIT | Electrosurgical Unit | Covidien
NO | YES |  |  |  | 133-03640 | 133-03640 | Valleylab Inc Pfizer Hospital Products Group Inc | FORCE FX |  | F6D46339A | Katy-Labor & Delivery OR | MHHS-Katy |  | Electrosurgical Unit |  | 133-03640 | 133-03640 | Katy | MHHS-Katy | Katy-Labor & Delivery OR | Csection or 2 | 8/1/19 | 8/1/20 |  |  | ELECTROSURGICAL UNITS | Electrosurgical Unit | ELECTROSURGICALUNIT-Covidien-FORCE FX | ELECTROSURGICALUNIT | FORCE FX |  |  |  | Covidien | Electrosurgical Unit |  |  | ELECTROSURGICALUNIT-Covidien-FORCE FX | 1/1/00 |  | ESU-SA | Not Covered Vendor Only - Biomedical | MHHS-Katy | [8 empty] | ELECTROSURGICALUNIT | Electrosurgical Unit | Covidien
NO | YES |  |  |  |  | 142-04830 | Valleylab Inc Pfizer Hospital Products Group Inc | FORCE FX |  | F5B35918A | NE-OR | MHHS-Northeast |  | Electrosurgical Unit |  |  | 142-04830 | Katy | MHHS-Northeast | NE-OR | OR1 | 5/1/19 | 11/1/19 |  |  | ELECTROSURGICAL UNITS | Electrosurgical Unit | ELECTROSURGICALUNIT-Covidien-FORCE FX | ELECTROSURGICALUNIT | FORCE FX |  |  |  | Covidien | Electrosurgical Unit |  |  | ELECTROSURGICALUNIT-Covidien-FORCE FX |  |  | ESU-SA | Covered PM Repair - Biomedical | MHHS-Northeast | [8 empty] | ELECTROSURGICALUNIT | Electrosurgical Unit | Covidien
NO | YES |  |  |  | 013-13447 | 013-13447 | Valleylab Inc Pfizer Hospital Products Group Inc | FORCE FX |  | cf6b45443a | SW-OR | MHHS-Southwest |  | Electrosurgical Unit |  | 013-13447 | 013-13447 | Southwest | MHHS-Southwest | SW-OR | Or 14 | 3/1/20 |  | 9/1/20 |  | ELECTROSURGICAL UNITS | Electrosurgical Unit | ELECTROSURGICALUNIT-Covidien-FORCE FX | ELECTROSURGICALUNIT | FORCE FX |  |  |  | Covidien | Electrosurgical Unit |  |  | ELECTROSURGICALUNIT-Covidien-FORCE FX | 7/14/17 |  | ESU-SA | Covered PM Repair Labor Only - Biomedica | MHHS-Southwest | [8 empty] | ELECTROSURGICALUNIT | Electrosurgical Unit | Covidien
NO | YES |  |  |  | 129-04260 | 129-04260 | Valleylab Inc Pfizer Hospital Products Group Inc | FORCE FX |  | 227SF0B06060A | SUGAR LAND - CATH LAB | MHHS-Sugarland |  | Electrosurgical Unit |  | 129-04260 | 129-04260 | Sugar Land | Memorial Hermann Sugar Land Hospital | SUGAR LAND - CATH LAB | Cath Lab Storage | 1/1/20 | 7/1/20 |  |  | ELECTROSURGICAL UNITS | Electrosurgical Unit | ELECTROSURGICALUNIT-Covidien-FORCE FX | ELECTROSURGICALUNIT | FORCE FX |  |  |  | Covidien | Electrosurgical Unit |  |  | ELECTROSURGICALUNIT-Covidien-FORCE FX | 7/1/16 |  | ESU-SA | Covered PM Repair - Biomedical | MHHS-Sugarland | [8 empty] | ELECTROSURGICALUNIT | Electrosurgical Unit | Covidien
NO | YES |  |  |  | 129-02386 | 129-02386 | Valleylab Inc Pfizer Hospital Products Group Inc | FORCE FX |  | F6K50393A | Sugar Land-Labor & Delivery | MHHS-Sugarland |  | Electrosurgical Unit |  | 129-02386 | 129-02386 | Sugar Land | MHHS-Sugarland | Sugar Land-Labor & Delivery | L | 7/1/19 |  | 7/1/20 |  | ELECTROSURGICAL UNITS | Electrosurgical Unit | ELECTROSURGICALUNIT-Covidien-FORCE FX | ELECTROSURGICALUNIT | FORCE FX |  |  |  | Covidien | Electrosurgical Unit |  |  | ELECTROSURGICALUNIT-Covidien-FORCE FX | 1/1/00 |  | ESU-SA | Not Covered Vendor Only - Biomedical | MHHS-Sugarland | [8 empty] | ELECTROSURGICALUNIT | Electrosurgical Unit | Covidien
NO | YES |  |  |  |  | 129-02387 | Valleylab Inc Pfizer Hospital Products Group Inc | FORCE FX |  | F6K50360A | Sugar Land-Labor & Delivery | MHHS-Sugarland |  | Electrosurgical Unit |  |  | 129-02387 | Sugar Land | MHHS-Sugarland | Sugar Land-Labor & Delivery | OR 1 | 1/1/20 | 7/1/20 |  |  | ELECTROSURGICAL UNITS | Electrosurgical Unit | ELECTROSURGICALUNIT-Covidien-FORCE FX | ELECTROSURGICALUNIT | FORCE FX |  |  |  | Covidien | Electrosurgical Unit |  |  | ELECTROSURGICALUNIT-Covidien-FORCE FX | 7/1/16 |  | ESU-SA | Covered PM Repair - Biomedical | MHHS-Sugarland | [8 empty] | ELECTROSURGICALUNIT | Electrosurgical Unit | Covidien
NO | YES |  |  |  | 129-00556 | 129-00556 | Valleylab Inc Pfizer Hospital Products Group Inc | FORCE FX |  | FOF13362A | Sugar Land-OR | MHHS-Sugarland |  | Electrosurgical Unit |  | 129-00556 | 129-00556 | Sugar Land | MHHS-Sugarland | Sugar Land-OR | OR 6 | 7/1/19 |  | 7/1/20 |  | ELECTROSURGICAL UNITS | Electrosurgical Unit | ELECTROSURGICALUNIT-Covidien-FORCE FX | ELECTROSURGICALUNIT | FORCE FX |  |  |  | Covidien | Electrosurgical Unit |  |  | ELECTROSURGICALUNIT-Covidien-FORCE FX |  |  | ESU-SA | Clinical Miscellaneous | MHHS-Sugarland | [8 empty] | ELECTROSURGICALUNIT | Electrosurgical Unit | Covidien
NO | YES |  |  |  | 129-04175 | 129-04175 | Valleylab Inc Pfizer Hospital Products Group Inc | FORCE FX |  | SF0A05780A | Sugar Land-OR | MHHS-Sugarland |  | Electrosurgical Unit |  | 129-04175 | 129-04175 | Sugar Land | MHHS-Sugarland | Sugar Land-OR |  | 8/1/19 | 8/1/20 |  |  | ELECTROSURGICAL UNITS | Electrosurgical Unit | ELECTROSURGICALUNIT-Covidien-FORCE FX | ELECTROSURGICALUNIT | FORCE FX |  |  |  | Covidien | Electrosurgical Unit |  |  | ELECTROSURGICALUNIT-Covidien-FORCE FX |  |  | ESU-SA | Clinical Miscellaneous | MHHS-Sugarland | [8 empty] | ELECTROSURGICALUNIT | Electrosurgical Unit | Covidien
NO | YES |  |  |  | 129-04176 | 129-04176 | Valleylab Inc Pfizer Hospital Products Group Inc | FORCE FX |  | sf0h07433a | Sugar Land-OR | MHHS-Sugarland |  | Electrosurgical Unit |  | 129-04176 | 129-04176 | Sugar Land | MHHS-Sugarland | Sugar Land-OR |  | 9/1/19 | 9/1/20 |  |  | ELECTROSURGICAL UNITS | Electrosurgical Unit | ELECTROSURGICALUNIT-Covidien-FORCE FX | ELECTROSURGICALUNIT | FORCE FX |  |  |  | Covidien | Electrosurgical Unit |  |  | ELECTROSURGICALUNIT-Covidien-FORCE FX |  |  | ESU-SA | Clinical Miscellaneous | MHHS-Sugarland | [8 empty] | ELECTROSURGICALUNIT | Electrosurgical Unit | Covidien
NO | YES |  |  |  | 074-03273 | 074-03273 | Valleylab Inc Pfizer Hospital Products Group Inc | FORCE FX |  | F9H11736KX | TWC | MHHS-TMC |  | Electrosurgical Unit |  | 074-03273 | 074-03273 | TMC | Memorial Hermann Heart | TWC | CVOR 2 | 10/1/19 |  | 10/1/20 |  | ELECTROSURGICAL UNITS | Electrosurgical Unit | ELECTROSURGICALUNIT-Covidien-FORCE FX | ELECTROSURGICALUNIT | FORCE FX |  |  |  | Covidien | Electrosurgical Unit |  |  | ELECTROSURGICALUNIT-Covidien-FORCE FX | 11/30/18 |  | ESU-SA | Covered PM Repair - Biomedical | MHHS-TMC | [8 empty] | ELECTROSURGICALUNIT | Electrosurgical Unit | Covidien
NO | YES |  |  |  | 069-01605 |  | Valleylab Inc Pfizer Hospital Products Group Inc | FORCE FX |  | F8B5570A | TMC - Biomedical | MHHS-TMC |  | Electrosurgical Unit |  | 069-01605 |  | TMC | Memorial Hermann-Texas Medical Center | TMC - Biomedical | Biomed shop | 11/1/19 |  | 5/1/20 |  | ELECTROSURGICAL UNITS |  | ELECTROSURGICALUNIT-Covidien-FORCE FX | ELECTROSURGICALUNIT | FORCE FX |  |  |  | Covidien | Electrosurgical Unit |  |  | ELECTROSURGICALUNIT-Covidien-FORCE FX | 11/30/18 |  |  | Covered PM Repair - Biomedical | MHHS-TMC
NO | YES |  |  |  | 069-28115 | 069-28115 | Valleylab Inc Pfizer Hospital Products Group Inc | FORCE FX |  | 227SF8G02754A | TMC-OR-Hermann (2Hp) | MHHS-TMC |  | Electrosurgical Unit |  | 069-28115 | 069-28115 | TMC | MHHS-TMC | TMC-OR-Hermann (2Hp) | TMC - OR - HERMANN (2HP) | 10/1/19 |  | 4/1/20 |  | ELECTROSURGICAL UNITS | Electrosurgical Unit | ELECTROSURGICALUNIT-Covidien-FORCE FX | ELECTROSURGICALUNIT | FORCE FX |  |  |  | Covidien | Electrosurgical Unit |  |  | ELECTROSURGICALUNIT-Covidien-FORCE FX | 11/30/18 |  | ESU-SA | Covered PM Repair - Biomedical | MHHS-TMC | [8 empty] | ELECTROSURGICALUNIT | Electrosurgical Unit | Covidien
NO | YES |  |  |  | 069-01327 | 069-01327 | Valleylab Inc Pfizer Hospital Products Group Inc | FORCE FX |  | F8B5574A | TMC-OR-Pedi OR (2R) | MHHS-TMC |  | Electrosurgical Unit |  | 069-01327 | 069-01327 | TMC | MHHS-TMC | TMC-OR-Pedi OR (2R) | S2 OR 55 | 11/1/19 |  | 5/1/20 |  | ELECTROSURGICAL UNITS |  | ELECTROSURGICALUNIT-Covidien-FORCE FX | ELECTROSURGICALUNIT | FORCE FX |  |  |  | Covidien | Electrosurgical Unit |  |  | ELECTROSURGICALUNIT-Covidien-FORCE FX | 3/16/15 |  |  | Covered PM Repair - Biomedical | MHHS-TMC
NO | YES |  |  |  | 069-09844 | 069-09844 | Valleylab Inc Pfizer Hospital Products Group Inc | FORCE FX |  | f0d12759a | TWC | MHHS-TMC |  | Electrosurgical Unit |  | 069-09844 | 069-09844 | TMC | Memorial Hermann Heart | TWC | CVOR 2 | 10/1/19 |  | 10/1/20 |  | ELECTROSURGICAL UNITS | Electrosurgical Unit | ELECTROSURGICALUNIT-Covidien-FORCE FX | ELECTROSURGICALUNIT | FORCE FX |  |  |  | Covidien | Electrosurgical Unit |  |  | ELECTROSURGICALUNIT-Covidien-FORCE FX | 1/1/25 |  | ESU-SA | Not Covered Vendor Only - Biomedical | MHHS-TMC | [8 empty] | ELECTROSURGICALUNIT | Electrosurgical Unit | Covidien
NO | YES |  |  |  | 069-19295 | 069-19295 | Valleylab Inc Pfizer Hospital Products Group Inc | FORCE FX |  | F4A30129A | TMC-OR-Robertson (2R) | MHHS-TMC |  | Electrosurgical Unit |  | 069-19295 | 069-19295 | TMC | MHHS-TMC | TMC-OR-Robertson (2R) | Room 39 | 10/1/19 |  | 4/1/20 |  | ELECTROSURGICAL UNITS |  | ELECTROSURGICALUNIT-Covidien-FORCE FX | ELECTROSURGICALUNIT | FORCE FX |  |  |  | Covidien | Electrosurgical Unit |  |  | ELECTROSURGICALUNIT-Covidien-FORCE FX |  |  |  | Covered PM Repair - Biomedical | MHHS-TMC
NO | YES |  |  |  | 069-34323 | 069-34323 | Valleylab Inc Pfizer Hospital Products Group Inc | FORCE FX |  | 227SF1A09390A | TMC-Sarofim 3-OR | MHHS-TMC |  | Electrosurgical Unit |  | 069-34323 | 069-34323 | TMC | MHHS-TMC | TMC-Sarofim 3-OR | TMC - SAROFIM 3 - OR | 4/1/19 |  | 4/1/20 |  | ELECTROSURGICAL UNITS |  | ELECTROSURGICALUNIT-Covidien-FORCE FX | ELECTROSURGICALUNIT | FORCE FX |  |  |  | Covidien | Electrosurgical Unit |  |  | ELECTROSURGICALUNIT-Covidien-FORCE FX |  |  |  | Clinical Miscellaneous | MHHS-TMC
NO | YES | Asset Tag 069-44020 |  |  | 069-44020 | 069-44020 | Valleylab Inc Pfizer Hospital Products Group Inc | FORCE FX |  | F8B5572A | (null) | MHHS-TMC |  | Electrosurgical Unit |  | 069-44020 | 069-44020 | (null) | MHHS-TMC | (null) | (null) |  |  |  | (null) | ELECTROSURGICAL UNITS |  | ELECTROSURGICALUNIT-Covidien-FORCE FX | ELECTROSURGICALUNIT | FORCE FX |  |  |  | Covidien | Electrosurgical Unit |  |  | ELECTROSURGICALUNIT-Covidien-FORCE FX |  |  |  | Clinical Miscellaneous | MHHS-TMC
NO | YES |  |  |  | 069-01326 | 069-01326 | Valleylab Inc Pfizer Hospital Products Group Inc | FORCE FX |  | F8H7287A | TMC-OR-Robertson (2R) | MHHS-TMC |  | Electrosurgical Unit |  | 069-01326 | 069-01326 | TMC | MHHS-TMC | TMC-OR-Robertson (2R) | Room 39 | 11/1/19 |  | 5/1/20 |  | ELECTROSURGICAL UNITS |  | ELECTROSURGICALUNIT-Covidien-FORCE FX | ELECTROSURGICALUNIT | FORCE FX |  |  |  | Covidien | Electrosurgical Unit |  |  | ELECTROSURGICALUNIT-Covidien-FORCE FX | 10/29/19 |  |  | Covered PM Repair - Biomedical | MHHS-TMC
NO | YES |  |  |  | 069-01556 | 069-01556 | Valleylab Inc Pfizer Hospital Products Group Inc | FORCE FX |  | F9F9963A | TMC-OR-Hermann (2Hp) | MHHS-TMC |  | Electrosurgical Unit |  | 069-01556 | 069-01556 | TMC | MHHS-TMC | TMC-OR-Hermann (2Hp) | OR2 05 | 10/1/19 |  | 7/1/20 |  | ELECTROSURGICAL UNITS |  | ELECTROSURGICALUNIT-Covidien-FORCE FX | ELECTROSURGICALUNIT | FORCE FX |  |  |  | Covidien | Electrosurgical Unit |  |  | ELECTROSURGICALUNIT-Covidien-FORCE FX |  |  |  | Covered PM Repair - Biomedical | MHHS-TMC
NO | YES |  |  |  | 069-36443 | 069-36443 | Valleylab Inc Pfizer Hospital Products Group Inc | FORCE FX |  | F4A30175A | TMC-OR-Hermann (2Hp) | MHHS-TMC |  | Electrosurgical Unit |  | 069-36443 | 069-36443 | TMC | MHHS-TMC | TMC-OR-Hermann (2Hp) | Or 35 | 11/1/19 |  | 5/1/20 |  | ELECTROSURGICAL UNITS |  | ELECTROSURGICALUNIT-Covidien-FORCE FX | ELECTROSURGICALUNIT | FORCE FX |  |  |  | Covidien | Electrosurgical Unit |  |  | ELECTROSURGICALUNIT-Covidien-FORCE FX | 1/1/22 |  |  | Not Covered Vendor Only - Biomedical | MHHS-TMC
NO | YES |  |  |  | 074-03270 | 074-03270 | Valleylab Inc Pfizer Hospital Products Group Inc | FORCE FX |  | F9H11714KX | TMC-OR-CVOR (7Hvi) | MHHS-TMC |  | Electrosurgical Unit |  | 074-03270 | 074-03270 | TMC | MHHS-TMC | TMC-OR-CVOR (7Hvi) | OR 04 | 10/1/19 |  | 10/1/20 |  | ELECTROSURGICAL UNITS | Electrosurgical Unit | ELECTROSURGICALUNIT-Covidien-FORCE FX | ELECTROSURGICALUNIT | FORCE FX |  |  |  | Covidien | Electrosurgical Unit |  |  | ELECTROSURGICALUNIT-Covidien-FORCE FX |  |  | ESU-SA | Covered PM Repair - Biomedical | MHHS-TMC | [8 empty] | ELECTROSURGICALUNIT | Electrosurgical Unit | Covidien
NO | YES |  |  |  | 074-03271 | 074-03271 | Valleylab Inc Pfizer Hospital Products Group Inc | FORCE FX |  | F9H11724KX | TMC-OR-CVOR (7Hvi) | MHHS-TMC |  | Electrosurgical Unit |  | 074-03271 | 074-03271 | TMC | MHHS-TMC | TMC-OR-CVOR (7Hvi) | Cv OR 1 | 10/1/19 |  | 10/1/20 |  | ELECTROSURGICAL UNITS | Electrosurgical Unit | ELECTROSURGICALUNIT-Covidien-FORCE FX | ELECTROSURGICALUNIT | FORCE FX |  |  |  | Covidien | Electrosurgical Unit |  |  | ELECTROSURGICALUNIT-Covidien-FORCE FX |  |  | ESU-SA | Covered PM Repair - Biomedical | MHHS-TMC | [8 empty] | ELECTROSURGICALUNIT | Electrosurgical Unit | Covidien
NO | YES |  |  |  | 074-03272 | 074-03272 | Valleylab Inc Pfizer Hospital Products Group Inc | FORCE FX |  | F9H11728KX | TMC-OR-CVOR (7Hvi) | MHHS-TMC |  | Electrosurgical Unit |  | 074-03272 | 074-03272 | TMC | MHHS-TMC | TMC-OR-CVOR (7Hvi) | OR 3 | 10/1/19 |  | 10/1/20 |  | ELECTROSURGICAL UNITS | Electrosurgical Unit | ELECTROSURGICALUNIT-Covidien-FORCE FX | ELECTROSURGICALUNIT | FORCE FX |  |  |  | Covidien | Electrosurgical Unit |  |  | ELECTROSURGICALUNIT-Covidien-FORCE FX |  |  | ESU-SA | Covered PM Repair - Biomedical | MHHS-TMC | [8 empty] | ELECTROSURGICALUNIT | Electrosurgical Unit | Covidien
NO | NO | [5 empty] | Valleylab Inc Pfizer Hospital Products Group Inc | FORCE FX |  | 227SF9F04628A | NE - CATH LAB | MHHS-Northeast |  | Electrosurgical Unit |  |  |  | Katy |  | NE - CATH LAB | [5 empty] | ELECTROSURGICAL UNITS |  | ELECTROSURGICALUNIT-Covidien-FORCE FX | ELECTROSURGICALUNIT | FORCE FX |  |  |  | Covidien | Electrosurgical Unit |  |  | ELECTROSURGICALUNIT-Covidien-FORCE FX |  |  |  | Covered PM Repair - Biomedical | MHHS-Northeast
NO | NO | [5 empty] | Valleylab Inc Pfizer Hospital Products Group Inc | FORCE FX |  | 35328a | NE - OR | MHHS-Northeast |  | Electrosurgical Unit |  |  |  | Katy |  | NE - OR | [5 empty] | ELECTROSURGICAL UNITS |  | ELECTROSURGICALUNIT-Covidien-FORCE FX | ELECTROSURGICALUNIT | FORCE FX |  |  |  | Covidien | Electrosurgical Unit |  |  | ELECTROSURGICALUNIT-Covidien-FORCE FX |  |  |  | Covered PM Repair - Biomedical | MHHS-Northeast
NO | NO |  |  |  | 129-00174 |  | Valleylab Inc Pfizer Hospital Products Group Inc | FORCE FX |  | F9E9518A | SUGAR LAND - OR | MHHS-Sugarland |  | Electrosurgical Unit |  | 129-00174 |  | Sugar Land |  | SUGAR LAND - OR | [5 empty] | ELECTROSURGICAL UNITS |  | ELECTROSURGICALUNIT-Covidien-FORCE FX | ELECTROSURGICALUNIT | FORCE FX |  |  |  | Covidien | Electrosurgical Unit |  |  | ELECTROSURGICALUNIT-Covidien-FORCE FX |  |  |  | Covered PM Repair - Biomedical | MHHS-Sugarland
NO | NO |  |  |  | 129-00176 |  | Valleylab Inc Pfizer Hospital Products Group Inc | FORCE FX |  | FOA11952A | SUGAR LAND - OR | MHHS-Sugarland |  | Electrosurgical Unit |  | 129-00176 |  | Sugar Land |  | SUGAR LAND - OR | [5 empty] | ELECTROSURGICAL UNITS |  | ELECTROSURGICALUNIT-Covidien-FORCE FX | ELECTROSURGICALUNIT | FORCE FX |  |  |  | Covidien | Electrosurgical Unit |  |  | ELECTROSURGICALUNIT-Covidien-FORCE FX |  |  |  | Clinical Miscellaneous | MHHS-Sugarland
NO | NO |  |  |  | 129-00557 |  | Valleylab Inc Pfizer Hospital Products Group Inc | FORCE FX |  | f0f13356a | SUGAR LAND - OR | MHHS-Sugarland |  | Electrosurgical Unit |  | 129-00557 |  | Sugar Land |  | SUGAR LAND - OR | [5 empty] | ELECTROSURGICAL UNITS |  | ELECTROSURGICALUNIT-Covidien-FORCE FX | ELECTROSURGICALUNIT | FORCE FX |  |  |  | Covidien | Electrosurgical Unit |  |  | ELECTROSURGICALUNIT-Covidien-FORCE FX |  |  |  | Clinical Miscellaneous | MHHS-Sugarland
NO | NO |  |  |  | 129-02977 |  | Valleylab Inc Pfizer Hospital Products Group Inc | FORCE FX |  | F6K50386A | SUGAR LAND - OR | MHHS-Sugarland |  | Electrosurgical Unit |  | 129-02977 |  | Sugar Land |  | SUGAR LAND - OR | [5 empty] | ELECTROSURGICAL UNITS |  | ELECTROSURGICALUNIT-Covidien-FORCE FX | ELECTROSURGICALUNIT | FORCE FX |  |  |  | Covidien | Electrosurgical Unit |  |  | ELECTROSURGICALUNIT-Covidien-FORCE FX |  |  |  | Covered PM Repair - Biomedical | MHHS-Sugarland
NO | NO |  |  |  | 129-04174 |  | Valleylab Inc Pfizer Hospital Products Group Inc | FORCE FX |  | 227SF0A05782A | SUGAR LAND - OR | MHHS-Sugarland |  | Electrosurgical Unit |  | 129-04174 |  | Sugar Land |  | SUGAR LAND - OR | [5 empty] | ELECTROSURGICAL UNITS |  | ELECTROSURGICALUNIT-Covidien-FORCE FX | ELECTROSURGICALUNIT | FORCE FX |  |  |  | Covidien | Electrosurgical Unit |  |  | ELECTROSURGICALUNIT-Covidien-FORCE FX |  |  |  | Clinical Miscellaneous | MHHS-Sugarland
NO | NO |  |  |  | 069-01373 |  | Valleylab Inc Pfizer Hospital Products Group Inc | FORCE FX |  | F8B5571A | TMC - OR - HERMANN (2HP) | MHHS-TMC |  | Electrosurgical Unit |  | 069-01373 |  | TMC |  | TMC - OR - HERMANN (2HP) | [5 empty] | ELECTROSURGICAL UNITS |  | ELECTROSURGICALUNIT-Covidien-FORCE FX | ELECTROSURGICALUNIT | FORCE FX |  |  |  | Covidien | Electrosurgical Unit |  |  | ELECTROSURGICALUNIT-Covidien-FORCE FX |  |  |  | Covered PM Repair - Biomedical | MHHS-TMC
NO | NO |  |  |  | 069-19297 |  | Valleylab Inc Pfizer Hospital Products Group Inc | FORCE FX |  | F4A30170A | TMC - OR - PEDI OR (2R) | MHHS-TMC |  | Electrosurgical Unit |  | 069-19297 |  | TMC |  | TMC - OR - PEDI OR (2R) | [5 empty] | ELECTROSURGICAL UNITS |  | ELECTROSURGICALUNIT-Covidien-FORCE FX | ELECTROSURGICALUNIT | FORCE FX |  |  |  | Covidien | Electrosurgical Unit |  |  | ELECTROSURGICALUNIT-Covidien-FORCE FX |  |  |  | Clinical Miscellaneous | MHHS-TMC
NO | YES | [5 empty] | Valleylab Inc Pfizer Hospital Products Group Inc | FORCE FX-C |  | F5F38853A | GH-OR | MHHS-Greater Heights |  | Electrosurgical Unit |  |  |  | Central & Greater Heights | MHHS-Greater Heights | GH-OR | Storage room | 12/1/19 |  | 6/1/20 |  | ELECTROSURGICAL UNITS | Electrosurgical Unit | ELECTROSURGICALUNIT-Covidien-Force FX-C | ELECTROSURGICALUNIT | Force FX-C |  |  |  | Covidien | Electrosurgical Unit |  |  | ELECTROSURGICALUNIT-Covidien-Force FX-C |  |  | ESU-SA | Clinical Miscellaneous | MHHS-Greater Heights | [8 empty] | ELECTROSURGICALUNIT | Electrosurgical Unit | Covidien
NO | YES | [5 empty] | Valleylab Inc Pfizer Hospital Products Group Inc | FORCE FX-C |  | F5F38854A | GH-OR | MHHS-Greater Heights |  | Electrosurgical Unit |  |  |  | Central & Greater Heights | MHHS-Greater Heights | GH-OR | Room 3 | 12/1/19 |  | 12/1/19 |  | ELECTROSURGICAL UNITS | Electrosurgical Unit | ELECTROSURGICALUNIT-Covidien-Force FX-C | ELECTROSURGICALUNIT | Force FX-C |  |  |  | Covidien | Electrosurgical Unit |  |  | ELECTROSURGICALUNIT-Covidien-Force FX-C |  |  | ESU-SA | Clinical Miscellaneous | MHHS-Greater Heights | [8 empty] | ELECTROSURGICALUNIT | Electrosurgical Unit | Covidien
NO | YES |  |  |  |  | 009-00491 | Valleylab Inc Pfizer Hospital Products Group Inc | FORCE FX-C |  | FOC12662A | GH-OR Anesthesia | MHHS-Greater Heights |  | Electrosurgical Unit |  |  | 009-00491 | Central | MHHS-Greater Heights | GH-OR Anesthesia | OR | 12/1/19 |  | 6/1/20 |  | ELECTROSURGICAL UNITS | Electrosurgical Unit | ELECTROSURGICALUNIT-Covidien-Force FX-C | ELECTROSURGICALUNIT | Force FX-C |  |  |  | Covidien | Electrosurgical Unit |  |  | ELECTROSURGICALUNIT-Covidien-Force FX-C |  |  | ESU-SA | Clinical Miscellaneous | MHHS-Greater Heights | [8 empty] | ELECTROSURGICALUNIT | Electrosurgical Unit | Covidien
NO | YES | [5 empty] | Valleylab Inc Pfizer Hospital Products Group Inc | FORCE FX-C |  | F5F38957A | GH-OR Anesthesia | MHHS-Greater Heights |  | Electrosurgical Unit |  |  |  | Central & Greater Heights | MHHS-Greater Heights | GH-OR Anesthesia | Room 8 | 12/1/19 |  | 6/1/20 |  | ELECTROSURGICAL UNITS | Electrosurgical Unit | ELECTROSURGICALUNIT-Covidien-Force FX-C | ELECTROSURGICALUNIT | Force FX-C |  |  |  | Covidien | Electrosurgical Unit |  |  | ELECTROSURGICALUNIT-Covidien-Force FX-C | 1/1/10 |  | ESU-SA | Clinical Miscellaneous | MHHS-Greater Heights | [8 empty] | ELECTROSURGICALUNIT | Electrosurgical Unit | Covidien
NO | YES | [5 empty] | Valleylab Inc Pfizer Hospital Products Group Inc | FORCE FX-C |  | F5F38989A | GH-OR | MHHS-Greater Heights |  | Electrosurgical Unit |  |  |  | Central & Greater Heights | MHHS-Greater Heights | GH-OR | Room 3 | 12/1/19 |  | 6/1/20 |  | ELECTROSURGICAL UNITS | Electrosurgical Unit | ELECTROSURGICALUNIT-Covidien-Force FX-C | ELECTROSURGICALUNIT | Force FX-C |  |  |  | Covidien | Electrosurgical Unit |  |  | ELECTROSURGICALUNIT-Covidien-Force FX-C | 1/1/10 |  | ESU-SA | Clinical Miscellaneous | MHHS-Greater Heights | [8 empty] | ELECTROSURGICALUNIT | Electrosurgical Unit | Covidien
NO | YES |  |  |  | 133-02790 | 133-02790 | Valleylab Inc Pfizer Hospital Products Group Inc | FORCE FX-C |  | F6D46344A | Katy-Cath Lab | MHHS-Katy |  | Electrosurgical Unit |  | 133-02790 | 133-02790 | Katy | MHHS-Katy | Katy-Cath Lab | Cath lab 1 | 8/1/19 | 2/1/20 |  |  | ELECTROSURGICAL UNITS | Electrosurgical Unit | ELECTROSURGICALUNIT-Covidien-Force FX-C | ELECTROSURGICALUNIT | Force FX-C |  |  |  | Covidien | Electrosurgical Unit |  |  | ELECTROSURGICALUNIT-Covidien-Force FX-C | 7/1/16 |  | ESU-SA | Covered PM Repair - Biomedical | MHHS-Katy | [8 empty] | ELECTROSURGICALUNIT | Electrosurgical Unit | Covidien
NO | YES |  |  |  | 133-02789 | 133-02789 | Valleylab Inc Pfizer Hospital Products Group Inc | FORCE FX-C |  | F6B45455A | Katy-OR | MHHS-Katy |  | Electrosurgical Unit |  | 133-02789 | 133-02789 | Katy | MHHS-Katy | Katy-OR | OR - equipment | 1/1/20 | 7/1/20 |  |  | ELECTROSURGICAL UNITS | Electrosurgical Unit | ELECTROSURGICALUNIT-Covidien-Force FX-C | ELECTROSURGICALUNIT | Force FX-C |  |  |  | Covidien | Electrosurgical Unit |  |  | ELECTROSURGICALUNIT-Covidien-Force FX-C | 1/1/10 |  | ESU-SA | Covered PM Repair - Biomedical | MHHS-Katy | [8 empty] | ELECTROSURGICALUNIT | Electrosurgical Unit | Covidien
NO | YES |  |  |  | 133-02792 | 133-02792 | Valleylab Inc Pfizer Hospital Products Group Inc | FORCE FX-C |  | F6D46333A | Katy-OR | MHHS-Katy |  | Electrosurgical Unit |  | 133-02792 | 133-02792 | Katy | MHHS-Katy | Katy-OR | OR | 1/1/19 | 7/1/20 |  |  | ELECTROSURGICAL UNITS | Electrosurgical Unit | ELECTROSURGICALUNIT-Covidien-Force FX-C | ELECTROSURGICALUNIT | Force FX-C |  |  |  | Covidien | Electrosurgical Unit |  |  | ELECTROSURGICALUNIT-Covidien-Force FX-C |  |  | ESU-SA | Clinical Miscellaneous | MHHS-Katy | [8 empty] | ELECTROSURGICALUNIT | Electrosurgical Unit | Covidien
NO | YES |  |  |  | 069-19976 | 069-19976 | Valleylab Inc Pfizer Hospital Products Group Inc | FORCE FX-C |  | F4J34609A | TMC-Cath Lab-Adult (2Hvi) | MHHS-TMC |  | Electrosurgical Unit |  | 069-19976 | 069-19976 | TMC | MHHS-TMC | TMC-Cath Lab-Adult (2Hvi) | TMC - CATH LAB - ADULT (2HVI) | 12/1/19 |  | 5/1/20 |  | ELECTROSURGICAL UNITS | Electrosurgical Unit | ELECTROSURGICALUNIT-Covidien-Force FX-C | ELECTROSURGICALUNIT | Force FX-C |  |  |  | Covidien | Electrosurgical Unit |  |  | ELECTROSURGICALUNIT-Covidien-Force FX-C |  |  | ESU-SA | Clinical Miscellaneous | MHHS-TMC | [8 empty] | ELECTROSURGICALUNIT | Electrosurgical Unit | Covidien
NO | YES |  |  |  | 069-19304 | 069-19304 | Valleylab Inc Pfizer Hospital Products Group Inc | FORCE FX-C |  | F4A30147A | TMC-OR-CVOR (7Hvi) | MHHS-TMC |  | Electrosurgical Unit |  | 069-19304 | 069-19304 | TMC | MHHS-TMC | TMC-OR-CVOR (7Hvi) | Cv OR 1 | 10/1/19 |  | 4/1/20 |  | ELECTROSURGICAL UNITS | Electrosurgical Unit | ELECTROSURGICALUNIT-Covidien-Force FX-C | ELECTROSURGICALUNIT | Force FX-C |  |  |  | Covidien | Electrosurgical Unit |  |  | ELECTROSURGICALUNIT-Covidien-Force FX-C |  |  | ESU-SA | Clinical Miscellaneous | MHHS-TMC | [8 empty] | ELECTROSURGICALUNIT | Electrosurgical Unit | Covidien
NO | YES |  |  |  | 069-28114 | 069-28114 | Valleylab Inc Pfizer Hospital Products Group Inc | FORCE FX-C |  | SF8G02753A | TWC | MHHS-TMC |  | Electrosurgical Unit |  | 069-28114 | 069-28114 | TMC | Memorial Hermann Heart | TWC | CVOR 6 | 10/1/19 |  | 10/1/20 |  | ELECTROSURGICAL UNITS | Electrosurgical Unit | ELECTROSURGICALUNIT-Covidien-Force FX-C | ELECTROSURGICALUNIT | Force FX-C |  |  |  | Covidien | Electrosurgical Unit |  |  | ELECTROSURGICALUNIT-Covidien-Force FX-C |  |  | ESU-SA | Clinical Miscellaneous | MHHS-TMC | [8 empty] | ELECTROSURGICALUNIT | Electrosurgical Unit | Covidien
NO | YES |  |  |  | 069-42211 | 069-42211 | Valleylab Inc Pfizer Hospital Products Group Inc | FORCE FX-C |  | F1B16274A | Tmc-or-cvor | MHHS-TMC |  | Electrosurgical Unit |  | 069-42211 | 069-42211 | TMC | Memorial Hermann-Texas Medical Center | Tmc-or-cvor | Equipment room | 11/1/19 |  | 5/1/20 |  | ELECTROSURGICAL UNITS | Electrosurgical Unit | ELECTROSURGICALUNIT-Covidien-Force FX-C | ELECTROSURGICALUNIT | Force FX-C |  |  |  | Covidien | Electrosurgical Unit |  |  | ELECTROSURGICALUNIT-Covidien-Force FX-C |  |  | ESU-SA | Clinical Miscellaneous | MHHS-TMC | [8 empty] | ELECTROSURGICALUNIT | Electrosurgical Unit | Covidien
NO | YES |  |  |  | 074-04279 | 074-04279 | Valleylab Inc Pfizer Hospital Products Group Inc | FORCE FX-C |  | S3B07775AX | TMC-OR-CVOR (7Hvi) | MHHS-TMC |  | Electrosurgical Unit |  | 074-04279 | 074-04279 | TMC | MHHS-TMC | TMC-OR-CVOR (7Hvi) | OR 3 | 11/1/19 |  | 4/1/20 |  | ELECTROSURGICAL UNITS | Electrosurgical Unit | ELECTROSURGICALUNIT-Covidien-Force FX-C | ELECTROSURGICALUNIT | Force FX-C |  |  |  | Covidien | Electrosurgical Unit |  |  | ELECTROSURGICALUNIT-Covidien-Force FX-C |  |  | ESU-SA | Clinical Miscellaneous | MHHS-TMC | [8 empty] | ELECTROSURGICALUNIT | Electrosurgical Unit | Covidien
NO | YES |  |  |  | 074-04280 | 074-04280 | Valleylab Inc Pfizer Hospital Products Group Inc | FORCE FX-C |  | S3B07774AX | Tmc-or-cvor | MHHS-TMC |  | Electrosurgical Unit |  | 074-04280 | 074-04280 | TMC | Memorial Hermann-Texas Medical Center | Tmc-or-cvor | Equipment room | 10/1/19 |  | 4/1/20 |  | ELECTROSURGICAL UNITS | Electrosurgical Unit | ELECTROSURGICALUNIT-Covidien-Force FX-C | ELECTROSURGICALUNIT | Force FX-C |  |  |  | Covidien | Electrosurgical Unit |  |  | ELECTROSURGICALUNIT-Covidien-Force FX-C |  |  | ESU-SA | Clinical Miscellaneous | MHHS-TMC | [8 empty] | ELECTROSURGICALUNIT | Electrosurgical Unit | Covidien
NO | YES |  |  |  | 069-19308 | 069-19308 | Valleylab Inc Pfizer Hospital Products Group Inc | FORCE FX-C |  | F4A30164A | TMC-OR-Pedi OR (2R) | MHHS-TMC |  | Electrosurgical Unit |  | 069-19308 | 069-19308 | TMC | MHHS-TMC | TMC-OR-Pedi OR (2R) | PEDI OR (2R) | 11/1/19 |  | 11/1/20 |  | ELECTROSURGICAL UNITS |  | ELECTROSURGICALUNIT-Covidien-Force FX-C | ELECTROSURGICALUNIT | Force FX-C |  |  |  | Covidien | Electrosurgical Unit |  |  | ELECTROSURGICALUNIT-Covidien-Force FX-C |  |  |  | Clinical Miscellaneous | MHHS-TMC
NO | YES |  |  |  | 069-19309 | 069-19309 | Valleylab Inc Pfizer Hospital Products Group Inc | FORCE FX-C |  | F4A30173A | Childrens or robertson building | MHHS-TMC |  | Electrosurgical Unit |  | 069-19309 | 069-19309 | TMC | Memorial Hermann-Texas Medical Center | Childrens or robertson building | Or 59 | 10/1/19 |  | 4/1/20 |  | ELECTROSURGICAL UNITS |  | ELECTROSURGICALUNIT-Covidien-Force FX-C | ELECTROSURGICALUNIT | Force FX-C |  |  |  | Covidien | Electrosurgical Unit |  |  | ELECTROSURGICALUNIT-Covidien-Force FX-C |  |  |  | Clinical Miscellaneous | MHHS-TMC
NO | YES |  |  |  | 069-29341 | 069-29341 | Valleylab Inc Pfizer Hospital Products Group Inc | FORCE FX-C |  | 227SF0C06169A | TMC-Sarofim 2-OR | MHHS-TMC |  | Electrosurgical Unit |  | 069-29341 | 069-29341 | TMC | MHHS-TMC | TMC-Sarofim 2-OR | S2 OR 4 | 10/1/19 |  | 10/1/20 |  | ELECTROSURGICAL UNITS |  | ELECTROSURGICALUNIT-Covidien-Force FX-C | ELECTROSURGICALUNIT | Force FX-C |  |  |  | Covidien | Electrosurgical Unit |  |  | ELECTROSURGICALUNIT-Covidien-Force FX-C |  |  |  | Clinical Miscellaneous | MHHS-TMC
NO | YES |  |  |  | 069-19303 |  | Valleylab Inc Pfizer Hospital Products Group Inc | FORCE FX-C |  | F4A30138A | TMC-OR-Mobile Equip | MHHS-TMC |  | Electrosurgical Unit |  | 069-19303 |  | TMC | MHHS-TMC | TMC-OR-Mobile Equip | Hallway | 11/1/19 |  | 5/1/20 |  | ELECTROSURGICAL UNITS |  | ELECTROSURGICALUNIT-Covidien-Force FX-C | ELECTROSURGICALUNIT | Force FX-C |  |  |  | Covidien | Electrosurgical Unit |  |  | ELECTROSURGICALUNIT-Covidien-Force FX-C |  |  |  | Clinical Miscellaneous | MHHS-TMC
NO | YES |  |  |  | 069-48276 | 069-48276 | Valleylab Inc Pfizer Hospital Products Group Inc | FORCE FX-C |  | FOD12760A | (null) | MHHS-TMC |  | Electrosurgical Unit |  | 069-48276 | 069-48276 | (null) | MHHS-TMC | (null) | (null) |  |  |  | (null) | ELECTROSURGICAL UNITS |  | ELECTROSURGICALUNIT-Covidien-Force FX-C | ELECTROSURGICALUNIT | Force FX-C |  |  |  | Covidien | Electrosurgical Unit |  |  | ELECTROSURGICALUNIT-Covidien-Force FX-C |  |  |  | Clinical Miscellaneous | MHHS-TMC
NO | YES |  |  |  | 069-19298 | 069-19298 | Valleylab Inc Pfizer Hospital Products Group Inc | FORCE FX-C |  | F4A30162A | TMC-OR-Pedi OR (2R) | MHHS-TMC |  | Electrosurgical Unit |  | 069-19298 | 069-19298 | TMC | MHHS-TMC | TMC-OR-Pedi OR (2R) | OR 08 | 10/1/19 |  | 10/1/20 |  | ELECTROSURGICAL UNITS |  | ELECTROSURGICALUNIT-Covidien-Force FX-C | ELECTROSURGICALUNIT | Force FX-C |  |  |  | Covidien | Electrosurgical Unit |  |  | ELECTROSURGICALUNIT-Covidien-Force FX-C |  |  |  | Clinical Miscellaneous | MHHS-TMC
NO | YES |  |  |  | 069-19299 | 069-19299 | Valleylab Inc Pfizer Hospital Products Group Inc | FORCE FX-C |  | F4A30135A | TMC-OR-Mobile Equip | MHHS-TMC |  | Electrosurgical Unit |  | 069-19299 | 069-19299 | TMC | MHHS-TMC | TMC-OR-Mobile Equip | OR-69 |  |  |  |  | ELECTROSURGICAL UNITS |  | ELECTROSURGICALUNIT-Covidien-Force FX-C | ELECTROSURGICALUNIT | Force FX-C |  |  |  | Covidien | Electrosurgical Unit |  |  | ELECTROSURGICALUNIT-Covidien-Force FX-C |  |  |  | Clinical Miscellaneous | MHHS-TMC
NO | YES |  |  |  | 069-19302 | 069-19302 | Valleylab Inc Pfizer Hospital Products Group Inc | FORCE FX-C |  | F4A30178A | TMC-OR-CVOR (7Hvi) | MHHS-TMC |  | Electrosurgical Unit |  | 069-19302 | 069-19302 | TMC | MHHS-TMC | TMC-OR-CVOR (7Hvi) | TMC - OR - CVOR (7HVI) | 11/1/19 |  | 5/1/20 |  | ELECTROSURGICAL UNITS | Electrosurgical Unit | ELECTROSURGICALUNIT-Covidien-Force FX-C | ELECTROSURGICALUNIT | Force FX-C |  |  |  | Covidien | Electrosurgical Unit |  |  | ELECTROSURGICALUNIT-Covidien-Force FX-C |  |  | ESU-SA | Clinical Miscellaneous | MHHS-TMC | [8 empty] | ELECTROSURGICALUNIT | Electrosurgical Unit | Covidien
NO | YES |  |  |  | 069-19307 | 069-19307 | Valleylab Inc Pfizer Hospital Products Group Inc | FORCE FX-C |  |  | TMC-OR-Pedi OR (2R) | MHHS-TMC |  | Electrosurgical Unit |  | 069-19307 | 069-19307 | TMC | MHHS-TMC | TMC-OR-Pedi OR (2R) | OR - PEDI OR (2R) | 11/1/19 |  | 11/1/20 |  | ELECTROSURGICAL UNITS |  | ELECTROSURGICALUNIT-Covidien-Force FX-C | ELECTROSURGICALUNIT | Force FX-C |  |  |  | Covidien | Electrosurgical Unit |  |  | ELECTROSURGICALUNIT-Covidien-Force FX-C |  |  |  | Clinical Miscellaneous | MHHS-TMC
NO | YES |  |  |  | 069-19301 | 069-19301 | Valleylab Inc Pfizer Hospital Products Group Inc | FORCE FX-C |  | F4A30126A | TMC-Sarofim 2-OR | MHHS-TMC |  | Electrosurgical Unit |  | 069-19301 | 069-19301 | TMC | MHHS-TMC | TMC-Sarofim 2-OR | S2 OR 1 | 10/1/19 |  | 4/1/20 |  | ELECTROSURGICAL UNITS |  | ELECTROSURGICALUNIT-Covidien-Force FX-C | ELECTROSURGICALUNIT | Force FX-C |  |  |  | Covidien | Electrosurgical Unit |  |  | ELECTROSURGICALUNIT-Covidien-Force FX-C |  |  |  | Clinical Miscellaneous | MHHS-TMC
NO | NO |  |  |  | 069-37574 |  | Valleylab Inc Pfizer Hospital Products Group Inc | FORCE FX-C |  | F4J34080A | MH MG - (TMC) - VANGUARD UROLOGY (STE 2300) | MHHS-MG |  | Electrosurgical Unit |  | 069-37574 |  | TMC |  | MH MG - (TMC) - VANGUARD UROLOGY (STE 2300) | [5 empty] | ELECTROSURGICAL UNITS |  | ELECTROSURGICALUNIT-Covidien-Force FX-C | ELECTROSURGICALUNIT | Force FX-C |  |  |  | Covidien | Electrosurgical Unit |  |  | ELECTROSURGICALUNIT-Covidien-Force FX-C |  |  |  | Clinical Miscellaneous | MHHS-MG
NO | NO |  |  |  | 074-00885 |  | Valleylab Inc Pfizer Hospital Products Group Inc | FORCE FX-C |  | SF0J08275A | TMC - CATH LAB - PEDI (GHP) | MHHS-TMC |  | Electrosurgical Unit |  | 074-00885 |  | TMC |  | TMC - CATH LAB - PEDI (GHP) | [5 empty] | ELECTROSURGICAL UNITS |  | ELECTROSURGICALUNIT-Covidien-Force FX-C | ELECTROSURGICALUNIT | Force FX-C |  |  |  | Covidien | Electrosurgical Unit |  |  | ELECTROSURGICALUNIT-Covidien-Force FX-C |  |  |  | Clinical Miscellaneous | MHHS-TMC
NO | NO |  |  |  | 069-02659 |  | Valleylab Inc Pfizer Hospital Products Group Inc | FORCE FX-C |  | F1B16275A | TMC - OR - HERMANN (2HP) | MHHS-TMC |  | Electrosurgical Unit |  | 069-02659 |  | TMC |  | TMC - OR - HERMANN (2HP) | [5 empty] | ELECTROSURGICAL UNITS |  | ELECTROSURGICALUNIT-Covidien-Force FX-C | ELECTROSURGICALUNIT | Force FX-C |  |  |  | Covidien | Electrosurgical Unit |  |  | ELECTROSURGICALUNIT-Covidien-Force FX-C |  |  |  | Clinical Miscellaneous | MHHS-TMC
NO | NO |  |  |  | 069-19310 |  | Valleylab Inc Pfizer Hospital Products Group Inc | FORCE FX-C |  | F4A30177A | TMC - OR - HERMANN (2HP) | MHHS-TMC |  | Electrosurgical Unit |  | 069-19310 |  | TMC |  | TMC - OR - HERMANN (2HP) | [5 empty] | ELECTROSURGICAL UNITS |  | ELECTROSURGICALUNIT-Covidien-Force FX-C | ELECTROSURGICALUNIT | Force FX-C |  |  |  | Covidien | Electrosurgical Unit |  |  | ELECTROSURGICALUNIT-Covidien-Force FX-C |  |  |  | Clinical Miscellaneous | MHHS-TMC
NO | NO |  |  |  | 069-01489 |  | Valleylab Inc Pfizer Hospital Products Group Inc | FORCE FX-C |  | F2I19546T | TMC - OR - TRAINING LAB | MHHS-TMC |  | Electrosurgical Unit |  | 069-01489 |  | TMC |  | TMC - OR - TRAINING LAB | [5 empty] | ELECTROSURGICAL UNITS |  | ELECTROSURGICALUNIT-Covidien-Force FX-C | ELECTROSURGICALUNIT | Force FX-C |  |  |  | Covidien | Electrosurgical Unit |  |  | ELECTROSURGICALUNIT-Covidien-Force FX-C |  |  |  | Covered PM Repair - Biomedical | MHHS-TMC
NO | NO |  |  |  | 069-44315 |  | Valleylab Inc Pfizer Hospital Products Group Inc | FORCE FX-C |  | CF4534177A | TMC - OR - TRAINING LAB | MHHS-TMC |  | Electrosurgical Unit |  | 069-44315 |  | TMC |  | TMC - OR - TRAINING LAB | [5 empty] | ELECTROSURGICAL UNITS |  | ELECTROSURGICALUNIT-Covidien-Force FX-C | ELECTROSURGICALUNIT | Force FX-C |  |  |  | Covidien | Electrosurgical Unit |  |  | ELECTROSURGICALUNIT-Covidien-Force FX-C |  |  |  | Clinical Miscellaneous | MHHS-TMC
NO | NO |  |  |  | 069-44328 |  | Valleylab Inc Pfizer Hospital Products Group Inc | FORCE FX-C |  | F8A58989A | TMC - OR - TRAINING LAB | MHHS-TMC |  | Electrosurgical Unit |  | 069-44328 |  | TMC |  | TMC - OR - TRAINING LAB | [5 empty] | ELECTROSURGICAL UNITS |  | ELECTROSURGICALUNIT-Covidien-Force FX-C | ELECTROSURGICALUNIT | Force FX-C |  |  |  | Covidien | Electrosurgical Unit |  |  | ELECTROSURGICALUNIT-Covidien-Force FX-C |  |  |  | Clinical Miscellaneous | MHHS-TMC
NO | NO |  |  |  | 069-44329 |  | Valleylab Inc Pfizer Hospital Products Group Inc | FORCE FX-C |  | F3B25732A | TMC - OR - TRAINING LAB | MHHS-TMC |  | Electrosurgical Unit |  | 069-44329 |  | TMC |  | TMC - OR - TRAINING LAB | [5 empty] | ELECTROSURGICAL UNITS |  | ELECTROSURGICALUNIT-Covidien-Force FX-C | ELECTROSURGICALUNIT | Force FX-C |  |  |  | Covidien | Electrosurgical Unit |  |  | ELECTROSURGICALUNIT-Covidien-Force FX-C |  |  |  | Clinical Miscellaneous | MHHS-TMC
NO | NO |  |  |  | 069-44330 |  | Valleylab Inc Pfizer Hospital Products Group Inc | FORCE FX-C |  | F6H48698A | TMC - OR - TRAINING LAB | MHHS-TMC |  | Electrosurgical Unit |  | 069-44330 |  | TMC |  | TMC - OR - TRAINING LAB | [5 empty] | ELECTROSURGICAL UNITS |  | ELECTROSURGICALUNIT-Covidien-Force FX-C | ELECTROSURGICALUNIT | Force FX-C |  |  |  | Covidien | Electrosurgical Unit |  |  | ELECTROSURGICALUNIT-Covidien-Force FX-C |  |  |  | Covered PM Repair - Biomedical | MHHS-TMC
NO | NO |  |  |  | 069-45213 |  | Valleylab Inc Pfizer Hospital Products Group Inc | FORCE FX-C |  | F6H49004A | TMC - OR - TRAINING LAB | MHHS-TMC |  | Electrosurgical Unit |  | 069-45213 |  | TMC |  | TMC - OR - TRAINING LAB | [5 empty] | ELECTROSURGICAL UNITS |  | ELECTROSURGICALUNIT-Covidien-Force FX-C | ELECTROSURGICALUNIT | Force FX-C |  |  |  | Covidien | Electrosurgical Unit |  |  | ELECTROSURGICALUNIT-Covidien-Force FX-C |  |  |  | Covered PM Repair - Biomedical | MHHS-TMC
NO | NO |  |  |  | 069-45214 |  | Valleylab Inc Pfizer Hospital Products Group Inc | FORCE FX-C |  | SF8C01663A | TMC - OR - TRAINING LAB | MHHS-TMC |  | Electrosurgical Unit |  | 069-45214 |  | TMC |  | TMC - OR - TRAINING LAB | [5 empty] | ELECTROSURGICAL UNITS |  | ELECTROSURGICALUNIT-Covidien-Force FX-C | ELECTROSURGICALUNIT | Force FX-C |  |  |  | Covidien | Electrosurgical Unit |  |  | ELECTROSURGICALUNIT-Covidien-Force FX-C |  |  |  | Clinical Miscellaneous | MHHS-TMC
NO | NO |  |  |  | 069-45215 |  | Valleylab Inc Pfizer Hospital Products Group Inc | FORCE FX-C |  | CF3F27488A | TMC - OR - TRAINING LAB | MHHS-TMC |  | Electrosurgical Unit |  | 069-45215 |  | TMC |  | TMC - OR - TRAINING LAB | [5 empty] | ELECTROSURGICAL UNITS |  | ELECTROSURGICALUNIT-Covidien-Force FX-C | ELECTROSURGICALUNIT | Force FX-C |  |  |  | Covidien | Electrosurgical Unit |  |  | ELECTROSURGICALUNIT-Covidien-Force FX-C |  |  |  | Clinical Miscellaneous | MHHS-TMC
NO | NO |  |  |  | 069-45219 |  | Valleylab Inc Pfizer Hospital Products Group Inc | FORCE FX-C |  | FIB16313A | TMC - OR - TRAINING LAB | MHHS-TMC |  | Electrosurgical Unit |  | 069-45219 |  | TMC |  | TMC - OR - TRAINING LAB | [5 empty] | ELECTROSURGICAL UNITS |  | ELECTROSURGICALUNIT-Covidien-Force FX-C | ELECTROSURGICALUNIT | Force FX-C |  |  |  | Covidien | Electrosurgical Unit |  |  | ELECTROSURGICALUNIT-Covidien-Force FX-C |  |  |  | Covered PM Repair - Biomedical | MHHS-TMC
NO | YES |  |  |  | 041-19551 | 041-19551 | Valleylab Inc Pfizer Hospital Products Group Inc | FORCE FX-CS |  | S5C17074AX | MEMORIAL CITY - MHT - JHC OR | MHHS-Mem City |  | Electrosurgical Unit |  | 041-19551 | 041-19551 | West | Memorial Hermann - Memorial City | MEMORIAL CITY - MHT - JHC OR | MH11 OR Room 3 |  |  |  |  | ELECTROSURGICAL UNITS |  | ELECTROSURGICALUNIT-Covidien-Force FX-C-S | ELECTROSURGICALUNIT | Force FX-C-S |  |  |  | Covidien | Electrosurgical Unit |  |  | ELECTROSURGICALUNIT-Covidien-Force FX-C-S |  |  |  | Clinical Miscellaneous | MHHS-Mem City
NO | YES |  |  |  | 041-19552 | 041-19552 | Valleylab Inc Pfizer Hospital Products Group Inc | FORCE FX-CS |  | S5C17076AX | MEMORIAL CITY - ORTHO SURGERY | MHHS-Mem City |  | Electrosurgical Unit |  | 041-19552 | 041-19552 | West | Memorial City - Memorial Hermann Hospital | MEMORIAL CITY - ORTHO SURGERY | MH11 505 OR 5 |  |  |  |  | ELECTROSURGICAL UNITS |  | ELECTROSURGICALUNIT-Covidien-Force FX-C-S | ELECTROSURGICALUNIT | Force FX-C-S |  |  |  | Covidien | Electrosurgical Unit |  |  | ELECTROSURGICALUNIT-Covidien-Force FX-C-S |  |  |  | Clinical Miscellaneous | MHHS-Mem City
NO | YES |  |  |  | 041-19553 | 041-19553 | Valleylab Inc Pfizer Hospital Products Group Inc | FORCE FX-CS |  | S5C17077AX | MEMORIAL CITY - MHT - JHC OR | MHHS-Mem City |  | Electrosurgical Unit |  | 041-19553 | 041-19553 | West | West | MEMORIAL CITY - MHT - JHC OR | MH11: 504 OR11 |  |  |  |  | ELECTROSURGICAL UNITS |  | ELECTROSURGICALUNIT-Covidien-Force FX-C-S | ELECTROSURGICALUNIT | Force FX-C-S |  |  |  | Covidien | Electrosurgical Unit |  |  | ELECTROSURGICALUNIT-Covidien-Force FX-C-S |  |  |  | Clinical Miscellaneous | MHHS-Mem City
NO | YES |  |  |  | 041-19554 | 041-19554 | Valleylab Inc Pfizer Hospital Products Group Inc | FORCE FX-CS |  | S5C17132AX | MEMORIAL CITY - Ortho OR | MHHS-Mem City |  | Electrosurgical Unit |  | 041-19554 | 041-19554 | West | Memorial Hermann - Memorial City | MEMORIAL CITY - Ortho OR | 11th Floor OR Room 8 |  |  |  |  | ELECTROSURGICAL UNITS |  | ELECTROSURGICALUNIT-Covidien-Force FX-C-S | ELECTROSURGICALUNIT | Force FX-C-S |  |  |  | Covidien | Electrosurgical Unit |  |  | ELECTROSURGICALUNIT-Covidien-Force FX-C-S |  |  |  | Clinical Miscellaneous | MHHS-Mem City
NO | YES |  |  |  | 041-19555 | 041-19555 | Valleylab Inc Pfizer Hospital Products Group Inc | FORCE FX-CS |  | S5C17075AX | MEMORIAL CITY - MHT - JHC OR | MHHS-Mem City |  | Electrosurgical Unit |  | 041-19555 | 041-19555 | West | Memorial Hermann Memorial City Medical Center | MEMORIAL CITY - MHT - JHC OR | MEMORIAL CITY - MHT - JHC OR |  |  |  |  | ELECTROSURGICAL UNITS |  | ELECTROSURGICALUNIT-Covidien-Force FX-C-S | ELECTROSURGICALUNIT | Force FX-C-S |  |  |  | Covidien | Electrosurgical Unit |  |  | ELECTROSURGICALUNIT-Covidien-Force FX-C-S |  |  |  | Clinical Miscellaneous | MHHS-Mem City
NO | YES |  |  |  | 041-19557 | 041-19557 | Valleylab Inc Pfizer Hospital Products Group Inc | FORCE FX-CS |  | S5C17129AX | MEMORIAL CITY - MHT - JHC OR | MHHS-Mem City |  | Electrosurgical Unit |  | 041-19557 | 041-19557 | West | Weat | MEMORIAL CITY - MHT - JHC OR | MH11:507 OR7 |  |  |  |  | ELECTROSURGICAL UNITS |  | ELECTROSURGICALUNIT-Covidien-Force FX-C-S | ELECTROSURGICALUNIT | Force FX-C-S |  |  |  | Covidien | Electrosurgical Unit |  |  | ELECTROSURGICALUNIT-Covidien-Force FX-C-S |  |  |  | Covered PM Repair - Biomedical | MHHS-Mem City
NO | YES |  |  |  | 041-19560 | 041-19560 | Valleylab Inc Pfizer Hospital Products Group Inc | FORCE FX-CS |  | S5C17126AX | MEMORIAL CITY - Orthopedics Surgery | MHHS-Mem City |  | Electrosurgical Unit |  | 041-19560 | 041-19560 | West | Memorial City - Memorial Hermann Hospital | MEMORIAL CITY - Orthopedics Surgery | MH11 506 OR 6 |  |  |  |  | ELECTROSURGICAL UNITS |  | ELECTROSURGICALUNIT-Covidien-Force FX-C-S | ELECTROSURGICALUNIT | Force FX-C-S |  |  |  | Covidien | Electrosurgical Unit |  |  | ELECTROSURGICALUNIT-Covidien-Force FX-C-S |  |  |  | Not Covered Vendor Only - Biomedical | MHHS-Mem City
NO | YES |  |  |  | 041-19578 | 041-19578 | Valleylab Inc Pfizer Hospital Products Group Inc | FORCE FX-CS |  | S5C17118AX | MEMORIAL CITY - MHT - JHC OR | MHHS-Mem City |  | Electrosurgical Unit |  | 041-19578 | 041-19578 | West | Memorial Hermann Memorial City Medical Center | MEMORIAL CITY - MHT - JHC OR | MH11 500.1 |  |  |  |  | ELECTROSURGICAL UNITS |  | ELECTROSURGICALUNIT-Covidien-Force FX-C-S | ELECTROSURGICALUNIT | Force FX-C-S |  |  |  | Covidien | Electrosurgical Unit |  |  | ELECTROSURGICALUNIT-Covidien-Force FX-C-S |  |  |  | Not Covered Vendor Only - Biomedical | MHHS-Mem City
NO | YES |  |  |  | 041-19586 | 041-19586 | Valleylab Inc Pfizer Hospital Products Group Inc | FORCE FX-CS |  | S5C17115AX | Memorial City Surgery Dept - Ortho | MHHS-Mem City |  | Electrosurgical Unit |  | 041-19586 | 041-19586 | West | Memorial Hermann - Memorial City | Memorial City Surgery Dept - Ortho | MH11 508.1 Equipment Storage |  |  |  |  | ELECTROSURGICAL UNITS |  | ELECTROSURGICALUNIT-Covidien-Force FX-C-S | ELECTROSURGICALUNIT | Force FX-C-S |  |  |  | Covidien | Electrosurgical Unit |  |  | ELECTROSURGICALUNIT-Covidien-Force FX-C-S |  |  |  | Covered PM Repair - Biomedical | MHHS-Mem City
NO | YES |  |  |  | 145-00630 | 145-00630 | Valleylab Inc Pfizer Hospital Products Group Inc | FORCE FX-CS |  | S5H18739AX | Pearland-Cardiac Cath Lab | MHHS-Pearland Hospital |  | Electrosurgical Unit |  | 145-00630 | 145-00630 | Pearland | MHHS-Pearland Hospital | Pearland-Cardiac Cath Lab | Equpment storage 215 | 6/1/19 | 6/1/20 |  |  | ELECTROSURGICAL UNITS | Electrosurgical Unit | ELECTROSURGICALUNIT-Covidien-Force FX-C-S | ELECTROSURGICALUNIT | Force FX-C-S |  |  |  | Covidien | Electrosurgical Unit |  |  | ELECTROSURGICALUNIT-Covidien-Force FX-C-S | 1/1/00 |  | ESU-SA | Covered PM Repair - Biomedical | MHHS-Pearland Hospital | [8 empty] | ELECTROSURGICALUNIT | Electrosurgical Unit | Covidien
NO | YES |  |  |  | 074-04704 | 074-04704 | Valleylab Inc Pfizer Hospital Products Group Inc | FORCE FX-CS |  | S4K15745AX | TMC-Cath Lab-Adult (2Hvi) | MHHS-TMC |  | Electrosurgical Unit |  | 074-04704 | 074-04704 | TMC | MHHS-TMC | TMC-Cath Lab-Adult (2Hvi) | OR6 | 11/1/19 |  | 5/1/20 |  | ELECTROSURGICAL UNITS | Electrosurgical Unit | ELECTROSURGICALUNIT-Covidien-Force FX-C-S | ELECTROSURGICALUNIT | Force FX-C-S |  |  |  | Covidien | Electrosurgical Unit |  |  | ELECTROSURGICALUNIT-Covidien-Force FX-C-S |  |  | ESU-SA | Clinical Miscellaneous | MHHS-TMC | [8 empty] | ELECTROSURGICALUNIT | Electrosurgical Unit | Covidien
NO | YES |  |  |  | 074-05170 | 074-05170 | Valleylab Inc Pfizer Hospital Products Group Inc | FORCE FX-CS |  | S6E21867AX | TMC-Cath Lab-Adult (2Hvi) | MHHS-TMC |  | Electrosurgical Unit |  | 074-05170 | 074-05170 | TMC | MHHS-TMC | TMC-Cath Lab-Adult (2Hvi) | TMC - CATH LAB - ADULT (2HVI) | 11/1/19 |  | 5/1/20 |  | ELECTROSURGICAL UNITS | Electrosurgical Unit | ELECTROSURGICALUNIT-Covidien-Force FX-C-S | ELECTROSURGICALUNIT | Force FX-C-S |  |  |  | Covidien | Electrosurgical Unit |  |  | ELECTROSURGICALUNIT-Covidien-Force FX-C-S |  |  | ESU-SA | Covered PM Repair - Biomedical | MHHS-TMC | [8 empty] | ELECTROSURGICALUNIT | Electrosurgical Unit | Covidien
NO | YES |  |  |  | 069-29339 | 069-29339 | Valleylab Inc Pfizer Hospital Products Group Inc | FORCE FX-CS |  | SF0C06165A | TMC-Sarofim 2-OR | MHHS-TMC |  | Electrosurgical Unit |  | 069-29339 | 069-29339 | TMC | MHHS-TMC | TMC-Sarofim 2-OR | OR 40 | 11/1/19 |  | 5/1/20 |  | ELECTROSURGICAL UNITS |  | ELECTROSURGICALUNIT-Covidien-Force FX-C-S | ELECTROSURGICALUNIT | Force FX-C-S |  |  |  | Covidien | Electrosurgical Unit |  |  | ELECTROSURGICALUNIT-Covidien-Force FX-C-S |  |  |  | Clinical Miscellaneous | MHHS-TMC
NO | YES |  |  |  | 069-34325 | 069-34325 | Valleylab Inc Pfizer Hospital Products Group Inc | FORCE FX-CS |  | 227SF1A09442A | TMC-OR-Hermann (2Hp) | MHHS-TMC |  | Electrosurgical Unit |  | 069-34325 | 069-34325 | TMC | MHHS-TMC | TMC-OR-Hermann (2Hp) | OR 36 | 11/1/19 |  | 5/1/20 |  | ELECTROSURGICAL UNITS |  | ELECTROSURGICALUNIT-Covidien-Force FX-C-S | ELECTROSURGICALUNIT | Force FX-C-S |  |  |  | Covidien | Electrosurgical Unit |  |  | ELECTROSURGICALUNIT-Covidien-Force FX-C-S | 4/1/16 |  |  | Covered PM Repair - Biomedical | MHHS-TMC
NO | YES |  |  |  | 069-38641 | 069-38641 | Valleylab Inc Pfizer Hospital Products Group Inc | FORCE FX-CS |  | S3HO9994AX | TMC-OR-Pedi OR (2R) | MHHS-TMC |  | Electrosurgical Unit |  | 069-38641 | 069-38641 | TMC | MHHS-TMC | TMC-OR-Pedi OR (2R) | OR hall way | 11/1/19 |  |  |  | ELECTROSURGICAL UNITS |  | ELECTROSURGICALUNIT-Covidien-Force FX-C-S | ELECTROSURGICALUNIT | Force FX-C-S |  |  |  | Covidien | Electrosurgical Unit |  |  | ELECTROSURGICALUNIT-Covidien-Force FX-C-S | 1/1/10 |  |  | Clinical Miscellaneous | MHHS-TMC
NO | YES |  |  |  | 069-41711 | 069-41711 | Valleylab Inc Pfizer Hospital Products Group Inc | FORCE FX-CS |  | S5D17258AX | TMC-OR-Hermann (2Hp) | MHHS-TMC |  | Electrosurgical Unit |  | 069-41711 | 069-41711 | TMC | MHHS-TMC | TMC-OR-Hermann (2Hp) | H2/412 Storage | 10/1/19 |  |  |  | ELECTROSURGICAL UNITS |  | ELECTROSURGICALUNIT-Covidien-Force FX-C-S | ELECTROSURGICALUNIT | Force FX-C-S |  |  |  | Covidien | Electrosurgical Unit |  |  | ELECTROSURGICALUNIT-Covidien-Force FX-C-S |  |  |  | Clinical Miscellaneous | MHHS-TMC
NO | YES |  |  |  | 069-29340 | 069-29340 | Valleylab Inc Pfizer Hospital Products Group Inc | FORCE FX-CS |  | SF0C06168A | TWC | MHHS-TMC |  | Electrosurgical Unit |  | 069-29340 | 069-29340 | TMC | Memorial Hermann Heart | TWC | CVOR | 10/1/19 |  | 10/1/20 |  | ELECTROSURGICAL UNITS | Electrosurgical Unit | ELECTROSURGICALUNIT-Covidien-Force FX-C-S | ELECTROSURGICALUNIT | Force FX-C-S |  |  |  | Covidien | Electrosurgical Unit |  |  | ELECTROSURGICALUNIT-Covidien-Force FX-C-S | 1/1/10 |  | ESU-SA | Clinical Miscellaneous | MHHS-TMC | [8 empty] | ELECTROSURGICALUNIT | Electrosurgical Unit | Covidien
NO | YES |  |  |  | 069-29342 | 069-29342 | Valleylab Inc Pfizer Hospital Products Group Inc | FORCE FX-CS |  | SF0C06167A | TMC-Sarofim 3-OR | MHHS-TMC |  | Electrosurgical Unit |  | 069-29342 | 069-29342 | TMC | MHHS-TMC | TMC-Sarofim 3-OR | OR 40 | 10/1/19 |  | 4/1/20 |  | ELECTROSURGICAL UNITS |  | ELECTROSURGICALUNIT-Covidien-Force FX-C-S | ELECTROSURGICALUNIT | Force FX-C-S |  |  |  | Covidien | Electrosurgical Unit |  |  | ELECTROSURGICALUNIT-Covidien-Force FX-C-S |  |  |  | Clinical Miscellaneous | MHHS-TMC
NO | YES |  |  |  | 069-34324 | 069-34324 | Valleylab Inc Pfizer Hospital Products Group Inc | FORCE FX-CS |  | SF1A09443A | TMC-OR-Robertson (2R) | MHHS-TMC |  | Electrosurgical Unit |  | 069-34324 | 069-34324 | TMC | MHHS-TMC | TMC-OR-Robertson (2R) | Or62 | 11/1/19 |  | 5/1/20 |  | ELECTROSURGICAL UNITS |  | ELECTROSURGICALUNIT-Covidien-Force FX-C-S | ELECTROSURGICALUNIT | Force FX-C-S |  |  |  | Covidien | Electrosurgical Unit |  |  | ELECTROSURGICALUNIT-Covidien-Force FX-C-S |  |  |  | Clinical Miscellaneous | MHHS-TMC
NO | YES |  |  |  | 069-38629 | 069-38629 | Valleylab Inc Pfizer Hospital Products Group Inc | FORCE FX-CS |  | S3F09399AX | TMC-OR-Robertson (2R) | MHHS-TMC |  | Electrosurgical Unit |  | 069-38629 | 069-38629 | TMC | MHHS-TMC | TMC-OR-Robertson (2R) | OR 58 | 11/1/19 |  |  |  | ELECTROSURGICAL UNITS |  | ELECTROSURGICALUNIT-Covidien-Force FX-C-S | ELECTROSURGICALUNIT | Force FX-C-S |  |  |  | Covidien | Electrosurgical Unit |  |  | ELECTROSURGICALUNIT-Covidien-Force FX-C-S |  |  |  | Clinical Miscellaneous | MHHS-TMC
NO | YES |  |  |  | 069-41710 | 069-41710 | Valleylab Inc Pfizer Hospital Products Group Inc | FORCE FX-CS |  | S5D17252AX | TMC-OR-Pedi OR (2R) | MHHS-TMC |  | Electrosurgical Unit |  | 069-41710 | 069-41710 | TMC | MHHS-TMC | TMC-OR-Pedi OR (2R) | OR 7 | 11/1/19 |  | 5/1/20 |  | ELECTROSURGICAL UNITS |  | ELECTROSURGICALUNIT-Covidien-Force FX-C-S | ELECTROSURGICALUNIT | Force FX-C-S |  |  |  | Covidien | Electrosurgical Unit |  |  | ELECTROSURGICALUNIT-Covidien-Force FX-C-S | 1/1/10 |  |  | Covered PM Repair - Biomedical | MHHS-TMC
NO | NO |  |  |  | 069-41712 |  | Valleylab Inc Pfizer Hospital Products Group Inc | FORCE FX-CS |  | S5D17261AX | TMC - OR - HERMANN (2HP) | MHHS-TMC |  | Electrosurgical Unit |  | 069-41712 |  | TMC |  | TMC - OR - HERMANN (2HP) | [5 empty] | ELECTROSURGICAL UNITS |  | ELECTROSURGICALUNIT-Covidien-Force FX-C-S | ELECTROSURGICALUNIT | Force FX-C-S |  |  |  | Covidien | Electrosurgical Unit |  |  | ELECTROSURGICALUNIT-Covidien-Force FX-C-S |  |  |  | Covered PM Repair - Biomedical | MHHS-TMC
NO | NO |  |  |  | 069-29337 |  | Valleylab Inc Pfizer Hospital Products Group Inc | FORCE FX-CS |  | SF0C06152A | TMC - OR - SURGICAL ROBOTICS (2HP) | MHHS-TMC |  | Electrosurgical Unit |  | 069-29337 |  | TMC |  | TMC - OR - SURGICAL ROBOTICS (2HP) | [5 empty] | ELECTROSURGICAL UNITS |  | ELECTROSURGICALUNIT-Covidien-Force FX-C-S | ELECTROSURGICALUNIT | Force FX-C-S |  |  |  | Covidien | Electrosurgical Unit |  |  | ELECTROSURGICALUNIT-Covidien-Force FX-C-S |  |  |  | Covered PM Repair - Biomedical | MHHS-TMC
NO | YES |  |  |  | 013-07162 | 013-07162 | Valleylab Inc Pfizer Hospital Products Group Inc | NS2000 |  | N2E 608S | SW-OR | MHHS-Southwest |  | Electrosurgical Unit |  | 013-07162 | 013-07162 | Southwest | MHHS-Southwest | SW-OR | Or core 15.5 | 9/1/19 |  | 3/1/20 |  | ELECTROSURGICAL UNITS | Electrosurgical Unit | ELECTROSURGICALUNIT-VALLEYLAB-NS2000 | ELECTROSURGICALUNIT | NS2000 |  |  |  | VALLEYLAB | Electrosurgical Unit |  | ELECTROSURGICALUNIT-VALLEYLAB-NS2000 |  |  |  | ESU-SA | Covered PM Repair - Biomedical | MHHS-Southwest | [8 empty] | ELECTROSURGICALUNIT | Electrosurgical Unit | VALLEYLAB
NO | YES |  |  |  | 133-01737 | 133-01737 | Valleylab Inc Pfizer Hospital Products Group Inc | OPTIMUMM |  | KJ01073 | Katy-OR | MHHS-Katy |  | System, Evacuation, Smoke |  | 133-01737 | 133-01737 | Katy | MHHS-Katy | Katy-OR | OR - Equipment | 9/1/19 | 3/1/20 |  |  | SMOKE EVACUATION SYSTEMS, SURGICAL | System, Evacuation, Smoke | SYSEVACSMOKE-Covidien-OPTIMUMM | SYSEVACSMOKE | OPTIMUMM |  |  |  | Covidien | System, Evacuation, Smoke |  |  | SYSEVACSMOKE-Covidien-OPTIMUMM |  |  |  | Not Covered Vendor Only - Biomedical | MHHS-Katy | [8 empty] | SYSEVACSMOKE | System, Evacuation, Smoke | Covidien
NO | YES |  |  |  | 142-00025 | 142-00025 | Valleylab, Inc. | Force 2 |  | F7H32687T | NE-Labor & Delivery |  |  |  |  | 142-00025 | 142-00025 | Katy | MHHS-Northeast | NE-Labor & Delivery | OR 2 | 10/1/19 | 4/1/20
YES | YES |  |  |  | 009-06296 | 009-06296 | Valleylab, Inc. | Force FX |  | 227SF8F02579A | GH - LABOR |  |  |  |  | 009-06296 | 009-06296 | Central | Memorial Hermann Hospital greater heights | GH - LABOR | OR2 | 11/1/19 |  | 5/1/20
NO | YES | Serial Number AFF02159 |  |  | 013-12023 | 013-12023 | Vapotherm | 1411F |  | AFF02159 | L |  |  |  |  | 013-12023 | 013-12023 | Southwest | Memorial Hermann Southwest Hospital | L | Room 12
NO | YES |  |  |  | 013-36012 | 013-36012 | Vapotherm | Air-Oxygen Blender |  | Aff02363 | SW-NICU |  |  |  |  | 013-36012 | 013-36012 | Southwest | MHHS-Southwest | SW-NICU | NICU |  |  | 3/1/20
NO | YES |  |  |  | MGE117 |  | VAPOTHERM | PRECISION FLOW |  | PF00003185-P | Rental | MHHS-Southwest |  |  |  | MGE117 |  | Southwest |  | Rental | [7 empty] | .needs class |  | VAPOTHERM PRECISION FLOW HUMIDIFIER | [9 empty] | Verified as Rental |  |  | MHHS-Southwest
NO | YES |  |  |  | MGE124 |  | VAPOTHERM | PRECISION FLOW |  | PF00003169-P | Rental | MHHS-Southwest |  |  |  | MGE124 |  | Southwest |  | Rental | [7 empty] | .needs class |  | VAPOTHERM PRECISION FLOW HUMIDIFIER | [9 empty] | Verified as Rental |  |  | MHHS-Southwest
NO | YES |  |  |  | MGE194 |  | VAPOTHERM | PRECISION FLOW |  | PF00002868P | Rental | MHHS-Southwest |  |  |  | MGE194 |  | Southwest |  | Rental | [7 empty] | .needs class |  | VAPOTHERM PRECISION FLOW HUMIDIFIER | [9 empty] | Verified as Rental |  |  | MHHS-Southwest
NO | YES |  |  |  | MGE237 |  | VAPOTHERM | PRECISION FLOW |  | PF00005111-S | Rental | MHHS-Southwest |  |  |  | MGE237 |  | Southwest |  | Rental | [7 empty] | .needs class |  | VAPOTHERM PRECISION FLOW HUMIDIFIER | [9 empty] | Verified as Rental |  |  | MHHS-Southwest
NO | YES |  |  |  | MGE244 |  | VAPOTHERM | PRECISION FLOW |  | PF00002651-P | Rental | MHHS-Southwest |  |  |  | MGE244 |  | Southwest |  | Rental | [7 empty] | .needs class |  | VAPOTHERM PRECISION FLOW HUMIDIFIER | [9 empty] | Verified as Rental |  |  | MHHS-Southwest
NO | YES |  |  |  | MGE274 |  | VAPOTHERM | PRECISION FLOW |  | PF00003250-P | Rental | MHHS-Southwest |  |  |  | MGE274 |  | Southwest |  | Rental | [7 empty] | .needs class |  | VAPOTHERM PRECISION FLOW HUMIDIFIER | [9 empty] | Verified as Rental |  |  | MHHS-Southwest
NO | YES |  |  |  | MGE284 |  | VAPOTHERM | PRECISION FLOW |  | PF00003148-P | Rental | MHHS-Southwest |  |  |  | MGE284 |  | Southwest |  | Rental | [7 empty] | .needs class |  | VAPOTHERM PRECISION FLOW HUMIDIFIER | [9 empty] | Verified as Rental |  |  | MHHS-Southwest
NO | YES |  |  |  | MGE396 |  | VAPOTHERM | PRECISION FLOW |  | PF00010218-E | Rental | MHHS-Southwest |  |  |  | MGE396 |  | Southwest |  | Rental | [7 empty] | .needs class |  | VAPOTHERM PRECISION FLOW HUMIDIFIER | [9 empty] | Verified as Rental |  |  | MHHS-Southwest
NO | YES |  |  |  | MGE398 |  | VAPOTHERM | PRECISION FLOW |  | PF00021790-E | Rental | MHHS-Southwest |  |  |  | MGE398 |  | Southwest |  | Rental | [7 empty] | .needs class |  | VAPOTHERM PRECISION FLOW HUMIDIFIER | [9 empty] | Verified as Rental |  |  | MHHS-Southwest
NO | YES |  |  |  | MGE297 |  | VAPOTHERM | PRECISION FLOW |  | PF00004203-P | Rental | MHHS-Sugarland |  |  |  | MGE297 |  | Sugar Land |  | Rental | [7 empty] | .needs class |  | VAPOTHERM PRECISION FLOW HUMIDIFIER | [9 empty] | Verified as Rental |  |  | MHHS-Sugarland
NO | YES |  |  |  | MGE338 |  | VAPOTHERM | PRECISION FLOW |  | PF00006580-S | Rental | MHHS-Sugarland |  |  |  | MGE338 |  | Sugar Land |  | Rental | [7 empty] | .needs class |  | VAPOTHERM PRECISION FLOW HUMIDIFIER | [9 empty] | Verified as Rental |  |  | MHHS-Sugarland
YES | YES |  |  |  |  | 099-04251 | Vapotherm | Precision Flow Plus |  | Pfpc00032418-E | Pearland med surg | [5 empty] | 099-04251 | Pearland | Memorial Hermann Medical Group Central Pearland | Pearland med surg | N4 176 |  |  |  | No pm sticker |  | Humidifier, Heated | HUMIDIFIERHEATED-Vapotherm-Precision Flow Plus | [12 empty] | HH-A | [9 empty] | Humidifier, Heated | HUMIDIFIERHEATED | Humidifier, Heated | Vapotherm
YES | YES |  |  |  | 142-08460 | 142-08460 | Vapotherm | Precision Flow Plus |  | PFP00004742-E | NE - RESPIRATORY |  |  |  |  | 142-08460 | 142-08460 | Katy | Memorial Hermann Northeast Hospital | NE - RESPIRATORY | Resp Office | 1/1/20 | 1/1/21 |  |  |  | Humidifier, Heated | HUMIDIFIERHEATED-Vapotherm-Precision Flow Plus | [12 empty] | HH-A | [9 empty] | Humidifier, Heated | HUMIDIFIERHEATED | Humidifier, Heated | Vapotherm
YES | YES |  |  |  | 142-08983 | 142-08983 | Vapotherm | Precision Flow Plus |  | PFPC00032696-E | WOODLANDS - CVICU |  |  |  |  | 142-08983 | 142-08983 | Sugar Land | Memorial Hermann Sugar Land Hospital | WOODLANDS - CVICU | [6 empty] | Humidifier, Heated | HUMIDIFIERHEATED-Vapotherm-Precision Flow Plus | [12 empty] | HH-A | [9 empty] | Humidifier, Heated | HUMIDIFIERHEATED | Humidifier, Heated | Vapotherm
YES | YES |  |  |  | 029-32290 | 029-32290 | Vapotherm | Precision Flow Plus |  | PFP00001261E | ER |  |  |  |  | 029-32290 | 029-32290 | Woodlands | 24 Hour Emergency Room - Convenient Care Center in Spring | ER | ER | 11/1/19 |  | 11/1/20 |  |  | Humidifier, Heated | HUMIDIFIERHEATED-Vapotherm-Precision Flow Plus | [12 empty] | HH-A | [9 empty] | Humidifier, Heated | HUMIDIFIERHEATED | Humidifier, Heated | Vapotherm
YES | YES |  |  |  | Q5001717-E | Q5001717?AiE | Vapotherm | Q50 |  | Q5001717 | SW RADIOLOGY |  |  |  |  | Q5001717-E | Q5001717?AiE | Southwest | Memorial Hermann Southwest Hospital | SW RADIOLOGY | CT 2
NO | YES |  |  |  | 077-09446 | 077-09446 | Vapotherm Inc | 11411F |  | AFF02226 | TMC-Respiratory-Pedi | MHHS-TMC |  |  |  | 077-09446 | 077-09446 | TMC | MHHS-TMC | TMC-Respiratory-Pedi | Biomed Shop | 9/1/17 |  |  |  | OXYGEN-AIR PROPORTIONERS |  | .needs class |  |  |  |  | .needs class | Vapotherm | [7 empty] | Covered PM Repair - Biomedical | MHHS-TMC
NO | NO |  |  |  | 069-41898 |  | Vapotherm Inc | 2000i |  | PF00021276-E | TMC - RESPIRATORY - ADULT | MHHS-TMC |  |  |  | 069-41898 |  | TMC |  | TMC - RESPIRATORY - ADULT | [5 empty] | HUMIDIFIERS |  | .needs class |  |  |  |  | .needs class | Vapotherm | [7 empty] | Covered PM Repair - Biomedical | MHHS-TMC
NO | YES |  |  |  |  | 013-16509 | Vapotherm Inc | 2002 VSET |  | 090a040b | SW-NICU | MHHS-Southwest |  |  |  |  | 013-16509 | Southwest | MHHS-Southwest | SW-NICU | NICU | 11/1/19 |  | 11/1/20 |  | OXYGEN-AIR PROPORTIONERS |  | .needs class |  |  |  |  | .needs class | Vapotherm | [7 empty] | Covered PM Repair - Biomedical | MHHS-Southwest
NO | YES |  |  |  |  | 925-00252 | Vapotherm Inc | 2002 VSET |  | 231404B | SW-NICU | MHHS-Southwest |  |  |  |  | 925-00252 | Southwest | MHHS-Southwest | SW-NICU | NICU | 12/1/19 |  |  |  | OXYGEN-AIR PROPORTIONERS |  | .needs class |  |  |  |  | .needs class | Vapotherm | [7 empty] | Covered PM Repair - Biomedical | MHHS-Southwest
NO | YES |  |  |  | 151-02579 | 151-02579 | Vapotherm Inc | PRECISION FLOW |  | PFP00001187-E | CY-Respiratory Care Services | MHHS-Cypress |  | Humidifier, Heated |  | 151-02579 | 151-02579 | Northwest | MHHS-Cypress | CY-Respiratory Care Services | Rt room on 3 | 7/1/20 | 7/1/21 |  |  | HUMIDIFIERS | Humidifier, Heated | HUMIDIFIERHEATED-Vapotherm-Precision Flow | HUMIDIFIERHEATED | Precision Flow |  |  |  | Vapotherm | Humidifier, Heated |  | HUMIDIFIERHEATED-Vapotherm-Precision Flow |  |  |  | HH-A | Covered PM Repair - Biomedical | MHHS-Cypress | [8 empty] | HUMIDIFIERHEATED | Humidifier, Heated | Vapotherm
NO | YES |  |  |  | 151-02580 | 151-02580 | Vapotherm Inc | PRECISION FLOW |  | PFP00001550-E | CY-Respiratory Care Services | MHHS-Cypress |  | Humidifier, Heated |  | 151-02580 | 151-02580 | Northwest | MHHS-Cypress | CY-Respiratory Care Services | Rt room on 3 | 1/1/20 | 1/1/21 |  |  | HUMIDIFIERS | Humidifier, Heated | HUMIDIFIERHEATED-Vapotherm-Precision Flow | HUMIDIFIERHEATED | Precision Flow |  |  |  | Vapotherm | Humidifier, Heated |  | HUMIDIFIERHEATED-Vapotherm-Precision Flow |  |  |  | HH-A | Covered PM Repair - Biomedical | MHHS-Cypress | [8 empty] | HUMIDIFIERHEATED | Humidifier, Heated | Vapotherm
NO | YES |  |  |  | 151-02582 | 151-02582 | Vapotherm Inc | PRECISION FLOW |  | PFP00001536-E | CY-Respiratory Care Services | MHHS-Cypress |  | Humidifier, Heated |  | 151-02582 | 151-02582 | Northwest | MHHS-Cypress | CY-Respiratory Care Services | Rt work area | 7/1/19 | 7/1/20 |  |  | HUMIDIFIERS | Humidifier, Heated | HUMIDIFIERHEATED-Vapotherm-Precision Flow | HUMIDIFIERHEATED | Precision Flow |  |  |  | Vapotherm | Humidifier, Heated |  | HUMIDIFIERHEATED-Vapotherm-Precision Flow |  |  |  | HH-A | Covered PM Repair - Biomedical | MHHS-Cypress | [8 empty] | HUMIDIFIERHEATED | Humidifier, Heated | Vapotherm
NO | YES |  |  |  | 151-02660 | 151-02660 | Vapotherm Inc | PRECISION FLOW |  | PFP00003263-E | CY - RESPIRATORY CARE SERVICES | MHHS-Cypress |  | Humidifier, Heated |  | 151-02660 | 151-02660 | Northwest | Cypress | CY - RESPIRATORY CARE SERVICES | Rt room on 3 | 4/1/19 | 4/1/20 |  |  | HUMIDIFIERS | Humidifier, Heated | HUMIDIFIERHEATED-Vapotherm-Precision Flow | HUMIDIFIERHEATED | Precision Flow |  |  |  | Vapotherm | Humidifier, Heated |  | HUMIDIFIERHEATED-Vapotherm-Precision Flow |  |  |  | HH-A | Covered PM Repair - Biomedical | MHHS-Cypress | [8 empty] | HUMIDIFIERHEATED | Humidifier, Heated | Vapotherm
NO | YES |  |  |  | 151-02661 | 151-02661 | Vapotherm Inc | PRECISION FLOW |  | PFP00004084-E | CY-Respiratory Care Services | MHHS-Cypress |  | Humidifier, Heated |  | 151-02661 | 151-02661 | Northwest | MHHS-Cypress | CY-Respiratory Care Services | RT Storage nicu | 10/1/19 | 4/1/20 |  |  | HUMIDIFIERS | Humidifier, Heated | HUMIDIFIERHEATED-Vapotherm-Precision Flow | HUMIDIFIERHEATED | Precision Flow |  |  |  | Vapotherm | Humidifier, Heated |  | HUMIDIFIERHEATED-Vapotherm-Precision Flow |  |  |  | HH-A | Covered PM Repair - Biomedical | MHHS-Cypress | [8 empty] | HUMIDIFIERHEATED | Humidifier, Heated | Vapotherm
NO | YES |  |  |  | 151-02662 | 151-02662 | Vapotherm Inc | PRECISION FLOW |  | PFP00004080-E | CY-Respiratory Care Services | MHHS-Cypress |  | Humidifier, Heated |  | 151-02662 | 151-02662 | Northwest | MHHS-Cypress | CY-Respiratory Care Services | Storage Room on ER | 7/1/19 | 1/1/20 |  |  | HUMIDIFIERS | Humidifier, Heated | HUMIDIFIERHEATED-Vapotherm-Precision Flow | HUMIDIFIERHEATED | Precision Flow |  |  |  | Vapotherm | Humidifier, Heated |  | HUMIDIFIERHEATED-Vapotherm-Precision Flow |  |  |  | HH-A | Covered PM Repair - Biomedical | MHHS-Cypress | [8 empty] | HUMIDIFIERHEATED | Humidifier, Heated | Vapotherm
NO | YES |  |  |  | PF00021256-E | PF00021256-E | Vapotherm Inc | PRECISION FLOW |  | PF00021256-E | MHOSH-4th Floor | MHHS Orthopedic & Spine |  | Humidifier, Heated |  | PF00021256-E | PF00021256-E | Central & Greater Heights | MHHS-Orthopedic & Spine | MHOSH-4th Floor |  | 12/13/19 |  |  |  | HUMIDIFIERS | Humidifier, Heated | HUMIDIFIERHEATED-Vapotherm-Precision Flow | HUMIDIFIERHEATED | Precision Flow |  |  |  | Vapotherm | Humidifier, Heated |  | HUMIDIFIERHEATED-Vapotherm-Precision Flow |  |  | MHOSH Inventory Dec 2019 into 2020 - Copy.xls - Newly Verified | HH-A | Covered PM Repair - Biomedical | MHHS Orthopedic & Spine | [8 empty] | HUMIDIFIERHEATED | Humidifier, Heated | Vapotherm
NO | YES |  |  |  | PF00021430-E | PF00021430-E | Vapotherm Inc | PRECISION FLOW |  | PF00021430-E | MHOSH-4th Floor | MHHS Orthopedic & Spine |  | Humidifier, Heated |  | PF00021430-E | PF00021430-E | Central & Greater Heights | MHHS-Orthopedic & Spine | MHOSH-4th Floor |  | 12/13/19 |  |  |  | HUMIDIFIERS | Humidifier, Heated | HUMIDIFIERHEATED-Vapotherm-Precision Flow | HUMIDIFIERHEATED | Precision Flow |  |  |  | Vapotherm | Humidifier, Heated |  | HUMIDIFIERHEATED-Vapotherm-Precision Flow |  |  | MHOSH Inventory Dec 2019 into 2020 - Copy.xls - Newly Verified | HH-A | Covered PM Repair - Biomedical | MHHS Orthopedic & Spine | [8 empty] | HUMIDIFIERHEATED | Humidifier, Heated | Vapotherm
NO | NO |  |  |  | 151-02581 |  | Vapotherm Inc | PRECISION FLOW |  | PFP00001556-E | CY - RESPIRATORY CARE SERVICES | MHHS-Cypress |  | Humidifier, Heated |  | 151-02581 |  | Northwest & Cypress |  | CY - RESPIRATORY CARE SERVICES | [5 empty] | HUMIDIFIERS |  | HUMIDIFIERHEATED-Vapotherm-Precision Flow | HUMIDIFIERHEATED | Precision Flow |  |  |  | Vapotherm | Humidifier, Heated |  | HUMIDIFIERHEATED-Vapotherm-Precision Flow |  |  |  |  | Covered PM Repair - Radiology, Low End | MHHS-Cypress
NO | NO |  |  |  | 005-11592 |  | Vapotherm Inc | PRECISION FLOW |  | PF0024826-E | SE - RESPIRATORY | MHHS-Southeast |  | Humidifier, Heated |  | 005-11592 |  | Southeast & Bay Area |  | SE - RESPIRATORY | [5 empty] | HUMIDIFIERS |  | HUMIDIFIERHEATED-Vapotherm-Precision Flow | HUMIDIFIERHEATED | Precision Flow |  |  |  | Vapotherm | Humidifier, Heated |  | HUMIDIFIERHEATED-Vapotherm-Precision Flow |  |  |  |  | Not Covered Vendor Only - Biomedical | MHHS-Southeast
NO | NO |  |  |  | 005-11612 |  | Vapotherm Inc | PRECISION FLOW |  | PF00025035-E | SE - RESPIRATORY | MHHS-Southeast |  | Humidifier, Heated |  | 005-11612 |  | Southeast & Bay Area |  | SE - RESPIRATORY | [5 empty] | HUMIDIFIERS |  | HUMIDIFIERHEATED-Vapotherm-Precision Flow | HUMIDIFIERHEATED | Precision Flow |  |  |  | Vapotherm | Humidifier, Heated |  | HUMIDIFIERHEATED-Vapotherm-Precision Flow |  |  |  |  | Not Covered Vendor Only - Biomedical | MHHS-Southeast
NO | NO |  |  |  | 005-12162 |  | Vapotherm Inc | PRECISION FLOW |  | PF00022567-E | SE - RESPIRATORY | MHHS-Southeast |  | Humidifier, Heated |  | 005-12162 |  | Southeast & Bay Area |  | SE - RESPIRATORY | [5 empty] | HUMIDIFIERS |  | HUMIDIFIERHEATED-Vapotherm-Precision Flow | HUMIDIFIERHEATED | Precision Flow |  |  |  | Vapotherm | Humidifier, Heated |  | HUMIDIFIERHEATED-Vapotherm-Precision Flow |  |  |  |  | Covered PM Repair - Biomedical | MHHS-Southeast
NO | NO |  |  |  | 013-38642 |  | Vapotherm Inc | PRECISION FLOW |  | pf00003477-p | SW - RESPIRATORY | MHHS-Southwest |  | Humidifier, Heated |  | 013-38642 |  | Southwest |  | SW - RESPIRATORY | [5 empty] | HUMIDIFIERS |  | HUMIDIFIERHEATED-Vapotherm-Precision Flow | HUMIDIFIERHEATED | Precision Flow |  |  |  | Vapotherm | Humidifier, Heated |  | HUMIDIFIERHEATED-Vapotherm-Precision Flow |  |  |  |  | Covered PM Repair - Biomedical | MHHS-Southwest
NO | NO |  |  |  | 013-38828 |  | Vapotherm Inc | PRECISION FLOW |  | pf00003300-p | SW - RESPIRATORY | MHHS-Southwest |  | Humidifier, Heated |  | 013-38828 |  | Southwest |  | SW - RESPIRATORY | [5 empty] | HUMIDIFIERS |  | HUMIDIFIERHEATED-Vapotherm-Precision Flow | HUMIDIFIERHEATED | Precision Flow |  |  |  | Vapotherm | Humidifier, Heated |  | HUMIDIFIERHEATED-Vapotherm-Precision Flow |  |  |  |  | Covered PM Repair - Biomedical | MHHS-Southwest
NO | NO |  |  |  | 129-05995 |  | Vapotherm Inc | PRECISION FLOW |  | PF00003528-P | SUGAR LAND - RESPIRATORY | MHHS-Sugarland |  | Humidifier, Heated |  | 129-05995 |  | Sugar Land |  | SUGAR LAND - RESPIRATORY | [5 empty] | HUMIDIFIERS |  | HUMIDIFIERHEATED-Vapotherm-Precision Flow | HUMIDIFIERHEATED | Precision Flow |  |  |  | Vapotherm | Humidifier, Heated |  | HUMIDIFIERHEATED-Vapotherm-Precision Flow |  |  |  |  | Covered PM Repair - Biomedical | MHHS-Sugarland
NO | NO |  |  |  | 029-12486 |  | Vapotherm Inc | PRECISION FLOW |  | PF00022156-E | WOODLANDS - RESPIRATORY | MHHS-Woodlands |  | Humidifier, Heated |  | 029-12486 |  | Woodlands |  | WOODLANDS - RESPIRATORY | [5 empty] | HUMIDIFIERS |  | HUMIDIFIERHEATED-Vapotherm-Precision Flow | HUMIDIFIERHEATED | Precision Flow |  |  |  | Vapotherm | Humidifier, Heated |  | HUMIDIFIERHEATED-Vapotherm-Precision Flow |  |  |  |  | Covered PM Repair - Biomedical | MHHS-Woodlands
NO | NO |  |  |  | 029-12493 |  | Vapotherm Inc | PRECISION FLOW |  | PF00022147-E | WOODLANDS - RESPIRATORY | MHHS-Woodlands |  | Humidifier, Heated |  | 029-12493 |  | Woodlands |  | WOODLANDS - RESPIRATORY | [5 empty] | HUMIDIFIERS |  | HUMIDIFIERHEATED-Vapotherm-Precision Flow | HUMIDIFIERHEATED | Precision Flow |  |  |  | Vapotherm | Humidifier, Heated |  | HUMIDIFIERHEATED-Vapotherm-Precision Flow |  |  |  |  | Covered PM Repair - Biomedical | MHHS-Woodlands
NO | YES |  |  |  | 009-33605 | 009-33605 | Vapotherm Inc | PRECISION FLOW PLUS |  | PFP00001303-E | GH-Respiratory | MHHS-Greater Heights |  | Humidifier, Heated |  | 009-33605 | 009-33605 | Central & Greater Heights | MHHS-Greater Heights | GH-Respiratory | Storage room | 1/1/19 |  | 1/1/20 |  | HUMIDIFIERS | Humidifier, Heated | HUMIDIFIERHEATED-Vapotherm-Precision Flow Plus | HUMIDIFIERHEATED | Precision Flow Plus |  |  |  | Vapotherm | Humidifier, Heated |  | HUMIDIFIERHEATED-Vapotherm-Precision Flow Plus |  |  |  | HH-A | Covered PM Repair - Biomedical | MHHS-Greater Heights | [8 empty] | HUMIDIFIERHEATED | Humidifier, Heated | Vapotherm
NO | YES |  |  |  | 009-33606 | 009-33606 | Vapotherm Inc | PRECISION FLOW PLUS |  | PFP00003887-E | GH-Respiratory | MHHS-Greater Heights |  | Humidifier, Heated |  | 009-33606 | 009-33606 | Central | MHHS-Greater Heights | GH-Respiratory | Respiratory | 1/1/20 |  | 1/1/21 |  | HUMIDIFIERS | Humidifier, Heated | HUMIDIFIERHEATED-Vapotherm-Precision Flow Plus | HUMIDIFIERHEATED | Precision Flow Plus |  |  |  | Vapotherm | Humidifier, Heated |  | HUMIDIFIERHEATED-Vapotherm-Precision Flow Plus |  |  |  | HH-A | Covered PM Repair - Biomedical | MHHS-Greater Heights | [8 empty] | HUMIDIFIERHEATED | Humidifier, Heated | Vapotherm
NO | YES |  |  |  | 009-33607 | 009-33607 | Vapotherm Inc | PRECISION FLOW PLUS |  | PFP00003885-E | GH-Respiratory | MHHS-Greater Heights |  | Humidifier, Heated |  | 009-33607 | 009-33607 | Central & Greater Heights | MHHS-Greater Heights | GH-Respiratory | Storage room | 1/1/19 |  | 1/1/20 |  | HUMIDIFIERS | Humidifier, Heated | HUMIDIFIERHEATED-Vapotherm-Precision Flow Plus | HUMIDIFIERHEATED | Precision Flow Plus |  |  |  | Vapotherm | Humidifier, Heated |  | HUMIDIFIERHEATED-Vapotherm-Precision Flow Plus |  |  |  | HH-A | Covered PM Repair - Biomedical | MHHS-Greater Heights | [8 empty] | HUMIDIFIERHEATED | Humidifier, Heated | Vapotherm
NO | YES |  |  |  | 009-33610 | 009-33610 | Vapotherm Inc | PRECISION FLOW PLUS |  | PFP00000735-E | GH-Respiratory | MHHS-Greater Heights |  | Humidifier, Heated |  | 009-33610 | 009-33610 | Central | MHHS-Greater Heights | GH-Respiratory | Respiratory | 1/1/19 |  | 3/1/21 |  | HUMIDIFIERS | Humidifier, Heated | HUMIDIFIERHEATED-Vapotherm-Precision Flow Plus | HUMIDIFIERHEATED | Precision Flow Plus |  |  |  | Vapotherm | Humidifier, Heated |  | HUMIDIFIERHEATED-Vapotherm-Precision Flow Plus |  | 12/4/20 |  | HH-A | Not Covered Vendor Only - Biomedical | MHHS-Greater Heights | [8 empty] | HUMIDIFIERHEATED | Humidifier, Heated | Vapotherm
NO | YES |  |  |  | 009-33611 | 009-33611 | Vapotherm Inc | PRECISION FLOW PLUS |  | PFP00003881-E | GH-Respiratory | MHHS-Greater Heights |  | Humidifier, Heated |  | 009-33611 | 009-33611 | Central & Greater Heights | MHHS-Greater Heights | GH-Respiratory | Room 304 | 1/1/19 |  | 1/1/21 |  | HUMIDIFIERS | Humidifier, Heated | HUMIDIFIERHEATED-Vapotherm-Precision Flow Plus | HUMIDIFIERHEATED | Precision Flow Plus |  |  |  | Vapotherm | Humidifier, Heated |  | HUMIDIFIERHEATED-Vapotherm-Precision Flow Plus |  | 12/4/20 |  | HH-A | Not Covered Vendor Only - Biomedical | MHHS-Greater Heights | [8 empty] | HUMIDIFIERHEATED | Humidifier, Heated | Vapotherm
NO | YES |  |  |  | 009-33614 | 009-33614 | Vapotherm Inc | PRECISION FLOW PLUS |  | PFP00000962-E | NE - RESPIRATORY | MHHS-Greater Heights |  | Humidifier, Heated |  | 009-33614 | 009-33614 | Katy | Memorial Herman Greater Heights Hospital | NE - RESPIRATORY | Respiratory Storage |  |  |  |  | HUMIDIFIERS |  | HUMIDIFIERHEATED-Vapotherm-Precision Flow Plus | HUMIDIFIERHEATED | Precision Flow Plus |  |  |  | Vapotherm | Humidifier, Heated |  | HUMIDIFIERHEATED-Vapotherm-Precision Flow Plus |  |  |  |  | Covered PM Repair - Biomedical | MHHS-Greater Heights
NO | YES |  |  |  | 009-33616 | 009-33616 | Vapotherm Inc | PRECISION FLOW PLUS |  | PFP00000818-E | GH-Respiratory | MHHS-Greater Heights |  | Humidifier, Heated |  | 009-33616 | 009-33616 | Central | MHHS-Greater Heights | GH-Respiratory | Respiratory | 1/1/19 |  | 1/1/21 |  | HUMIDIFIERS | Humidifier, Heated | HUMIDIFIERHEATED-Vapotherm-Precision Flow Plus | HUMIDIFIERHEATED | Precision Flow Plus |  |  |  | Vapotherm | Humidifier, Heated |  | HUMIDIFIERHEATED-Vapotherm-Precision Flow Plus |  |  |  | HH-A | Covered PM Repair - Biomedical | MHHS-Greater Heights | [8 empty] | HUMIDIFIERHEATED | Humidifier, Heated | Vapotherm
NO | YES |  |  |  | 009-33618 | 009-33618 | Vapotherm Inc | PRECISION FLOW PLUS |  | PFP00003861-E | GH-CV ICU | MHHS-Greater Heights |  | Humidifier, Heated |  | 009-33618 | 009-33618 | Central | MHHS-Greater Heights | GH-CV ICU | Rm 1 | 1/1/19 |  | 1/1/21 |  | HUMIDIFIERS | Humidifier, Heated | HUMIDIFIERHEATED-Vapotherm-Precision Flow Plus | HUMIDIFIERHEATED | Precision Flow Plus |  |  |  | Vapotherm | Humidifier, Heated |  | HUMIDIFIERHEATED-Vapotherm-Precision Flow Plus |  |  |  | HH-A | Covered PM Repair - Biomedical | MHHS-Greater Heights | [8 empty] | HUMIDIFIERHEATED | Humidifier, Heated | Vapotherm
NO | YES |  |  |  | 133-10364 | 133-10364 | Vapotherm Inc | PRECISION FLOW PLUS |  | PFP00004494-E | Katy-Respiratory | MHHS-Katy |  | Humidifier, Heated |  | 133-10364 | 133-10364 | Katy | MHHS-Katy | Katy-Respiratory | E312 | 1/1/19 |  |  |  | HUMIDIFIERS | Humidifier, Heated | HUMIDIFIERHEATED-Vapotherm-Precision Flow Plus | HUMIDIFIERHEATED | Precision Flow Plus |  |  |  | Vapotherm | Humidifier, Heated |  | HUMIDIFIERHEATED-Vapotherm-Precision Flow Plus |  |  |  | HH-A | Covered PM Repair - Biomedical | MHHS-Katy | [8 empty] | HUMIDIFIERHEATED | Humidifier, Heated | Vapotherm
NO | YES |  |  |  | 133-10417 | 133-10417 | Vapotherm Inc | PRECISION FLOW PLUS |  | PFP00001612-E | Katy-Respiratory | MHHS-Katy |  | Humidifier, Heated |  | 133-10417 | 133-10417 | Katy | MHHS-Katy | Katy-Respiratory |  | 4/1/19 | 4/1/20 |  |  | HUMIDIFIERS | Humidifier, Heated | HUMIDIFIERHEATED-Vapotherm-Precision Flow Plus | HUMIDIFIERHEATED | Precision Flow Plus |  |  |  | Vapotherm | Humidifier, Heated |  | HUMIDIFIERHEATED-Vapotherm-Precision Flow Plus |  | 7/1/19 |  | HH-A | Covered PM Repair - Biomedical | MHHS-Katy | [8 empty] | HUMIDIFIERHEATED | Humidifier, Heated | Vapotherm
NO | YES |  |  |  | 133-10448 | 133-10448 | Vapotherm Inc | PRECISION FLOW PLUS |  | PFP00004741-E | Katy-Respiratory | MHHS-Katy |  | Humidifier, Heated |  | 133-10448 | 133-10448 | Katy | MHHS-Katy | Katy-Respiratory | Pedi ER Unit | 1/1/19 | 1/1/20 |  |  | HUMIDIFIERS | Humidifier, Heated | HUMIDIFIERHEATED-Vapotherm-Precision Flow Plus | HUMIDIFIERHEATED | Precision Flow Plus |  |  |  | Vapotherm | Humidifier, Heated |  | HUMIDIFIERHEATED-Vapotherm-Precision Flow Plus |  | 7/1/19 |  | HH-A | Covered PM Repair - Biomedical | MHHS-Katy | [8 empty] | HUMIDIFIERHEATED | Humidifier, Heated | Vapotherm
NO | YES |  |  |  | 133-10449 | 133-10449 | Vapotherm Inc | PRECISION FLOW PLUS |  | PFP00004480-P | Katy-Respiratory | MHHS-Katy |  | Humidifier, Heated |  | 133-10449 | 133-10449 | Katy | MHHS-Katy | Katy-Respiratory | Respiratory equipment room in Imu | 1/1/19 | 1/1/20 |  |  | HUMIDIFIERS | Humidifier, Heated | HUMIDIFIERHEATED-Vapotherm-Precision Flow Plus | HUMIDIFIERHEATED | Precision Flow Plus |  |  |  | Vapotherm | Humidifier, Heated |  | HUMIDIFIERHEATED-Vapotherm-Precision Flow Plus |  | 7/1/19 |  | HH-A | Covered PM Repair - Biomedical | MHHS-Katy | [8 empty] | HUMIDIFIERHEATED | Humidifier, Heated | Vapotherm
NO | YES |  |  |  | 133-10450 | 133-10450 | Vapotherm Inc | PRECISION FLOW PLUS |  | PFP00004753-E | Katy-Respiratory | MHHS-Katy |  | Humidifier, Heated |  | 133-10450 | 133-10450 | Katy | MHHS-Katy | Katy-Respiratory | Corcumcision room 2 in nicu | 1/1/19 | 1/1/20 |  |  | HUMIDIFIERS | Humidifier, Heated | HUMIDIFIERHEATED-Vapotherm-Precision Flow Plus | HUMIDIFIERHEATED | Precision Flow Plus |  |  |  | Vapotherm | Humidifier, Heated |  | HUMIDIFIERHEATED-Vapotherm-Precision Flow Plus |  | 7/1/19 |  | HH-A | Covered PM Repair - Biomedical | MHHS-Katy | [8 empty] | HUMIDIFIERHEATED | Humidifier, Heated | Vapotherm
NO | YES |  |  |  | 133-10451 | 133-10451 | Vapotherm Inc | PRECISION FLOW PLUS |  | PFP00004750-E | Katy-ICU | MHHS-Katy |  | Humidifier, Heated |  | 133-10451 | 133-10451 | Katy | MHHS-Katy | Katy-ICU | ICU Storage | 1/1/19 | 1/1/20 |  |  | HUMIDIFIERS | Humidifier, Heated | HUMIDIFIERHEATED-Vapotherm-Precision Flow Plus | HUMIDIFIERHEATED | Precision Flow Plus |  |  |  | Vapotherm | Humidifier, Heated |  | HUMIDIFIERHEATED-Vapotherm-Precision Flow Plus |  |  |  | HH-A | Covered PM Repair - Biomedical | MHHS-Katy | [8 empty] | HUMIDIFIERHEATED | Humidifier, Heated | Vapotherm
NO | YES |  |  |  | 133-31140 | 133-31140 | Vapotherm Inc | PRECISION FLOW PLUS |  | PFPC00031971-E | Katy-ICU | MHHS-Katy |  | Humidifier, Heated |  | 133-31140 | 133-31140 | Katy | MHHS-Katy | Katy-ICU | ICU Storage |  |  |  |  | HUMIDIFIERS | Humidifier, Heated | HUMIDIFIERHEATED-Vapotherm-Precision Flow Plus | HUMIDIFIERHEATED | Precision Flow Plus |  |  |  | Vapotherm | Humidifier, Heated |  | HUMIDIFIERHEATED-Vapotherm-Precision Flow Plus |  |  |  | HH-A | Covered PM Repair - Biomedical | MHHS-Katy | [8 empty] | HUMIDIFIERHEATED | Humidifier, Heated | Vapotherm
NO | YES |  |  |  | 041-32136 | 041-32136 | Vapotherm Inc | PRECISION FLOW PLUS |  | PFP00002038-E | MEMORIAL CITY - RESPIRATORY | MHHS-Mem City |  | Humidifier, Heated |  | 041-32136 | 041-32136 | West | Memorial Hermann Memorial City Medical Center | MEMORIAL CITY - RESPIRATORY | MH5 220.15 Supply Room |  |  |  |  | HUMIDIFIERS |  | HUMIDIFIERHEATED-Vapotherm-Precision Flow Plus | HUMIDIFIERHEATED | Precision Flow Plus |  |  |  | Vapotherm | Humidifier, Heated |  | HUMIDIFIERHEATED-Vapotherm-Precision Flow Plus |  |  |  |  | Covered PM Repair - Biomedical | MHHS-Mem City
NO | YES |  |  |  | 041-32932 | 041-32932 | Vapotherm Inc | PRECISION FLOW PLUS |  | pfp00002511-e | MEMORIAL CITY - RESPIRATORY | MHHS-Mem City |  | Humidifier, Heated |  | 041-32932 | 041-32932 | West | Memorial Hermann Memorial City Medical Center | MEMORIAL CITY - RESPIRATORY | MH5 220.15 Supply Room |  |  |  |  | HUMIDIFIERS |  | HUMIDIFIERHEATED-Vapotherm-Precision Flow Plus | HUMIDIFIERHEATED | Precision Flow Plus |  |  |  | Vapotherm | Humidifier, Heated |  | HUMIDIFIERHEATED-Vapotherm-Precision Flow Plus |  |  |  |  | Covered PM Repair - Biomedical | MHHS-Mem City
NO | YES |  |  |  | 041-32936 | 041-32936 | Vapotherm Inc | PRECISION FLOW PLUS |  | pfp00001269-e | Resperatory | MHHS-Mem City |  | Humidifier, Heated |  | 041-32936 | 041-32936 | Mem city | Memorial city - Memorial herman hospital | Resperatory | Resperatory |  |  |  |  | HUMIDIFIERS |  | HUMIDIFIERHEATED-Vapotherm-Precision Flow Plus | HUMIDIFIERHEATED | Precision Flow Plus |  |  |  | Vapotherm | Humidifier, Heated |  | HUMIDIFIERHEATED-Vapotherm-Precision Flow Plus |  |  |  |  | Covered PM Repair - Biomedical | MHHS-Mem City
NO | YES |  |  |  | 041-32939 | 041-32939 | Vapotherm Inc | PRECISION FLOW PLUS |  | pfp00001274-e | Memorial city - out patient surgery | MHHS-Mem City |  | Humidifier, Heated |  | 041-32939 | 041-32939 | West and memorial city | Memorial city - memorial herman hospital | Memorial city - out patient surgery | Preop |  |  |  |  | HUMIDIFIERS |  | HUMIDIFIERHEATED-Vapotherm-Precision Flow Plus | HUMIDIFIERHEATED | Precision Flow Plus |  |  |  | Vapotherm | Humidifier, Heated |  | HUMIDIFIERHEATED-Vapotherm-Precision Flow Plus |  |  |  |  | Covered PM Repair - Biomedical | MHHS-Mem City
NO | YES |  |  |  | 041-32942 | 041-32942 | Vapotherm Inc | PRECISION FLOW PLUS |  | pfp0000812-e | MEMORIAL CITY - RESPIRATORY | MHHS-Mem City |  | Humidifier, Heated |  | 041-32942 | 041-32942 | West | Memorial Hermann Memorial City Medical Center | MEMORIAL CITY - RESPIRATORY | MH5 220.15 Supply Room |  |  |  |  | HUMIDIFIERS |  | HUMIDIFIERHEATED-Vapotherm-Precision Flow Plus | HUMIDIFIERHEATED | Precision Flow Plus |  |  |  | Vapotherm | Humidifier, Heated |  | HUMIDIFIERHEATED-Vapotherm-Precision Flow Plus |  |  |  |  | Covered PM Repair - Biomedical | MHHS-Mem City
NO | YES |  |  |  | 041-32943 | 041-32943 | Vapotherm Inc | PRECISION FLOW PLUS |  | pfp0000857-e | MEMORIAL CITY - RESPIRATORY | MHHS-Mem City |  | Humidifier, Heated |  | 041-32943 | 041-32943 | West | Memorial Hermann Memorial City Medical Center | MEMORIAL CITY - RESPIRATORY | MH5 220.15 Supply Room |  |  |  |  | HUMIDIFIERS |  | HUMIDIFIERHEATED-Vapotherm-Precision Flow Plus | HUMIDIFIERHEATED | Precision Flow Plus |  |  |  | Vapotherm | Humidifier, Heated |  | HUMIDIFIERHEATED-Vapotherm-Precision Flow Plus |  |  |  |  | Covered PM Repair - Biomedical | MHHS-Mem City
NO | YES |  |  |  | 041-32945 | 041-32945 | Vapotherm Inc | PRECISION FLOW PLUS |  | pfp00001272-e | MEMORIAL CITY - RESPIRATORY | MHHS-Mem City |  | Humidifier, Heated |  | 041-32945 | 041-32945 | West | Memorial Hermann Memorial City Medical Center | MEMORIAL CITY - RESPIRATORY | MH5 220.15 Supply Room |  |  |  |  | HUMIDIFIERS |  | HUMIDIFIERHEATED-Vapotherm-Precision Flow Plus | HUMIDIFIERHEATED | Precision Flow Plus |  |  |  | Vapotherm | Humidifier, Heated |  | HUMIDIFIERHEATED-Vapotherm-Precision Flow Plus |  |  |  |  | Covered PM Repair - Biomedical | MHHS-Mem City
NO | YES |  |  |  | 041-32949 | 041-32949 | Vapotherm Inc | PRECISION FLOW PLUS |  | pfp00002512-e | Respiratory Departmet | MHHS-Mem City |  | Humidifier, Heated |  | 041-32949 | 041-32949 | West | Memorial Hermann - Memorial City | Respiratory Departmet | Respiratory Department Room MH520 |  |  |  |  | HUMIDIFIERS |  | HUMIDIFIERHEATED-Vapotherm-Precision Flow Plus | HUMIDIFIERHEATED | Precision Flow Plus |  |  |  | Vapotherm | Humidifier, Heated |  | HUMIDIFIERHEATED-Vapotherm-Precision Flow Plus |  |  |  |  | Covered PM Repair - Biomedical | MHHS-Mem City
NO | YES |  |  |  | 041-32950 | 041-32950 | Vapotherm Inc | PRECISION FLOW PLUS |  | pfp00001235-e | Memorial city - out patient surgery | MHHS-Mem City |  | Humidifier, Heated |  | 041-32950 | 041-32950 | West and memorial city | Memorial city - memorial herman hospital | Memorial city - out patient surgery | Preop |  |  |  |  | HUMIDIFIERS |  | HUMIDIFIERHEATED-Vapotherm-Precision Flow Plus | HUMIDIFIERHEATED | Precision Flow Plus |  |  |  | Vapotherm | Humidifier, Heated |  | HUMIDIFIERHEATED-Vapotherm-Precision Flow Plus |  |  |  |  | Covered PM Repair - Biomedical | MHHS-Mem City
NO | YES |  |  |  | 041-32953 | 041-32953 | Vapotherm Inc | PRECISION FLOW PLUS |  | PFP00000790-E | Memorial City - Pediatrics Respiratory | MHHS-Mem City |  | Humidifier, Heated |  | 041-32953 | 041-32953 | West | Memorial City - Memorial Hermann Hospital | Memorial City - Pediatrics Respiratory | MH4:408 Respiratory Therapy/Storage |  |  |  |  | HUMIDIFIERS |  | HUMIDIFIERHEATED-Vapotherm-Precision Flow Plus | HUMIDIFIERHEATED | Precision Flow Plus |  |  |  | Vapotherm | Humidifier, Heated |  | HUMIDIFIERHEATED-Vapotherm-Precision Flow Plus |  |  |  |  | Covered PM Repair - Biomedical | MHHS-Mem City
NO | YES |  |  |  | 041-32955 | 041-32955 | Vapotherm Inc | PRECISION FLOW PLUS |  | pfp00001608 | MEMORIAL CITY - RESPIRATORY | MHHS-Mem City |  | Humidifier, Heated |  | 041-32955 | 041-32955 | West | Memorial Hermann Memorial City Medical Center | MEMORIAL CITY - RESPIRATORY | MH5 220.15 Supply Room |  |  |  |  | HUMIDIFIERS |  | HUMIDIFIERHEATED-Vapotherm-Precision Flow Plus | HUMIDIFIERHEATED | Precision Flow Plus |  |  |  | Vapotherm | Humidifier, Heated |  | HUMIDIFIERHEATED-Vapotherm-Precision Flow Plus |  |  |  |  | Covered PM Repair - Biomedical | MHHS-Mem City
NO | YES |  |  |  | 041-32956 | 04/-32956 | Vapotherm Inc | PRECISION FLOW PLUS |  | pfp00001285-e | MEMORIAL CITY - RESPIRATORY | MHHS-Mem City |  | Humidifier, Heated |  | 041-32956 | 04/-32956 | West | Memorial Hermann Memorial City Medical Center | MEMORIAL CITY - RESPIRATORY | MH5 220.15 Supply Room |  |  |  |  | HUMIDIFIERS |  | HUMIDIFIERHEATED-Vapotherm-Precision Flow Plus | HUMIDIFIERHEATED | Precision Flow Plus |  |  |  | Vapotherm | Humidifier, Heated |  | HUMIDIFIERHEATED-Vapotherm-Precision Flow Plus |  |  |  |  | Covered PM Repair - Biomedical | MHHS-Mem City
NO | YES |  |  |  | 142-08152 | 142-08152 | Vapotherm Inc | PRECISION FLOW PLUS |  | PFP00004749-E | NE-ICU | MHHS-Northeast |  | Humidifier, Heated |  | 142-08152 | 142-08152 | Katy | MHHS-Northeast | NE-ICU |  | 1/1/19 | 1/1/20 |  |  | HUMIDIFIERS | Humidifier, Heated | HUMIDIFIERHEATED-Vapotherm-Precision Flow Plus | HUMIDIFIERHEATED | Precision Flow Plus |  |  |  | Vapotherm | Humidifier, Heated |  | HUMIDIFIERHEATED-Vapotherm-Precision Flow Plus |  |  |  | HH-A | Covered PM Repair - Biomedical | MHHS-Northeast | [8 empty] | HUMIDIFIERHEATED | Humidifier, Heated | Vapotherm
NO | YES |  |  |  | 142-08154 | 142-08154 | Vapotherm Inc | PRECISION FLOW PLUS |  | PFP00004747-E | NE-Respiratory | MHHS-Northeast |  | Humidifier, Heated |  | 142-08154 | 142-08154 | Katy | MHHS-Northeast | NE-Respiratory |  | 1/1/19 | 1/1/20 |  |  | HUMIDIFIERS | Humidifier, Heated | HUMIDIFIERHEATED-Vapotherm-Precision Flow Plus | HUMIDIFIERHEATED | Precision Flow Plus |  |  |  | Vapotherm | Humidifier, Heated |  | HUMIDIFIERHEATED-Vapotherm-Precision Flow Plus |  |  |  | HH-A | Covered PM Repair - Biomedical | MHHS-Northeast | [8 empty] | HUMIDIFIERHEATED | Humidifier, Heated | Vapotherm
NO | YES |  |  |  | 142-08155 | 142-08155 | Vapotherm Inc | PRECISION FLOW PLUS |  | PFP00004737-E | NE-Respiratory | MHHS-Northeast |  | Humidifier, Heated |  | 142-08155 | 142-08155 | Katy | MHHS-Northeast | NE-Respiratory |  | 1/1/19 | 7/1/19 |  |  | HUMIDIFIERS | Humidifier, Heated | HUMIDIFIERHEATED-Vapotherm-Precision Flow Plus | HUMIDIFIERHEATED | Precision Flow Plus |  |  |  | Vapotherm | Humidifier, Heated |  | HUMIDIFIERHEATED-Vapotherm-Precision Flow Plus |  |  |  | HH-A | Covered PM Repair - Biomedical | MHHS-Northeast | [8 empty] | HUMIDIFIERHEATED | Humidifier, Heated | Vapotherm
NO | YES |  |  |  | 142-08156 | 142-08156 | Vapotherm Inc | PRECISION FLOW PLUS |  | PFP00004734-E | NE-NICU | MHHS-Northeast |  | Humidifier, Heated |  | 142-08156 | 142-08156 | Katy | MHHS-Northeast | NE-NICU | Clean room | 1/1/19 | 1/1/20 |  |  | HUMIDIFIERS | Humidifier, Heated | HUMIDIFIERHEATED-Vapotherm-Precision Flow Plus | HUMIDIFIERHEATED | Precision Flow Plus |  |  |  | Vapotherm | Humidifier, Heated |  | HUMIDIFIERHEATED-Vapotherm-Precision Flow Plus |  | 10/1/15 |  | HH-A | Covered PM Repair - Biomedical | MHHS-Northeast | [8 empty] | HUMIDIFIERHEATED | Humidifier, Heated | Vapotherm
NO | YES |  |  |  | 142-08157 | 142-08157 | Vapotherm Inc | PRECISION FLOW PLUS |  | PFP00004751-E | NE-Respiratory | MHHS-Northeast |  | Humidifier, Heated |  | 142-08157 | 142-08157 | Katy | MHHS-Northeast | NE-Respiratory |  | 1/1/19 | 1/1/20 |  |  | HUMIDIFIERS | Humidifier, Heated | HUMIDIFIERHEATED-Vapotherm-Precision Flow Plus | HUMIDIFIERHEATED | Precision Flow Plus |  |  |  | Vapotherm | Humidifier, Heated |  | HUMIDIFIERHEATED-Vapotherm-Precision Flow Plus |  | 10/1/15 |  | HH-A | Covered PM Repair - Biomedical | MHHS-Northeast | [8 empty] | HUMIDIFIERHEATED | Humidifier, Heated | Vapotherm
NO | YES |  |  |  | 142-08158 | 142-08158 | Vapotherm Inc | PRECISION FLOW PLUS |  | PFP00004739-E | NE-Respiratory | MHHS-Northeast |  | Humidifier, Heated |  | 142-08158 | 142-08158 | Katy | MHHS-Northeast | NE-Respiratory |  | 1/1/19 | 1/1/20 |  |  | HUMIDIFIERS | Humidifier, Heated | HUMIDIFIERHEATED-Vapotherm-Precision Flow Plus | HUMIDIFIERHEATED | Precision Flow Plus |  |  |  | Vapotherm | Humidifier, Heated |  | HUMIDIFIERHEATED-Vapotherm-Precision Flow Plus |  | 10/1/15 |  | HH-A | Covered PM Repair - Biomedical | MHHS-Northeast | [8 empty] | HUMIDIFIERHEATED | Humidifier, Heated | Vapotherm
NO | YES |  |  |  | 142-08159 | 142-08159 | Vapotherm Inc | PRECISION FLOW PLUS |  | PFP00004732-E | NE-IMU1 | MHHS-Northeast |  | Humidifier, Heated |  | 142-08159 | 142-08159 | Katy | MHHS-Northeast | NE-IMU1 | Room 4001 | 1/1/19 | 1/1/21 |  |  | HUMIDIFIERS | Humidifier, Heated | HUMIDIFIERHEATED-Vapotherm-Precision Flow Plus | HUMIDIFIERHEATED | Precision Flow Plus |  |  |  | Vapotherm | Humidifier, Heated |  | HUMIDIFIERHEATED-Vapotherm-Precision Flow Plus |  |  |  | HH-A | Covered PM Repair - Biomedical | MHHS-Northeast | [8 empty] | HUMIDIFIERHEATED | Humidifier, Heated | Vapotherm
NO | YES |  |  |  | 142-08160 | 142-08160 | Vapotherm Inc | PRECISION FLOW PLUS |  | PFP00004736-E | NE-Respiratory | MHHS-Northeast |  | Humidifier, Heated |  | 142-08160 | 142-08160 | Katy | MHHS-Northeast | NE-Respiratory |  | 1/1/19 | 1/1/20 |  |  | HUMIDIFIERS | Humidifier, Heated | HUMIDIFIERHEATED-Vapotherm-Precision Flow Plus | HUMIDIFIERHEATED | Precision Flow Plus |  |  |  | Vapotherm | Humidifier, Heated |  | HUMIDIFIERHEATED-Vapotherm-Precision Flow Plus |  | 12/1/15 |  | HH-A | Covered PM Repair - Biomedical | MHHS-Northeast | [8 empty] | HUMIDIFIERHEATED | Humidifier, Heated | Vapotherm
NO | YES |  |  |  | 142-08161 | 142-08161 | Vapotherm Inc | PRECISION FLOW PLUS |  | PFP00004740-E | Memorial Hermann - Respiratory | MHHS-Northeast |  | Humidifier, Heated |  | 142-08161 | 142-08161 | Katy | Memorial Hermann - Northeast Humble | Memorial Hermann - Respiratory | Respiratory Storage |  |  |  |  | HUMIDIFIERS |  | HUMIDIFIERHEATED-Vapotherm-Precision Flow Plus | HUMIDIFIERHEATED | Precision Flow Plus |  |  |  | Vapotherm | Humidifier, Heated |  | HUMIDIFIERHEATED-Vapotherm-Precision Flow Plus |  |  |  |  | Covered PM Repair - Biomedical | MHHS-Northeast
NO | YES |  |  |  | 142-08163 | 142-08163 | Vapotherm Inc | PRECISION FLOW PLUS |  | PFP00004743-E | NE-Respiratory | MHHS-Northeast |  | Humidifier, Heated |  | 142-08163 | 142-08163 | Katy | MHHS-Northeast | NE-Respiratory |  | 1/1/19 | 7/1/19 |  |  | HUMIDIFIERS | Humidifier, Heated | HUMIDIFIERHEATED-Vapotherm-Precision Flow Plus | HUMIDIFIERHEATED | Precision Flow Plus |  |  |  | Vapotherm | Humidifier, Heated |  | HUMIDIFIERHEATED-Vapotherm-Precision Flow Plus |  |  |  | HH-A | Covered PM Repair - Biomedical | MHHS-Northeast | [8 empty] | HUMIDIFIERHEATED | Humidifier, Heated | Vapotherm
NO | YES |  |  |  | 145-01400 | 145-01400 | Vapotherm Inc | PRECISION FLOW PLUS |  | PFPC00030812-E | Pearland-OR | MHHS-Pearland Hospital |  | Humidifier, Heated |  | 145-01400 | 145-01400 | Pearland | MHHS-Pearland Hospital | Pearland-OR | N4 176 | 7/1/19 | 7/1/20 |  |  | HUMIDIFIERS | Humidifier, Heated | HUMIDIFIERHEATED-Vapotherm-Precision Flow Plus | HUMIDIFIERHEATED | Precision Flow Plus |  |  |  | Vapotherm | Humidifier, Heated |  | HUMIDIFIERHEATED-Vapotherm-Precision Flow Plus |  |  |  | HH-A | Covered PM Repair - Biomedical | MHHS-Pearland Hospital | [8 empty] | HUMIDIFIERHEATED | Humidifier, Heated | Vapotherm
NO | YES |  |  |  | 145-01368 | 145-01368 | Vapotherm Inc | PRECISION FLOW PLUS |  | PFP00004191-E | Pearland-Respiratory Therapy | MHHS-Pearland Hospital |  | Humidifier, Heated |  | 145-01368 | 145-01368 | Pearland | MHHS-Pearland Hospital | Pearland-Respiratory Therapy | ICU hallway | 1/1/19 |  |  |  | HUMIDIFIERS | Humidifier, Heated | HUMIDIFIERHEATED-Vapotherm-Precision Flow Plus | HUMIDIFIERHEATED | Precision Flow Plus |  |  |  | Vapotherm | Humidifier, Heated |  | HUMIDIFIERHEATED-Vapotherm-Precision Flow Plus |  | 12/1/20 |  | HH-A | No Coverage Specified | MHHS-Pearland Hospital | [8 empty] | HUMIDIFIERHEATED | Humidifier, Heated | Vapotherm
NO | YES |  |  |  | 145-01369 | 145-01369 | Vapotherm Inc | PRECISION FLOW PLUS |  | PFP00004208-E | Pearland-Respiratory Therapy | MHHS-Pearland Hospital |  | Humidifier, Heated |  | 145-01369 | 145-01369 | Pearland | MHHS-Pearland Hospital | Pearland-Respiratory Therapy | Res store room | 1/1/20 | 1/1/21 |  |  | HUMIDIFIERS | Humidifier, Heated | HUMIDIFIERHEATED-Vapotherm-Precision Flow Plus | HUMIDIFIERHEATED | Precision Flow Plus |  |  |  | Vapotherm | Humidifier, Heated |  | HUMIDIFIERHEATED-Vapotherm-Precision Flow Plus |  | 12/1/20 |  | HH-A | No Coverage Specified | MHHS-Pearland Hospital | [8 empty] | HUMIDIFIERHEATED | Humidifier, Heated | Vapotherm
NO | YES |  |  |  | 145-01370 | 145-01370 | Vapotherm Inc | PRECISION FLOW PLUS |  | PFP00004520-E | Pearland-Respiratory Therapy | MHHS-Pearland Hospital |  | Humidifier, Heated |  | 145-01370 | 145-01370 | Pearland | MHHS-Pearland Hospital | Pearland-Respiratory Therapy | Res store room | 1/1/20 | 1/1/20 |  |  | HUMIDIFIERS | Humidifier, Heated | HUMIDIFIERHEATED-Vapotherm-Precision Flow Plus | HUMIDIFIERHEATED | Precision Flow Plus |  |  |  | Vapotherm | Humidifier, Heated |  | HUMIDIFIERHEATED-Vapotherm-Precision Flow Plus |  |  |  | HH-A | Covered PM Repair - Biomedical | MHHS-Pearland Hospital | [8 empty] | HUMIDIFIERHEATED | Humidifier, Heated | Vapotherm
NO | YES |  |  |  | 145-01371 | 145-01371 | Vapotherm Inc | PRECISION FLOW PLUS |  | PFP00004553-E | Pearland-Respiratory Therapy | MHHS-Pearland Hospital |  | Humidifier, Heated |  | 145-01371 | 145-01371 | Pearland | MHHS-Pearland Hospital | Pearland-Respiratory Therapy | Res store room | 1/1/19 | 1/1/20 |  |  | HUMIDIFIERS | Humidifier, Heated | HUMIDIFIERHEATED-Vapotherm-Precision Flow Plus | HUMIDIFIERHEATED | Precision Flow Plus |  |  |  | Vapotherm | Humidifier, Heated |  | HUMIDIFIERHEATED-Vapotherm-Precision Flow Plus |  |  |  | HH-A | Covered PM Repair - Biomedical | MHHS-Pearland Hospital | [8 empty] | HUMIDIFIERHEATED | Humidifier, Heated | Vapotherm
NO | YES |  |  |  | 145-01372 | 145-01372 | Vapotherm Inc | PRECISION FLOW PLUS |  | PFP00004551-E | Pearland-Emergency Center | MHHS-Pearland Hospital |  | Humidifier, Heated |  | 145-01372 | 145-01372 | Pearland | MHHS-Pearland Hospital | Pearland-Emergency Center | Trauma3 | 1/1/19 | 1/1/21 |  |  | HUMIDIFIERS | Humidifier, Heated | HUMIDIFIERHEATED-Vapotherm-Precision Flow Plus | HUMIDIFIERHEATED | Precision Flow Plus |  |  |  | Vapotherm | Humidifier, Heated |  | HUMIDIFIERHEATED-Vapotherm-Precision Flow Plus |  |  |  | HH-A | Covered PM Repair - Radiology, Low End | MHHS-Pearland Hospital | [8 empty] | HUMIDIFIERHEATED | Humidifier, Heated | Vapotherm
NO | YES |  |  |  | 145-01373 | 145-01373 | Vapotherm Inc | PRECISION FLOW PLUS |  | PFP00004207-E | Pearland-Respiratory Therapy | MHHS-Pearland Hospital |  | Humidifier, Heated |  | 145-01373 | 145-01373 | Pearland | MHHS-Pearland Hospital | Pearland-Respiratory Therapy | Res store room | 1/1/20 | 1/1/20 |  |  | HUMIDIFIERS | Humidifier, Heated | HUMIDIFIERHEATED-Vapotherm-Precision Flow Plus | HUMIDIFIERHEATED | Precision Flow Plus |  |  |  | Vapotherm | Humidifier, Heated |  | HUMIDIFIERHEATED-Vapotherm-Precision Flow Plus |  |  |  | HH-A | Covered PM Repair - Biomedical | MHHS-Pearland Hospital | [8 empty] | HUMIDIFIERHEATED | Humidifier, Heated | Vapotherm
NO | YES |  |  |  | 145-01374 | 145-01374 | Vapotherm Inc | PRECISION FLOW PLUS |  | PFP00004182-E | MH MG-(PL)-Pearland Multi-Specialty (Mp 2) | MHHS-Pearland Hospital |  | Humidifier, Heated |  | 145-01374 | 145-01374 | Pearland | MHHS-MG | MH MG-(PL)-Pearland Multi-Specialty (Mp 2) | Multispecialty |  |  |  |  | HUMIDIFIERS | Humidifier, Heated | HUMIDIFIERHEATED-Vapotherm-Precision Flow Plus | HUMIDIFIERHEATED | Precision Flow Plus |  |  |  | Vapotherm | Humidifier, Heated |  | HUMIDIFIERHEATED-Vapotherm-Precision Flow Plus |  |  |  | HH-A | Covered PM Repair - Biomedical | MHHS-Pearland Hospital | [8 empty] | HUMIDIFIERHEATED | Humidifier, Heated | Vapotherm
NO | YES |  |  |  | 145-01375 | 145-01375 | Vapotherm Inc | PRECISION FLOW PLUS |  | PFP00004177-E | Pearland-Respiratory Therapy | MHHS-Pearland Hospital |  | Humidifier, Heated |  | 145-01375 | 145-01375 | Pearland | MHHS-Pearland Hospital | Pearland-Respiratory Therapy | Storage | 1/1/20 | 1/1/21 |  |  | HUMIDIFIERS | Humidifier, Heated | HUMIDIFIERHEATED-Vapotherm-Precision Flow Plus | HUMIDIFIERHEATED | Precision Flow Plus |  |  |  | Vapotherm | Humidifier, Heated |  | HUMIDIFIERHEATED-Vapotherm-Precision Flow Plus |  |  |  | HH-A | Covered PM Repair - Biomedical | MHHS-Pearland Hospital | [8 empty] | HUMIDIFIERHEATED | Humidifier, Heated | Vapotherm
NO | YES |  |  |  | 145-01377 | 145-01377 | Vapotherm Inc | PRECISION FLOW PLUS |  | PFP00004529-E | Pearland-Respiratory Therapy | MHHS-Pearland Hospital |  | Humidifier, Heated |  | 145-01377 | 145-01377 | Pearland | MHHS-Pearland Hospital | Pearland-Respiratory Therapy | Res store room | 1/1/19 | 1/1/20 |  |  | HUMIDIFIERS | Humidifier, Heated | HUMIDIFIERHEATED-Vapotherm-Precision Flow Plus | HUMIDIFIERHEATED | Precision Flow Plus |  |  |  | Vapotherm | Humidifier, Heated |  | HUMIDIFIERHEATED-Vapotherm-Precision Flow Plus |  |  |  | HH-A | Covered PM Repair - Biomedical | MHHS-Pearland Hospital | [8 empty] | HUMIDIFIERHEATED | Humidifier, Heated | Vapotherm
NO | YES |  |  |  | 145-01378 | 145-01378 | Vapotherm Inc | PRECISION FLOW PLUS |  | PFP00004122-E | Pearland-Respiratory Therapy | MHHS-Pearland Hospital |  | Humidifier, Heated |  | 145-01378 | 145-01378 | Pearland | MHHS-Pearland Hospital | Pearland-Respiratory Therapy | Res store room | 1/1/19 | 1/1/20 |  |  | HUMIDIFIERS | Humidifier, Heated | HUMIDIFIERHEATED-Vapotherm-Precision Flow Plus | HUMIDIFIERHEATED | Precision Flow Plus |  |  |  | Vapotherm | Humidifier, Heated |  | HUMIDIFIERHEATED-Vapotherm-Precision Flow Plus |  |  |  | HH-A | Covered PM Repair - Biomedical | MHHS-Pearland Hospital | [8 empty] | HUMIDIFIERHEATED | Humidifier, Heated | Vapotherm
NO | YES |  |  |  | 145-01399 | 145-01399 | Vapotherm Inc | PRECISION FLOW PLUS |  | PFPC00030827-E | MH MG-(PL)-Pearland Multi-Specialty (Mp 2) | MHHS-Pearland Hospital |  | Humidifier, Heated |  | 145-01399 | 145-01399 | Pearland | MHHS-MG | MH MG-(PL)-Pearland Multi-Specialty (Mp 2) | Multispecialty |  |  |  |  | HUMIDIFIERS | Humidifier, Heated | HUMIDIFIERHEATED-Vapotherm-Precision Flow Plus | HUMIDIFIERHEATED | Precision Flow Plus |  |  |  | Vapotherm | Humidifier, Heated |  | HUMIDIFIERHEATED-Vapotherm-Precision Flow Plus |  |  |  | HH-A | Covered PM Repair - Biomedical | MHHS-Pearland Hospital | [8 empty] | HUMIDIFIERHEATED | Humidifier, Heated | Vapotherm
NO | YES |  |  |  | 145-01401 | 145-01401 | Vapotherm Inc | PRECISION FLOW PLUS |  | PFPC0030848-E | Pearland-Respiratory Therapy | MHHS-Pearland Hospital |  | Humidifier, Heated |  | 145-01401 | 145-01401 | Pearland | MHHS-Pearland Hospital | Pearland-Respiratory Therapy | Res store room | 7/1/19 | 7/1/19 |  |  | HUMIDIFIERS | Humidifier, Heated | HUMIDIFIERHEATED-Vapotherm-Precision Flow Plus | HUMIDIFIERHEATED | Precision Flow Plus |  |  |  | Vapotherm | Humidifier, Heated |  | HUMIDIFIERHEATED-Vapotherm-Precision Flow Plus |  | 2/19/19 |  | HH-A | Covered PM Repair - Biomedical | MHHS-Pearland Hospital | [8 empty] | HUMIDIFIERHEATED | Humidifier, Heated | Vapotherm
NO | YES |  |  |  | 145-01402 | 145-01402 | Vapotherm Inc | PRECISION FLOW PLUS |  | PFPC00030832-E | Pearland-Respiratory Therapy | MHHS-Pearland Hospital |  | Humidifier, Heated |  | 145-01402 | 145-01402 | Pearland | MHHS-Pearland Hospital | Pearland-Respiratory Therapy | Rt | 7/1/19 | 7/1/20 |  |  | HUMIDIFIERS | Humidifier, Heated | HUMIDIFIERHEATED-Vapotherm-Precision Flow Plus | HUMIDIFIERHEATED | Precision Flow Plus |  |  |  | Vapotherm | Humidifier, Heated |  | HUMIDIFIERHEATED-Vapotherm-Precision Flow Plus |  |  |  | HH-A | Covered PM Repair - Biomedical | MHHS-Pearland Hospital | [8 empty] | HUMIDIFIERHEATED | Humidifier, Heated | Vapotherm
NO | YES |  |  |  | 145-01403 | 145-01403 | Vapotherm Inc | PRECISION FLOW PLUS |  | PFPC00030831-E | Pearland-Respiratory Therapy | MHHS-Pearland Hospital |  | Humidifier, Heated |  | 145-01403 | 145-01403 | Pearland | MHHS-Pearland Hospital | Pearland-Respiratory Therapy | Res store room | 7/1/19 | 7/1/20 |  |  | HUMIDIFIERS | Humidifier, Heated | HUMIDIFIERHEATED-Vapotherm-Precision Flow Plus | HUMIDIFIERHEATED | Precision Flow Plus |  |  |  | Vapotherm | Humidifier, Heated |  | HUMIDIFIERHEATED-Vapotherm-Precision Flow Plus |  |  |  | HH-A | Covered PM Repair - Biomedical | MHHS-Pearland Hospital | [8 empty] | HUMIDIFIERHEATED | Humidifier, Heated | Vapotherm
NO | YES |  |  |  | 145-01404 | 145-01404 | Vapotherm Inc | PRECISION FLOW PLUS |  | PFPC00030883-E | Pearland-Respiratory Therapy | MHHS-Pearland Hospital |  | Humidifier, Heated |  | 145-01404 | 145-01404 | Pearland | MHHS-Pearland Hospital | Pearland-Respiratory Therapy | Clean scannables N4 176 | 7/1/19 | 7/1/20 |  |  | HUMIDIFIERS | Humidifier, Heated | HUMIDIFIERHEATED-Vapotherm-Precision Flow Plus | HUMIDIFIERHEATED | Precision Flow Plus |  |  |  | Vapotherm | Humidifier, Heated |  | HUMIDIFIERHEATED-Vapotherm-Precision Flow Plus |  | 12/14/20 |  | HH-A | No Coverage Specified | MHHS-Pearland Hospital | [8 empty] | HUMIDIFIERHEATED | Humidifier, Heated | Vapotherm
NO | YES |  |  |  | 005-33429 | 005-33429 | Vapotherm Inc | PRECISION FLOW PLUS |  | PFP00003893-E | SE-Unit 2B (Oncology) | MHHS-Southeast |  | Humidifier, Heated |  | 005-33429 | 005-33429 | Southeast | MHHS-Southeast | SE-Unit 2B (Oncology) | Respiratory | 2/1/20 |  | 2/1/21 |  | HUMIDIFIERS |  | HUMIDIFIERHEATED-Vapotherm-Precision Flow Plus | HUMIDIFIERHEATED | Precision Flow Plus |  |  |  | Vapotherm | Humidifier, Heated |  | HUMIDIFIERHEATED-Vapotherm-Precision Flow Plus |  | 12/30/17 |  |  | Covered PM Repair - Biomedical | MHHS-Southeast
NO | YES |  |  |  | 005-33479 | 005-33479 | Vapotherm Inc | PRECISION FLOW PLUS |  | PFP00004539-E | SE-Respiratory | MHHS-Southeast |  | Humidifier, Heated |  | 005-33479 | 005-33479 | Southeast | MHHS-Southeast | SE-Respiratory |  | 1/1/19 |  |  |  | HUMIDIFIERS |  | HUMIDIFIERHEATED-Vapotherm-Precision Flow Plus | HUMIDIFIERHEATED | Precision Flow Plus |  |  |  | Vapotherm | Humidifier, Heated |  | HUMIDIFIERHEATED-Vapotherm-Precision Flow Plus |  | 12/29/17 |  |  | Covered PM Repair - Biomedical | MHHS-Southeast
NO | YES |  |  |  | 005-33480 | 005-33480 | Vapotherm Inc | PRECISION FLOW PLUS |  | PFP00003900-E | SE-Respiratory | MHHS-Southeast |  | Humidifier, Heated |  | 005-33480 | 005-33480 | Southeast | MHHS-Southeast | SE-Respiratory |  | 1/1/19 |  |  |  | HUMIDIFIERS |  | HUMIDIFIERHEATED-Vapotherm-Precision Flow Plus | HUMIDIFIERHEATED | Precision Flow Plus |  |  |  | Vapotherm | Humidifier, Heated |  | HUMIDIFIERHEATED-Vapotherm-Precision Flow Plus |  | 1/1/18 |  |  | Covered PM Repair - Biomedical | MHHS-Southeast
NO | YES |  |  |  | 005-33778 | 005-33778 | Vapotherm Inc | PRECISION FLOW PLUS |  | PFP00004516-E | SE-Respiratory | MHHS-Southeast |  | Humidifier, Heated |  | 005-33778 | 005-33778 | Southeast | MHHS-Southeast | SE-Respiratory |  | 1/1/19 |  |  |  | HUMIDIFIERS |  | HUMIDIFIERHEATED-Vapotherm-Precision Flow Plus | HUMIDIFIERHEATED | Precision Flow Plus |  |  |  | Vapotherm | Humidifier, Heated |  | HUMIDIFIERHEATED-Vapotherm-Precision Flow Plus |  | 1/1/18 |  |  | Covered PM Repair - Biomedical | MHHS-Southeast
NO | YES |  |  |  | 005-33779 | 005-33779 | Vapotherm Inc | PRECISION FLOW PLUS |  | PFP00003898-E | SE-Respiratory | MHHS-Southeast |  | Humidifier, Heated |  | 005-33779 | 005-33779 | Southeast | MHHS-Southeast | SE-Respiratory | NICU Nurses Station | 3/1/20 |  | 9/1/20 |  | HUMIDIFIERS |  | HUMIDIFIERHEATED-Vapotherm-Precision Flow Plus | HUMIDIFIERHEATED | Precision Flow Plus |  |  |  | Vapotherm | Humidifier, Heated |  | HUMIDIFIERHEATED-Vapotherm-Precision Flow Plus |  |  |  |  | Covered PM Repair - Biomedical | MHHS-Southeast
NO | YES |  |  |  | 005-33780 | 005-33780 | Vapotherm Inc | PRECISION FLOW PLUS |  | PFP00003906-E | SE-Respiratory | MHHS-Southeast |  | Humidifier, Heated |  | 005-33780 | 005-33780 | Southeast | MHHS-Southeast | SE-Respiratory | Biomed | 1/1/19 |  |  |  | HUMIDIFIERS |  | HUMIDIFIERHEATED-Vapotherm-Precision Flow Plus | HUMIDIFIERHEATED | Precision Flow Plus |  |  |  | Vapotherm | Humidifier, Heated |  | HUMIDIFIERHEATED-Vapotherm-Precision Flow Plus |  | 12/30/17 |  |  | Covered PM Repair - Biomedical | MHHS-Southeast
NO | YES |  |  |  | 005-33781 | 005-33781 | Vapotherm Inc | PRECISION FLOW PLUS |  | PFP00003907-E | SE-Respiratory | MHHS-Southeast |  | Humidifier, Heated |  | 005-33781 | 005-33781 | Southeast | MHHS-Southeast | SE-Respiratory |  | 1/1/19 |  |  |  | HUMIDIFIERS |  | HUMIDIFIERHEATED-Vapotherm-Precision Flow Plus | HUMIDIFIERHEATED | Precision Flow Plus |  |  |  | Vapotherm | Humidifier, Heated |  | HUMIDIFIERHEATED-Vapotherm-Precision Flow Plus |  | 1/1/18 |  |  | Covered PM Repair - Biomedical | MHHS-Southeast
NO | YES |  |  |  | 005-33782 | 005-33782 | Vapotherm Inc | PRECISION FLOW PLUS |  | PFP00004531-E | SE-Respiratory | MHHS-Southeast |  | Humidifier, Heated |  | 005-33782 | 005-33782 | Southeast & Bay Area | MHHS-Southeast | SE-Respiratory | Storage | 1/1/19 |  | 1/1/20 |  | HUMIDIFIERS |  | HUMIDIFIERHEATED-Vapotherm-Precision Flow Plus | HUMIDIFIERHEATED | Precision Flow Plus |  |  |  | Vapotherm | Humidifier, Heated |  | HUMIDIFIERHEATED-Vapotherm-Precision Flow Plus |  | 1/1/18 |  |  | Covered PM Repair - Biomedical | MHHS-Southeast
NO | YES |  |  |  | 005-33783 | 005-33783 | Vapotherm Inc | PRECISION FLOW PLUS |  | PFP00003866-E | SE-Emergency Center | MHHS-Southeast |  | Humidifier, Heated |  | 005-33783 | 005-33783 | Southeast | MHHS-Southeast | SE-Emergency Center | Hallway | 1/1/19 |  | 1/1/20 |  | HUMIDIFIERS |  | HUMIDIFIERHEATED-Vapotherm-Precision Flow Plus | HUMIDIFIERHEATED | Precision Flow Plus |  |  |  | Vapotherm | Humidifier, Heated |  | HUMIDIFIERHEATED-Vapotherm-Precision Flow Plus |  | 11/1/20 |  |  | Not Covered Vendor Only - Biomedical | MHHS-Southeast
NO | YES |  |  |  | 005-33786 | 005-33786 | Vapotherm Inc | PRECISION FLOW PLUS |  | PFP00004521-E | SE-Respiratory | MHHS-Southeast |  | Humidifier, Heated |  | 005-33786 | 005-33786 | Southeast | MHHS-Southeast | SE-Respiratory | NICU Nurses Station | 3/1/20 |  | 9/1/20 |  | HUMIDIFIERS |  | HUMIDIFIERHEATED-Vapotherm-Precision Flow Plus | HUMIDIFIERHEATED | Precision Flow Plus |  |  |  | Vapotherm | Humidifier, Heated |  | HUMIDIFIERHEATED-Vapotherm-Precision Flow Plus |  |  |  |  | Covered PM Repair - Biomedical | MHHS-Southeast
NO | YES |  |  |  | 005-33787 | 005-33787 | Vapotherm Inc | PRECISION FLOW PLUS |  | PFP00003889-E | SE-Respiratory | MHHS-Southeast |  | Humidifier, Heated |  | 005-33787 | 005-33787 | Southeast | MHHS-Southeast | SE-Respiratory |  | 1/1/19 |  |  |  | HUMIDIFIERS |  | HUMIDIFIERHEATED-Vapotherm-Precision Flow Plus | HUMIDIFIERHEATED | Precision Flow Plus |  |  |  | Vapotherm | Humidifier, Heated |  | HUMIDIFIERHEATED-Vapotherm-Precision Flow Plus |  |  |  |  | Covered PM Repair - Biomedical | MHHS-Southeast
NO | YES |  |  |  | 005-33788 | 005-33788 | Vapotherm Inc | PRECISION FLOW PLUS |  | PFP00004542-E | SE-Emergency Center | MHHS-Southeast |  | Humidifier, Heated |  | 005-33788 | 005-33788 | Southeast | MHHS-Southeast | SE-Emergency Center | ER | 1/1/20 |  | 1/1/21 |  | HUMIDIFIERS |  | HUMIDIFIERHEATED-Vapotherm-Precision Flow Plus | HUMIDIFIERHEATED | Precision Flow Plus |  |  |  | Vapotherm | Humidifier, Heated |  | HUMIDIFIERHEATED-Vapotherm-Precision Flow Plus |  |  |  |  | Covered PM Repair - Biomedical | MHHS-Southeast
NO | YES |  |  |  | 005-33790 | 005-33790 | Vapotherm Inc | PRECISION FLOW PLUS |  | PFP00004560-E | SE-Respiratory | MHHS-Southeast |  | Humidifier, Heated |  | 005-33790 | 005-33790 | Southeast | MHHS-Southeast | SE-Respiratory |  | 1/1/19 |  |  |  | HUMIDIFIERS |  | HUMIDIFIERHEATED-Vapotherm-Precision Flow Plus | HUMIDIFIERHEATED | Precision Flow Plus |  |  |  | Vapotherm | Humidifier, Heated |  | HUMIDIFIERHEATED-Vapotherm-Precision Flow Plus |  |  |  |  | Covered PM Repair - Biomedical | MHHS-Southeast
NO | YES |  |  |  | 005-33791 | 005-33791 | Vapotherm Inc | PRECISION FLOW PLUS |  | PFP00004315-E | SE-Respiratory | MHHS-Southeast |  | Humidifier, Heated |  | 005-33791 | 005-33791 | Southeast | MHHS-Southeast | SE-Respiratory |  | 1/1/19 |  |  |  | HUMIDIFIERS |  | HUMIDIFIERHEATED-Vapotherm-Precision Flow Plus | HUMIDIFIERHEATED | Precision Flow Plus |  |  |  | Vapotherm | Humidifier, Heated |  | HUMIDIFIERHEATED-Vapotherm-Precision Flow Plus |  |  |  |  | Covered PM Repair - Biomedical | MHHS-Southeast
NO | YES |  |  |  | 005-34212 | 005-34212 | Vapotherm Inc | PRECISION FLOW PLUS |  | PFP00004524-E | SE-Respiratory | MHHS-Southeast |  | Humidifier, Heated |  | 005-34212 | 005-34212 | Southeast | MHHS-Southeast | SE-Respiratory |  | 3/1/19 |  |  |  | HUMIDIFIERS |  | HUMIDIFIERHEATED-Vapotherm-Precision Flow Plus | HUMIDIFIERHEATED | Precision Flow Plus |  |  |  | Vapotherm | Humidifier, Heated |  | HUMIDIFIERHEATED-Vapotherm-Precision Flow Plus |  | 10/24/18 |  |  | Covered PM Repair - Biomedical | MHHS-Southeast
NO | YES |  |  |  | 005-34213 | 005-34213 | Vapotherm Inc | PRECISION FLOW PLUS |  | PFP00004493-E | SE-Unit 2B (Oncology) | MHHS-Southeast |  | Humidifier, Heated |  | 005-34213 | 005-34213 | Southeast | MHHS-Southeast | SE-Unit 2B (Oncology) | Respiratory | 3/1/20 |  | 9/1/20 |  | HUMIDIFIERS |  | HUMIDIFIERHEATED-Vapotherm-Precision Flow Plus | HUMIDIFIERHEATED | Precision Flow Plus |  |  |  | Vapotherm | Humidifier, Heated |  | HUMIDIFIERHEATED-Vapotherm-Precision Flow Plus |  |  |  |  | Covered PM Repair - Biomedical | MHHS-Southeast
NO | YES |  |  |  | 005-34215 | 005-34215 | Vapotherm Inc | PRECISION FLOW PLUS |  | PFP00003895-E | SE-Unit 2B (Oncology) | MHHS-Southeast |  | Humidifier, Heated |  | 005-34215 | 005-34215 | Southeast | MHHS-Southeast | SE-Unit 2B (Oncology) | Respiratory | 3/1/20 |  | 9/1/20 |  | HUMIDIFIERS |  | HUMIDIFIERHEATED-Vapotherm-Precision Flow Plus | HUMIDIFIERHEATED | Precision Flow Plus |  |  |  | Vapotherm | Humidifier, Heated |  | HUMIDIFIERHEATED-Vapotherm-Precision Flow Plus |  |  |  |  | Covered PM Repair - Biomedical | MHHS-Southeast
NO | YES |  |  |  | 005-34249 | 005-34249 | Vapotherm Inc | PRECISION FLOW PLUS |  | PFP00004554-E | SE-Respiratory | MHHS-Southeast |  | Humidifier, Heated |  | 005-34249 | 005-34249 | Southeast | MHHS-Southeast | SE-Respiratory |  | 2/1/19 |  |  |  | HUMIDIFIERS |  | HUMIDIFIERHEATED-Vapotherm-Precision Flow Plus | HUMIDIFIERHEATED | Precision Flow Plus |  |  |  | Vapotherm | Humidifier, Heated |  | HUMIDIFIERHEATED-Vapotherm-Precision Flow Plus |  | 4/28/17 |  |  | Covered PM Repair - Biomedical | MHHS-Southeast
NO | YES |  |  |  | 005-34250 | 005-34250 | Vapotherm Inc | PRECISION FLOW PLUS |  | PFP00003862-E | SE-Respiratory | MHHS-Southeast |  | Humidifier, Heated |  | 005-34250 | 005-34250 | Southeast | MHHS-Southeast | SE-Respiratory |  | 2/1/19 |  |  |  | HUMIDIFIERS |  | HUMIDIFIERHEATED-Vapotherm-Precision Flow Plus | HUMIDIFIERHEATED | Precision Flow Plus |  |  |  | Vapotherm | Humidifier, Heated |  | HUMIDIFIERHEATED-Vapotherm-Precision Flow Plus |  | 6/1/16 |  |  | Covered PM Repair - Biomedical | MHHS-Southeast
NO | YES |  |  |  | 005-34251 | 005-34251 | Vapotherm Inc | PRECISION FLOW PLUS |  | PFP00004511-E | SE-Emergency Center | MHHS-Southeast |  | Humidifier, Heated |  | 005-34251 | 005-34251 | Southeast | MHHS-Southeast | SE-Emergency Center | SE - EMERGENCY CENTER | 2/1/19 |  | 10/1/20 |  | HUMIDIFIERS |  | HUMIDIFIERHEATED-Vapotherm-Precision Flow Plus | HUMIDIFIERHEATED | Precision Flow Plus |  |  |  | Vapotherm | Humidifier, Heated |  | HUMIDIFIERHEATED-Vapotherm-Precision Flow Plus |  | 6/1/16 |  |  | Covered PM Repair - Biomedical | MHHS-Southeast
NO | YES |  |  |  | 005-34252 | 005-34252 | Vapotherm Inc | PRECISION FLOW PLUS |  | PFP00004523-E | SE-Unit 2B (Oncology) | MHHS-Southeast |  | Humidifier, Heated |  | 005-34252 | 005-34252 | Southeast | MHHS-Southeast | SE-Unit 2B (Oncology) | Respiratory | 3/1/20 |  | 9/1/20 |  | HUMIDIFIERS |  | HUMIDIFIERHEATED-Vapotherm-Precision Flow Plus | HUMIDIFIERHEATED | Precision Flow Plus |  |  |  | Vapotherm | Humidifier, Heated |  | HUMIDIFIERHEATED-Vapotherm-Precision Flow Plus |  | 6/1/16 |  |  | Covered PM Repair - Biomedical | MHHS-Southeast
NO | YES |  |  |  | 005-34255 | 005-34255 | Vapotherm Inc | PRECISION FLOW PLUS |  | PFP00003904-E | SE-Unit 2B (Oncology) | MHHS-Southeast |  | Humidifier, Heated |  | 005-34255 | 005-34255 | Southeast | MHHS-Southeast | SE-Unit 2B (Oncology) | Respiratory | 3/1/19 |  | 9/1/20 |  | HUMIDIFIERS |  | HUMIDIFIERHEATED-Vapotherm-Precision Flow Plus | HUMIDIFIERHEATED | Precision Flow Plus |  |  |  | Vapotherm | Humidifier, Heated |  | HUMIDIFIERHEATED-Vapotherm-Precision Flow Plus |  | 4/5/19 |  |  | Covered PM Repair - Radiology, Low End | MHHS-Southeast
NO | YES |  |  |  | 005-34256 | 005-34256 | Vapotherm Inc | PRECISION FLOW PLUS |  | PFP00004519-E | SE-Respiratory | MHHS-Southeast |  | Humidifier, Heated |  | 005-34256 | 005-34256 | Southeast | MHHS-Southeast | SE-Respiratory |  | 2/1/19 |  |  |  | HUMIDIFIERS |  | HUMIDIFIERHEATED-Vapotherm-Precision Flow Plus | HUMIDIFIERHEATED | Precision Flow Plus |  |  |  | Vapotherm | Humidifier, Heated |  | HUMIDIFIERHEATED-Vapotherm-Precision Flow Plus |  | 3/4/10 |  |  | Covered PM Repair - Biomedical | MHHS-Southeast
NO | YES |  |  |  | 005-34258 | 005-34258 | Vapotherm Inc | PRECISION FLOW PLUS |  | PFP00004540-E | SE-Respiratory | MHHS-Southeast |  | Humidifier, Heated |  | 005-34258 | 005-34258 | Southeast | MHHS-Southeast | SE-Respiratory |  | 2/1/19 |  |  |  | HUMIDIFIERS |  | HUMIDIFIERHEATED-Vapotherm-Precision Flow Plus | HUMIDIFIERHEATED | Precision Flow Plus |  |  |  | Vapotherm | Humidifier, Heated |  | HUMIDIFIERHEATED-Vapotherm-Precision Flow Plus |  |  |  |  | Covered PM Repair - Biomedical | MHHS-Southeast
NO | YES |  |  |  | 005-34259 | 005-34259 | Vapotherm Inc | PRECISION FLOW PLUS |  | PFP00004537-E | SE-Respiratory | MHHS-Southeast |  | Humidifier, Heated |  | 005-34259 | 005-34259 | Southeast | MHHS-Southeast | SE-Respiratory |  | 2/1/19 |  |  |  | HUMIDIFIERS |  | HUMIDIFIERHEATED-Vapotherm-Precision Flow Plus | HUMIDIFIERHEATED | Precision Flow Plus |  |  |  | Vapotherm | Humidifier, Heated |  | HUMIDIFIERHEATED-Vapotherm-Precision Flow Plus |  |  |  |  | Covered PM Repair - Biomedical | MHHS-Southeast
NO | YES |  |  |  | 005-34265 | 005-34265 | Vapotherm Inc | PRECISION FLOW PLUS |  | PFP00003870-E | SE-Respiratory | MHHS-Southeast |  | Humidifier, Heated |  | 005-34265 | 005-34265 | Southeast | MHHS-Southeast | SE-Respiratory |  | 3/1/19 |  |  |  | HUMIDIFIERS |  | HUMIDIFIERHEATED-Vapotherm-Precision Flow Plus | HUMIDIFIERHEATED | Precision Flow Plus |  |  |  | Vapotherm | Humidifier, Heated |  | HUMIDIFIERHEATED-Vapotherm-Precision Flow Plus |  |  |  |  | Covered PM Repair - Radiology, Low End | MHHS-Southeast
NO | YES |  |  |  | 005-34266 | 005-34266 | Vapotherm Inc | PRECISION FLOW PLUS |  | PFP00003860-E | SE-Respiratory | MHHS-Southeast |  | Humidifier, Heated |  | 005-34266 | 005-34266 | Southeast | MHHS-Southeast | SE-Respiratory | ER Major Room 5 | 3/1/19 |  | 10/1/20 |  | HUMIDIFIERS |  | HUMIDIFIERHEATED-Vapotherm-Precision Flow Plus | HUMIDIFIERHEATED | Precision Flow Plus |  |  |  | Vapotherm | Humidifier, Heated |  | HUMIDIFIERHEATED-Vapotherm-Precision Flow Plus |  |  |  |  | Covered PM Repair - Biomedical | MHHS-Southeast
NO | YES |  |  |  | 013-39022 | 013-39022 | Vapotherm Inc | PRECISION FLOW PLUS |  | PFP00004927-E | SW-Respiratory | MHHS-Southwest |  | Humidifier, Heated |  | 013-39022 | 013-39022 | Southwest | MHHS-Southwest | SW-Respiratory | 2nd Floor Respiratory | 3/1/19 |  | 3/1/20 |  | HUMIDIFIERS | Humidifier, Heated | HUMIDIFIERHEATED-Vapotherm-Precision Flow Plus | HUMIDIFIERHEATED | Precision Flow Plus |  |  |  | Vapotherm | Humidifier, Heated |  | HUMIDIFIERHEATED-Vapotherm-Precision Flow Plus |  |  |  | HH-A | Covered PM Repair - Biomedical | MHHS-Southwest | [8 empty] | HUMIDIFIERHEATED | Humidifier, Heated | Vapotherm
NO | YES |  |  |  | 013-39164 | 013-39164 | Vapotherm Inc | PRECISION FLOW PLUS |  | PFP00004197-E | SW-Respiratory | MHHS-Southwest |  | Humidifier, Heated |  | 013-39164 | 013-39164 | Southwest | MHHS-Southwest | SW-Respiratory | 2nd Floor Respiratory | 1/1/19 |  | 7/1/19 |  | HUMIDIFIERS | Humidifier, Heated | HUMIDIFIERHEATED-Vapotherm-Precision Flow Plus | HUMIDIFIERHEATED | Precision Flow Plus |  |  |  | Vapotherm | Humidifier, Heated |  | HUMIDIFIERHEATED-Vapotherm-Precision Flow Plus |  |  |  | HH-A | Covered PM Repair - Biomedical | MHHS-Southwest | [8 empty] | HUMIDIFIERHEATED | Humidifier, Heated | Vapotherm
NO | YES |  |  |  | 013-39166 | 013-39166 | Vapotherm Inc | PRECISION FLOW PLUS |  | PFP00004185-E | SW-Respiratory | MHHS-Southwest |  | Humidifier, Heated |  | 013-39166 | 013-39166 | Southwest | MHHS-Southwest | SW-Respiratory | Respiratory 2nd Floor | 1/1/19 |  |  |  | HUMIDIFIERS | Humidifier, Heated | HUMIDIFIERHEATED-Vapotherm-Precision Flow Plus | HUMIDIFIERHEATED | Precision Flow Plus |  |  |  | Vapotherm | Humidifier, Heated |  | HUMIDIFIERHEATED-Vapotherm-Precision Flow Plus |  | 5/15/19 |  | HH-A | Covered PM Repair - Biomedical | MHHS-Southwest | [8 empty] | HUMIDIFIERHEATED | Humidifier, Heated | Vapotherm
NO | YES |  |  |  | 013-39167 | 013-39167 | Vapotherm Inc | PRECISION FLOW PLUS |  | PFP00003877-E | SW-HVI-CV ICU | MHHS-Southwest |  | Humidifier, Heated |  | 013-39167 | 013-39167 | Southwest | MHHS-Southwest | SW-HVI-CV ICU | Respiratory storage | 2/1/20 |  | 2/1/21 |  | HUMIDIFIERS | Humidifier, Heated | HUMIDIFIERHEATED-Vapotherm-Precision Flow Plus | HUMIDIFIERHEATED | Precision Flow Plus |  |  |  | Vapotherm | Humidifier, Heated |  | HUMIDIFIERHEATED-Vapotherm-Precision Flow Plus |  | 5/15/19 |  | HH-A | Covered PM Repair - Biomedical | MHHS-Southwest | [8 empty] | HUMIDIFIERHEATED | Humidifier, Heated | Vapotherm
NO | YES |  |  |  | 013-39168 | 013-39168 | Vapotherm Inc | PRECISION FLOW PLUS |  | PFP00003911-E | SW-Respiratory | MHHS-Southwest |  | Humidifier, Heated |  | 013-39168 | 013-39168 | Southwest | MHHS-Southwest | SW-Respiratory | 2nd Floor Respiratory | 1/1/19 |  |  |  | HUMIDIFIERS | Humidifier, Heated | HUMIDIFIERHEATED-Vapotherm-Precision Flow Plus | HUMIDIFIERHEATED | Precision Flow Plus |  |  |  | Vapotherm | Humidifier, Heated |  | HUMIDIFIERHEATED-Vapotherm-Precision Flow Plus |  | 12/24/16 |  | HH-A | Covered PM Repair - Biomedical | MHHS-Southwest | [8 empty] | HUMIDIFIERHEATED | Humidifier, Heated | Vapotherm
NO | YES |  |  |  | 013-39176 | 013-39176 | Vapotherm Inc | PRECISION FLOW PLUS |  | PFP00003876-E | SW-Respiratory | MHHS-Southwest |  | Humidifier, Heated |  | 013-39176 | 013-39176 | Southwest | MHHS-Southwest | SW-Respiratory | Respiratory 2nd Floor | 1/1/19 |  |  |  | HUMIDIFIERS | Humidifier, Heated | HUMIDIFIERHEATED-Vapotherm-Precision Flow Plus | HUMIDIFIERHEATED | Precision Flow Plus |  |  |  | Vapotherm | Humidifier, Heated |  | HUMIDIFIERHEATED-Vapotherm-Precision Flow Plus |  | 8/8/09 |  | HH-A | Covered PM Repair - Biomedical | MHHS-Southwest | [8 empty] | HUMIDIFIERHEATED | Humidifier, Heated | Vapotherm
NO | YES |  |  |  | 013-39180 | 013-39180 | Vapotherm Inc | PRECISION FLOW PLUS |  | PFP00004518-E | SW-HVI-CV ICU | MHHS-Southwest |  | Humidifier, Heated |  | 013-39180 | 013-39180 | Southwest | MHHS-Southwest | SW-HVI-CV ICU | Respiratory storage | 2/1/20 |  | 2/1/21 |  | HUMIDIFIERS | Humidifier, Heated | HUMIDIFIERHEATED-Vapotherm-Precision Flow Plus | HUMIDIFIERHEATED | Precision Flow Plus |  |  |  | Vapotherm | Humidifier, Heated |  | HUMIDIFIERHEATED-Vapotherm-Precision Flow Plus |  | 8/8/08 |  | HH-A | Covered PM Repair - Biomedical | MHHS-Southwest | [8 empty] | HUMIDIFIERHEATED | Humidifier, Heated | Vapotherm
NO | YES |  |  |  | 129-07780 | 129-07780 | Vapotherm Inc | PRECISION FLOW PLUS |  | PFP00002918-E | Sugar Land-Respiratory | MHHS-Sugarland |  | Humidifier, Heated |  | 129-07780 | 129-07780 | Sugar Land | MHHS-Sugarland | Sugar Land-Respiratory |  | 2/1/19 | 2/1/20 |  |  | HUMIDIFIERS | Humidifier, Heated | HUMIDIFIERHEATED-Vapotherm-Precision Flow Plus | HUMIDIFIERHEATED | Precision Flow Plus |  |  |  | Vapotherm | Humidifier, Heated |  | HUMIDIFIERHEATED-Vapotherm-Precision Flow Plus |  |  |  | HH-A | Covered PM Repair - Biomedical | MHHS-Sugarland | [8 empty] | HUMIDIFIERHEATED | Humidifier, Heated | Vapotherm
NO | YES |  |  |  | 129-31026 | 129-31026 | Vapotherm Inc | PRECISION FLOW PLUS |  | PFP00004171E | Sugar Land-Respiratory | MHHS-Sugarland |  | Humidifier, Heated |  | 129-31026 | 129-31026 | Sugar Land | MHHS-Sugarland | Sugar Land-Respiratory | EQ Storage | 1/1/19 | 1/1/20 |  |  | HUMIDIFIERS | Humidifier, Heated | HUMIDIFIERHEATED-Vapotherm-Precision Flow Plus | HUMIDIFIERHEATED | Precision Flow Plus |  |  |  | Vapotherm | Humidifier, Heated |  | HUMIDIFIERHEATED-Vapotherm-Precision Flow Plus |  | 12/1/17 |  | HH-A | Covered PM Repair - Biomedical | MHHS-Sugarland | [8 empty] | HUMIDIFIERHEATED | Humidifier, Heated | Vapotherm
NO | YES |  |  |  | 129-31027 | 129-31027 | Vapotherm Inc | PRECISION FLOW PLUS |  | PFP00001260-E | Sugar Land-Respiratory | MHHS-Sugarland |  | Humidifier, Heated |  | 129-31027 | 129-31027 | Sugar Land | MHHS-Sugarland | Sugar Land-Respiratory | EQ Storage | 12/1/19 |  |  |  | HUMIDIFIERS | Humidifier, Heated | HUMIDIFIERHEATED-Vapotherm-Precision Flow Plus | HUMIDIFIERHEATED | Precision Flow Plus |  |  |  | Vapotherm | Humidifier, Heated |  | HUMIDIFIERHEATED-Vapotherm-Precision Flow Plus |  | 12/1/17 |  | HH-A | Covered PM Repair - Biomedical | MHHS-Sugarland | [8 empty] | HUMIDIFIERHEATED | Humidifier, Heated | Vapotherm
NO | YES |  |  |  | 129-31029 | 129-31029 | Vapotherm Inc | PRECISION FLOW PLUS |  | PFP00004139-E | Sugar Land-Respiratory | MHHS-Sugarland |  | Humidifier, Heated |  | 129-31029 | 129-31029 | Sugar Land | MHHS-Sugarland | Sugar Land-Respiratory | EQ Storage | 12/1/19 |  |  |  | HUMIDIFIERS | Humidifier, Heated | HUMIDIFIERHEATED-Vapotherm-Precision Flow Plus | HUMIDIFIERHEATED | Precision Flow Plus |  |  |  | Vapotherm | Humidifier, Heated |  | HUMIDIFIERHEATED-Vapotherm-Precision Flow Plus |  | 12/7/17 |  | HH-A | Covered PM Repair - Biomedical | MHHS-Sugarland | [8 empty] | HUMIDIFIERHEATED | Humidifier, Heated | Vapotherm
NO | YES |  |  |  | 129-31093 | 129-31093 | Vapotherm Inc | PRECISION FLOW PLUS |  | PFPC00030165-E | Sugar Land-Respiratory | MHHS-Sugarland |  | Humidifier, Heated |  | 129-31093 | 129-31093 | Sugar Land | MHHS-Sugarland | Sugar Land-Respiratory | Equipment Storage | 12/1/19 | 12/1/20 |  |  | HUMIDIFIERS | Humidifier, Heated | HUMIDIFIERHEATED-Vapotherm-Precision Flow Plus | HUMIDIFIERHEATED | Precision Flow Plus |  |  |  | Vapotherm | Humidifier, Heated |  | HUMIDIFIERHEATED-Vapotherm-Precision Flow Plus |  | 12/7/17 |  | HH-A | Covered PM Repair - Biomedical | MHHS-Sugarland | [8 empty] | HUMIDIFIERHEATED | Humidifier, Heated | Vapotherm
NO | YES |  |  |  | 129-31094 | 129-31094 | Vapotherm Inc | PRECISION FLOW PLUS |  | PFPC00030170-E | Sugar Land-Respiratory | MHHS-Sugarland |  | Humidifier, Heated |  | 129-31094 | 129-31094 | Sugar Land | MHHS-Sugarland | Sugar Land-Respiratory | EQ Storage | 2/1/20 | 8/1/20 |  |  | HUMIDIFIERS | Humidifier, Heated | HUMIDIFIERHEATED-Vapotherm-Precision Flow Plus | HUMIDIFIERHEATED | Precision Flow Plus |  |  |  | Vapotherm | Humidifier, Heated |  | HUMIDIFIERHEATED-Vapotherm-Precision Flow Plus |  | 12/16/17 |  | HH-A | Covered PM Repair - Biomedical | MHHS-Sugarland | [8 empty] | HUMIDIFIERHEATED | Humidifier, Heated | Vapotherm
NO | YES |  |  |  | 129-31124 | 129-31124 | Vapotherm Inc | PRECISION FLOW PLUS |  | PFP00004169E | Sugar Land-Respiratory | MHHS-Sugarland |  | Humidifier, Heated |  | 129-31124 | 129-31124 | Sugar Land | MHHS-Sugarland | Sugar Land-Respiratory | Respiratory | 3/1/19 |  | 3/1/20 |  | HUMIDIFIERS | Humidifier, Heated | HUMIDIFIERHEATED-Vapotherm-Precision Flow Plus | HUMIDIFIERHEATED | Precision Flow Plus |  |  |  | Vapotherm | Humidifier, Heated |  | HUMIDIFIERHEATED-Vapotherm-Precision Flow Plus |  | 12/16/17 |  | HH-A | Covered PM Repair - Biomedical | MHHS-Sugarland | [8 empty] | HUMIDIFIERHEATED | Humidifier, Heated | Vapotherm
NO | YES |  |  |  | 129-31474 | 129-31474 | Vapotherm Inc | PRECISION FLOW PLUS |  | PFPC00031787-E | Sugar Land-Pedi IMU | MHHS-Sugarland |  | Humidifier, Heated |  | 129-31474 | 129-31474 | Sugar Land | MHHS-Sugarland | Sugar Land-Pedi IMU |  | 12/1/19 | 12/1/20 |  |  | HUMIDIFIERS | Humidifier, Heated | HUMIDIFIERHEATED-Vapotherm-Precision Flow Plus | HUMIDIFIERHEATED | Precision Flow Plus |  |  |  | Vapotherm | Humidifier, Heated |  | HUMIDIFIERHEATED-Vapotherm-Precision Flow Plus |  | 12/16/17 |  | HH-A | Covered PM Repair - Biomedical | MHHS-Sugarland | [8 empty] | HUMIDIFIERHEATED | Humidifier, Heated | Vapotherm
NO | YES |  |  |  | 069-42578 | 069-42578 | Vapotherm Inc | PRECISION FLOW PLUS |  | PFPC00031265-E | TMC-HVI-Heart Failure ICU (5Hvi) | MHHS-TMC |  | Humidifier, Heated |  | 069-42578 | 069-42578 | TMC | MHHS-TMC | TMC-HVI-Heart Failure ICU (5Hvi) |  | 11/1/19 |  | 11/1/20 |  | HUMIDIFIERS | Humidifier, Heated | HUMIDIFIERHEATED-Vapotherm-Precision Flow Plus | HUMIDIFIERHEATED | Precision Flow Plus |  |  |  | Vapotherm | Humidifier, Heated |  | HUMIDIFIERHEATED-Vapotherm-Precision Flow Plus |  |  |  | HH-A | Covered PM Repair - Biomedical | MHHS-TMC | [8 empty] | HUMIDIFIERHEATED | Humidifier, Heated | Vapotherm
NO | YES |  |  |  | 069-42579 | 069-42579 | Vapotherm Inc | PRECISION FLOW PLUS |  | PFPC00031275-E | TMC-Cullen-MICU (2C) | MHHS-TMC |  | Humidifier, Heated |  | 069-42579 | 069-42579 | TMC | MHHS-TMC | TMC-Cullen-MICU (2C) | MICU | 11/1/19 |  | 11/1/20 |  | HUMIDIFIERS | Humidifier, Heated | HUMIDIFIERHEATED-Vapotherm-Precision Flow Plus | HUMIDIFIERHEATED | Precision Flow Plus |  |  |  | Vapotherm | Humidifier, Heated |  | HUMIDIFIERHEATED-Vapotherm-Precision Flow Plus |  |  |  | HH-A | Covered PM Repair - Biomedical | MHHS-TMC | [8 empty] | HUMIDIFIERHEATED | Humidifier, Heated | Vapotherm
NO | YES |  |  |  | 069-42585 | 069-42585 | Vapotherm Inc | PRECISION FLOW PLUS |  | PFPC00031183-E | TMC-Sarofim 8-TSCU | MHHS-TMC |  | Humidifier, Heated |  | 069-42585 | 069-42585 | TMC | MHHS-TMC | TMC-Sarofim 8-TSCU | Clean room | 1/1/20 |  | 7/1/20 |  | HUMIDIFIERS |  | HUMIDIFIERHEATED-Vapotherm-Precision Flow Plus | HUMIDIFIERHEATED | Precision Flow Plus |  |  |  | Vapotherm | Humidifier, Heated |  | HUMIDIFIERHEATED-Vapotherm-Precision Flow Plus |  |  |  |  | Covered PM Repair - Biomedical | MHHS-TMC
NO | YES |  |  |  | 069-46419 | 069-46419 | Vapotherm Inc | PRECISION FLOW PLUS |  | PFP00003951-E | TMC-Respiratory-Adult | MHHS-TMC |  | Humidifier, Heated |  | 069-46419 | 069-46419 | TMC | MHHS-TMC | TMC-Respiratory-Adult |  | 1/31/19 |  |  |  | HUMIDIFIERS |  | HUMIDIFIERHEATED-Vapotherm-Precision Flow Plus | HUMIDIFIERHEATED | Precision Flow Plus |  |  |  | Vapotherm | Humidifier, Heated |  | HUMIDIFIERHEATED-Vapotherm-Precision Flow Plus |  |  | Verified 3/29/2020 11:26:am (Central) |  | Covered PM Repair - Biomedical | MHHS-TMC
NO | YES |  |  |  | 069-46421 | 069-46421 | Vapotherm Inc | PRECISION FLOW PLUS |  | PFP00003953-E | TMC-Respiratory-Adult | MHHS-TMC |  | Humidifier, Heated |  | 069-46421 | 069-46421 | TMC | MHHS-TMC | TMC-Respiratory-Adult |  | 1/31/19 |  |  |  | HUMIDIFIERS |  | HUMIDIFIERHEATED-Vapotherm-Precision Flow Plus | HUMIDIFIERHEATED | Precision Flow Plus |  |  |  | Vapotherm | Humidifier, Heated |  | HUMIDIFIERHEATED-Vapotherm-Precision Flow Plus |  |  | Verified 3/30/2020 4:07pm (Central) |  | Covered PM Repair - Biomedical | MHHS-TMC
NO | YES |  |  |  | 069-46424 | 069-46424 | Vapotherm Inc | PRECISION FLOW PLUS |  | PFP00004754-E | TMC-Respiratory-Adult | MHHS-TMC |  | Humidifier, Heated |  | 069-46424 | 069-46424 | TMC | MHHS-TMC | TMC-Respiratory-Adult |  | 1/31/19 |  |  |  | HUMIDIFIERS |  | HUMIDIFIERHEATED-Vapotherm-Precision Flow Plus | HUMIDIFIERHEATED | Precision Flow Plus |  |  |  | Vapotherm | Humidifier, Heated |  | HUMIDIFIERHEATED-Vapotherm-Precision Flow Plus |  |  | Verified 3/30/2020 4:07pm (Central) |  | Covered PM Repair - Biomedical | MHHS-TMC
NO | YES |  |  |  | 069-46425 | 069-46425 | Vapotherm Inc | PRECISION FLOW PLUS |  | PFP00003962-E | TMC-Respiratory-Adult | MHHS-TMC |  | Humidifier, Heated |  | 069-46425 | 069-46425 | TMC | MHHS-TMC | TMC-Respiratory-Adult | Respiratory 5th fl | 3/1/20 |  | 3/1/21 |  | HUMIDIFIERS |  | HUMIDIFIERHEATED-Vapotherm-Precision Flow Plus | HUMIDIFIERHEATED | Precision Flow Plus |  |  |  | Vapotherm | Humidifier, Heated |  | HUMIDIFIERHEATED-Vapotherm-Precision Flow Plus |  | 3/15/15 |  |  | Covered PM Repair - Biomedical | MHHS-TMC
NO | YES |  |  |  | 069-46427 | 069-46427 | Vapotherm Inc | PRECISION FLOW PLUS |  | PFP00003990-E | TMC-Respiratory-Adult | MHHS-TMC |  | Humidifier, Heated |  | 069-46427 | 069-46427 | TMC | MHHS-TMC | TMC-Respiratory-Adult |  | 1/1/19 |  | 1/1/20 |  | HUMIDIFIERS | Humidifier, Heated | HUMIDIFIERHEATED-Vapotherm-Precision Flow Plus | HUMIDIFIERHEATED | Precision Flow Plus |  |  |  | Vapotherm | Humidifier, Heated |  | HUMIDIFIERHEATED-Vapotherm-Precision Flow Plus |  |  |  | HH-A | Covered PM Repair - Biomedical | MHHS-TMC | [8 empty] | HUMIDIFIERHEATED | Humidifier, Heated | Vapotherm
NO | YES |  |  |  | 069-46428 | 069-46428 | Vapotherm Inc | PRECISION FLOW PLUS |  | PF00004744-E | TMC-HVI-CVICU (8Hvi) | MHHS-TMC |  | Humidifier, Heated |  | 069-46428 | 069-46428 | TMC | MHHS-TMC | TMC-HVI-CVICU (8Hvi) |  | 1/1/19 |  | 1/1/20 |  | HUMIDIFIERS | Humidifier, Heated | HUMIDIFIERHEATED-Vapotherm-Precision Flow Plus | HUMIDIFIERHEATED | Precision Flow Plus |  |  |  | Vapotherm | Humidifier, Heated |  | HUMIDIFIERHEATED-Vapotherm-Precision Flow Plus |  |  |  | HH-A | Covered PM Repair - Biomedical | MHHS-TMC | [8 empty] | HUMIDIFIERHEATED | Humidifier, Heated | Vapotherm
NO | YES |  |  |  | 069-46429 | 069-46429 | Vapotherm Inc | PRECISION FLOW PLUS |  | PFP00003944-E | TMC-Respiratory-Adult | MHHS-TMC |  | Humidifier, Heated |  | 069-46429 | 069-46429 | TMC | MHHS-TMC | TMC-Respiratory-Adult | Memorial Hermann- Texas Medical Center NICU | 1/1/19 |  | 1/1/20 |  | HUMIDIFIERS |  | HUMIDIFIERHEATED-Vapotherm-Precision Flow Plus | HUMIDIFIERHEATED | Precision Flow Plus |  |  |  | Vapotherm | Humidifier, Heated |  | HUMIDIFIERHEATED-Vapotherm-Precision Flow Plus |  |  |  |  | Covered PM Repair - Biomedical | MHHS-TMC
NO | YES |  |  |  | 069-46430 | 069-46430 | Vapotherm Inc | PRECISION FLOW PLUS |  | PFP00003993-E | TMC-Sarofim 8-TSCU | MHHS-TMC |  | Humidifier, Heated |  | 069-46430 | 069-46430 | TMC | MHHS-TMC | TMC-Sarofim 8-TSCU | Clean room | 1/1/19 |  | 1/1/20 | PM Past Due | HUMIDIFIERS |  | HUMIDIFIERHEATED-Vapotherm-Precision Flow Plus | HUMIDIFIERHEATED | Precision Flow Plus |  |  |  | Vapotherm | Humidifier, Heated |  | HUMIDIFIERHEATED-Vapotherm-Precision Flow Plus |  |  |  |  | Covered PM Repair - Biomedical | MHHS-TMC
NO | YES |  |  |  | 069-46431 | 069-46431 | Vapotherm Inc | PRECISION FLOW PLUS |  | PFP00003968-E | ICU | MHHS-TMC |  | Humidifier, Heated |  | 069-46431 | 069-46431 | TMC | Memorial Hermann-Texas Medical Center | ICU |  | 1/1/19 |  | 1/1/20 |  | HUMIDIFIERS | Humidifier, Heated | HUMIDIFIERHEATED-Vapotherm-Precision Flow Plus | HUMIDIFIERHEATED | Precision Flow Plus |  |  |  | Vapotherm | Humidifier, Heated |  | HUMIDIFIERHEATED-Vapotherm-Precision Flow Plus |  |  |  | HH-A | Covered PM Repair - Biomedical | MHHS-TMC | [8 empty] | HUMIDIFIERHEATED | Humidifier, Heated | Vapotherm
NO | YES |  |  |  | 069-46432 | 069-46432 | Vapotherm Inc | PRECISION FLOW PLUS |  | PFP00004004-E |  | MHHS-TMC |  | Humidifier, Heated |  | 069-46432 | 069-46432 | TMC | Memorial Hermann-TWC |  | STICU Storage Room |  |  |  |  | HUMIDIFIERS |  | HUMIDIFIERHEATED-Vapotherm-Precision Flow Plus | HUMIDIFIERHEATED | Precision Flow Plus |  |  |  | Vapotherm | Humidifier, Heated |  | HUMIDIFIERHEATED-Vapotherm-Precision Flow Plus |  | 12/21/18 |  |  | Covered PM Repair - Biomedical | MHHS-TMC
NO | YES |  |  |  | 069-46433 | 069-46433 | Vapotherm Inc | PRECISION FLOW PLUS |  | PFP00004748-E | TMC-Respiratory-Adult | MHHS-TMC |  | Humidifier, Heated |  | 069-46433 | 069-46433 | TMC | MHHS-TMC | TMC-Respiratory-Adult | Biomed | 1/1/19 |  | 1/1/20 |  | HUMIDIFIERS | Humidifier, Heated | HUMIDIFIERHEATED-Vapotherm-Precision Flow Plus | HUMIDIFIERHEATED | Precision Flow Plus |  |  |  | Vapotherm | Humidifier, Heated |  | HUMIDIFIERHEATED-Vapotherm-Precision Flow Plus |  |  |  | HH-A | Covered PM Repair - Biomedical | MHHS-TMC | [8 empty] | HUMIDIFIERHEATED | Humidifier, Heated | Vapotherm
NO | YES |  |  |  | 069-46434 | 069-46434 | Vapotherm Inc | PRECISION FLOW PLUS |  | PFP00003943-E | TMC-Respiratory-Adult | MHHS-TMC |  | Humidifier, Heated |  | 069-46434 | 069-46434 | TMC | MHHS-TMC | TMC-Respiratory-Adult | Biomed | 1/1/19 |  | 1/1/20 |  | HUMIDIFIERS | Humidifier, Heated | HUMIDIFIERHEATED-Vapotherm-Precision Flow Plus | HUMIDIFIERHEATED | Precision Flow Plus |  |  |  | Vapotherm | Humidifier, Heated |  | HUMIDIFIERHEATED-Vapotherm-Precision Flow Plus |  |  |  | HH-A | Covered PM Repair - Biomedical | MHHS-TMC | [8 empty] | HUMIDIFIERHEATED | Humidifier, Heated | Vapotherm
NO | YES |  |  |  | 069-46435 | 069-46435 | Vapotherm Inc | PRECISION FLOW PLUS |  | PFP00003955-E | TMC-Respiratory-Adult | MHHS-TMC |  | Humidifier, Heated |  | 069-46435 | 069-46435 | TMC | MHHS-TMC | TMC-Respiratory-Adult |  | 1/31/19 |  |  |  | HUMIDIFIERS |  | HUMIDIFIERHEATED-Vapotherm-Precision Flow Plus | HUMIDIFIERHEATED | Precision Flow Plus |  |  |  | Vapotherm | Humidifier, Heated |  | HUMIDIFIERHEATED-Vapotherm-Precision Flow Plus |  |  | Verified 3/30/2020 4:07pm (Central) |  | Covered PM Repair - Biomedical | MHHS-TMC
NO | YES |  |  |  | 069-46438 | 069-46438 | Vapotherm Inc | PRECISION FLOW PLUS |  | PFP00003956-E | TMC-Jones-TSCU (9J) | MHHS-TMC |  | Humidifier, Heated |  | 069-46438 | 069-46438 | TMC | MHHS-TMC | TMC-Jones-TSCU (9J) | Clean room | 1/1/19 |  | 1/1/20 |  | HUMIDIFIERS |  | HUMIDIFIERHEATED-Vapotherm-Precision Flow Plus | HUMIDIFIERHEATED | Precision Flow Plus |  |  |  | Vapotherm | Humidifier, Heated |  | HUMIDIFIERHEATED-Vapotherm-Precision Flow Plus |  | 7/29/15 |  |  | Covered PM Repair - Radiology, Low End | MHHS-TMC
NO | YES |  |  |  | 069-46439 | 069-46439 | Vapotherm Inc | PRECISION FLOW PLUS |  | PFP00004735-E | TMC-Jones-TSCU (9J) | MHHS-TMC |  | Humidifier, Heated |  | 069-46439 | 069-46439 | TMC | MHHS-TMC | TMC-Jones-TSCU (9J) | Clean room | 1/1/19 |  | 1/1/20 | PM Past Due | HUMIDIFIERS |  | HUMIDIFIERHEATED-Vapotherm-Precision Flow Plus | HUMIDIFIERHEATED | Precision Flow Plus |  |  |  | Vapotherm | Humidifier, Heated |  | HUMIDIFIERHEATED-Vapotherm-Precision Flow Plus |  |  |  |  | Covered PM Repair - Biomedical | MHHS-TMC
NO | YES |  |  |  | 069-46441 | 069-46441 | Vapotherm Inc | PRECISION FLOW PLUS |  | PFP00003960-E | TMC-Respiratory-Adult | MHHS-TMC |  | Humidifier, Heated |  | 069-46441 | 069-46441 | TMC | MHHS-TMC | TMC-Respiratory-Adult | Resp Storage | 1/1/19 |  | 1/1/20 |  | HUMIDIFIERS | Humidifier, Heated | HUMIDIFIERHEATED-Vapotherm-Precision Flow Plus | HUMIDIFIERHEATED | Precision Flow Plus |  |  |  | Vapotherm | Humidifier, Heated |  | HUMIDIFIERHEATED-Vapotherm-Precision Flow Plus |  |  |  | HH-A | Covered PM Repair - Biomedical | MHHS-TMC | [8 empty] | HUMIDIFIERHEATED | Humidifier, Heated | Vapotherm
NO | YES |  |  |  | 069-46442 | 069-46442 | Vapotherm Inc | PRECISION FLOW PLUS |  | PFP00003996-E | HVIC 8th | MHHS-TMC |  | Humidifier, Heated |  | 069-46442 | 069-46442 | TMC | Memorial Hermann-Texas Medical Center | HVIC 8th | 8th | 1/1/19 |  |  |  | HUMIDIFIERS | Humidifier, Heated | HUMIDIFIERHEATED-Vapotherm-Precision Flow Plus | HUMIDIFIERHEATED | Precision Flow Plus |  |  |  | Vapotherm | Humidifier, Heated |  | HUMIDIFIERHEATED-Vapotherm-Precision Flow Plus |  | 8/21/15 |  | HH-A | Covered PM Repair - Biomedical | MHHS-TMC | [8 empty] | HUMIDIFIERHEATED | Humidifier, Heated | Vapotherm
NO | YES |  |  |  | 069-46443 | 069-46443 | Vapotherm Inc | PRECISION FLOW PLUS |  | PFP00004752-E | TMC-Respiratory-Adult | MHHS-TMC |  | Humidifier, Heated |  | 069-46443 | 069-46443 | TMC | MHHS-TMC | TMC-Respiratory-Adult |  | 1/31/19 |  |  |  | HUMIDIFIERS |  | HUMIDIFIERHEATED-Vapotherm-Precision Flow Plus | HUMIDIFIERHEATED | Precision Flow Plus |  |  |  | Vapotherm | Humidifier, Heated |  | HUMIDIFIERHEATED-Vapotherm-Precision Flow Plus |  | 8/21/15 | Verified 3/30/2020 4:07pm (Central) |  | Covered PM Repair - Biomedical | MHHS-TMC
NO | YES |  |  |  | 069-46445 | 069-46445 | Vapotherm Inc | PRECISION FLOW PLUS |  | PFP00003921-E | TMC-Respiratory-Adult | MHHS-TMC |  | Humidifier, Heated |  | 069-46445 | 069-46445 | TMC | MHHS-TMC | TMC-Respiratory-Adult |  | 1/31/19 |  |  |  | HUMIDIFIERS |  | HUMIDIFIERHEATED-Vapotherm-Precision Flow Plus | HUMIDIFIERHEATED | Precision Flow Plus |  |  |  | Vapotherm | Humidifier, Heated |  | HUMIDIFIERHEATED-Vapotherm-Precision Flow Plus |  | 10/5/15 | Verified 3/30/2020 4:07pm (Central) |  | Covered PM Repair - Biomedical | MHHS-TMC
NO | YES |  |  |  | 069-46446 | 069-46446 | Vapotherm Inc | PRECISION FLOW PLUS |  | PFP00004756-E | TMC-Respiratory-Adult | MHHS-TMC |  | Humidifier, Heated |  | 069-46446 | 069-46446 | TMC | MHHS-TMC | TMC-Respiratory-Adult |  | 1/31/19 |  |  |  | HUMIDIFIERS |  | HUMIDIFIERHEATED-Vapotherm-Precision Flow Plus | HUMIDIFIERHEATED | Precision Flow Plus |  |  |  | Vapotherm | Humidifier, Heated |  | HUMIDIFIERHEATED-Vapotherm-Precision Flow Plus |  | 10/5/15 | Verified 3/29/2020 11:26:am (Central) |  | Covered PM Repair - Biomedical | MHHS-TMC
NO | YES |  |  |  | 069-46451 | 069-46451 | Vapotherm Inc | PRECISION FLOW PLUS |  | PFP00004831 | TMC-Respiratory-Adult | MHHS-TMC |  | Humidifier, Heated |  | 069-46451 | 069-46451 | TMC | MHHS-TMC | TMC-Respiratory-Adult |  | 3/1/19 |  | 3/1/20 |  | HUMIDIFIERS | Humidifier, Heated | HUMIDIFIERHEATED-Vapotherm-Precision Flow Plus | HUMIDIFIERHEATED | Precision Flow Plus |  |  |  | Vapotherm | Humidifier, Heated |  | HUMIDIFIERHEATED-Vapotherm-Precision Flow Plus |  | 10/1/19 |  | HH-A | Covered PM Repair - Biomedical | MHHS-TMC | [8 empty] | HUMIDIFIERHEATED | Humidifier, Heated | Vapotherm
NO | YES |  |  |  | 069-46452 | 069-46452 | Vapotherm Inc | PRECISION FLOW PLUS |  | PFP00004902 | TMC-Respiratory-Adult | MHHS-TMC |  | Humidifier, Heated |  | 069-46452 | 069-46452 | TMC | MHHS-TMC | TMC-Respiratory-Adult |  | 3/1/19 |  | 5/1/20 |  | HUMIDIFIERS | Humidifier, Heated | HUMIDIFIERHEATED-Vapotherm-Precision Flow Plus | HUMIDIFIERHEATED | Precision Flow Plus |  |  |  | Vapotherm | Humidifier, Heated |  | HUMIDIFIERHEATED-Vapotherm-Precision Flow Plus |  | 10/1/19 |  | HH-A | Covered PM Repair - Biomedical | MHHS-TMC | [8 empty] | HUMIDIFIERHEATED | Humidifier, Heated | Vapotherm
NO | YES |  |  |  | 077-09265 | 077-09265 | Vapotherm Inc | PRECISION FLOW PLUS |  | PFP00004714-E | TMC-Hermann-Pedi ER (1Hp) | MHHS-TMC |  | Humidifier, Heated |  | 077-09265 | 077-09265 | TMC | MHHS-TMC | TMC-Hermann-Pedi ER (1Hp) | Nursing | 1/1/19 |  | 1/1/20 |  | HUMIDIFIERS | Humidifier, Heated | HUMIDIFIERHEATED-Vapotherm-Precision Flow Plus | HUMIDIFIERHEATED | Precision Flow Plus |  |  |  | Vapotherm | Humidifier, Heated |  | HUMIDIFIERHEATED-Vapotherm-Precision Flow Plus |  |  |  | HH-A | Covered PM Repair - Biomedical | MHHS-TMC | [8 empty] | HUMIDIFIERHEATED | Humidifier, Heated | Vapotherm
NO | YES |  |  |  | 077-09266 | 077-09266 | Vapotherm Inc | PRECISION FLOW PLUS |  | PFP00004729-E | TMC-Respiratory-Adult | MHHS-TMC |  | Humidifier, Heated |  | 077-09266 | 077-09266 | TMC | MHHS-TMC | TMC-Respiratory-Adult |  | 1/31/19 |  |  |  | HUMIDIFIERS |  | HUMIDIFIERHEATED-Vapotherm-Precision Flow Plus | HUMIDIFIERHEATED | Precision Flow Plus |  |  |  | Vapotherm | Humidifier, Heated |  | HUMIDIFIERHEATED-Vapotherm-Precision Flow Plus |  | 8/1/17 | Verified 3/30/2020 4:07pm (Central) |  | Covered PM Repair - Biomedical | MHHS-TMC
NO | YES |  |  |  | 077-09268 | 077-09268 | Vapotherm Inc | PRECISION FLOW PLUS |  | PFP00004500-E | TMC-Respiratory-Adult | MHHS-TMC |  | Humidifier, Heated |  | 077-09268 | 077-09268 | TMC | MHHS-TMC | TMC-Respiratory-Adult | Resp | 3/1/20 |  | 3/1/21 |  | HUMIDIFIERS |  | HUMIDIFIERHEATED-Vapotherm-Precision Flow Plus | HUMIDIFIERHEATED | Precision Flow Plus |  |  |  | Vapotherm | Humidifier, Heated |  | HUMIDIFIERHEATED-Vapotherm-Precision Flow Plus |  | 4/6/17 |  |  | Not Covered Vendor Only - Biomedical | MHHS-TMC
NO | YES |  |  |  | 077-09269 | 077-09269 | Vapotherm Inc | PRECISION FLOW PLUS |  | PFP00004685-E | TMC-Respiratory-Adult | MHHS-TMC |  | Humidifier, Heated |  | 077-09269 | 077-09269 | TMC | MHHS-TMC | TMC-Respiratory-Adult |  | 2/1/19 |  |  |  | HUMIDIFIERS |  | HUMIDIFIERHEATED-Vapotherm-Precision Flow Plus | HUMIDIFIERHEATED | Precision Flow Plus |  |  |  | Vapotherm | Humidifier, Heated |  | HUMIDIFIERHEATED-Vapotherm-Precision Flow Plus |  |  | Verified 3/30/2020 4:07pm (Central) |  | Covered PM Repair - Biomedical | MHHS-TMC
NO | YES |  |  |  | 077-09270 | 077-09270 | Vapotherm Inc | PRECISION FLOW PLUS |  | PFP00004713-E | TMC-Respiratory-Adult | MHHS-TMC |  | Humidifier, Heated |  | 077-09270 | 077-09270 | TMC | MHHS-TMC | TMC-Respiratory-Adult |  | 2/1/19 |  |  |  | HUMIDIFIERS |  | HUMIDIFIERHEATED-Vapotherm-Precision Flow Plus | HUMIDIFIERHEATED | Precision Flow Plus |  |  |  | Vapotherm | Humidifier, Heated |  | HUMIDIFIERHEATED-Vapotherm-Precision Flow Plus |  |  | Verified 3/29/2020 11:26:am (Central) |  | Covered PM Repair - Biomedical | MHHS-TMC
NO | YES |  |  |  | 077-09273 | 077-09273 | Vapotherm Inc | PRECISION FLOW PLUS |  | PFP00004720-E | TMC-Respiratory-Adult | MHHS-TMC |  | Humidifier, Heated |  | 077-09273 | 077-09273 | TMC | MHHS-TMC | TMC-Respiratory-Adult | Resp | 3/1/20 |  | 3/1/21 |  | HUMIDIFIERS |  | HUMIDIFIERHEATED-Vapotherm-Precision Flow Plus | HUMIDIFIERHEATED | Precision Flow Plus |  |  |  | Vapotherm | Humidifier, Heated |  | HUMIDIFIERHEATED-Vapotherm-Precision Flow Plus |  | 11/28/17 |  |  | Covered PM Repair - Biomedical | MHHS-TMC
NO | YES |  |  |  | 077-09274 | 077-09274 | Vapotherm Inc | PRECISION FLOW PLUS |  | PFP00004705-E | TMC-Respiratory-Adult | MHHS-TMC |  | Humidifier, Heated |  | 077-09274 | 077-09274 | TMC | MHHS-TMC | TMC-Respiratory-Adult | Clean Supply | 3/1/20 |  | 3/1/21 |  | HUMIDIFIERS |  | HUMIDIFIERHEATED-Vapotherm-Precision Flow Plus | HUMIDIFIERHEATED | Precision Flow Plus |  |  |  | Vapotherm | Humidifier, Heated |  | HUMIDIFIERHEATED-Vapotherm-Precision Flow Plus |  | 11/29/17 |  |  | Covered PM Repair - Biomedical | MHHS-TMC
NO | YES |  |  |  | 077-09275 | 077-09275 | Vapotherm Inc | PRECISION FLOW PLUS |  | PFP00004495-E | TMC-Respiratory-Adult | MHHS-TMC |  | Humidifier, Heated |  | 077-09275 | 077-09275 | TMC | MHHS-TMC | TMC-Respiratory-Adult | Room 524 | 4/1/19 |  | 4/1/20 |  | HUMIDIFIERS | Humidifier, Heated | HUMIDIFIERHEATED-Vapotherm-Precision Flow Plus | HUMIDIFIERHEATED | Precision Flow Plus |  |  |  | Vapotherm | Humidifier, Heated |  | HUMIDIFIERHEATED-Vapotherm-Precision Flow Plus |  |  |  | HH-A | Covered PM Repair - Biomedical | MHHS-TMC | [8 empty] | HUMIDIFIERHEATED | Humidifier, Heated | Vapotherm
NO | YES |  |  |  | 077-09276 | 077-09276 | Vapotherm Inc | PRECISION FLOW PLUS |  | PFP00003942-E | TMC-Respiratory-Adult | MHHS-TMC |  | Humidifier, Heated |  | 077-09276 | 077-09276 | TMC | MHHS-TMC | TMC-Respiratory-Adult |  | 2/1/19 |  |  |  | HUMIDIFIERS | Humidifier, Heated | HUMIDIFIERHEATED-Vapotherm-Precision Flow Plus | HUMIDIFIERHEATED | Precision Flow Plus |  |  |  | Vapotherm | Humidifier, Heated |  | HUMIDIFIERHEATED-Vapotherm-Precision Flow Plus |  |  |  | HH-A | Covered PM Repair - Biomedical | MHHS-TMC | [8 empty] | HUMIDIFIERHEATED | Humidifier, Heated | Vapotherm
NO | YES |  |  |  | 077-09278 | 077-09278 | Vapotherm Inc | PRECISION FLOW PLUS |  | PFP00004723-E | TMC-Respiratory-Adult | MHHS-TMC |  | Humidifier, Heated |  | 077-09278 | 077-09278 | TMC | MHHS-TMC | TMC-Respiratory-Adult | Respiratory 5th fl | 2/1/19 |  | 2/1/20 |  | HUMIDIFIERS |  | HUMIDIFIERHEATED-Vapotherm-Precision Flow Plus | HUMIDIFIERHEATED | Precision Flow Plus |  |  |  | Vapotherm | Humidifier, Heated |  | HUMIDIFIERHEATED-Vapotherm-Precision Flow Plus |  | 6/24/17 |  |  | Covered PM Repair - Biomedical | MHHS-TMC
NO | YES |  |  |  | 077-09279 | 077-09279 | Vapotherm Inc | PRECISION FLOW PLUS |  | PFP00004718-E | TMC-Respiratory-Adult | MHHS-TMC |  | Humidifier, Heated |  | 077-09279 | 077-09279 | TMC | MHHS-TMC | TMC-Respiratory-Adult | Resp | 1/1/20 |  | 1/1/21 |  | HUMIDIFIERS |  | HUMIDIFIERHEATED-Vapotherm-Precision Flow Plus | HUMIDIFIERHEATED | Precision Flow Plus |  |  |  | Vapotherm | Humidifier, Heated |  | HUMIDIFIERHEATED-Vapotherm-Precision Flow Plus |  | 11/1/20 |  |  | Not Covered Vendor Only - Biomedical | MHHS-TMC
NO | YES |  |  |  | 077-09280 | 077-09280 | Vapotherm Inc | PRECISION FLOW PLUS |  | PFP00004716-E | TMC-Respiratory-Adult | MHHS-TMC |  | Humidifier, Heated |  | 077-09280 | 077-09280 | TMC | MHHS-TMC | TMC-Respiratory-Adult |  | 2/6/19 |  |  |  | HUMIDIFIERS |  | HUMIDIFIERHEATED-Vapotherm-Precision Flow Plus | HUMIDIFIERHEATED | Precision Flow Plus |  |  |  | Vapotherm | Humidifier, Heated |  | HUMIDIFIERHEATED-Vapotherm-Precision Flow Plus |  | 12/30/17 | Verified 3/30/2020 4:07pm (Central) |  | Covered PM Repair - Biomedical | MHHS-TMC
NO | YES |  |  |  | 077-09281 | 077-09281 | Vapotherm Inc | PRECISION FLOW PLUS |  | PFP00004730-E | TMC-Respiratory-Adult | MHHS-TMC |  | Humidifier, Heated |  | 077-09281 | 077-09281 | TMC | MHHS-TMC | TMC-Respiratory-Adult |  | 2/8/19 |  |  |  | HUMIDIFIERS |  | HUMIDIFIERHEATED-Vapotherm-Precision Flow Plus | HUMIDIFIERHEATED | Precision Flow Plus |  |  |  | Vapotherm | Humidifier, Heated |  | HUMIDIFIERHEATED-Vapotherm-Precision Flow Plus |  | 12/30/17 | Verified 3/30/2020 4:07pm (Central) |  | Covered PM Repair - Biomedical | MHHS-TMC
NO | YES |  |  |  | 077-09283 | 077-09283 | Vapotherm Inc | PRECISION FLOW PLUS |  | PFP00004696-E | TMC-Respiratory-Adult | MHHS-TMC |  | Humidifier, Heated |  | 077-09283 | 077-09283 | TMC | MHHS-TMC | TMC-Respiratory-Adult |  | 2/12/19 |  |  |  | HUMIDIFIERS |  | HUMIDIFIERHEATED-Vapotherm-Precision Flow Plus | HUMIDIFIERHEATED | Precision Flow Plus |  |  |  | Vapotherm | Humidifier, Heated |  | HUMIDIFIERHEATED-Vapotherm-Precision Flow Plus |  | 12/30/17 | Verified 3/30/2020 4:07pm (Central) |  | Covered PM Repair - Biomedical | MHHS-TMC
NO | YES |  |  |  | 077-09284 | 077-09284 | Vapotherm Inc | PRECISION FLOW PLUS |  | PFP00004728-E | TMC-Jones-TSCU (9J) | MHHS-TMC |  | Humidifier, Heated |  | 077-09284 | 077-09284 | TMC | MHHS-TMC | TMC-Jones-TSCU (9J) | Clean room | 2/1/19 |  | 2/1/20 |  | HUMIDIFIERS |  | HUMIDIFIERHEATED-Vapotherm-Precision Flow Plus | HUMIDIFIERHEATED | Precision Flow Plus |  |  |  | Vapotherm | Humidifier, Heated |  | HUMIDIFIERHEATED-Vapotherm-Precision Flow Plus |  | 12/30/17 |  |  | Covered PM Repair - Biomedical | MHHS-TMC
NO | YES |  |  |  | 077-09285 | 077-09285 | Vapotherm Inc | PRECISION FLOW PLUS |  | PFP00004768-E | TMC-Hermann-Adult ER (1Hp) | MHHS-TMC |  | Humidifier, Heated |  | 077-09285 | 077-09285 | TMC | MHHS-TMC | TMC-Hermann-Adult ER (1Hp) | Rt ec 210 | 1/1/19 |  | 1/1/20 |  | HUMIDIFIERS | Humidifier, Heated | HUMIDIFIERHEATED-Vapotherm-Precision Flow Plus | HUMIDIFIERHEATED | Precision Flow Plus |  |  |  | Vapotherm | Humidifier, Heated |  | HUMIDIFIERHEATED-Vapotherm-Precision Flow Plus |  | 12/30/17 |  | HH-A | Covered PM Repair - Biomedical | MHHS-TMC | [8 empty] | HUMIDIFIERHEATED | Humidifier, Heated | Vapotherm
NO | YES |  |  |  | 077-09289 | 077-09289 | Vapotherm Inc | PRECISION FLOW PLUS |  | PFP00004786-E | TMC-HVI-CVICU (8Hvi) | MHHS-TMC |  | Humidifier, Heated |  | 077-09289 | 077-09289 | TMC | MHHS-TMC | TMC-HVI-CVICU (8Hvi) |  | 1/1/19 |  | 1/1/20 | PM Past Due | HUMIDIFIERS | Humidifier, Heated | HUMIDIFIERHEATED-Vapotherm-Precision Flow Plus | HUMIDIFIERHEATED | Precision Flow Plus |  |  |  | Vapotherm | Humidifier, Heated |  | HUMIDIFIERHEATED-Vapotherm-Precision Flow Plus |  | 12/30/17 |  | HH-A | Covered PM Repair - Biomedical | MHHS-TMC | [8 empty] | HUMIDIFIERHEATED | Humidifier, Heated | Vapotherm
NO | YES |  |  |  | 077-09291 | 077-09291 | Vapotherm Inc | PRECISION FLOW PLUS |  | PFP00004780-E | TMC-Respiratory-Adult | MHHS-TMC |  | Humidifier, Heated |  | 077-09291 | 077-09291 | TMC | MHHS-TMC | TMC-Respiratory-Adult | Biomed | 1/1/19 |  | 1/1/20 |  | HUMIDIFIERS | Humidifier, Heated | HUMIDIFIERHEATED-Vapotherm-Precision Flow Plus | HUMIDIFIERHEATED | Precision Flow Plus |  |  |  | Vapotherm | Humidifier, Heated |  | HUMIDIFIERHEATED-Vapotherm-Precision Flow Plus |  | 12/30/17 |  | HH-A | Covered PM Repair - Biomedical | MHHS-TMC | [8 empty] | HUMIDIFIERHEATED | Humidifier, Heated | Vapotherm
NO | YES |  |  |  | 077-09292 | 077-09292 | Vapotherm Inc | PRECISION FLOW PLUS |  | PFP00004497-E | TMC-Respiratory-Adult | MHHS-TMC |  | Humidifier, Heated |  | 077-09292 | 077-09292 | TMC | MHHS-TMC | TMC-Respiratory-Adult |  | 2/14/19 |  |  |  | HUMIDIFIERS |  | HUMIDIFIERHEATED-Vapotherm-Precision Flow Plus | HUMIDIFIERHEATED | Precision Flow Plus |  |  |  | Vapotherm | Humidifier, Heated |  | HUMIDIFIERHEATED-Vapotherm-Precision Flow Plus |  | 12/30/17 | Verified 3/30/2020 4:07pm (Central) |  | Covered PM Repair - Biomedical | MHHS-TMC
NO | YES |  |  |  | 077-09293 | 077-09293 | Vapotherm Inc | PRECISION FLOW PLUS |  | PFP00004706-E | TMC-Respiratory-Adult | MHHS-TMC |  | Humidifier, Heated |  | 077-09293 | 077-09293 | TMC | MHHS-TMC | TMC-Respiratory-Adult | Biomed | 2/1/19 |  | 2/1/20 |  | HUMIDIFIERS | Humidifier, Heated | HUMIDIFIERHEATED-Vapotherm-Precision Flow Plus | HUMIDIFIERHEATED | Precision Flow Plus |  |  |  | Vapotherm | Humidifier, Heated |  | HUMIDIFIERHEATED-Vapotherm-Precision Flow Plus |  | 12/30/17 |  | HH-A | Covered PM Repair - Biomedical | MHHS-TMC | [8 empty] | HUMIDIFIERHEATED | Humidifier, Heated | Vapotherm
NO | YES |  |  |  | 077-09294 | 077-09294 | Vapotherm Inc | PRECISION FLOW PLUS |  | PFP00004715-E | TMC-HVI-Heart Failure ICU (5Hvi) | MHHS-TMC |  | Humidifier, Heated |  | 077-09294 | 077-09294 | TMC | MHHS-TMC | TMC-HVI-Heart Failure ICU (5Hvi) | 509 - storage | 1/1/19 |  | 1/1/20 |  | HUMIDIFIERS | Humidifier, Heated | HUMIDIFIERHEATED-Vapotherm-Precision Flow Plus | HUMIDIFIERHEATED | Precision Flow Plus |  |  |  | Vapotherm | Humidifier, Heated |  | HUMIDIFIERHEATED-Vapotherm-Precision Flow Plus |  | 12/30/17 |  | HH-A | Covered PM Repair - Biomedical | MHHS-TMC | [8 empty] | HUMIDIFIERHEATED | Humidifier, Heated | Vapotherm
NO | YES |  |  |  | 077-09295 | 077-09295 | Vapotherm Inc | PRECISION FLOW PLUS |  | PFP00004711-E | TMC-Respiratory-Adult | MHHS-TMC |  | Humidifier, Heated |  | 077-09295 | 077-09295 | TMC | MHHS-TMC | TMC-Respiratory-Adult |  | 2/1/19 |  |  |  | HUMIDIFIERS |  | HUMIDIFIERHEATED-Vapotherm-Precision Flow Plus | HUMIDIFIERHEATED | Precision Flow Plus |  |  |  | Vapotherm | Humidifier, Heated |  | HUMIDIFIERHEATED-Vapotherm-Precision Flow Plus |  | 12/30/17 | Verified 3/30/2020 4:07pm (Central) |  | Covered PM Repair - Biomedical | MHHS-TMC
NO | YES |  |  |  | 077-09296 | 077-09296 | Vapotherm Inc | PRECISION FLOW PLUS |  | PFP00004322-E | TMC-Respiratory-Adult | MHHS-TMC |  | Humidifier, Heated |  | 077-09296 | 077-09296 | TMC | MHHS-TMC | TMC-Respiratory-Adult |  | 1/31/19 |  |  |  | HUMIDIFIERS |  | HUMIDIFIERHEATED-Vapotherm-Precision Flow Plus | HUMIDIFIERHEATED | Precision Flow Plus |  |  |  | Vapotherm | Humidifier, Heated |  | HUMIDIFIERHEATED-Vapotherm-Precision Flow Plus |  | 12/30/17 | Verified 3/30/2020 4:07pm (Central) |  | Covered PM Repair - Biomedical | MHHS-TMC
NO | YES |  |  |  | 077-09297 | 077-09297 | Vapotherm Inc | PRECISION FLOW PLUS |  | PFP00004725-E | TMC-Respiratory-Adult | MHHS-TMC |  | Humidifier, Heated |  | 077-09297 | 077-09297 | TMC | MHHS-TMC | TMC-Respiratory-Adult | Supply room |  |  |  |  | HUMIDIFIERS | Humidifier, Heated | HUMIDIFIERHEATED-Vapotherm-Precision Flow Plus | HUMIDIFIERHEATED | Precision Flow Plus |  |  |  | Vapotherm | Humidifier, Heated |  | HUMIDIFIERHEATED-Vapotherm-Precision Flow Plus |  | 12/30/17 |  | HH-A | Covered PM Repair - Biomedical | MHHS-TMC | [8 empty] | HUMIDIFIERHEATED | Humidifier, Heated | Vapotherm
NO | YES |  |  |  | 077-09298 | 077-09298 | Vapotherm Inc | PRECISION FLOW PLUS |  | PFP00004509-E | TMC-Sarofim 8-TSCU | MHHS-TMC |  | Humidifier, Heated |  | 077-09298 | 077-09298 | TMC | MHHS-TMC | TMC-Sarofim 8-TSCU | Clean room | 1/1/19 |  | 7/1/20 |  | HUMIDIFIERS |  | HUMIDIFIERHEATED-Vapotherm-Precision Flow Plus | HUMIDIFIERHEATED | Precision Flow Plus |  |  |  | Vapotherm | Humidifier, Heated |  | HUMIDIFIERHEATED-Vapotherm-Precision Flow Plus |  | 12/30/17 |  |  | Covered PM Repair - Biomedical | MHHS-TMC
NO | YES |  |  |  | 077-09300 | 077-09300 | Vapotherm Inc | PRECISION FLOW PLUS |  | PFP00004774- | TMC-Respiratory-Adult | MHHS-TMC |  | Humidifier, Heated |  | 077-09300 | 077-09300 | TMC | MHHS-TMC | TMC-Respiratory-Adult |  | 3/11/19 |  |  |  | HUMIDIFIERS |  | HUMIDIFIERHEATED-Vapotherm-Precision Flow Plus | HUMIDIFIERHEATED | Precision Flow Plus |  |  |  | Vapotherm | Humidifier, Heated |  | HUMIDIFIERHEATED-Vapotherm-Precision Flow Plus |  | 12/30/17 | Verified 3/30/2020 4:07pm (Central) |  | Covered PM Repair - Biomedical | MHHS-TMC
NO | YES |  |  |  | 077-09302 | 077-09302 | Vapotherm Inc | PRECISION FLOW PLUS |  | PFP00004773-E | TMC-Respiratory-Adult | MHHS-TMC |  | Humidifier, Heated |  | 077-09302 | 077-09302 | TMC | MHHS-TMC | TMC-Respiratory-Adult | Resp | 3/1/19 |  |  | No PM Sticker | HUMIDIFIERS |  | HUMIDIFIERHEATED-Vapotherm-Precision Flow Plus | HUMIDIFIERHEATED | Precision Flow Plus |  |  |  | Vapotherm | Humidifier, Heated |  | HUMIDIFIERHEATED-Vapotherm-Precision Flow Plus |  | 12/30/17 |  |  | Covered PM Repair - Biomedical | MHHS-TMC
NO | YES |  |  |  | 077-09303 | 077-09303 | Vapotherm Inc | PRECISION FLOW PLUS |  | PFP00004731-E | TMC-Respiratory-Adult | MHHS-TMC |  | Humidifier, Heated |  | 077-09303 | 077-09303 | TMC | MHHS-TMC | TMC-Respiratory-Adult | RESPIRATORY - ADULT |  |  |  |  | HUMIDIFIERS |  | HUMIDIFIERHEATED-Vapotherm-Precision Flow Plus | HUMIDIFIERHEATED | Precision Flow Plus |  |  |  | Vapotherm | Humidifier, Heated |  | HUMIDIFIERHEATED-Vapotherm-Precision Flow Plus |  | 12/29/17 |  |  | Covered PM Repair - Biomedical | MHHS-TMC
NO | YES |  |  |  | 077-09304 | 077-09304 | Vapotherm Inc | PRECISION FLOW PLUS |  | PFP00004726 | TMC-Respiratory-Adult | MHHS-TMC |  | Humidifier, Heated |  | 077-09304 | 077-09304 | TMC | MHHS-TMC | TMC-Respiratory-Adult |  | 3/1/19 |  |  |  | HUMIDIFIERS |  | HUMIDIFIERHEATED-Vapotherm-Precision Flow Plus | HUMIDIFIERHEATED | Precision Flow Plus |  |  |  | Vapotherm | Humidifier, Heated |  | HUMIDIFIERHEATED-Vapotherm-Precision Flow Plus |  | 12/29/17 |  |  | Covered PM Repair - Biomedical | MHHS-TMC
NO | YES |  |  |  | 077-09305 | 077-09305 | Vapotherm Inc | PRECISION FLOW PLUS |  | PFP00004490-E | TMC-Respiratory-Adult | MHHS-TMC |  | Humidifier, Heated |  | 077-09305 | 077-09305 | TMC | MHHS-TMC | TMC-Respiratory-Adult |  | 3/1/19 |  | 4/1/20 |  | HUMIDIFIERS |  | HUMIDIFIERHEATED-Vapotherm-Precision Flow Plus | HUMIDIFIERHEATED | Precision Flow Plus |  |  |  | Vapotherm | Humidifier, Heated |  | HUMIDIFIERHEATED-Vapotherm-Precision Flow Plus |  | 12/29/17 |  |  | Covered PM Repair - Biomedical | MHHS-TMC
NO | YES |  |  |  | 077-09306 | 077-09306 | Vapotherm Inc | PRECISION FLOW PLUS |  | PFP00004762-E | TMC-Respiratory-Adult | MHHS-TMC |  | Humidifier, Heated |  | 077-09306 | 077-09306 | TMC | MHHS-TMC | TMC-Respiratory-Adult |  | 2/1/19 |  |  |  | HUMIDIFIERS |  | HUMIDIFIERHEATED-Vapotherm-Precision Flow Plus | HUMIDIFIERHEATED | Precision Flow Plus |  |  |  | Vapotherm | Humidifier, Heated |  | HUMIDIFIERHEATED-Vapotherm-Precision Flow Plus |  | 12/29/17 | Verified 3/30/2020 4:07pm (Central) |  | Covered PM Repair - Biomedical | MHHS-TMC
NO | YES |  |  |  | 077-09308 | 077-09308 | Vapotherm Inc | PRECISION FLOW PLUS |  | PFP00004764-E | TMC-Respiratory-Adult | MHHS-TMC |  | Humidifier, Heated |  | 077-09308 | 077-09308 | TMC | MHHS-TMC | TMC-Respiratory-Adult | Clean Supply | 2/1/19 |  | 1/1/20 |  | HUMIDIFIERS |  | HUMIDIFIERHEATED-Vapotherm-Precision Flow Plus | HUMIDIFIERHEATED | Precision Flow Plus |  |  |  | Vapotherm | Humidifier, Heated |  | HUMIDIFIERHEATED-Vapotherm-Precision Flow Plus |  | 12/30/17 |  |  | Covered PM Repair - Biomedical | MHHS-TMC
NO | YES |  |  |  | 077-09310 | 077-09310 | Vapotherm Inc | PRECISION FLOW PLUS |  | PFP00004770-E | TMC-Respiratory-Adult | MHHS-TMC |  | Humidifier, Heated |  | 077-09310 | 077-09310 | TMC | MHHS-TMC | TMC-Respiratory-Adult | RESPIRATORY - ADULT | 3/1/20 |  | 3/1/21 |  | HUMIDIFIERS |  | HUMIDIFIERHEATED-Vapotherm-Precision Flow Plus | HUMIDIFIERHEATED | Precision Flow Plus |  |  |  | Vapotherm | Humidifier, Heated |  | HUMIDIFIERHEATED-Vapotherm-Precision Flow Plus |  | 12/30/17 |  |  | Covered PM Repair - Biomedical | MHHS-TMC
NO | YES |  |  |  | 077-09311 | 077-09311 | Vapotherm Inc | PRECISION FLOW PLUS |  | PFP00004772-E | TMC-Respiratory-Adult | MHHS-TMC |  | Humidifier, Heated |  | 077-09311 | 077-09311 | TMC | MHHS-TMC | TMC-Respiratory-Adult | Memorial Hermann- Texas Medical Center NICU | 2/1/19 |  | 2/1/20 |  | HUMIDIFIERS |  | HUMIDIFIERHEATED-Vapotherm-Precision Flow Plus | HUMIDIFIERHEATED | Precision Flow Plus |  |  |  | Vapotherm | Humidifier, Heated |  | HUMIDIFIERHEATED-Vapotherm-Precision Flow Plus |  | 12/29/17 |  |  | Covered PM Repair - Biomedical | MHHS-TMC
NO | YES |  |  |  | 077-09313 | 077-09313 | Vapotherm Inc | PRECISION FLOW PLUS |  | PFP00004783-E | TMC-Respiratory-Adult | MHHS-TMC |  | Humidifier, Heated |  | 077-09313 | 077-09313 | TMC | MHHS-TMC | TMC-Respiratory-Adult |  | 2/1/19 |  |  |  | HUMIDIFIERS |  | HUMIDIFIERHEATED-Vapotherm-Precision Flow Plus | HUMIDIFIERHEATED | Precision Flow Plus |  |  |  | Vapotherm | Humidifier, Heated |  | HUMIDIFIERHEATED-Vapotherm-Precision Flow Plus |  | 12/30/17 | Verified 3/29/2020 11:26:am (Central) |  | Covered PM Repair - Biomedical | MHHS-TMC
NO | YES |  |  |  | 077-09314 | 077-09314 | Vapotherm Inc | PRECISION FLOW PLUS |  | PFP00004767-E | TMC-Hermann-Pedi ER (1Hp) | MHHS-TMC |  | Humidifier, Heated |  | 077-09314 | 077-09314 | TMC | MHHS-TMC | TMC-Hermann-Pedi ER (1Hp) | Nursing | 2/1/19 |  | 1/1/20 |  | HUMIDIFIERS | Humidifier, Heated | HUMIDIFIERHEATED-Vapotherm-Precision Flow Plus | HUMIDIFIERHEATED | Precision Flow Plus |  |  |  | Vapotherm | Humidifier, Heated |  | HUMIDIFIERHEATED-Vapotherm-Precision Flow Plus |  | 12/30/17 |  | HH-A | Covered PM Repair - Biomedical | MHHS-TMC | [8 empty] | HUMIDIFIERHEATED | Humidifier, Heated | Vapotherm
NO | YES |  |  |  | 077-09315 | 077-09315 | Vapotherm Inc | PRECISION FLOW PLUS |  | PFP00004757-E | TMC-Respiratory-Adult | MHHS-TMC |  | Humidifier, Heated |  | 077-09315 | 077-09315 | TMC | MHHS-TMC | TMC-Respiratory-Adult | Respiratory 5th fl | 3/1/20 |  | 3/1/21 |  | HUMIDIFIERS |  | HUMIDIFIERHEATED-Vapotherm-Precision Flow Plus | HUMIDIFIERHEATED | Precision Flow Plus |  |  |  | Vapotherm | Humidifier, Heated |  | HUMIDIFIERHEATED-Vapotherm-Precision Flow Plus |  | 12/30/17 |  |  | Covered PM Repair - Biomedical | MHHS-TMC
NO | YES |  |  |  | 077-09317 | 077-09317 | Vapotherm Inc | PRECISION FLOW PLUS |  | PFP00004766-E | TMC-Respiratory-Adult | MHHS-TMC |  | Humidifier, Heated |  | 077-09317 | 077-09317 | TMC | MHHS-TMC | TMC-Respiratory-Adult | Resp | 2/1/19 |  |  | No PM Sticker | HUMIDIFIERS |  | HUMIDIFIERHEATED-Vapotherm-Precision Flow Plus | HUMIDIFIERHEATED | Precision Flow Plus |  |  |  | Vapotherm | Humidifier, Heated |  | HUMIDIFIERHEATED-Vapotherm-Precision Flow Plus |  | 12/30/17 |  |  | Covered PM Repair - Biomedical | MHHS-TMC
NO | YES |  |  |  | 077-09320 | 077-09320 | Vapotherm Inc | PRECISION FLOW PLUS |  | PFP00004759-E | TMC-Respiratory-Adult | MHHS-TMC |  | Humidifier, Heated |  | 077-09320 | 077-09320 | TMC | MHHS-TMC | TMC-Respiratory-Adult |  | 2/25/19 |  |  |  | HUMIDIFIERS |  | HUMIDIFIERHEATED-Vapotherm-Precision Flow Plus | HUMIDIFIERHEATED | Precision Flow Plus |  |  |  | Vapotherm | Humidifier, Heated |  | HUMIDIFIERHEATED-Vapotherm-Precision Flow Plus |  | 3/15/18 | Verified 3/29/2020 11:26:am (Central) |  | Covered PM Repair - Biomedical | MHHS-TMC
NO | YES |  |  |  | 077-09272 | 077-09272 | Vapotherm Inc | PRECISION FLOW PLUS |  | PFP00004513-E | TMC-Respiratory-Pedi | MHHS-TMC |  | Humidifier, Heated |  | 077-09272 | 077-09272 | TMC | MHHS-TMC | TMC-Respiratory-Pedi | [5 empty] | HUMIDIFIERS |  | HUMIDIFIERHEATED-Vapotherm-Precision Flow Plus | HUMIDIFIERHEATED | Precision Flow Plus |  |  |  | Vapotherm | Humidifier, Heated |  | HUMIDIFIERHEATED-Vapotherm-Precision Flow Plus |  | 3/15/18 | Verified 3/30/2020 4:07pm (Central) |  | Covered PM Repair - Biomedical | MHHS-TMC
NO | YES |  |  |  | 029-12503 | 029-12503 | Vapotherm Inc | PRECISION FLOW PLUS |  | PFPC00030096-E | Woodlands-Neurology | MHHS-Woodlands |  | Humidifier, Heated |  | 029-12503 | 029-12503 | Woodlands | MHHS-Woodlands | Woodlands-Neurology | SICU hallway |  |  | 8/1/20 |  | HUMIDIFIERS | Humidifier, Heated | HUMIDIFIERHEATED-Vapotherm-Precision Flow Plus | HUMIDIFIERHEATED | Precision Flow Plus |  |  |  | Vapotherm | Humidifier, Heated |  | HUMIDIFIERHEATED-Vapotherm-Precision Flow Plus |  | 12/16/17 |  | HH-A | Covered PM Repair - Biomedical | MHHS-Woodlands | [8 empty] | HUMIDIFIERHEATED | Humidifier, Heated | Vapotherm
NO | YES |  |  |  | 029-12509 | 029-12509 | Vapotherm Inc | PRECISION FLOW PLUS |  | PFPC00030032-E | Woodlands-Respiratory | MHHS-Woodlands |  | Humidifier, Heated |  | 029-12509 | 029-12509 | Woodlands | MHHS-Woodlands | Woodlands-Respiratory | Respiratory storage |  |  | 8/1/20 |  | HUMIDIFIERS | Humidifier, Heated | HUMIDIFIERHEATED-Vapotherm-Precision Flow Plus | HUMIDIFIERHEATED | Precision Flow Plus |  |  |  | Vapotherm | Humidifier, Heated |  | HUMIDIFIERHEATED-Vapotherm-Precision Flow Plus |  | 12/16/17 |  | HH-A | Covered PM Repair - Biomedical | MHHS-Woodlands | [8 empty] | HUMIDIFIERHEATED | Humidifier, Heated | Vapotherm
NO | YES |  |  |  | 029-12519 | 029-12519 | Vapotherm Inc | PRECISION FLOW PLUS |  | PFPC00030054-E | Woodlands-Respiratory | MHHS-Woodlands |  | Humidifier, Heated |  | 029-12519 | 029-12519 | Woodlands | MHHS-Woodlands | Woodlands-Respiratory | Nicu storage room |  |  | 9/1/20 |  | HUMIDIFIERS | Humidifier, Heated | HUMIDIFIERHEATED-Vapotherm-Precision Flow Plus | HUMIDIFIERHEATED | Precision Flow Plus |  |  |  | Vapotherm | Humidifier, Heated |  | HUMIDIFIERHEATED-Vapotherm-Precision Flow Plus |  |  |  | HH-A | Covered PM Repair - Biomedical | MHHS-Woodlands | [8 empty] | HUMIDIFIERHEATED | Humidifier, Heated | Vapotherm
NO | YES |  |  |  | 029-12652 | 029-12652 | Vapotherm Inc | PRECISION FLOW PLUS |  | PFPC00030122-E | Woodlands-PCU6 | MHHS-Woodlands |  | Humidifier, Heated |  | 029-12652 | 029-12652 | Woodlands | MHHS-Woodlands | Woodlands-PCU6 | Nurse Station | 2/1/20 |  | 8/1/20 |  | HUMIDIFIERS | Humidifier, Heated | HUMIDIFIERHEATED-Vapotherm-Precision Flow Plus | HUMIDIFIERHEATED | Precision Flow Plus |  |  |  | Vapotherm | Humidifier, Heated |  | HUMIDIFIERHEATED-Vapotherm-Precision Flow Plus |  |  |  | HH-A | Covered PM Repair - Biomedical | MHHS-Woodlands | [8 empty] | HUMIDIFIERHEATED | Humidifier, Heated | Vapotherm
NO | YES |  |  |  | 029-12654 | 029-12654 | Vapotherm Inc | PRECISION FLOW PLUS |  | PFPC00030130-E | Woodlands-Respiratory | MHHS-Woodlands |  | Humidifier, Heated |  | 029-12654 | 029-12654 | Woodlands | MHHS-Woodlands | Woodlands-Respiratory | Respiratory storage | 11/1/19 |  | 8/1/20 |  | HUMIDIFIERS | Humidifier, Heated | HUMIDIFIERHEATED-Vapotherm-Precision Flow Plus | HUMIDIFIERHEATED | Precision Flow Plus |  |  |  | Vapotherm | Humidifier, Heated |  | HUMIDIFIERHEATED-Vapotherm-Precision Flow Plus |  |  |  | HH-A | Covered PM Repair - Biomedical | MHHS-Woodlands | [8 empty] | HUMIDIFIERHEATED | Humidifier, Heated | Vapotherm
NO | YES |  |  |  | 029-32129 | 029-32129 | Vapotherm Inc | PRECISION FLOW PLUS |  | PFP00001231-E | Woodlands-Respiratory | MHHS-Woodlands |  | Humidifier, Heated |  | 029-32129 | 029-32129 | Woodlands | MHHS-Woodlands | Woodlands-Respiratory | Nicu storage room | 2/1/19 |  | 9/1/20 |  | HUMIDIFIERS | Humidifier, Heated | HUMIDIFIERHEATED-Vapotherm-Precision Flow Plus | HUMIDIFIERHEATED | Precision Flow Plus |  |  |  | Vapotherm | Humidifier, Heated |  | HUMIDIFIERHEATED-Vapotherm-Precision Flow Plus |  |  |  | HH-A | Covered PM Repair - Biomedical | MHHS-Woodlands | [8 empty] | HUMIDIFIERHEATED | Humidifier, Heated | Vapotherm
NO | YES |  |  |  | 029-32241 | 029-32241 | Vapotherm Inc | PRECISION FLOW PLUS |  | PFP00002506-E | Woodlands-Respiratory | MHHS-Woodlands |  | Humidifier, Heated |  | 029-32241 | 029-32241 | Woodlands | MHHS-Woodlands | Woodlands-Respiratory | Respiratory Equipment Storage - N1 105 | 3/1/20 |  | 9/1/20 |  | HUMIDIFIERS | Humidifier, Heated | HUMIDIFIERHEATED-Vapotherm-Precision Flow Plus | HUMIDIFIERHEATED | Precision Flow Plus |  |  |  | Vapotherm | Humidifier, Heated |  | HUMIDIFIERHEATED-Vapotherm-Precision Flow Plus |  | 12/1/17 |  | HH-A | Covered PM Repair - Biomedical | MHHS-Woodlands | [8 empty] | HUMIDIFIERHEATED | Humidifier, Heated | Vapotherm
NO | YES |  |  |  | 029-32242 | 029-32242 | Vapotherm Inc | PRECISION FLOW PLUS |  | PFP00000737-E | Woodlands-Respiratory | MHHS-Woodlands |  | Humidifier, Heated |  | 029-32242 | 029-32242 | Woodlands | MHHS-Woodlands | Woodlands-Respiratory | Respiratory storage | 2/1/19 |  | 8/1/20 |  | HUMIDIFIERS | Humidifier, Heated | HUMIDIFIERHEATED-Vapotherm-Precision Flow Plus | HUMIDIFIERHEATED | Precision Flow Plus |  |  |  | Vapotherm | Humidifier, Heated |  | HUMIDIFIERHEATED-Vapotherm-Precision Flow Plus |  | 12/1/17 |  | HH-A | Covered PM Repair - Biomedical | MHHS-Woodlands | [8 empty] | HUMIDIFIERHEATED | Humidifier, Heated | Vapotherm
NO | YES |  |  |  | 029-32243 | 029-32243 | Vapotherm Inc | PRECISION FLOW PLUS |  | PFP00001267-E | Woodlands-Respiratory | MHHS-Woodlands |  | Humidifier, Heated |  | 029-32243 | 029-32243 | Woodlands | MHHS-Woodlands | Woodlands-Respiratory | Respiratory storage | 2/1/19 |  | 8/1/20 |  | HUMIDIFIERS | Humidifier, Heated | HUMIDIFIERHEATED-Vapotherm-Precision Flow Plus | HUMIDIFIERHEATED | Precision Flow Plus |  |  |  | Vapotherm | Humidifier, Heated |  | HUMIDIFIERHEATED-Vapotherm-Precision Flow Plus |  | 12/1/17 |  | HH-A | Covered PM Repair - Biomedical | MHHS-Woodlands | [8 empty] | HUMIDIFIERHEATED | Humidifier, Heated | Vapotherm
NO | YES |  |  |  | 029-32244 | 029-32244 | Vapotherm Inc | PRECISION FLOW PLUS |  | PFP00001252-E | Woodlands-Respiratory | MHHS-Woodlands |  | Humidifier, Heated |  | 029-32244 | 029-32244 | Woodlands | MHHS-Woodlands | Woodlands-Respiratory | Respiratory Equipment Storage - N1 105 | 2/1/20 |  | 8/1/20 |  | HUMIDIFIERS | Humidifier, Heated | HUMIDIFIERHEATED-Vapotherm-Precision Flow Plus | HUMIDIFIERHEATED | Precision Flow Plus |  |  |  | Vapotherm | Humidifier, Heated |  | HUMIDIFIERHEATED-Vapotherm-Precision Flow Plus |  | 12/1/17 |  | HH-A | Covered PM Repair - Biomedical | MHHS-Woodlands | [8 empty] | HUMIDIFIERHEATED | Humidifier, Heated | Vapotherm
NO | YES |  |  |  | 029-32248 | 029-32248 | Vapotherm Inc | PRECISION FLOW PLUS |  | PFP00001616-E | Woodlands-Respiratory | MHHS-Woodlands |  | Humidifier, Heated |  | 029-32248 | 029-32248 | Woodlands | MHHS-Woodlands | Woodlands-Respiratory | Respiratory Equipment Storage - N1 105 | 2/1/20 |  | 8/1/20 |  | HUMIDIFIERS | Humidifier, Heated | HUMIDIFIERHEATED-Vapotherm-Precision Flow Plus | HUMIDIFIERHEATED | Precision Flow Plus |  |  |  | Vapotherm | Humidifier, Heated |  | HUMIDIFIERHEATED-Vapotherm-Precision Flow Plus |  | 12/1/17 |  | HH-A | Covered PM Repair - Biomedical | MHHS-Woodlands | [8 empty] | HUMIDIFIERHEATED | Humidifier, Heated | Vapotherm
NO | YES |  |  |  | 029-32249 | 029-32249 | Vapotherm Inc | PRECISION FLOW PLUS |  | PFP00003871-E | Woodlands-Respiratory | MHHS-Woodlands |  | Humidifier, Heated |  | 029-32249 | 029-32249 | Woodlands | MHHS-Woodlands | Woodlands-Respiratory | Respiratory storage | 2/1/19 |  | 8/1/20 |  | HUMIDIFIERS | Humidifier, Heated | HUMIDIFIERHEATED-Vapotherm-Precision Flow Plus | HUMIDIFIERHEATED | Precision Flow Plus |  |  |  | Vapotherm | Humidifier, Heated |  | HUMIDIFIERHEATED-Vapotherm-Precision Flow Plus |  | 12/7/17 |  | HH-A | Covered PM Repair - Biomedical | MHHS-Woodlands | [8 empty] | HUMIDIFIERHEATED | Humidifier, Heated | Vapotherm
NO | YES |  |  |  | 029-32251 | 029-32251 | Vapotherm Inc | PRECISION FLOW PLUS |  | PFP00003905-E | Woodlands-Respiratory | MHHS-Woodlands |  | Humidifier, Heated |  | 029-32251 | 029-32251 | Woodlands | MHHS-Woodlands | Woodlands-Respiratory | Respiratory storage | 2/1/19 |  | 8/1/20 |  | HUMIDIFIERS | Humidifier, Heated | HUMIDIFIERHEATED-Vapotherm-Precision Flow Plus | HUMIDIFIERHEATED | Precision Flow Plus |  |  |  | Vapotherm | Humidifier, Heated |  | HUMIDIFIERHEATED-Vapotherm-Precision Flow Plus |  |  |  | HH-A | Covered PM Repair - Biomedical | MHHS-Woodlands | [8 empty] | HUMIDIFIERHEATED | Humidifier, Heated | Vapotherm
NO | YES |  |  |  | 029-32286 | 029-32286 | Vapotherm Inc | PRECISION FLOW PLUS |  | PFP00001263-E | Woodlands-Respiratory | MHHS-Woodlands |  | Humidifier, Heated |  | 029-32286 | 029-32286 | Woodlands | MHHS-Woodlands | Woodlands-Respiratory | ER | 3/1/20 |  | 3/1/21 |  | HUMIDIFIERS | Humidifier, Heated | HUMIDIFIERHEATED-Vapotherm-Precision Flow Plus | HUMIDIFIERHEATED | Precision Flow Plus |  |  |  | Vapotherm | Humidifier, Heated |  | HUMIDIFIERHEATED-Vapotherm-Precision Flow Plus |  | 12/7/17 |  | HH-A | Covered PM Repair - Biomedical | MHHS-Woodlands | [8 empty] | HUMIDIFIERHEATED | Humidifier, Heated | Vapotherm
NO | YES |  |  |  | 029-32287 | 029-32287 | Vapotherm Inc | PRECISION FLOW PLUS |  | PFP00002737-E | Woodlands-Neurology | MHHS-Woodlands |  | Humidifier, Heated |  | 029-32287 | 029-32287 | Woodlands | MHHS-Woodlands | Woodlands-Neurology | Neuroscience corner storage | 2/1/19 |  | 8/1/20 |  | HUMIDIFIERS | Humidifier, Heated | HUMIDIFIERHEATED-Vapotherm-Precision Flow Plus | HUMIDIFIERHEATED | Precision Flow Plus |  |  |  | Vapotherm | Humidifier, Heated |  | HUMIDIFIERHEATED-Vapotherm-Precision Flow Plus |  | 12/16/17 |  | HH-A | Covered PM Repair - Biomedical | MHHS-Woodlands | [8 empty] | HUMIDIFIERHEATED | Humidifier, Heated | Vapotherm
NO | YES |  |  |  | 029-32288 | 029-32288 | Vapotherm Inc | PRECISION FLOW PLUS |  | PFP00004188-E | Woodlands-PCU6 | MHHS-Woodlands |  | Humidifier, Heated |  | 029-32288 | 029-32288 | Woodlands | MHHS-Woodlands | Woodlands-PCU6 | Nurse Station | 2/1/19 |  | 8/1/20 |  | HUMIDIFIERS | Humidifier, Heated | HUMIDIFIERHEATED-Vapotherm-Precision Flow Plus | HUMIDIFIERHEATED | Precision Flow Plus |  |  |  | Vapotherm | Humidifier, Heated |  | HUMIDIFIERHEATED-Vapotherm-Precision Flow Plus |  | 12/16/17 |  | HH-A | Covered PM Repair - Biomedical | MHHS-Woodlands | [8 empty] | HUMIDIFIERHEATED | Humidifier, Heated | Vapotherm
NO | YES |  |  |  | 029-32289 | 029-32289 | Vapotherm Inc | PRECISION FLOW PLUS |  | PFP00002523-E | Woodlands-Respiratory | MHHS-Woodlands |  | Humidifier, Heated |  | 029-32289 | 029-32289 | Woodlands | MHHS-Woodlands | Woodlands-Respiratory |  | 2/1/19 |  | 8/1/20 |  | HUMIDIFIERS | Humidifier, Heated | HUMIDIFIERHEATED-Vapotherm-Precision Flow Plus | HUMIDIFIERHEATED | Precision Flow Plus |  |  |  | Vapotherm | Humidifier, Heated |  | HUMIDIFIERHEATED-Vapotherm-Precision Flow Plus |  | 12/16/17 |  | HH-A | Covered PM Repair - Biomedical | MHHS-Woodlands | [8 empty] | HUMIDIFIERHEATED | Humidifier, Heated | Vapotherm
NO | YES |  |  |  | 029-32291 | 029-32291 | Vapotherm Inc | PRECISION FLOW PLUS |  | PFP00003894-E | Woodlands-Respiratory | MHHS-Woodlands |  | Humidifier, Heated |  | 029-32291 | 029-32291 | Woodlands | MHHS-Woodlands | Woodlands-Respiratory | Respiratory Equipment Storage - N1 105 | 2/1/20 |  | 8/1/20 |  | HUMIDIFIERS | Humidifier, Heated | HUMIDIFIERHEATED-Vapotherm-Precision Flow Plus | HUMIDIFIERHEATED | Precision Flow Plus |  |  |  | Vapotherm | Humidifier, Heated |  | HUMIDIFIERHEATED-Vapotherm-Precision Flow Plus |  | 12/16/17 |  | HH-A | Covered PM Repair - Biomedical | MHHS-Woodlands | [8 empty] | HUMIDIFIERHEATED | Humidifier, Heated | Vapotherm
NO | YES |  |  |  | 029-32292 | 029-32292 | Vapotherm Inc | PRECISION FLOW PLUS |  | PFP00003892-E | Woodlands-MICU | MHHS-Woodlands |  | Humidifier, Heated |  | 029-32292 | 029-32292 | Woodland | MHHS-Woodlands | Woodlands-MICU | Corner storage (3104) | 2/1/19 |  | 2/1/21 |  | HUMIDIFIERS | Humidifier, Heated | HUMIDIFIERHEATED-Vapotherm-Precision Flow Plus | HUMIDIFIERHEATED | Precision Flow Plus |  |  |  | Vapotherm | Humidifier, Heated |  | HUMIDIFIERHEATED-Vapotherm-Precision Flow Plus |  |  |  | HH-A | Covered PM Repair - Biomedical | MHHS-Woodlands | [8 empty] | HUMIDIFIERHEATED | Humidifier, Heated | Vapotherm
NO | YES |  |  |  | 029-32293 | 029-32293 | Vapotherm Inc | PRECISION FLOW PLUS |  | PFP00003864-E | Woodlands-NICU | MHHS-Woodlands |  | Humidifier, Heated |  | 029-32293 | 029-32293 | Woodlands | MHHS-Woodlands | Woodlands-NICU | Storage | 2/1/19 |  | 9/1/20 |  | HUMIDIFIERS | Humidifier, Heated | HUMIDIFIERHEATED-Vapotherm-Precision Flow Plus | HUMIDIFIERHEATED | Precision Flow Plus |  |  |  | Vapotherm | Humidifier, Heated |  | HUMIDIFIERHEATED-Vapotherm-Precision Flow Plus |  |  |  | HH-A | Covered PM Repair - Biomedical | MHHS-Woodlands | [8 empty] | HUMIDIFIERHEATED | Humidifier, Heated | Vapotherm
NO | YES |  |  |  | 029-32294 | 029-32294 | Vapotherm Inc | PRECISION FLOW PLUS |  | PFP00002516-E | Woodlands-MICU | MHHS-Woodlands |  | Humidifier, Heated |  | 029-32294 | 029-32294 | Woodland | MHHS-Woodlands | Woodlands-MICU | Corner storage (3104) | 2/1/19 |  | 8/1/20 |  | HUMIDIFIERS | Humidifier, Heated | HUMIDIFIERHEATED-Vapotherm-Precision Flow Plus | HUMIDIFIERHEATED | Precision Flow Plus |  |  |  | Vapotherm | Humidifier, Heated |  | HUMIDIFIERHEATED-Vapotherm-Precision Flow Plus |  |  |  | HH-A | Covered PM Repair - Biomedical | MHHS-Woodlands | [8 empty] | HUMIDIFIERHEATED | Humidifier, Heated | Vapotherm
NO | YES |  |  |  | 029-32296 | 029-32296 | Vapotherm Inc | PRECISION FLOW PLUS |  | PFP00000978-E | Woodlands-Respiratory | MHHS-Woodlands |  | Humidifier, Heated |  | 029-32296 | 029-32296 | Woodlands | MHHS-Woodlands | Woodlands-Respiratory | Respiratory Equipment Storage - N1 105 | 2/1/20 |  | 2/1/21 |  | HUMIDIFIERS | Humidifier, Heated | HUMIDIFIERHEATED-Vapotherm-Precision Flow Plus | HUMIDIFIERHEATED | Precision Flow Plus |  |  |  | Vapotherm | Humidifier, Heated |  | HUMIDIFIERHEATED-Vapotherm-Precision Flow Plus |  |  |  | HH-A | Covered PM Repair - Biomedical | MHHS-Woodlands | [8 empty] | HUMIDIFIERHEATED | Humidifier, Heated | Vapotherm
NO | YES |  |  |  | 029-32297 | 029-32297 | Vapotherm Inc | PRECISION FLOW PLUS |  | PFP00003874-E | Woodlands-Respiratory | MHHS-Woodlands |  | Humidifier, Heated |  | 029-32297 | 029-32297 | Woodlands | MHHS-Woodlands | Woodlands-Respiratory | Respiratory storage | 2/1/19 |  | 8/1/20 |  | HUMIDIFIERS | Humidifier, Heated | HUMIDIFIERHEATED-Vapotherm-Precision Flow Plus | HUMIDIFIERHEATED | Precision Flow Plus |  |  |  | Vapotherm | Humidifier, Heated |  | HUMIDIFIERHEATED-Vapotherm-Precision Flow Plus |  | 3/12/20 |  | HH-A | Not Covered Vendor Only - Biomedical | MHHS-Woodlands | [8 empty] | HUMIDIFIERHEATED | Humidifier, Heated | Vapotherm
NO | YES |  |  |  | 029-32299 | 029-32299 | Vapotherm Inc | PRECISION FLOW PLUS |  | PFP00003878-E | Woodlands-PCU6 | MHHS-Woodlands |  | Humidifier, Heated |  | 029-32299 | 029-32299 | Woodlands | MHHS-Woodlands | Woodlands-PCU6 | Nurse Station | 2/1/19 |  | 8/1/20 |  | HUMIDIFIERS | Humidifier, Heated | HUMIDIFIERHEATED-Vapotherm-Precision Flow Plus | HUMIDIFIERHEATED | Precision Flow Plus |  |  |  | Vapotherm | Humidifier, Heated |  | HUMIDIFIERHEATED-Vapotherm-Precision Flow Plus |  |  |  | HH-A | Not Covered Vendor Only - Biomedical | MHHS-Woodlands | [8 empty] | HUMIDIFIERHEATED | Humidifier, Heated | Vapotherm
NO | YES |  |  |  | 029-32300 | 029-32300 | Vapotherm Inc | PRECISION FLOW PLUS |  | PFP00000634E | Woodlands-Neurology | MHHS-Woodlands |  | Humidifier, Heated |  | 029-32300 | 029-32300 | Woodlands | MHHS-Woodlands | Woodlands-Neurology | Neuroscience corner storage | 2/1/19 |  | 8/1/20 |  | HUMIDIFIERS | Humidifier, Heated | HUMIDIFIERHEATED-Vapotherm-Precision Flow Plus | HUMIDIFIERHEATED | Precision Flow Plus |  |  |  | Vapotherm | Humidifier, Heated |  | HUMIDIFIERHEATED-Vapotherm-Precision Flow Plus |  |  |  | HH-A | Not Covered Vendor Only - Biomedical | MHHS-Woodlands | [8 empty] | HUMIDIFIERHEATED | Humidifier, Heated | Vapotherm
NO | YES |  |  |  | 029-32302 | 029-32302 | Vapotherm Inc | PRECISION FLOW PLUS |  | PFP00003886-E | Woodlands-Respiratory | MHHS-Woodlands |  | Humidifier, Heated |  | 029-32302 | 029-32302 | Woodlands | MHHS-Woodlands | Woodlands-Respiratory | SICU hallway | 2/1/19 |  | 8/1/20 |  | HUMIDIFIERS | Humidifier, Heated | HUMIDIFIERHEATED-Vapotherm-Precision Flow Plus | HUMIDIFIERHEATED | Precision Flow Plus |  |  |  | Vapotherm | Humidifier, Heated |  | HUMIDIFIERHEATED-Vapotherm-Precision Flow Plus |  | 3/12/20 |  | HH-A | Not Covered Vendor Only - Biomedical | MHHS-Woodlands | [8 empty] | HUMIDIFIERHEATED | Humidifier, Heated | Vapotherm
NO | YES |  |  |  | 029-32303 | 029-32303 | Vapotherm Inc | PRECISION FLOW PLUS |  | PFP00003879-E | Woodlands-Respiratory | MHHS-Woodlands |  | Humidifier, Heated |  | 029-32303 | 029-32303 | Woodlands | MHHS-Woodlands | Woodlands-Respiratory | NICU storage | 2/1/19 |  | 9/1/20 |  | HUMIDIFIERS | Humidifier, Heated | HUMIDIFIERHEATED-Vapotherm-Precision Flow Plus | HUMIDIFIERHEATED | Precision Flow Plus |  |  |  | Vapotherm | Humidifier, Heated |  | HUMIDIFIERHEATED-Vapotherm-Precision Flow Plus |  | 3/12/20 |  | HH-A | Not Covered Vendor Only - Biomedical | MHHS-Woodlands | [8 empty] | HUMIDIFIERHEATED | Humidifier, Heated | Vapotherm
NO | YES |  |  |  | 029-32419 | 029-32419 | Vapotherm Inc | PRECISION FLOW PLUS |  | PFP0001583-E | Woodlands-Respiratory | MHHS-Woodlands |  | Humidifier, Heated |  | 029-32419 | 029-32419 | Woodlands | MHHS-Woodlands | Woodlands-Respiratory | Respiratory storage | 5/1/19 |  | 8/1/20 |  | HUMIDIFIERS | Humidifier, Heated | HUMIDIFIERHEATED-Vapotherm-Precision Flow Plus | HUMIDIFIERHEATED | Precision Flow Plus |  |  |  | Vapotherm | Humidifier, Heated |  | HUMIDIFIERHEATED-Vapotherm-Precision Flow Plus |  |  |  | HH-A | Covered PM Repair - Biomedical | MHHS-Woodlands | [8 empty] | HUMIDIFIERHEATED | Humidifier, Heated | Vapotherm
YES | YES |  |  |  | 005-12332 | 005-12332 | Vapotherm Inc | PRECISION FLOW PLUS |  | Pfp00001978-e | Respiratory decontamination |  |  |  |  | 005-12332 | 005-12332 | Pearland | Memorial Hermann Pearland Hospital | Respiratory decontamination | Res store room | 10/1/19 | 10/1/20
YES | YES |  |  |  | 129-31030 | 129-31030 | Vapotherm Inc | PRECISION FLOW PLUS |  | PFP00001295-E | SUGAR LAND - PEDI IMU |  |  |  |  | 129-31030 | 129-31030 | Sugar Land | Memorial Hermann Sugar Land Hospital | SUGAR LAND - PEDI IMU | Equipment Storage | 1/1/19 | 1/1/20 |  |  |  | Humidifier, Heated | HUMIDIFIERHEATED-Vapotherm-Precision Flow Plus | [12 empty] | HH-A | [10 empty] | HUMIDIFIERHEATED | Humidifier, Heated | Vapotherm
NO | YES |  |  |  | 009-33612 | 009-33612 | Vapotherm Inc | PRECISION FLOW PLUS |  | PFF00003884-E | GH- respiratory |  |  |  |  | 009-33612 | 009-33612 |  |  | GH- respiratory | Storage room |  |  | 1/1/21
YES | YES |  |  |  | 013-36439 | 013-36439 | Vapotherm Inc | PRECISION FLOW PLUS |  | PFPC00032174-E | SW - RESPIRATORY |  |  |  |  | 013-36439 | 013-36439 | Southwest | Memorial Hermann Southwest Hospital | SW - RESPIRATORY | Respiratory 2nd Floor
YES | YES |  |  |  | 099-10520 | 099-10520 | Vapotherm Inc | PRECISION FLOW PLUS |  | PFP00004434-E | SW - RESPIRATORY |  |  |  |  | 099-10520 | 099-10520 | Southwest | Memorial Hermann Southwest Hospital | SW - RESPIRATORY | 2nd Floor Respiratory | 2/1/20 |  | 6/1/20
NO | NO |  |  |  | 009-33608 |  | Vapotherm Inc | PRECISION FLOW PLUS |  | PFP00003888-E | GH - RESPIRATORY | MHHS-Greater Heights |  | Humidifier, Heated |  | 009-33608 |  | Central & Greater Heights |  | GH - RESPIRATORY | [5 empty] | HUMIDIFIERS |  | HUMIDIFIERHEATED-Vapotherm-Precision Flow Plus | HUMIDIFIERHEATED | Precision Flow Plus |  |  |  | Vapotherm | Humidifier, Heated |  | HUMIDIFIERHEATED-Vapotherm-Precision Flow Plus |  |  |  |  | Covered PM Repair - Biomedical | MHHS-Greater Heights
NO | NO |  |  |  | 009-33609 |  | Vapotherm Inc | PRECISION FLOW PLUS |  | PFP00001233-E | GH - RESPIRATORY | MHHS-Greater Heights |  | Humidifier, Heated |  | 009-33609 |  | Central & Greater Heights |  | GH - RESPIRATORY | [5 empty] | HUMIDIFIERS |  | HUMIDIFIERHEATED-Vapotherm-Precision Flow Plus | HUMIDIFIERHEATED | Precision Flow Plus |  |  |  | Vapotherm | Humidifier, Heated |  | HUMIDIFIERHEATED-Vapotherm-Precision Flow Plus |  |  |  |  | Covered PM Repair - Biomedical | MHHS-Greater Heights
NO | NO |  |  |  | 009-33613 |  | Vapotherm Inc | PRECISION FLOW PLUS |  | PFP00003908-E | GH - RESPIRATORY | MHHS-Greater Heights |  | Humidifier, Heated |  | 009-33613 |  | Central & Greater Heights |  | GH - RESPIRATORY | [5 empty] | HUMIDIFIERS |  | HUMIDIFIERHEATED-Vapotherm-Precision Flow Plus | HUMIDIFIERHEATED | Precision Flow Plus |  |  |  | Vapotherm | Humidifier, Heated |  | HUMIDIFIERHEATED-Vapotherm-Precision Flow Plus |  |  |  |  | Covered PM Repair - Biomedical | MHHS-Greater Heights
NO | NO |  |  |  | 009-33615 |  | Vapotherm Inc | PRECISION FLOW PLUS |  | PFP00001251-E | GH - RESPIRATORY | MHHS-Greater Heights |  | Humidifier, Heated |  | 009-33615 |  | Central & Greater Heights |  | GH - RESPIRATORY | [5 empty] | HUMIDIFIERS |  | HUMIDIFIERHEATED-Vapotherm-Precision Flow Plus | HUMIDIFIERHEATED | Precision Flow Plus |  |  |  | Vapotherm | Humidifier, Heated |  | HUMIDIFIERHEATED-Vapotherm-Precision Flow Plus |  |  |  |  | Covered PM Repair - Biomedical | MHHS-Greater Heights
NO | NO |  |  |  | 009-33617 |  | Vapotherm Inc | PRECISION FLOW PLUS |  | PFP00003857-E | GH - RESPIRATORY | MHHS-Greater Heights |  | Humidifier, Heated |  | 009-33617 |  | Central & Greater Heights |  | GH - RESPIRATORY | [5 empty] | HUMIDIFIERS |  | HUMIDIFIERHEATED-Vapotherm-Precision Flow Plus | HUMIDIFIERHEATED | Precision Flow Plus |  |  |  | Vapotherm | Humidifier, Heated |  | HUMIDIFIERHEATED-Vapotherm-Precision Flow Plus |  |  |  |  | Covered PM Repair - Biomedical | MHHS-Greater Heights
NO | NO |  |  |  | 133-10363 |  | Vapotherm Inc | PRECISION FLOW PLUS |  | PFP00004755-E | KATY - RESPIRATORY | MHHS-Katy |  | Humidifier, Heated |  | 133-10363 |  | Katy |  | KATY - RESPIRATORY | [5 empty] | HUMIDIFIERS |  | HUMIDIFIERHEATED-Vapotherm-Precision Flow Plus | HUMIDIFIERHEATED | Precision Flow Plus |  |  |  | Vapotherm | Humidifier, Heated |  | HUMIDIFIERHEATED-Vapotherm-Precision Flow Plus |  |  |  |  | Not Covered Vendor Only - Lab Ana/Anes | MHHS-Katy
NO | NO |  |  |  | 041-32239 |  | Vapotherm Inc | PRECISION FLOW PLUS |  | PFP00002518-E | MEMORIAL CITY - RESPIRATORY | MHHS-Mem City |  | Humidifier, Heated |  | 041-32239 |  | West & Memorial City |  | MEMORIAL CITY - RESPIRATORY | [5 empty] | HUMIDIFIERS |  | HUMIDIFIERHEATED-Vapotherm-Precision Flow Plus | HUMIDIFIERHEATED | Precision Flow Plus |  |  |  | Vapotherm | Humidifier, Heated |  | HUMIDIFIERHEATED-Vapotherm-Precision Flow Plus |  |  |  |  | Covered PM Repair - Biomedical | MHHS-Mem City
NO | NO |  |  |  | 041-32933 |  | Vapotherm Inc | PRECISION FLOW PLUS |  | pfp00002483-e | MEMORIAL CITY - RESPIRATORY | MHHS-Mem City |  | Humidifier, Heated |  | 041-32933 |  | West & Memorial City |  | MEMORIAL CITY - RESPIRATORY | [5 empty] | HUMIDIFIERS |  | HUMIDIFIERHEATED-Vapotherm-Precision Flow Plus | HUMIDIFIERHEATED | Precision Flow Plus |  |  |  | Vapotherm | Humidifier, Heated |  | HUMIDIFIERHEATED-Vapotherm-Precision Flow Plus |  |  |  |  | Covered PM Repair - Biomedical | MHHS-Mem City
NO | NO |  |  |  | 041-32934 |  | Vapotherm Inc | PRECISION FLOW PLUS |  | pfp00001302-e | MEMORIAL CITY - RESPIRATORY | MHHS-Mem City |  | Humidifier, Heated |  | 041-32934 |  | West & Memorial City |  | MEMORIAL CITY - RESPIRATORY | [5 empty] | HUMIDIFIERS |  | HUMIDIFIERHEATED-Vapotherm-Precision Flow Plus | HUMIDIFIERHEATED | Precision Flow Plus |  |  |  | Vapotherm | Humidifier, Heated |  | HUMIDIFIERHEATED-Vapotherm-Precision Flow Plus |  |  |  |  | Covered PM Repair - Biomedical | MHHS-Mem City
NO | NO |  |  |  | 041-32935 |  | Vapotherm Inc | PRECISION FLOW PLUS |  | pfp00001299-e | MEMORIAL CITY - RESPIRATORY | MHHS-Mem City |  | Humidifier, Heated |  | 041-32935 |  | West & Memorial City |  | MEMORIAL CITY - RESPIRATORY | [5 empty] | HUMIDIFIERS |  | HUMIDIFIERHEATED-Vapotherm-Precision Flow Plus | HUMIDIFIERHEATED | Precision Flow Plus |  |  |  | Vapotherm | Humidifier, Heated |  | HUMIDIFIERHEATED-Vapotherm-Precision Flow Plus |  |  |  |  | Covered PM Repair - Biomedical | MHHS-Mem City
NO | NO |  |  |  | 041-32937 |  | Vapotherm Inc | PRECISION FLOW PLUS |  | pfp00002515-e | MEMORIAL CITY - RESPIRATORY | MHHS-Mem City |  | Humidifier, Heated |  | 041-32937 |  | West & Memorial City |  | MEMORIAL CITY - RESPIRATORY | [5 empty] | HUMIDIFIERS |  | HUMIDIFIERHEATED-Vapotherm-Precision Flow Plus | HUMIDIFIERHEATED | Precision Flow Plus |  |  |  | Vapotherm | Humidifier, Heated |  | HUMIDIFIERHEATED-Vapotherm-Precision Flow Plus |  |  |  |  | Covered PM Repair - Biomedical | MHHS-Mem City
NO | NO |  |  |  | 041-32938 |  | Vapotherm Inc | PRECISION FLOW PLUS |  | pfp0000810-e | MEMORIAL CITY - RESPIRATORY | MHHS-Mem City |  | Humidifier, Heated |  | 041-32938 |  | West & Memorial City |  | MEMORIAL CITY - RESPIRATORY | [5 empty] | HUMIDIFIERS |  | HUMIDIFIERHEATED-Vapotherm-Precision Flow Plus | HUMIDIFIERHEATED | Precision Flow Plus |  |  |  | Vapotherm | Humidifier, Heated |  | HUMIDIFIERHEATED-Vapotherm-Precision Flow Plus |  |  |  |  | Covered PM Repair - Biomedical | MHHS-Mem City
NO | NO |  |  |  | 041-32940 |  | Vapotherm Inc | PRECISION FLOW PLUS |  | pfp00001244-e | MEMORIAL CITY - RESPIRATORY | MHHS-Mem City |  | Humidifier, Heated |  | 041-32940 |  | West & Memorial City |  | MEMORIAL CITY - RESPIRATORY | [5 empty] | HUMIDIFIERS |  | HUMIDIFIERHEATED-Vapotherm-Precision Flow Plus | HUMIDIFIERHEATED | Precision Flow Plus |  |  |  | Vapotherm | Humidifier, Heated |  | HUMIDIFIERHEATED-Vapotherm-Precision Flow Plus |  |  |  |  | Covered PM Repair - Biomedical | MHHS-Mem City
NO | NO |  |  |  | 041-32941 |  | Vapotherm Inc | PRECISION FLOW PLUS |  | pfp0000802-e | MEMORIAL CITY - RESPIRATORY | MHHS-Mem City |  | Humidifier, Heated |  | 041-32941 |  | West & Memorial City |  | MEMORIAL CITY - RESPIRATORY | [5 empty] | HUMIDIFIERS |  | HUMIDIFIERHEATED-Vapotherm-Precision Flow Plus | HUMIDIFIERHEATED | Precision Flow Plus |  |  |  | Vapotherm | Humidifier, Heated |  | HUMIDIFIERHEATED-Vapotherm-Precision Flow Plus |  |  |  |  | Covered PM Repair - Biomedical | MHHS-Mem City
NO | NO |  |  |  | 041-32944 |  | Vapotherm Inc | PRECISION FLOW PLUS |  | pfp00001600-e | MEMORIAL CITY - RESPIRATORY | MHHS-Mem City |  | Humidifier, Heated |  | 041-32944 |  | West & Memorial City |  | MEMORIAL CITY - RESPIRATORY | [5 empty] | HUMIDIFIERS |  | HUMIDIFIERHEATED-Vapotherm-Precision Flow Plus | HUMIDIFIERHEATED | Precision Flow Plus |  |  |  | Vapotherm | Humidifier, Heated |  | HUMIDIFIERHEATED-Vapotherm-Precision Flow Plus |  |  |  |  | Covered PM Repair - Biomedical | MHHS-Mem City
NO | NO |  |  |  | 041-32946 |  | Vapotherm Inc | PRECISION FLOW PLUS |  | pfp00001206-e | MEMORIAL CITY - RESPIRATORY | MHHS-Mem City |  | Humidifier, Heated |  | 041-32946 |  | West & Memorial City |  | MEMORIAL CITY - RESPIRATORY | [5 empty] | HUMIDIFIERS |  | HUMIDIFIERHEATED-Vapotherm-Precision Flow Plus | HUMIDIFIERHEATED | Precision Flow Plus |  |  |  | Vapotherm | Humidifier, Heated |  | HUMIDIFIERHEATED-Vapotherm-Precision Flow Plus |  |  |  |  | Covered PM Repair - Biomedical | MHHS-Mem City
NO | NO |  |  |  | 041-32947 |  | Vapotherm Inc | PRECISION FLOW PLUS |  | pfp00002522-e | MEMORIAL CITY - RESPIRATORY | MHHS-Mem City |  | Humidifier, Heated |  | 041-32947 |  | West & Memorial City |  | MEMORIAL CITY - RESPIRATORY | [5 empty] | HUMIDIFIERS |  | HUMIDIFIERHEATED-Vapotherm-Precision Flow Plus | HUMIDIFIERHEATED | Precision Flow Plus |  |  |  | Vapotherm | Humidifier, Heated |  | HUMIDIFIERHEATED-Vapotherm-Precision Flow Plus |  |  |  |  | Covered PM Repair - Biomedical | MHHS-Mem City
NO | NO |  |  |  | 041-32948 |  | Vapotherm Inc | PRECISION FLOW PLUS |  | pfp00001241-e | MEMORIAL CITY - RESPIRATORY | MHHS-Mem City |  | Humidifier, Heated |  | 041-32948 |  | West & Memorial City |  | MEMORIAL CITY - RESPIRATORY | [5 empty] | HUMIDIFIERS |  | HUMIDIFIERHEATED-Vapotherm-Precision Flow Plus | HUMIDIFIERHEATED | Precision Flow Plus |  |  |  | Vapotherm | Humidifier, Heated |  | HUMIDIFIERHEATED-Vapotherm-Precision Flow Plus |  |  |  |  | Covered PM Repair - Biomedical | MHHS-Mem City
NO | NO |  |  |  | 041-32951 |  | Vapotherm Inc | PRECISION FLOW PLUS |  | pfp00000786-e | MEMORIAL CITY - RESPIRATORY | MHHS-Mem City |  | Humidifier, Heated |  | 041-32951 |  | West & Memorial City |  | MEMORIAL CITY - RESPIRATORY | [5 empty] | HUMIDIFIERS |  | HUMIDIFIERHEATED-Vapotherm-Precision Flow Plus | HUMIDIFIERHEATED | Precision Flow Plus |  |  |  | Vapotherm | Humidifier, Heated |  | HUMIDIFIERHEATED-Vapotherm-Precision Flow Plus |  |  |  |  | Covered PM Repair - Biomedical | MHHS-Mem City
NO | NO |  |  |  | 041-32952 |  | Vapotherm Inc | PRECISION FLOW PLUS |  | pfp00004733-e | MEMORIAL CITY - RESPIRATORY | MHHS-Mem City |  | Humidifier, Heated |  | 041-32952 |  | West & Memorial City |  | MEMORIAL CITY - RESPIRATORY | [5 empty] | HUMIDIFIERS |  | HUMIDIFIERHEATED-Vapotherm-Precision Flow Plus | HUMIDIFIERHEATED | Precision Flow Plus |  |  |  | Vapotherm | Humidifier, Heated |  | HUMIDIFIERHEATED-Vapotherm-Precision Flow Plus |  |  |  |  | Covered PM Repair - Biomedical | MHHS-Mem City
NO | NO |  |  |  | 041-32954 |  | Vapotherm Inc | PRECISION FLOW PLUS |  | pfp00001387-e | MEMORIAL CITY - RESPIRATORY | MHHS-Mem City |  | Humidifier, Heated |  | 041-32954 |  | West & Memorial City |  | MEMORIAL CITY - RESPIRATORY | [5 empty] | HUMIDIFIERS |  | HUMIDIFIERHEATED-Vapotherm-Precision Flow Plus | HUMIDIFIERHEATED | Precision Flow Plus |  |  |  | Vapotherm | Humidifier, Heated |  | HUMIDIFIERHEATED-Vapotherm-Precision Flow Plus |  |  |  |  | Covered PM Repair - Biomedical | MHHS-Mem City
NO | NO |  |  |  | 142-08153 |  | Vapotherm Inc | PRECISION FLOW PLUS |  | PFP00004745-E | NE - RESPIRATORY | MHHS-Northeast |  | Humidifier, Heated |  | 142-08153 |  | Katy |  | NE - RESPIRATORY | [5 empty] | HUMIDIFIERS |  | HUMIDIFIERHEATED-Vapotherm-Precision Flow Plus | HUMIDIFIERHEATED | Precision Flow Plus |  |  |  | Vapotherm | Humidifier, Heated |  | HUMIDIFIERHEATED-Vapotherm-Precision Flow Plus |  |  |  |  | Covered PM Repair - Biomedical | MHHS-Northeast
NO | NO |  |  |  | 142-08162 |  | Vapotherm Inc | PRECISION FLOW PLUS |  | PFP00004746-E | NE - RESPIRATORY | MHHS-Northeast |  | Humidifier, Heated |  | 142-08162 |  | Katy |  | NE - RESPIRATORY | [5 empty] | HUMIDIFIERS |  | HUMIDIFIERHEATED-Vapotherm-Precision Flow Plus | HUMIDIFIERHEATED | Precision Flow Plus |  |  |  | Vapotherm | Humidifier, Heated |  | HUMIDIFIERHEATED-Vapotherm-Precision Flow Plus |  |  |  |  | Covered PM Repair - Biomedical | MHHS-Northeast
NO | NO |  |  |  | PFPC00030196-E |  | Vapotherm Inc | PRECISION FLOW PLUS |  | PFPC00030196 | PEARLAND - RESPIRATORY THERAPY | MHHS-Pearland Hospital |  | Humidifier, Heated |  | PFPC00030196-E |  | Pearland |  | PEARLAND - RESPIRATORY THERAPY | [5 empty] | HUMIDIFIERS |  | HUMIDIFIERHEATED-Vapotherm-Precision Flow Plus | HUMIDIFIERHEATED | Precision Flow Plus |  |  |  | Vapotherm | Humidifier, Heated |  | HUMIDIFIERHEATED-Vapotherm-Precision Flow Plus |  |  |  |  | Covered PM Repair - Biomedical | MHHS-Pearland Hospital
NO | NO |  |  |  | 005-33477 |  | Vapotherm Inc | PRECISION FLOW PLUS |  | PFP00004506-E | SE - RESPIRATORY | MHHS-Southeast |  | Humidifier, Heated |  | 005-33477 |  | Southeast & Bay Area |  | SE - RESPIRATORY | [5 empty] | HUMIDIFIERS |  | HUMIDIFIERHEATED-Vapotherm-Precision Flow Plus | HUMIDIFIERHEATED | Precision Flow Plus |  |  |  | Vapotherm | Humidifier, Heated |  | HUMIDIFIERHEATED-Vapotherm-Precision Flow Plus |  |  |  |  | Covered PM Repair - Biomedical | MHHS-Southeast
NO | NO |  |  |  | 005-33478 |  | Vapotherm Inc | PRECISION FLOW PLUS |  | PFP00004515-E | SE - RESPIRATORY | MHHS-Southeast |  | Humidifier, Heated |  | 005-33478 |  | Southeast & Bay Area |  | SE - RESPIRATORY | [5 empty] | HUMIDIFIERS |  | HUMIDIFIERHEATED-Vapotherm-Precision Flow Plus | HUMIDIFIERHEATED | Precision Flow Plus |  |  |  | Vapotherm | Humidifier, Heated |  | HUMIDIFIERHEATED-Vapotherm-Precision Flow Plus |  |  |  |  | Covered PM Repair - Biomedical | MHHS-Southeast
NO | NO |  |  |  | 005-33785 |  | Vapotherm Inc | PRECISION FLOW PLUS |  | PFP00003890-E | SE - RESPIRATORY | MHHS-Southeast |  | Humidifier, Heated |  | 005-33785 |  | Southeast & Bay Area |  | SE - RESPIRATORY | [5 empty] | HUMIDIFIERS |  | HUMIDIFIERHEATED-Vapotherm-Precision Flow Plus | HUMIDIFIERHEATED | Precision Flow Plus |  |  |  | Vapotherm | Humidifier, Heated |  | HUMIDIFIERHEATED-Vapotherm-Precision Flow Plus |  |  |  |  | Covered PM Repair - Biomedical | MHHS-Southeast
NO | NO |  |  |  | 005-33789 |  | Vapotherm Inc | PRECISION FLOW PLUS |  | PFP00004547-E | SE - RESPIRATORY | MHHS-Southeast |  | Humidifier, Heated |  | 005-33789 |  | Southeast & Bay Area |  | SE - RESPIRATORY | [5 empty] | HUMIDIFIERS |  | HUMIDIFIERHEATED-Vapotherm-Precision Flow Plus | HUMIDIFIERHEATED | Precision Flow Plus |  |  |  | Vapotherm | Humidifier, Heated |  | HUMIDIFIERHEATED-Vapotherm-Precision Flow Plus |  |  |  |  | Covered PM Repair - Biomedical | MHHS-Southeast
NO | NO |  |  |  | 005-34214 |  | Vapotherm Inc | PRECISION FLOW PLUS |  | PFP00004510-E | SE - RESPIRATORY | MHHS-Southeast |  | Humidifier, Heated |  | 005-34214 |  | Southeast & Bay Area |  | SE - RESPIRATORY | [5 empty] | HUMIDIFIERS |  | HUMIDIFIERHEATED-Vapotherm-Precision Flow Plus | HUMIDIFIERHEATED | Precision Flow Plus |  |  |  | Vapotherm | Humidifier, Heated |  | HUMIDIFIERHEATED-Vapotherm-Precision Flow Plus |  |  |  |  | Covered PM Repair - Biomedical | MHHS-Southeast
NO | NO |  |  |  | 005-34267 |  | Vapotherm Inc | PRECISION FLOW PLUS |  | PFP00003815-E | SE - RESPIRATORY | MHHS-Southeast |  | Humidifier, Heated |  | 005-34267 |  | Southeast & Bay Area |  | SE - RESPIRATORY | [5 empty] | HUMIDIFIERS |  | HUMIDIFIERHEATED-Vapotherm-Precision Flow Plus | HUMIDIFIERHEATED | Precision Flow Plus |  |  |  | Vapotherm | Humidifier, Heated |  | HUMIDIFIERHEATED-Vapotherm-Precision Flow Plus |  |  |  |  | Covered PM Repair - Biomedical | MHHS-Southeast
NO | NO |  |  |  | 013-39020 |  | Vapotherm Inc | PRECISION FLOW PLUS |  | PFP00004939-E | SW - RESPIRATORY | MHHS-Southwest |  | Humidifier, Heated |  | 013-39020 |  | Southwest |  | SW - RESPIRATORY | [5 empty] | HUMIDIFIERS |  | HUMIDIFIERHEATED-Vapotherm-Precision Flow Plus | HUMIDIFIERHEATED | Precision Flow Plus |  |  |  | Vapotherm | Humidifier, Heated |  | HUMIDIFIERHEATED-Vapotherm-Precision Flow Plus |  |  |  |  | Covered PM Repair - Biomedical | MHHS-Southwest
NO | NO |  |  |  | 013-39021 |  | Vapotherm Inc | PRECISION FLOW PLUS |  | PFP000049 | SW - RESPIRATORY | MHHS-Southwest |  | Humidifier, Heated |  | 013-39021 |  | Southwest |  | SW - RESPIRATORY | [5 empty] | HUMIDIFIERS |  | HUMIDIFIERHEATED-Vapotherm-Precision Flow Plus | HUMIDIFIERHEATED | Precision Flow Plus |  |  |  | Vapotherm | Humidifier, Heated |  | HUMIDIFIERHEATED-Vapotherm-Precision Flow Plus |  |  |  |  | Covered PM Repair - Biomedical | MHHS-Southwest
NO | NO |  |  |  | 013-39162 |  | Vapotherm Inc | PRECISION FLOW PLUS |  | PFP00003901-E | SW - RESPIRATORY | MHHS-Southwest |  | Humidifier, Heated |  | 013-39162 |  | Southwest |  | SW - RESPIRATORY | [5 empty] | HUMIDIFIERS |  | HUMIDIFIERHEATED-Vapotherm-Precision Flow Plus | HUMIDIFIERHEATED | Precision Flow Plus |  |  |  | Vapotherm | Humidifier, Heated |  | HUMIDIFIERHEATED-Vapotherm-Precision Flow Plus |  |  |  |  | Covered PM Repair - Biomedical | MHHS-Southwest
NO | NO |  |  |  | 013-39170 |  | Vapotherm Inc | PRECISION FLOW PLUS |  | PFP00004158-E | SW - RESPIRATORY | MHHS-Southwest |  | Humidifier, Heated |  | 013-39170 |  | Southwest |  | SW - RESPIRATORY | [5 empty] | HUMIDIFIERS |  | HUMIDIFIERHEATED-Vapotherm-Precision Flow Plus | HUMIDIFIERHEATED | Precision Flow Plus |  |  |  | Vapotherm | Humidifier, Heated |  | HUMIDIFIERHEATED-Vapotherm-Precision Flow Plus |  |  |  |  | Covered PM Repair - Biomedical | MHHS-Southwest
NO | NO |  |  |  | 013-39172 |  | Vapotherm Inc | PRECISION FLOW PLUS |  | PFP00004178-E | SW - RESPIRATORY | MHHS-Southwest |  | Humidifier, Heated |  | 013-39172 |  | Southwest |  | SW - RESPIRATORY | [5 empty] | HUMIDIFIERS |  | HUMIDIFIERHEATED-Vapotherm-Precision Flow Plus | HUMIDIFIERHEATED | Precision Flow Plus |  |  |  | Vapotherm | Humidifier, Heated |  | HUMIDIFIERHEATED-Vapotherm-Precision Flow Plus |  |  |  |  | Covered PM Repair - Biomedical | MHHS-Southwest
NO | NO |  |  |  | 013-39174 |  | Vapotherm Inc | PRECISION FLOW PLUS |  | PFP00003899-E | SW - RESPIRATORY | MHHS-Southwest |  | Humidifier, Heated |  | 013-39174 |  | Southwest |  | SW - RESPIRATORY | [5 empty] | HUMIDIFIERS |  | HUMIDIFIERHEATED-Vapotherm-Precision Flow Plus | HUMIDIFIERHEATED | Precision Flow Plus |  |  |  | Vapotherm | Humidifier, Heated |  | HUMIDIFIERHEATED-Vapotherm-Precision Flow Plus |  |  |  |  | Not Covered Vendor Only - Biomedical | MHHS-Southwest
NO | NO |  |  |  | 013-39178 |  | Vapotherm Inc | PRECISION FLOW PLUS |  | PFP00004187-E | SW - RESPIRATORY | MHHS-Southwest |  | Humidifier, Heated |  | 013-39178 |  | Southwest |  | SW - RESPIRATORY | [5 empty] | HUMIDIFIERS |  | HUMIDIFIERHEATED-Vapotherm-Precision Flow Plus | HUMIDIFIERHEATED | Precision Flow Plus |  |  |  | Vapotherm | Humidifier, Heated |  | HUMIDIFIERHEATED-Vapotherm-Precision Flow Plus |  |  |  |  | Covered PM Repair - Biomedical | MHHS-Southwest
NO | NO |  |  |  | 013-39179 |  | Vapotherm Inc | PRECISION FLOW PLUS |  | PFP00003891-E | SW - RESPIRATORY | MHHS-Southwest |  | Humidifier, Heated |  | 013-39179 |  | Southwest |  | SW - RESPIRATORY | [5 empty] | HUMIDIFIERS |  | HUMIDIFIERHEATED-Vapotherm-Precision Flow Plus | HUMIDIFIERHEATED | Precision Flow Plus |  |  |  | Vapotherm | Humidifier, Heated |  | HUMIDIFIERHEATED-Vapotherm-Precision Flow Plus |  |  |  |  | Covered PM Repair - Biomedical | MHHS-Southwest
NO | NO |  |  |  | 013-39181 |  | Vapotherm Inc | PRECISION FLOW PLUS |  | PFP00003897-E | SW - RESPIRATORY | MHHS-Southwest |  | Humidifier, Heated |  | 013-39181 |  | Southwest |  | SW - RESPIRATORY | [5 empty] | HUMIDIFIERS |  | HUMIDIFIERHEATED-Vapotherm-Precision Flow Plus | HUMIDIFIERHEATED | Precision Flow Plus |  |  |  | Vapotherm | Humidifier, Heated |  | HUMIDIFIERHEATED-Vapotherm-Precision Flow Plus |  |  |  |  | Not Covered Vendor Only - Biomedical | MHHS-Southwest
NO | NO |  |  |  | 013-39183 |  | Vapotherm Inc | PRECISION FLOW PLUS |  | PFP00003910-E | SW - RESPIRATORY | MHHS-Southwest |  | Humidifier, Heated |  | 013-39183 |  | Southwest |  | SW - RESPIRATORY | [5 empty] | HUMIDIFIERS |  | HUMIDIFIERHEATED-Vapotherm-Precision Flow Plus | HUMIDIFIERHEATED | Precision Flow Plus |  |  |  | Vapotherm | Humidifier, Heated |  | HUMIDIFIERHEATED-Vapotherm-Precision Flow Plus |  |  |  |  | Covered PM Repair - Biomedical | MHHS-Southwest
NO | NO |  |  |  | 013-39302 |  | Vapotherm Inc | PRECISION FLOW PLUS |  | PFPC00031414 | SW - RESPIRATORY | MHHS-Southwest |  | Humidifier, Heated |  | 013-39302 |  | Southwest |  | SW - RESPIRATORY | [5 empty] | HUMIDIFIERS |  | HUMIDIFIERHEATED-Vapotherm-Precision Flow Plus | HUMIDIFIERHEATED | Precision Flow Plus |  |  |  | Vapotherm | Humidifier, Heated |  | HUMIDIFIERHEATED-Vapotherm-Precision Flow Plus |  |  |  |  | Covered PM Repair - Biomedical | MHHS-Southwest
NO | NO |  |  |  | 129-07781 |  | Vapotherm Inc | PRECISION FLOW PLUS |  | PFP00002847-E | SUGAR LAND - RESPIRATORY | MHHS-Sugarland |  | Humidifier, Heated |  | 129-07781 |  | Sugar Land |  | SUGAR LAND - RESPIRATORY | [5 empty] | HUMIDIFIERS |  | HUMIDIFIERHEATED-Vapotherm-Precision Flow Plus | HUMIDIFIERHEATED | Precision Flow Plus |  |  |  | Vapotherm | Humidifier, Heated |  | HUMIDIFIERHEATED-Vapotherm-Precision Flow Plus |  |  |  |  | Covered PM Repair - Biomedical | MHHS-Sugarland
NO | NO |  |  |  | 129-07782 |  | Vapotherm Inc | PRECISION FLOW PLUS |  | PFP00002902-E | SUGAR LAND - RESPIRATORY | MHHS-Sugarland |  | Humidifier, Heated |  | 129-07782 |  | Sugar Land |  | SUGAR LAND - RESPIRATORY | [5 empty] | HUMIDIFIERS |  | HUMIDIFIERHEATED-Vapotherm-Precision Flow Plus | HUMIDIFIERHEATED | Precision Flow Plus |  |  |  | Vapotherm | Humidifier, Heated |  | HUMIDIFIERHEATED-Vapotherm-Precision Flow Plus |  |  |  |  | Covered PM Repair - Biomedical | MHHS-Sugarland
NO | NO |  |  |  | 129-31028 |  | Vapotherm Inc | PRECISION FLOW PLUS |  | PFP00004179E | SUGAR LAND - RESPIRATORY | MHHS-Sugarland |  | Humidifier, Heated |  | 129-31028 |  | Sugar Land |  | SUGAR LAND - RESPIRATORY | [5 empty] | HUMIDIFIERS |  | HUMIDIFIERHEATED-Vapotherm-Precision Flow Plus | HUMIDIFIERHEATED | Precision Flow Plus |  |  |  | Vapotherm | Humidifier, Heated |  | HUMIDIFIERHEATED-Vapotherm-Precision Flow Plus |  |  |  |  | Covered PM Repair - Biomedical | MHHS-Sugarland
NO | NO |  |  |  | 069-42580 |  | Vapotherm Inc | PRECISION FLOW PLUS |  | PFPC00031278-E | TMC - RESPIRATORY - ADULT | MHHS-TMC |  | Humidifier, Heated |  | 069-42580 |  | TMC |  | TMC - RESPIRATORY - ADULT | [5 empty] | HUMIDIFIERS |  | HUMIDIFIERHEATED-Vapotherm-Precision Flow Plus | HUMIDIFIERHEATED | Precision Flow Plus |  |  |  | Vapotherm | Humidifier, Heated |  | HUMIDIFIERHEATED-Vapotherm-Precision Flow Plus |  |  |  |  | Covered PM Repair - Biomedical | MHHS-TMC
NO | NO |  |  |  | 069-42586 |  | Vapotherm Inc | PRECISION FLOW PLUS |  | PFPC00031217-E | TMC - RESPIRATORY - ADULT | MHHS-TMC |  | Humidifier, Heated |  | 069-42586 |  | TMC |  | TMC - RESPIRATORY - ADULT | [5 empty] | HUMIDIFIERS |  | HUMIDIFIERHEATED-Vapotherm-Precision Flow Plus | HUMIDIFIERHEATED | Precision Flow Plus |  |  |  | Vapotherm | Humidifier, Heated |  | HUMIDIFIERHEATED-Vapotherm-Precision Flow Plus |  |  |  |  | Covered PM Repair - Biomedical | MHHS-TMC
NO | NO |  |  |  | 069-46418 |  | Vapotherm Inc | PRECISION FLOW PLUS |  | PFP00003948-E | TMC - RESPIRATORY - ADULT | MHHS-TMC |  | Humidifier, Heated |  | 069-46418 |  | TMC |  | TMC - RESPIRATORY - ADULT | [5 empty] | HUMIDIFIERS |  | HUMIDIFIERHEATED-Vapotherm-Precision Flow Plus | HUMIDIFIERHEATED | Precision Flow Plus |  |  |  | Vapotherm | Humidifier, Heated |  | HUMIDIFIERHEATED-Vapotherm-Precision Flow Plus |  |  |  |  | Covered PM Repair - Biomedical | MHHS-TMC
NO | NO |  |  |  | 069-46420 |  | Vapotherm Inc | PRECISION FLOW PLUS |  | PFP00003961-E | TMC - RESPIRATORY - ADULT | MHHS-TMC |  | Humidifier, Heated |  | 069-46420 |  | TMC |  | TMC - RESPIRATORY - ADULT | [5 empty] | HUMIDIFIERS |  | HUMIDIFIERHEATED-Vapotherm-Precision Flow Plus | HUMIDIFIERHEATED | Precision Flow Plus |  |  |  | Vapotherm | Humidifier, Heated |  | HUMIDIFIERHEATED-Vapotherm-Precision Flow Plus |  |  |  |  | Covered PM Repair - Biomedical | MHHS-TMC
NO | NO |  |  |  | 069-46422 |  | Vapotherm Inc | PRECISION FLOW PLUS |  | PFP00003982-E | TMC - RESPIRATORY - ADULT | MHHS-TMC |  | Humidifier, Heated |  | 069-46422 |  | TMC |  | TMC - RESPIRATORY - ADULT | [5 empty] | HUMIDIFIERS |  | HUMIDIFIERHEATED-Vapotherm-Precision Flow Plus | HUMIDIFIERHEATED | Precision Flow Plus |  |  |  | Vapotherm | Humidifier, Heated |  | HUMIDIFIERHEATED-Vapotherm-Precision Flow Plus |  |  |  |  | Covered PM Repair - Biomedical | MHHS-TMC
NO | NO |  |  |  | 069-46423 |  | Vapotherm Inc | PRECISION FLOW PLUS |  | PFP00004738-E | TMC - RESPIRATORY - ADULT | MHHS-TMC |  | Humidifier, Heated |  | 069-46423 |  | TMC |  | TMC - RESPIRATORY - ADULT | [5 empty] | HUMIDIFIERS |  | HUMIDIFIERHEATED-Vapotherm-Precision Flow Plus | HUMIDIFIERHEATED | Precision Flow Plus |  |  |  | Vapotherm | Humidifier, Heated |  | HUMIDIFIERHEATED-Vapotherm-Precision Flow Plus |  |  |  |  | Covered PM Repair - Biomedical | MHHS-TMC
NO | NO |  |  |  | 069-46426 |  | Vapotherm Inc | PRECISION FLOW PLUS |  | PFP00003957-E | TMC - RESPIRATORY - ADULT | MHHS-TMC |  | Humidifier, Heated |  | 069-46426 |  | TMC |  | TMC - RESPIRATORY - ADULT | [5 empty] | HUMIDIFIERS |  | HUMIDIFIERHEATED-Vapotherm-Precision Flow Plus | HUMIDIFIERHEATED | Precision Flow Plus |  |  |  | Vapotherm | Humidifier, Heated |  | HUMIDIFIERHEATED-Vapotherm-Precision Flow Plus |  |  |  |  | Covered PM Repair - Biomedical | MHHS-TMC
NO | NO |  |  |  | 069-46436 |  | Vapotherm Inc | PRECISION FLOW PLUS |  | PFP00003950-E | TMC - RESPIRATORY - ADULT | MHHS-TMC |  | Humidifier, Heated |  | 069-46436 |  | TMC |  | TMC - RESPIRATORY - ADULT | [5 empty] | HUMIDIFIERS |  | HUMIDIFIERHEATED-Vapotherm-Precision Flow Plus | HUMIDIFIERHEATED | Precision Flow Plus |  |  |  | Vapotherm | Humidifier, Heated |  | HUMIDIFIERHEATED-Vapotherm-Precision Flow Plus |  |  |  |  | Covered PM Repair - Biomedical | MHHS-TMC
NO | NO |  |  |  | 069-46440 |  | Vapotherm Inc | PRECISION FLOW PLUS |  | PFP00003972-E | TMC - RESPIRATORY - ADULT | MHHS-TMC |  | Humidifier, Heated |  | 069-46440 |  | TMC |  | TMC - RESPIRATORY - ADULT | [5 empty] | HUMIDIFIERS |  | HUMIDIFIERHEATED-Vapotherm-Precision Flow Plus | HUMIDIFIERHEATED | Precision Flow Plus |  |  |  | Vapotherm | Humidifier, Heated |  | HUMIDIFIERHEATED-Vapotherm-Precision Flow Plus |  |  |  |  | Covered PM Repair - Biomedical | MHHS-TMC
NO | NO |  |  |  | 069-46444 |  | Vapotherm Inc | PRECISION FLOW PLUS |  | PFP00003967-E | TMC - RESPIRATORY - ADULT | MHHS-TMC |  | Humidifier, Heated |  | 069-46444 |  | TMC |  | TMC - RESPIRATORY - ADULT | [5 empty] | HUMIDIFIERS |  | HUMIDIFIERHEATED-Vapotherm-Precision Flow Plus | HUMIDIFIERHEATED | Precision Flow Plus |  |  |  | Vapotherm | Humidifier, Heated |  | HUMIDIFIERHEATED-Vapotherm-Precision Flow Plus |  |  |  |  | Covered PM Repair - Biomedical | MHHS-TMC
NO | NO |  |  |  | 069-46447 |  | Vapotherm Inc | PRECISION FLOW PLUS |  | PFP00003947-E | TMC - RESPIRATORY - ADULT | MHHS-TMC |  | Humidifier, Heated |  | 069-46447 |  | TMC |  | TMC - RESPIRATORY - ADULT | [5 empty] | HUMIDIFIERS |  | HUMIDIFIERHEATED-Vapotherm-Precision Flow Plus | HUMIDIFIERHEATED | Precision Flow Plus |  |  |  | Vapotherm | Humidifier, Heated |  | HUMIDIFIERHEATED-Vapotherm-Precision Flow Plus |  |  |  |  | Covered PM Repair - Biomedical | MHHS-TMC
NO | NO |  |  |  | 077-09267 |  | Vapotherm Inc | PRECISION FLOW PLUS |  | PFP00004717-E | TMC - RESPIRATORY - ADULT | MHHS-TMC |  | Humidifier, Heated |  | 077-09267 |  | TMC |  | TMC - RESPIRATORY - ADULT | [5 empty] | HUMIDIFIERS |  | HUMIDIFIERHEATED-Vapotherm-Precision Flow Plus | HUMIDIFIERHEATED | Precision Flow Plus |  |  |  | Vapotherm | Humidifier, Heated |  | HUMIDIFIERHEATED-Vapotherm-Precision Flow Plus |  |  |  |  | Covered PM Repair - Biomedical | MHHS-TMC
NO | NO |  |  |  | 077-09282 |  | Vapotherm Inc | PRECISION FLOW PLUS |  | PFP00004721-E | TMC - RESPIRATORY - ADULT | MHHS-TMC |  | Humidifier, Heated |  | 077-09282 |  | TMC |  | TMC - RESPIRATORY - ADULT | [5 empty] | HUMIDIFIERS |  | HUMIDIFIERHEATED-Vapotherm-Precision Flow Plus | HUMIDIFIERHEATED | Precision Flow Plus |  |  |  | Vapotherm | Humidifier, Heated |  | HUMIDIFIERHEATED-Vapotherm-Precision Flow Plus |  |  |  |  | Covered PM Repair - Biomedical | MHHS-TMC
NO | NO |  |  |  | 077-09286 |  | Vapotherm Inc | PRECISION FLOW PLUS |  | PFP00004724-E | TMC - RESPIRATORY - ADULT | MHHS-TMC |  | Humidifier, Heated |  | 077-09286 |  | TMC |  | TMC - RESPIRATORY - ADULT | [5 empty] | HUMIDIFIERS |  | HUMIDIFIERHEATED-Vapotherm-Precision Flow Plus | HUMIDIFIERHEATED | Precision Flow Plus |  |  |  | Vapotherm | Humidifier, Heated |  | HUMIDIFIERHEATED-Vapotherm-Precision Flow Plus |  |  |  |  | Covered PM Repair - Biomedical | MHHS-TMC
NO | NO |  |  |  | 077-09287 |  | Vapotherm Inc | PRECISION FLOW PLUS |  | PFP00004765-E | TMC - RESPIRATORY - ADULT | MHHS-TMC |  | Humidifier, Heated |  | 077-09287 |  | TMC |  | TMC - RESPIRATORY - ADULT | [5 empty] | HUMIDIFIERS |  | HUMIDIFIERHEATED-Vapotherm-Precision Flow Plus | HUMIDIFIERHEATED | Precision Flow Plus |  |  |  | Vapotherm | Humidifier, Heated |  | HUMIDIFIERHEATED-Vapotherm-Precision Flow Plus |  |  |  |  | Covered PM Repair - Biomedical | MHHS-TMC
NO | NO |  |  |  | 077-09290 |  | Vapotherm Inc | PRECISION FLOW PLUS |  | PFP00004781-E | TMC - RESPIRATORY - ADULT | MHHS-TMC |  | Humidifier, Heated |  | 077-09290 |  | TMC |  | TMC - RESPIRATORY - ADULT | [5 empty] | HUMIDIFIERS |  | HUMIDIFIERHEATED-Vapotherm-Precision Flow Plus | HUMIDIFIERHEATED | Precision Flow Plus |  |  |  | Vapotherm | Humidifier, Heated |  | HUMIDIFIERHEATED-Vapotherm-Precision Flow Plus |  |  |  |  | Covered PM Repair - Biomedical | MHHS-TMC
NO | NO |  |  |  | 077-09299 |  | Vapotherm Inc | PRECISION FLOW PLUS |  | PFP00004722-E | TMC - RESPIRATORY - ADULT | MHHS-TMC |  | Humidifier, Heated |  | 077-09299 |  | TMC |  | TMC - RESPIRATORY - ADULT | [5 empty] | HUMIDIFIERS |  | HUMIDIFIERHEATED-Vapotherm-Precision Flow Plus | HUMIDIFIERHEATED | Precision Flow Plus |  |  |  | Vapotherm | Humidifier, Heated |  | HUMIDIFIERHEATED-Vapotherm-Precision Flow Plus |  |  |  |  | Covered PM Repair - Biomedical | MHHS-TMC
NO | NO |  |  |  | 077-09301 |  | Vapotherm Inc | PRECISION FLOW PLUS |  | PFP00004485-E | TMC - RESPIRATORY - ADULT | MHHS-TMC |  | Humidifier, Heated |  | 077-09301 |  | TMC |  | TMC - RESPIRATORY - ADULT | [5 empty] | HUMIDIFIERS |  | HUMIDIFIERHEATED-Vapotherm-Precision Flow Plus | HUMIDIFIERHEATED | Precision Flow Plus |  |  |  | Vapotherm | Humidifier, Heated |  | HUMIDIFIERHEATED-Vapotherm-Precision Flow Plus |  |  |  |  | Covered PM Repair - Biomedical | MHHS-TMC
NO | NO |  |  |  | 077-09307 |  | Vapotherm Inc | PRECISION FLOW PLUS |  | PFP00004760-E | TMC - RESPIRATORY - ADULT | MHHS-TMC |  | Humidifier, Heated |  | 077-09307 |  | TMC |  | TMC - RESPIRATORY - ADULT | [5 empty] | HUMIDIFIERS |  | HUMIDIFIERHEATED-Vapotherm-Precision Flow Plus | HUMIDIFIERHEATED | Precision Flow Plus |  |  |  | Vapotherm | Humidifier, Heated |  | HUMIDIFIERHEATED-Vapotherm-Precision Flow Plus |  |  |  |  | Covered PM Repair - Biomedical | MHHS-TMC
NO | NO |  |  |  | 077-09316 |  | Vapotherm Inc | PRECISION FLOW PLUS |  | PFP00004758-E | TMC - RESPIRATORY - ADULT | MHHS-TMC |  | Humidifier, Heated |  | 077-09316 |  | TMC |  | TMC - RESPIRATORY - ADULT | [5 empty] | HUMIDIFIERS |  | HUMIDIFIERHEATED-Vapotherm-Precision Flow Plus | HUMIDIFIERHEATED | Precision Flow Plus |  |  |  | Vapotherm | Humidifier, Heated |  | HUMIDIFIERHEATED-Vapotherm-Precision Flow Plus |  |  |  |  | Covered PM Repair - Biomedical | MHHS-TMC
NO | NO |  |  |  | 077-09319 |  | Vapotherm Inc | PRECISION FLOW PLUS |  | PFP00004785-E | TMC - RESPIRATORY - ADULT | MHHS-TMC |  | Humidifier, Heated |  | 077-09319 |  | TMC |  | TMC - RESPIRATORY - ADULT | [5 empty] | HUMIDIFIERS |  | HUMIDIFIERHEATED-Vapotherm-Precision Flow Plus | HUMIDIFIERHEATED | Precision Flow Plus |  |  |  | Vapotherm | Humidifier, Heated |  | HUMIDIFIERHEATED-Vapotherm-Precision Flow Plus |  |  |  |  | Covered PM Repair - Biomedical | MHHS-TMC
NO | NO |  |  |  | 029-12518 |  | Vapotherm Inc | PRECISION FLOW PLUS |  | PFPC00030083-E | WOODLANDS - NEUROLOGY | MHHS-Woodlands |  | Humidifier, Heated |  | 029-12518 |  | Woodlands |  | WOODLANDS - NEUROLOGY | [5 empty] | HUMIDIFIERS |  | HUMIDIFIERHEATED-Vapotherm-Precision Flow Plus | HUMIDIFIERHEATED | Precision Flow Plus |  |  |  | Vapotherm | Humidifier, Heated |  | HUMIDIFIERHEATED-Vapotherm-Precision Flow Plus |  |  |  |  | Covered PM Repair - Biomedical | MHHS-Woodlands
NO | NO |  |  |  | 029-12653 |  | Vapotherm Inc | PRECISION FLOW PLUS |  | PFPC00030136-E | WOODLANDS - NICU (NEW) | MHHS-Woodlands |  | Humidifier, Heated |  | 029-12653 |  | Woodlands |  | WOODLANDS - NICU (NEW) | [5 empty] | HUMIDIFIERS |  | HUMIDIFIERHEATED-Vapotherm-Precision Flow Plus | HUMIDIFIERHEATED | Precision Flow Plus |  |  |  | Vapotherm | Humidifier, Heated |  | HUMIDIFIERHEATED-Vapotherm-Precision Flow Plus |  |  |  |  | Covered PM Repair - Biomedical | MHHS-Woodlands
NO | NO |  |  |  | 029-32295 |  | Vapotherm Inc | PRECISION FLOW PLUS |  | PFP00002455-E | WOODLANDS - RESPIRATORY | MHHS-Woodlands |  | Humidifier, Heated |  | 029-32295 |  | Woodlands |  | WOODLANDS - RESPIRATORY | [5 empty] | HUMIDIFIERS |  | HUMIDIFIERHEATED-Vapotherm-Precision Flow Plus | HUMIDIFIERHEATED | Precision Flow Plus |  |  |  | Vapotherm | Humidifier, Heated |  | HUMIDIFIERHEATED-Vapotherm-Precision Flow Plus |  |  |  |  | Covered PM Repair - Biomedical | MHHS-Woodlands
NO | NO |  |  |  | 029-32298 |  | Vapotherm Inc | PRECISION FLOW PLUS |  | PFP00003902-E | WOODLANDS - RESPIRATORY | MHHS-Woodlands |  | Humidifier, Heated |  | 029-32298 |  | Woodlands |  | WOODLANDS - RESPIRATORY | [5 empty] | HUMIDIFIERS |  | HUMIDIFIERHEATED-Vapotherm-Precision Flow Plus | HUMIDIFIERHEATED | Precision Flow Plus |  |  |  | Vapotherm | Humidifier, Heated |  | HUMIDIFIERHEATED-Vapotherm-Precision Flow Plus |  |  |  |  | Clinical Miscellaneous | MHHS-Woodlands
NO | NO |  |  |  | 029-32301 |  | Vapotherm Inc | PRECISION FLOW PLUS |  | PFP00000729-E | WOODLANDS - RESPIRATORY | MHHS-Woodlands |  | Humidifier, Heated |  | 029-32301 |  | Woodlands |  | WOODLANDS - RESPIRATORY | [5 empty] | HUMIDIFIERS |  | HUMIDIFIERHEATED-Vapotherm-Precision Flow Plus | HUMIDIFIERHEATED | Precision Flow Plus |  |  |  | Vapotherm | Humidifier, Heated |  | HUMIDIFIERHEATED-Vapotherm-Precision Flow Plus |  |  |  |  | Covered PM Repair - Biomedical | MHHS-Woodlands
NO | YES |  |  |  | 005-34253 | 005-34253 | Vapotherm Inc | Q50 |  | Q5001737-E | SE-Respiratory | MHHS-Southeast |  | Compressor, Air |  | 005-34253 | 005-34253 | Southeast | MHHS-Southeast | SE-Respiratory |  | 2/1/19 |  |  |  | HUMIDIFIERS |  | COMPRESSORAIR-Vapotherm-Q50 | COMPRESSORAIR | Q50 |  |  |  | Vapotherm | Compressor, Air |  | COMPRESSORAIR-Vapotherm-Q50 |  |  |  |  | Covered PM Repair - Biomedical | MHHS-Southeast
NO | YES |  |  |  | 005-34254 | 005-34254 | Vapotherm Inc | Q50 |  | Q5001734-E | SE-Respiratory | MHHS-Southeast |  | Compressor, Air |  | 005-34254 | 005-34254 | Southeast | MHHS-Southeast | SE-Respiratory |  | 2/1/19 |  |  |  | HUMIDIFIERS |  | COMPRESSORAIR-Vapotherm-Q50 | COMPRESSORAIR | Q50 |  |  |  | Vapotherm | Compressor, Air |  | COMPRESSORAIR-Vapotherm-Q50 |  |  |  |  | Covered PM Repair - Biomedical | MHHS-Southeast
NO | YES |  |  |  | 005-34257 | 005-34257 | Vapotherm Inc | Q50 |  | Q5001738-E | SE-Respiratory | MHHS-Southeast |  | Compressor, Air |  | 005-34257 | 005-34257 | Southeast | MHHS-Southeast | SE-Respiratory |  | 2/1/19 |  |  |  | HUMIDIFIERS |  | COMPRESSORAIR-Vapotherm-Q50 | COMPRESSORAIR | Q50 |  |  |  | Vapotherm | Compressor, Air |  | COMPRESSORAIR-Vapotherm-Q50 |  |  |  |  | Covered PM Repair - Biomedical | MHHS-Southeast
NO | YES |  |  |  | 013-39165 | 013-39165 | Vapotherm Inc | Q50 |  | Q5001715-E | SW-Respiratory | MHHS-Southwest |  | Compressor, Air |  | 013-39165 | 013-39165 | Southwest | MHHS-Southwest | SW-Respiratory | 2nd Floor Respiratory | 1/1/19 |  | 1/1/20 |  | HUMIDIFIERS | Compressor, Air | COMPRESSORAIR-Vapotherm-Q50 | COMPRESSORAIR | Q50 |  |  |  | Vapotherm | Compressor, Air |  | COMPRESSORAIR-Vapotherm-Q50 |  |  |  |  | Covered PM Repair - Biomedical | MHHS-Southwest | [8 empty] | COMPRESSORAIR | Compressor, Air | Vapotherm
NO | YES |  |  |  | 013-39169 | 013-39169 | Vapotherm Inc | Q50 |  | Q5001712-E | SW-Respiratory | MHHS-Southwest |  | Compressor, Air |  | 013-39169 | 013-39169 | Southwest | MHHS-Southwest | SW-Respiratory | Respiratory 2nd Floor | 1/1/19 |  |  |  | HUMIDIFIERS | Compressor, Air | COMPRESSORAIR-Vapotherm-Q50 | COMPRESSORAIR | Q50 |  |  |  | Vapotherm | Compressor, Air |  | COMPRESSORAIR-Vapotherm-Q50 |  |  |  |  | Covered PM Repair - Biomedical | MHHS-Southwest | [8 empty] | COMPRESSORAIR | Compressor, Air | Vapotherm
NO | YES |  |  |  | 013-39177 | 013-39177 | Vapotherm Inc | Q50 |  | Q5001721-E | SW-Respiratory | MHHS-Southwest |  | Compressor, Air |  | 013-39177 | 013-39177 | Southwest | MHHS-Southwest | SW-Respiratory | Respiratory 2nd Floor | 1/1/19 |  |  |  | HUMIDIFIERS | Compressor, Air | COMPRESSORAIR-Vapotherm-Q50 | COMPRESSORAIR | Q50 |  |  |  | Vapotherm | Compressor, Air |  | COMPRESSORAIR-Vapotherm-Q50 |  |  |  |  | Not Covered Vendor Only - Biomedical | MHHS-Southwest | [8 empty] | COMPRESSORAIR | Compressor, Air | Vapotherm
NO | YES |  |  |  | 013-39186 | 013-39186 | Vapotherm Inc | Q50 |  | Q5001741-E | SW-HVI-CV ICU | MHHS-Southwest |  | Compressor, Air |  | 013-39186 | 013-39186 | Southwest | MHHS-Southwest | SW-HVI-CV ICU | Respiratory storage | 1/1/20 |  | 1/1/21 |  | HUMIDIFIERS | Compressor, Air | COMPRESSORAIR-Vapotherm-Q50 | COMPRESSORAIR | Q50 |  |  |  | Vapotherm | Compressor, Air |  | COMPRESSORAIR-Vapotherm-Q50 |  |  |  |  | Covered PM Repair - Biomedical | MHHS-Southwest | [8 empty] | COMPRESSORAIR | Compressor, Air | Vapotherm
NO | YES |  |  |  | 013-39188 | 013-39188 | Vapotherm Inc | Q50 |  | Q5001720-E | SW-Respiratory | MHHS-Southwest |  | Compressor, Air |  | 013-39188 | 013-39188 | Southwest | MHHS-Southwest | SW-Respiratory | Respiratory 2nd Floor | 1/1/19 |  |  |  | HUMIDIFIERS | Compressor, Air | COMPRESSORAIR-Vapotherm-Q50 | COMPRESSORAIR | Q50 |  |  |  | Vapotherm | Compressor, Air |  | COMPRESSORAIR-Vapotherm-Q50 |  |  |  |  | Covered PM Repair - Biomedical | MHHS-Southwest | [8 empty] | COMPRESSORAIR | Compressor, Air | Vapotherm
NO | YES |  |  |  | 013-39189 | 013-39189 | Vapotherm Inc | Q50 |  | Q5001714-E | SW-Respiratory | MHHS-Southwest |  | Compressor, Air |  | 013-39189 | 013-39189 | Southwest | MHHS-Southwest | SW-Respiratory | 2nd Floor Respiratory | 2/1/20 |  | 2/1/21 |  | HUMIDIFIERS | Compressor, Air | COMPRESSORAIR-Vapotherm-Q50 | COMPRESSORAIR | Q50 |  |  |  | Vapotherm | Compressor, Air |  | COMPRESSORAIR-Vapotherm-Q50 |  |  |  |  | Covered PM Repair - Biomedical | MHHS-Southwest | [8 empty] | COMPRESSORAIR | Compressor, Air | Vapotherm
NO | YES |  |  |  | 069-41687 | 069-41687 | Vapotherm Inc | Q50 |  | Q5000435-E | TMC-Respiratory-Adult | MHHS-TMC |  | Compressor, Air |  | 069-41687 | 069-41687 | TMC | MHHS-TMC | TMC-Respiratory-Adult | RESPIRATORY - ADULT |  |  |  |  | HUMIDIFIERS |  | COMPRESSORAIR-Vapotherm-Q50 | COMPRESSORAIR | Q50 |  |  |  | Vapotherm | Compressor, Air |  | COMPRESSORAIR-Vapotherm-Q50 |  |  |  |  | Covered PM Repair - Biomedical | MHHS-TMC
NO | YES |  |  |  | 069-41688 | 069-41688 | Vapotherm Inc | Q50 |  | Q5000438-E | TMC-Respiratory-Adult | MHHS-TMC |  | Compressor, Air |  | 069-41688 | 069-41688 | TMC | MHHS-TMC | TMC-Respiratory-Adult | RESPIRATORY - ADULT | 3/1/20 |  | 3/1/21 |  | HUMIDIFIERS |  | COMPRESSORAIR-Vapotherm-Q50 | COMPRESSORAIR | Q50 |  |  |  | Vapotherm | Compressor, Air |  | COMPRESSORAIR-Vapotherm-Q50 |  |  |  |  | Covered PM Repair - Biomedical | MHHS-TMC
NO | YES | Asset Tag 069-45362 |  |  | 069-45362 | 069-45362 | Vapotherm Inc | Q50 |  | Q5001481-E | TMC-Respiratory-Adult | MHHS-TMC |  | Compressor, Air |  | 069-45362 | 069-45362 | TMC | MHHS-TMC | TMC-Respiratory-Adult |  | 6/27/19 |  |  |  | HUMIDIFIERS |  | COMPRESSORAIR-Vapotherm-Q50 | COMPRESSORAIR | Q50 |  |  |  | Vapotherm | Compressor, Air |  | COMPRESSORAIR-Vapotherm-Q50 |  |  | Verified 3/29/2020 11:26:am (Central) |  | Covered PM Repair - Biomedical | MHHS-TMC
NO | YES |  |  |  | 069-46350 | 069-46350 | Vapotherm Inc | Q50 |  | Q5001710-E | TMC-Respiratory-Adult | MHHS-TMC |  | Compressor, Air |  | 069-46350 | 069-46350 | TMC | MHHS-TMC | TMC-Respiratory-Adult | Clean Supply | 2/1/20 |  | 2/1/21 |  | HUMIDIFIERS |  | COMPRESSORAIR-Vapotherm-Q50 | COMPRESSORAIR | Q50 |  |  |  | Vapotherm | Compressor, Air |  | COMPRESSORAIR-Vapotherm-Q50 |  |  |  |  | Covered PM Repair - Biomedical | MHHS-TMC
NO | YES |  |  |  | 069-46351 | 069-46351 | Vapotherm Inc | Q50 |  | Q5001711-E | TMC-Respiratory-Adult | MHHS-TMC |  | Compressor, Air |  | 069-46351 | 069-46351 | TMC | MHHS-TMC | TMC-Respiratory-Adult | RESPIRATORY - ADULT | 2/1/19 |  |  |  | HUMIDIFIERS |  | COMPRESSORAIR-Vapotherm-Q50 | COMPRESSORAIR | Q50 |  |  |  | Vapotherm | Compressor, Air |  | COMPRESSORAIR-Vapotherm-Q50 |  | 8/16/19 |  |  | Covered PM Repair - Biomedical | MHHS-TMC
YES | YES |  |  |  | 013-39288 | 013-39288 | Vapotherm Inc | Q50 |  | Q5001790-E | SW - RESPIRATORY |  |  |  |  | 013-39288 | 013-39288 | Southwest | Memorial Hermann Southwest Hospital | SW - RESPIRATORY | Respiratory 2nd Floor
NO | NO |  |  |  | 145-01379 |  | Vapotherm Inc | Q50 |  | Q5001733-E | PEARLAND - RESPIRATORY THERAPY | MHHS-Pearland Hospital |  | Compressor, Air |  | 145-01379 |  | Pearland |  | PEARLAND - RESPIRATORY THERAPY | [5 empty] | HUMIDIFIERS |  | COMPRESSORAIR-Vapotherm-Q50 | COMPRESSORAIR | Q50 |  |  |  | Vapotherm | Compressor, Air |  | COMPRESSORAIR-Vapotherm-Q50 |  |  |  |  | Covered PM Repair - Biomedical | MHHS-Pearland Hospital
NO | NO |  |  |  | 013-38891 |  | Vapotherm Inc | Q50 |  | Q5001374-E | SW - RESPIRATORY | MHHS-Southwest |  | Compressor, Air |  | 013-38891 |  | Southwest |  | SW - RESPIRATORY | [5 empty] | HUMIDIFIERS |  | COMPRESSORAIR-Vapotherm-Q50 | COMPRESSORAIR | Q50 |  |  |  | Vapotherm | Compressor, Air |  | COMPRESSORAIR-Vapotherm-Q50 |  |  |  |  | Covered PM Repair - Biomedical | MHHS-Southwest
NO | NO |  |  |  | 013-39163 |  | Vapotherm Inc | Q50 |  | Q5001718-E | SW - RESPIRATORY | MHHS-Southwest |  | Compressor, Air |  | 013-39163 |  | Southwest |  | SW - RESPIRATORY | [5 empty] | HUMIDIFIERS |  | COMPRESSORAIR-Vapotherm-Q50 | COMPRESSORAIR | Q50 |  |  |  | Vapotherm | Compressor, Air |  | COMPRESSORAIR-Vapotherm-Q50 |  |  |  |  | Covered PM Repair - Biomedical | MHHS-Southwest
NO | NO |  |  |  | 013-39171 |  | Vapotherm Inc | Q50 |  | Q5001716-E | SW - RESPIRATORY | MHHS-Southwest |  | Compressor, Air |  | 013-39171 |  | Southwest |  | SW - RESPIRATORY | [5 empty] | HUMIDIFIERS |  | COMPRESSORAIR-Vapotherm-Q50 | COMPRESSORAIR | Q50 |  |  |  | Vapotherm | Compressor, Air |  | COMPRESSORAIR-Vapotherm-Q50 |  |  |  |  | Covered PM Repair - Biomedical | MHHS-Southwest
NO | NO |  |  |  | 013-39173 |  | Vapotherm Inc | Q50 |  | Q5001719-E | SW - RESPIRATORY | MHHS-Southwest |  | Compressor, Air |  | 013-39173 |  | Southwest |  | SW - RESPIRATORY | [5 empty] | HUMIDIFIERS |  | COMPRESSORAIR-Vapotherm-Q50 | COMPRESSORAIR | Q50 |  |  |  | Vapotherm | Compressor, Air |  | COMPRESSORAIR-Vapotherm-Q50 |  |  |  |  | Covered PM Repair - Biomedical | MHHS-Southwest
NO | NO |  |  |  | 013-39175 |  | Vapotherm Inc | Q50 |  | Q5001717-E | SW - RESPIRATORY | MHHS-Southwest |  | Compressor, Air |  | 013-39175 |  | Southwest |  | SW - RESPIRATORY | [5 empty] | HUMIDIFIERS |  | COMPRESSORAIR-Vapotherm-Q50 | COMPRESSORAIR | Q50 |  |  |  | Vapotherm | Compressor, Air |  | COMPRESSORAIR-Vapotherm-Q50 |  |  |  |  | Not Covered Vendor Only - Biomedical | MHHS-Southwest
NO | NO |  |  |  | 013-39184 |  | Vapotherm Inc | Q50 |  | Q5001713-E | SW - RESPIRATORY | MHHS-Southwest |  | Compressor, Air |  | 013-39184 |  | Southwest |  | SW - RESPIRATORY | [5 empty] | HUMIDIFIERS |  | COMPRESSORAIR-Vapotherm-Q50 | COMPRESSORAIR | Q50 |  |  |  | Vapotherm | Compressor, Air |  | COMPRESSORAIR-Vapotherm-Q50 |  |  |  |  | Covered PM Repair - Biomedical | MHHS-Southwest
NO | NO |  |  |  | 013-39185 |  | Vapotherm Inc | Q50 |  | Q5001739-E | SW - RESPIRATORY | MHHS-Southwest |  | Compressor, Air |  | 013-39185 |  | Southwest |  | SW - RESPIRATORY | [5 empty] | HUMIDIFIERS |  | COMPRESSORAIR-Vapotherm-Q50 | COMPRESSORAIR | Q50 |  |  |  | Vapotherm | Compressor, Air |  | COMPRESSORAIR-Vapotherm-Q50 |  |  |  |  | Covered PM Repair - Biomedical | MHHS-Southwest
NO | NO |  |  |  | 013-39187 |  | Vapotherm Inc | Q50 |  | Q5001736-E | SW - RESPIRATORY | MHHS-Southwest |  | Compressor, Air |  | 013-39187 |  | Southwest |  | SW - RESPIRATORY | [5 empty] | HUMIDIFIERS |  | COMPRESSORAIR-Vapotherm-Q50 | COMPRESSORAIR | Q50 |  |  |  | Vapotherm | Compressor, Air |  | COMPRESSORAIR-Vapotherm-Q50 |  |  |  |  | Covered PM Repair - Biomedical | MHHS-Southwest
NO | NO |  |  |  | 069-45363 |  | Vapotherm Inc | Q50 |  | Q5001477-E | TMC - RESPIRATORY - ADULT | MHHS-TMC |  | Compressor, Air |  | 069-45363 |  | TMC |  | TMC - RESPIRATORY - ADULT | [5 empty] | HUMIDIFIERS |  | COMPRESSORAIR-Vapotherm-Q50 | COMPRESSORAIR | Q50 |  |  |  | Vapotherm | Compressor, Air |  | COMPRESSORAIR-Vapotherm-Q50 |  |  |  |  | Not Covered Vendor Only - Biomedical | MHHS-TMC
NO | NO |  |  |  | 069-46352 |  | Vapotherm Inc | Q50 |  | Q5001707-E | TMC - RESPIRATORY - ADULT | MHHS-TMC |  | Compressor, Air |  | 069-46352 |  | TMC |  | TMC - RESPIRATORY - ADULT | [5 empty] | HUMIDIFIERS |  | COMPRESSORAIR-Vapotherm-Q50 | COMPRESSORAIR | Q50 |  |  |  | Vapotherm | Compressor, Air |  | COMPRESSORAIR-Vapotherm-Q50 |  |  |  |  | Covered PM Repair - Biomedical | MHHS-TMC
NO | NO |  |  |  | 069-46353 |  | Vapotherm Inc | Q50 |  | Q5001709-E | TMC - RESPIRATORY - ADULT | MHHS-TMC |  | Compressor, Air |  | 069-46353 |  | TMC |  | TMC - RESPIRATORY - ADULT | [5 empty] | HUMIDIFIERS |  | COMPRESSORAIR-Vapotherm-Q50 | COMPRESSORAIR | Q50 |  |  |  | Vapotherm | Compressor, Air |  | COMPRESSORAIR-Vapotherm-Q50 |  |  |  |  | Covered PM Repair - Biomedical | MHHS-TMC
NO | YES |  |  |  | 145-01406 | 145-01406 | Vapotherm Inc | TDI MEDIPOWER |  | TDH1909-11307 | Pearland-Respiratory Therapy | MHHS-Pearland Hospital |  |  |  | 145-01406 | 145-01406 | Pearland | MHHS-Pearland Hospital | Pearland-Respiratory Therapy | N4 176 | 7/1/19 | 7/1/20 |  |  | POWER SYSTEMS, UNINTERRUPTIBLE |  | .needs class | [5 empty] | Vapotherm |  |  |  |  | 5/29/16 |  |  | Covered PM Repair - Biomedical | MHHS-Pearland Hospital
NO | YES |  |  |  | 005-34223 | 005-34223 | Vapotherm Inc | TDI MEDIPOWER |  | TDH1837-10870 | SE-Unit 2B (Oncology) | MHHS-Southeast |  |  |  | 005-34223 | 005-34223 | Southeast | MHHS-Southeast | SE-Unit 2B (Oncology) | Respiratory | 6/1/19 |  | 6/1/20 |  | POWER SYSTEMS, UNINTERRUPTIBLE |  | .needs class | [5 empty] | Vapotherm | [7 empty] | Covered PM Repair - Biomedical | MHHS-Southeast
NO | NO |  |  |  | 145-01376 |  | Vapotherm Inc | TDI MEDIPOWER |  | TDC1827-00744 | PEARLAND - RESPIRATORY THERAPY | MHHS-Pearland Hospital |  |  |  | 145-01376 |  | Pearland |  | PEARLAND - RESPIRATORY THERAPY | [5 empty] | POWER SYSTEMS, UNINTERRUPTIBLE |  | .needs class | [5 empty] | Vapotherm | [7 empty] | Covered PM Repair - Biomedical | MHHS-Pearland Hospital
NO | NO |  |  |  | 145-01405 |  | Vapotherm Inc | TDI MEDIPOWER |  | TDH1909-11323 | PEARLAND - RESPIRATORY THERAPY | MHHS-Pearland Hospital |  |  |  | 145-01405 |  | Pearland |  | PEARLAND - RESPIRATORY THERAPY | [5 empty] | POWER SYSTEMS, UNINTERRUPTIBLE |  | .needs class | [5 empty] | Vapotherm | [7 empty] | Covered PM Repair - Biomedical | MHHS-Pearland Hospital
NO | NO |  |  |  | 005-34233 |  | Vapotherm Inc | TDI MEDIPOWER |  | TDH1837-10810 | SE - RESPIRATORY | MHHS-Southeast |  |  |  | 005-34233 |  | Southeast & Bay Area |  | SE - RESPIRATORY | [5 empty] | POWER SYSTEMS, UNINTERRUPTIBLE |  | .needs class | [5 empty] | Vapotherm | [7 empty] | Covered PM Repair - Biomedical | MHHS-Southeast
NO | NO |  |  |  | 069-46348 |  | Vapotherm Inc | TDI MEDIPOWER |  | TDC182500720 | TMC - RESPIRATORY - ADULT | MHHS-TMC |  |  |  | 069-46348 |  | TMC |  | TMC - RESPIRATORY - ADULT | [5 empty] | POWER SYSTEMS, UNINTERRUPTIBLE |  | .needs class | [5 empty] | Vapotherm | [7 empty] | Covered PM Repair - Biomedical | MHHS-TMC
YES | YES |  |  |  | 009-33137 | 009-33137 | Varex Imaging | XRpad LBC-2 |  | 958-H_A-G46-0068GB | Radiologist |  |  |  |  | 009-33137 | 009-33137 | MHHS-Katy | MHHS-Katy | Radiologist | W1:207.3 X-Ray 3
NO | YES |  |  |  | 142-05933 | 142-05933 | Varian Oncology Systems Div Varian Assoc Inc | iX |  | H295728 | NE-Cancer Center | MHHS-Northeast |  |  |  | 142-05933 | 142-05933 | Katy | MHHS-Northeast | NE-Cancer Center | Cancer Center | 8/1/18 |  |  |  | RADIOTHERAPY SYSTEMS, LINEAR ACCELERATOR |  | .needs class | [5 empty] | VARIAN | [7 empty] | Covered PM Repair - Biomedical | MHHS-Northeast
NO | NO |  |  |  | 009-08499 |  | Varian Oncology Systems Div Varian Assoc Inc | iX |  |  | GH - CANCER CENTER | MHHS-Greater Heights |  |  |  | 009-08499 |  | Central & Greater Heights |  | GH - CANCER CENTER | [5 empty] | RADIOTHERAPY SYSTEMS, LINEAR ACCELERATOR |  | .needs class | [5 empty] | VARIAN | [7 empty] | Covered PM Repair - Biomedical | MHHS-Greater Heights
NO | NO |  |  |  | R-069-LINAC |  | Varian Oncology Systems Div Varian Assoc Inc | TRILOGY |  |  | TMC - PLAZA - CANCER CENTER (STE 2900) | MHHS-TMC |  | Linear Accelerator |  | R-069-LINAC |  | TMC |  | TMC - PLAZA - CANCER CENTER (STE 2900) | [5 empty] | RADIOTHERAPY SYSTEMS, LINEAR ACCELERATOR |  | LINEARACCELERATOR-VARIAN-Trilogy | LINEARACCELERATOR | Trilogy |  |  |  | VARIAN | Linear Accelerator |  | LINEARACCELERATOR-VARIAN-Trilogy |  |  |  |  | Not Covered Vendor Only - Biomedical | MHHS-TMC
NO | NO |  |  |  | 041-19206 |  | Varian Oncology Systems Div Varian Assoc Inc | TRUEBEAM |  | H191046 | MEMORIAL CITY - TEXAS ONCOLOGY | MHHS-Mem City |  | Linear Accelerator |  | 041-19206 |  | West & Memorial City |  | MEMORIAL CITY - TEXAS ONCOLOGY | [5 empty] | RADIOTHERAPY SYSTEMS, LINEAR ACCELERATOR |  | LINEARACCELERATOR-Varian-Truebeam | LINEARACCELERATOR | Truebeam |  |  |  | Varian | Linear Accelerator |  | LINEARACCELERATOR-Varian-Truebeam |  |  |  |  | Covered PM Repair - Biomedical | MHHS-Mem City
NO | NO |  |  |  | H600623 |  | Varian Oncology Systems Div Varian Assoc Inc | VARISOURCE IX HDR |  | H600623 | MEMORIAL CITY - TEXAS ONCOLOGY | MHHS-Mem City |  |  |  | H600623 |  | West & Memorial City |  | MEMORIAL CITY - TEXAS ONCOLOGY | [5 empty] | BRACHYTHERAPY SYSTEMS |  | .needs class | [5 empty] | VARIAN | [7 empty] | Covered PM Repair - Biomedical | MHHS-Mem City
NO | NO |  |  |  | R-069-RTHDR |  | Varian Oncology Systems Div Varian Assoc Inc | VARISOURCE IX HDR |  | H600599 | TMC - PLAZA - CANCER CENTER (STE 2900) | MHHS-TMC |  |  |  | R-069-RTHDR |  | TMC |  | TMC - PLAZA - CANCER CENTER (STE 2900) | [5 empty] | BRACHYTHERAPY SYSTEMS |  | .needs class | [5 empty] | VARIAN | [7 empty] | Covered PM Repair - Biomedical | MHHS-TMC
NO | YES |  |  |  | 041-17765 | 041-17765 | Vasamed | SENSILASE |  |  | MEMORIAL CITY - WOUND CARE | MHHS-Mem City |  |  |  | 041-17765 | 041-17765 | West |  | MEMORIAL CITY - WOUND CARE | [5 empty] | MONITORS, PHYSIOLOGIC, VITAL SIGNS |  | .needs class | [5 empty] | Vasamed | [7 empty] | Covered PM Repair - Biomedical | MHHS-Mem City
NO | YES |  |  |  | 013-38639 | 013-38639 | Vasamed | SENSILASE |  |  | MEMORIAL CITY - WOUND CARE | MHHS-Southwest |  |  |  | 013-38639 | 013-38639 | West | West | MEMORIAL CITY - WOUND CARE | Treatment Room 5 |  |  |  |  | MONITORS, PHYSIOLOGIC, VITAL SIGNS |  | .needs class | [5 empty] | Vasamed | [7 empty] | Covered PM Repair - Biomedical | MHHS-Southwest
NO | NO |  |  |  | 583-01169 |  | Vasamed | SENSILASE |  |  | CY - WOUND CARE / OCCUPATIONAL HEALTH | MHHS-Cypress |  |  |  | 583-01169 |  | Northwest & Cypress |  | CY - WOUND CARE / OCCUPATIONAL HEALTH | [5 empty] | MONITORS, PHYSIOLOGIC, VITAL SIGNS |  | .needs class | [5 empty] | Vasamed | [7 empty] | Covered PM Repair - Biomedical | MHHS-Cypress
NO | NO |  |  |  | 009-34358 |  | Vasamed | SENSILASE PAD-IQ |  |  | TIRR - GREATER HEIGHTS | MHHS-TIRR |  | Plethysmograph, Whole Body |  | 009-34358 |  | Central & Greater Heights |  | TIRR - GREATER HEIGHTS | [5 empty] | MONITORS, BEDSIDE, BLOOD PRESSURE |  | PLETHYSMOGRAPHWHOLEBODY-Vasamed-SensiLase PAD-IQ | PLETHYSMOGRAPHWHOLEBODY | SensiLase PAD-IQ |  |  |  | Vasamed | Plethysmograph, Whole Body |  | PLETHYSMOGRAPHWHOLEBODY-Vasamed-SensiLase PAD-IQ |  |  |  |  | Covered PM Repair - Biomedical | MHHS-TIRR
NO | YES |  |  |  | 013-20066 | 013-20066 | Vascular Technologies | 108910-AC |  | 10682-027 | SW-OR | MHHS-Southwest |  |  |  | 013-20066 | 013-20066 | Southwest | MHHS-Southwest | SW-OR | OR | 11/1/19 |  | 11/1/20 |  | DETECTORS, BLOOD FLOW/FETAL HEART, ULTRASONIC | Doppler, Blood Flow | DOPPLERBLOODFLOW-VascularTech-20 MHz Microvascular |  |  |  |  | DOPPLERBLOODFLOW-VascularTech-20 MHz Microvascular | VascularTech | [7 empty] | Covered PM Repair - Biomedical | MHHS-Southwest | [8 empty] | DOPPLERBLOODFLOW | Doppler, Blood Flow | VascularTech
NO | YES |  |  |  | 069-43845 | 069-43845 | Vascular Technologies | 108910-AC |  | 10683-029 | TMC-OR-Hermann (2Hp) | MHHS-TMC |  |  |  | 069-43845 | 069-43845 | TMC | MHHS-TMC | TMC-OR-Hermann (2Hp) | S412 storage | 2/1/18 |  |  |  | DETECTORS, BLOOD FLOW/FETAL HEART, ULTRASONIC |  | DOPPLERBLOODFLOW-VascularTech-20 MHz Microvascular |  |  |  |  | DOPPLERBLOODFLOW-VascularTech-20 MHz Microvascular | VascularTech | [7 empty] | Covered PM Repair - Biomedical | MHHS-TMC
NO | NO |  |  |  | 029-06043 |  | Vascular Technologies | 108910-AC |  | 8119-029 | WOODLANDS - OR | MHHS-Woodlands |  |  |  | 029-06043 |  | Woodlands |  | WOODLANDS - OR | [5 empty] | DETECTORS, BLOOD FLOW/FETAL HEART, ULTRASONIC |  | DOPPLERBLOODFLOW-VascularTech-20 MHz Microvascular |  |  |  |  | DOPPLERBLOODFLOW-VascularTech-20 MHz Microvascular | VascularTech | [7 empty] | Covered PM Repair - Biomedical | MHHS-Woodlands
NO | NO |  |  |  | NT01-952703 |  | VENOSCOPE | VENOSCOPE-11 |  | NT01-952703 | KATY - NICU | MHHS-Katy |  |  |  | NT01-952703 |  | Katy |  | KATY - NICU | [5 empty] | ENDOSCOPIC EQUIPMENT |  | .needs class | [5 empty] | Venoscope | [7 empty] | Covered PM Repair - Biomedical | MHHS-Katy
NO | NO |  |  |  | 145-00741 |  | VENOSCOPE | VENOSCOPE-11 |  | NT01 1060332 | PEARLAND - LABOR & DELIVERY | MHHS-Pearland Hospital |  |  |  | 145-00741 |  | Pearland |  | PEARLAND - LABOR & DELIVERY | [5 empty] | ENDOSCOPIC EQUIPMENT |  | .needs class | [5 empty] | Venoscope | [7 empty] | Covered PM Repair - Biomedical | MHHS-Pearland Hospital
NO | NO |  |  |  | 005-09600 |  | VENOSCOPE | VENOSCOPE-11 |  | NY01 957086 | SE - NEONATAL ICU | MHHS-Southeast |  |  |  | 005-09600 |  | Southeast & Bay Area |  | SE - NEONATAL ICU | [5 empty] | ENDOSCOPIC EQUIPMENT |  | .needs class | [5 empty] | Venoscope | [7 empty] | Covered PM Repair - Biomedical | MHHS-Southeast
NO | NO | [5 empty] | Ventana Medical Systems, Inc. | BENCHMARK XT |  |  | SW - LABORATORY - HISTOLOGY | MHHS-Southwest |  | Stainer, Slide |  |  |  | Southwest |  | SW - LABORATORY - HISTOLOGY | [5 empty] | SLIDE STAINERS |  | STAINERSLIDE-Ventana Med Sys-Benchmark XT | STAINERSLIDE | Benchmark XT |  |  |  | Ventana Med Sys | Stainer, Slide |  | STAINERSLIDE-Ventana Med Sys-Benchmark XT |  |  |  |  | Not Covered Vendor Only - Biomedical | MHHS-Southwest
NO | NO | [5 empty] | Ventana Medical Systems, Inc. | BENCHMARK XT |  |  | SW - LABORATORY - HISTOLOGY | MHHS-Southwest |  | Stainer, Slide |  |  |  | Southwest |  | SW - LABORATORY - HISTOLOGY | [5 empty] | SLIDE STAINERS |  | STAINERSLIDE-Ventana Med Sys-Benchmark XT | STAINERSLIDE | Benchmark XT |  |  |  | Ventana Med Sys | Stainer, Slide |  | STAINERSLIDE-Ventana Med Sys-Benchmark XT |  |  |  |  | Not Covered Vendor Only - Biomedical | MHHS-Southwest
NO | YES |  |  |  | 013-38176 | 013-38176 | Veran Medical Technologies | SYS-4000 |  |  | SW - ENDOSCOPY | MHHS-Southwest |  |  |  | 013-38176 | 013-38176 | Southwest | SW - Endoscopy | SW - ENDOSCOPY | SW - Endoscopy |  |  |  |  | NAVIGATION SYSTEMS, SURGICAL |  | .needs class | [5 empty] | VERANMEDICAL | [7 empty] | Covered PM Repair - Biomedical | MHHS-Southwest
NO | YES |  |  |  | 069-45356 | 069-45356 | Veran Medical Technologies | SYS-4000 |  |  | TMC-Gi/Endo-Adult (1J) | MHHS-TMC |  |  |  | 069-45356 | 069-45356 | TMC | MHHS-TMC | TMC-Gi/Endo-Adult (1J) | [5 empty] | NAVIGATION SYSTEMS, SURGICAL |  | .needs class | [5 empty] | VERANMEDICAL |  |  |  |  | 6/1/18 |  |  | Covered PM Repair - Biomedical | MHHS-TMC
YES | YES |  |  |  | 099-10185 | 099-10185 | Verathon |  |  |  | Floor 8 |  |  |  |  | 099-10185 | 099-10185 | Southwest | Memorial Hermann Southwest Hospital | Floor 8 | Floor 8
YES | YES |  |  |  | 099-00492 | 099-00492 | Verathon | 0400-0036 |  |  | Rehab hospital |  |  |  |  | 099-00492 | 099-00492 | Katy | Memorial Hermann Rehabilitation Hospital - Katy (#102) | Rehab hospital | Nurses station | [5 empty] | Charger, Battery | CHARGERBATTERY-VERATHON-0400-0036 | [22 empty] | Charger, Battery | CHARGERBATTERY | Charger, Battery | VERATHON
YES | YES |  |  |  | 151-04985 | 151-04985 | Verathon | 0400-0130 |  |  | Pacu |  |  |  |  | 151-04985 | 151-04985 | Northwest | Memorial Hermann Cypress Hospital | Pacu | Bed 7
YES | YES |  |  |  | 151-03693 | 151-03693 | Verathon | 0400-0130 |  |  | CY - 3 SOUTH |  |  |  |  | 151-03693 | 151-03693 | Northwest | Memorial Hermann Cypress Hospital | CY - 3 SOUTH | Medsurg
YES | YES |  |  |  | 151-04690 | 151-04690 | Verathon | 0400-0130 |  |  | CY - ICU |  |  |  |  | 151-04690 | 151-04690 | Northwest | Memorial Hermann Cypress Hospital | CY - ICU | ICU nursing
YES | YES | [5 empty] | Verathon | 0400-0130 |  |  | MEMORIAL CITY - EAST TOWER - IMCU | [6 empty] | West | Memorial city | MEMORIAL CITY - EAST TOWER - IMCU | MEMORIAL CITY MICU
YES | YES |  |  |  |  | 069-18877 | Verathon | 0570-0188 |  | PA013682 | SIGNATURE SUITES | [5 empty] | 069-18877 | TMC | Memorial Hermann-Texas Medical Center | SIGNATURE SUITES | CLEAN LINNEN C542 | [5 empty] | Transducer, Ultrasound | TRANSDUCERULTRASOUND-VERATHON-0570-0188 | [12 empty] | TU-A | [9 empty] | Transducer, Ultrasound | TRANSDUCERULTRASOUND | Transducer, Ultrasound | VERATHON
YES | YES |  |  |  | 099-00491 | 099-00491 | Verathon | 0570-0193 |  | WO26320 | MH inpatient Rehab |  |  |  |  | 099-00491 | 099-00491 | Katy | Inpatient Rehab | MH inpatient Rehab | Nurses station | 2/1/20 | 2/1/21 |  |  |  | Charger, Battery | CHARGERBATTERY-VERATHON-0570-0193 | [22 empty] | Charger, Battery | CHARGERBATTERY | Charger, Battery | VERATHON
YES | YES | Serial Number Cnf |  |  | 099-01275 | 099-01275 | Verathon | 0570-0193 |  | Cnf | NE - 3 WEST TOWER |  |  |  |  | 099-01275 | 099-01275 | NorthEast |  | NE - 3 WEST TOWER |  |  |  |  | No pm |  | Charger, Battery | CHARGERBATTERY-VERATHON-0570-0193 | [22 empty] | Charger, Battery | CHARGERBATTERY | Charger, Battery | VERATHON
YES | YES |  |  |  | 099-08911 | 099-08911 | Verathon | 0570-0193 |  | WO28246 | TIRR - PCU 6 |  |  |  |  | 099-08911 | 099-08911 | TMC | TIRR Memorial Hermann | TIRR - PCU 6 | Nurses Station |  |  |  | New Add |  | Charger, Battery | CHARGERBATTERY-VERATHON-0570-0193 | [22 empty] | Charger, Battery | CHARGERBATTERY | Charger, Battery | VERATHON
YES | YES |  |  |  | 099-08915 | 099-08915 | Verathon | 0570-0193 |  | WO32939 | TIRR - PCU 5 |  |  |  |  | 099-08915 | 099-08915 | TMC | TIRR Memorial Hermann | TIRR - PCU 5 | Nurses Station |  |  |  | New Add |  | Charger, Battery | CHARGERBATTERY-VERATHON-0570-0193 | [22 empty] | Charger, Battery | CHARGERBATTERY | Charger, Battery | VERATHON
YES | YES |  |  |  | 099-08916 | 099-08916 | Verathon | 0570-0193 |  | WO47158 | TIRR - PCU 5 |  |  |  |  | 099-08916 | 099-08916 | TMC | TIRR Memorial Hermann | TIRR - PCU 5 | Nurses Station |  |  |  | New Add |  | Charger, Battery | CHARGERBATTERY-VERATHON-0570-0193 | [22 empty] | Charger, Battery | CHARGERBATTERY | Charger, Battery | VERATHON
YES | YES |  |  |  | 041-34860 | 041-34860 | Verathon | 0570-0193 |  | WO49340 | Memorial Hermann-JHC |  |  |  |  | 041-34860 | 041-34860 | West | Memorial Hermann Memorial City Medical Center | Memorial Hermann-JHC | MH8 Nurses Station
YES | YES |  |  |  | 041-34861 | 041-34861 | Verathon | 0570-0193 |  | W032617 | Memorial City -MHT - Med/Surg |  |  |  |  | 041-34861 | 041-34861 | West | Memorial Hermann Memorial City Medical Center | Memorial City -MHT - Med/Surg | MH 6 415 Equipment Storage
YES | YES |  |  |  | WO32617 | WO33617 | Verathon | 0570-0193 |  | WO32617 | MEMORIAL CITY - EAST TOWER - IMCU |  |  |  |  | WO32617 | WO33617 | West | Memorial city | MEMORIAL CITY - EAST TOWER - IMCU | MEMORIAL CITY MICU
NO | YES | Asset Tag 029-32411 |  |  | 029-32411 | 029-32411 | Verathon | 0570-0306 Glide Scope AVL Syst |  | CMI180924 | ICU |  |  |  |  | 029-32411 | 029-32411 | Woodlands | Memorial Hermann Hospital Woodlands | ICU | ICU hallway | 11/1/20 |  | 5/1/20 |  |  | Video Laryngoscope | VIDEOLARYNGOSCOPE-VERATHON-0570-0306GlideScopeAVLS | [22 empty] | Video Laryngoscope | VIDEOLARYNGOSCOPE | Video Laryngoscope | VERATHON
YES | YES |  |  |  | 013-38962 | 013-38962 | Verathon | 0570-0346 |  | C1502134 | SW - 7th floor |  |  |  |  | 013-38962 | 013-38962 | Southwest | Memorial Hermann Southwest Hospital | SW - 7th floor | Hallway | 7/1/19 |  | 7/1/20
YES | YES |  |  |  | 013-34063 | 013-34063 | Verathon | 0570-0346 |  | C1508676 | SW - 7th floor ICU |  |  |  |  | 013-34063 | 013-34063 | Southwest | Memorial Hermann Southwest Hospital | SW - 7th floor ICU | Hallway
YES | YES |  |  |  | 013-36376 | 013-36376 | Verathon | 0570-0351 |  | PX009193 | BIOMED |  |  |  |  | 013-36376 | 013-36376 | Southwest | Memorial Hermann Southwest Hospital | BIOMED | Biomed |  |  |  | No PM Sticker |  | Transducer, Ultrasound | TRANSDUCERULTRASOUND-VERATHON-0570-0351 | [12 empty] | TU-A | [9 empty] | Transducer, Ultrasound | TRANSDUCERULTRASOUND | Transducer, Ultrasound | VERATHON
YES | YES |  |  |  | 099-14457 | 099-14457 | Verathon | 0570-0351 |  | PX309206 | BIOMED |  |  |  |  | 099-14457 | 099-14457 | Southwest | Memorial Hermann Southwest Hospital | BIOMED | Biomed |  |  |  | No PM Sticker |  | Transducer, Ultrasound | TRANSDUCERULTRASOUND-VERATHON-0570-0351 | [12 empty] | TU-A | [9 empty] | Transducer, Ultrasound | TRANSDUCERULTRASOUND | Transducer, Ultrasound | VERATHON
YES | YES |  |  |  | 099-14295 | 099-14295 | Verathon | 0570-0351 |  | PX302016 | Medsurg |  |  |  |  | 099-14295 | 099-14295 | Southwest | Memorial Hermann Southwest Hospital | Medsurg | Nurse station |  |  |  | No pm required |  | Transducer, Ultrasound | TRANSDUCERULTRASOUND-VERATHON-0570-0351 | [12 empty] | TU-A | [9 empty] | Transducer, Ultrasound | TRANSDUCERULTRASOUND | Transducer, Ultrasound | VERATHON
YES | YES |  |  |  | 099-12090 | 099-12090 | Verathon | 0570-0351 |  | PX008088 | TMC - PLAZA - CANCER CENTER (STE 2900) |  |  |  |  | 099-12090 | 099-12090 | TMC |  | TMC - PLAZA - CANCER CENTER (STE 2900) | Nurse station | [5 empty] | Transducer, Ultrasound | TRANSDUCERULTRASOUND-VERATHON-0570-0351 | [12 empty] | TU-A | [9 empty] | Transducer, Ultrasound | TRANSDUCERULTRASOUND | Transducer, Ultrasound | VERATHON
YES | YES |  |  |  | 099-12248 | 099-12248 | Verathon | 0570-0351 |  | Px007547 | TMC - HVI - CVIMU (8HVI) |  |  |  |  | 099-12248 | 099-12248 | TMC | Memorial Hermann-Texas Medical Center | TMC - HVI - CVIMU (8HVI) |  |  |  |  | No PM Sticker |  | Transducer, Ultrasound | TRANSDUCERULTRASOUND-VERATHON-0570-0351 | [12 empty] | TU-A | [9 empty] | Transducer, Ultrasound | TRANSDUCERULTRASOUND | Transducer, Ultrasound | VERATHON
YES | YES |  |  |  | 099-11723 | 099-11723 | Verathon | 0570-0351 |  | Px003141 | TMC - 9J |  |  |  |  | 099-11723 | 099-11723 | TMC | Memorial Hermann-Texas Medical Center | TMC - 9J | Storage | [5 empty] | Transducer, Ultrasound | TRANSDUCERULTRASOUND-VERATHON-0570-0351 | [12 empty] | TU-A | [9 empty] | Transducer, Ultrasound | TRANSDUCERULTRASOUND | Transducer, Ultrasound | VERATHON
YES | YES |  |  |  | 069-49359 | 069-49359 | Verathon | 0570-0394 |  | C1511802 | Tmc |  |  |  |  | 069-49359 | 069-49359 | TMC | Memorial Hermann-Texas Medical Center | Tmc | Biomed Shop | 3/1/20 |  | 3/1/22
YES | YES | Serial Number C1511803 |  |  | 099-14467 | 099-14467 | Verathon | 0570-0394 |  | C1511803 | Tmc |  |  |  |  | 099-14467 | 099-14467 | TMC | Memorial Hermann-Texas Medical Center | Tmc | Biomed Shop |  |  |  | No PM Sticker
YES | YES |  |  |  | 069-47562 | 069-47562 | Verathon | 0570-0394 |  | C1510679 | TMC - CULLEN - GENERAL MEDICINE (3C) |  |  |  |  | 069-47562 | 069-47562 | TMC | Memorial Hermann-Texas Medical Center | TMC - CULLEN - GENERAL MEDICINE (3C) | TMC - CULLEN - GENERAL MED | 2/1/20 |  | 2/1/22
YES | YES |  |  |  | 029-06488 | 029-06488 | Verathon | AVL Glidescope |  | AM091955 | ER |  |  |  |  | 029-06488 | 029-06488 | Woodlands | 24 Hour Emergency Room - Convenient Care Center in Spring | ER | ER | [5 empty] | Video Laryngoscope | VIDEOLARYNGOSCOPE-VERATHON-AVL Glidescope | [22 empty] | Video Laryngoscope | VIDEOLARYNGOSCOPE | Video Laryngoscope | VERATHON
NO | YES | Asset Tag 069-28244 |  |  | 069-28244 | 069-28244 | Verathon | AVL Glidescope |  | Am122355 | 8floor heart |  |  |  |  | 069-28244 | 069-28244 | TMC | Memorial Hermann-Texas Medical Center | 8floor heart | Hallway | 11/1/19 |  | 11/1/20 |  |  | Video Laryngoscope | VIDEOLARYNGOSCOPE-VERATHON-AVL Glidescope | [22 empty] | Video Laryngoscope | VIDEOLARYNGOSCOPE | Video Laryngoscope | VERATHON
YES | YES |  |  |  | 029-12934 | 029-12934 | Verathon | Blabberscan Prime Plus |  | C1510792 | WOODLANDS - OR |  |  |  |  | 029-12934 | 029-12934 | Woodlands | Memorial Hermann in the woodlands | WOODLANDS - OR | PACU | 1/1/20 |  | 1/1/21
YES | YES |  |  |  | 099-02349 | 099-02349 | Verathon | Bladder scan |  | W052027 | WOODLANDS - ER |  |  |  |  | 099-02349 | 099-02349 | Woodlands | Woodlands | WOODLANDS - ER
YES | YES |  |  |  | 099-13024 | 099-13024 | Verathon | Bladder scanner | [7 empty] | 099-13024 | 099-13024 | TMC | Memorial Hermann Heart |  | 14-101
YES | YES |  |  |  | 099-11428 | 099-11428 | Verathon | Bladderscan |  |  | TWC |  |  |  |  | 099-11428 | 099-11428 | TMC | Memorial Hermann-Texas Medical Center | TWC | 5 West Cullen
YES | YES |  |  |  | 099-09454 | 099-09454 | Verathon | BladderScan |  |  | TMC - HERMANN - COU (1R) |  |  |  |  | 099-09454 | 099-09454 |  | Memorial Hermann-TMC | TMC - HERMANN - COU (1R) | COU-18
YES | YES |  |  |  | 009-34645 | 009-34645 | Verathon | Bladderscan prime plus |  | C1511255 | Clinicla decision |  |  |  |  | 009-34645 | 009-34645 | Central | Memorial hermann greater heights hospital | Clinicla decision | Hallway
YES | YES |  |  |  | 074-06727 | 074-06727 | Verathon | Bladderscan prime plus |  |  | ICU |  |  |  |  | 074-06727 | 074-06727 | TMC | Memorial Hermann-Texas Medical Center | ICU |  | 2/1/20 |  | 2/1/22
YES | YES |  |  |  | 029-13378 | 029-13378 | Verathon | BVI 3000 |  |  | WOODLANDS - West Tower 6th floor |  |  |  |  | 029-13378 | 029-13378 | Woodlands | Memorial Hermann Hospital boyfriends | WOODLANDS - West Tower 6th floor | Nurse Station | 8/1/18 |  | 8/1/19 |  |  | Scanner, Bladder | SCANNERBLADDER-Verathon-BVI 3000 | [12 empty] | SCB-A | [9 empty] | Scanner, Bladder | SCANNERBLADDER | Scanner, Bladder | Verathon
YES | YES |  |  |  | 241-02876 | 241-02876 | Verathon | BVI 3000 |  |  | MH MG - (GH) - URGENT CARE - WASHINGTON AVE |  |  |  |  | 241-02876 | 241-02876 | Central | Memorial Hermann Hospital PB1 Urology Suite 500 | MH MG - (GH) - URGENT CARE - WASHINGTON AVE | Physian office | [5 empty] | Scanner, Bladder | SCANNERBLADDER-Verathon-BVI 3000 | [12 empty] | SCB-A | [9 empty] | Scanner, Bladder | SCANNERBLADDER | Scanner, Bladder | Verathon
YES | YES |  |  |  | 013-10572 | 013-10572 | Verathon | BVI 3000 |  |  | 9th floor hallway |  |  |  |  | 013-10572 | 013-10572 | Southwest | Memorial Hermann Southwest Hospital | 9th floor hallway | Main Entrance | 1/1/20 |  | 1/1/21 |  |  | Scanner, Bladder | SCANNERBLADDER-Verathon-BVI 3000 | [12 empty] | SCB-A | [9 empty] | Scanner, Bladder | SCANNERBLADDER | Scanner, Bladder | Verathon
YES | YES |  |  |  | 099-06202 | 099-06202 | Verathon | BVI 9000 |  | 0620-0340 | Biomedical |  |  |  |  | 099-06202 | 099-06202 | Southeast | Memorial Hermann Southeast Hospital | Biomedical | Biomed shop |  |  |  | No pm |  | Scanner, Bladder | SCANNERBLADDER-Verathon-BVI 9000 | [12 empty] | SCB-A | [9 empty] | Scanner, Bladder | SCANNERBLADDER | Scanner, Bladder | Verathon
NO | YES |  |  |  | 099-04942 | 099-04942 | Verathon | BVI 9400 |  | B4013564 | Katy-Med/Surg 6th Floor |  |  |  |  | 099-04942 | 099-04942 | Katy | MHHS-Katy | Katy-Med/Surg 6th Floor | Nurses station crash cart | [5 empty] | Scanner, Bladder | SCANNERBLADDER-Verathon-BVI 9400 | [12 empty] | SCB-A | [9 empty] | Scanner, Bladder | SCANNERBLADDER | Scanner, Bladder | Verathon
YES | YES |  |  |  | 041-20177 | 041-20177 | Verathon | BVI 9400 |  | B4010999 | MH MG - (KY) - KATY UROLOGY (MP2) |  |  |  |  | 041-20177 | 041-20177 | Katy | Memorial Hermann Medical Group Katy Urology (#401) | MH MG - (KY) - KATY UROLOGY (MP2) | Nurses station | [5 empty] | Scanner, Bladder | SCANNERBLADDER-Verathon-BVI 9400 | [12 empty] | SCB-A | [9 empty] | Scanner, Bladder | SCANNERBLADDER | Scanner, Bladder | Verathon
YES | YES |  |  |  | 129-06521 | 129-06521 | Verathon | BVI 9400 |  | B4021374 | Per op |  |  |  |  | 129-06521 | 129-06521 | Sugar Land | Memorial Hermann Sugar Land Hospital | Per op | Per op | [5 empty] | Scanner, Bladder | SCANNERBLADDER-Verathon-BVI 9400 | [12 empty] | SCB-A | [9 empty] | Scanner, Bladder | SCANNERBLADDER | Scanner, Bladder | Verathon
NO | YES |  |  |  | 069-38033 | 069-38033 | Verathon | BVI 9400 |  | B4006904 | ACE |  |  |  |  | 069-38033 | 069-38033 | TMC | Memorial Hermann-Texas Medical Center | ACE | ACE | 10/1/19 |  | 10/1/20 |  |  | Scanner, Bladder | SCANNERBLADDER-Verathon-BVI 9400 | [12 empty] | SCB-A | [9 empty] | Scanner, Bladder | SCANNERBLADDER | Scanner, Bladder | Verathon
NO | YES |  |  |  | 041-17331 | 041-17331 | Verathon | BVI 9400 |  | B4012708 | MEMORIAL CITY - ER |  |  |  |  | 041-17331 | 041-17331 | West | Memorial Hermann Memorial City Medical Center Emergency Center | MEMORIAL CITY - ER | Emergency Room 19
YES | YES |  |  |  | 099-04945 | 099-04945 | Verathon | Cnf |  | PX005878 | KATY - MED/SURG 6TH FLOOR |  |  |  |  | 099-04945 | 099-04945 | Katy | Memorial Hermann Katy Hospital | KATY - MED/SURG 6TH FLOOR | Nurses station crash cart | 2/1/20 | [5 empty] | .needs class
YES | YES | Serial Number Cnf |  |  | 099-12127 | 099-12127 | Verathon | Cnf |  | Cnf | TMC - HVI - HEART FAILURE ICU (5HVI) |  |  |  |  | 099-12127 | 099-12127 | TMC | Memorial Hermann-Texas Medical Center | TMC - HVI - HEART FAILURE ICU (5HVI) | Dictation | [6 empty] | .needs class
YES | YES |  |  |  | 005-12331 | 005-12331 | Verathon | Glide Scope |  | AN175044 | ER |  |  |  |  | 005-12331 | 005-12331 | Southeast | Memorial Hermann Convenient Care Center in League City (League City CCC) | ER | Storage | 2/1/20 |  | 2/1/21 |  |  |  | VIDEOLARYNGOSCOPE-VERATHON-Glidescope
YES | YES |  |  |  | 000-04510 | 000-04510 | Verathon | Glidescope |  | an183625 | ER |  |  |  |  | 000-04510 | 000-04510 | Katy | Memorial Hermann Convenient Care Center in Kingwood (Kingwood CCC) | ER | Truma 1 | 10/1/19 | 10/1/20 |  |  |  | Video Laryngoscope | VIDEOLARYNGOSCOPE-VERATHON-Glidescope | [22 empty] | Video Laryngoscope | VIDEOLARYNGOSCOPE | Video Laryngoscope | VERATHON
YES | YES |  |  |  | 013-39258 | 013-39258 | Verathon | Glidescope |  | AN190320 | SW - ICU - NEURO |  |  |  |  | 013-39258 | 013-39258 | Southwest | Memorial Hermann Southwest Hospital | SW - ICU - NEURO | Nurses Station - Linen Room | 10/1/19 |  | 10/1/20 |  |  | Video Laryngoscope | VIDEOLARYNGOSCOPE-VERATHON-Glidescope | [22 empty] | Video Laryngoscope | VIDEOLARYNGOSCOPE | Video Laryngoscope | VERATHON
YES | YES |  |  |  | 069-48918 | 069-48918 | Verathon | Glidescope |  | Cm191152 | TMC - OR 2 |  |  |  |  | 069-48918 | 069-48918 | TMC | Memorial Hermann-Texas Medical Center | TMC - OR 2 | OR 9 | 1/1/20 |  | 1/1/21 |  |  | Video Laryngoscope | VIDEOLARYNGOSCOPE-VERATHON-Glidescope | [22 empty] | Video Laryngoscope | VIDEOLARYNGOSCOPE | Video Laryngoscope | VERATHON
NO | YES |  |  |  | 129-06280 | 129-06280 | Verathon | Glidescope |  | AN153495 | Sugarland-Radiology |  |  |  |  | 129-06280 | 129-06280 | Sugarland | MHHS-SUGARLAND | Sugarland-Radiology | MRI
YES | YES |  |  |  | 099-14193 | 099-14193 | Verathon | Missing |  | Px015325 | 6th floor |  |  |  |  | 099-14193 | 099-14193 | Southwest | Memorial Hermann Southwest Hospital | 6th floor | Hallway |  |  |  | Not sure of model, no pm required
YES | YES | Serial Number C1511803 |  |  | 069-49357 | 069-49357 | Verathon | Prime Plus |  | C1511803 | Biomed shop |  |  |  |  | 069-49357 | 069-49357 | TMC | Memorial Hermann-Texas Medical Center | Biomed shop | Biomed shop | 3/1/20 |  | 3/1/22 |  |  | Scanner, Bladder | SCANNERBLADDER-Verathon-Prime Plus | [12 empty] | SCB-A | [9 empty] | Scanner, Bladder | SCANNERBLADDER | Scanner, Bladder | VERATHON
YES | YES |  |  |  | 069-49358 | 069-49358 | Verathon | Prime Plus |  | C1511804 | Biomed shop |  |  |  |  | 069-49358 | 069-49358 | TMC | Memorial Hermann-Texas Medical Center | Biomed shop | Biomed shop | 3/1/20 |  | 3/1/22 |  |  | Scanner, Bladder | SCANNERBLADDER-Verathon-Prime Plus | [12 empty] | SCB-A | [9 empty] | Scanner, Bladder | SCANNERBLADDER | Scanner, Bladder | VERATHON
YES | YES |  |  |  | 069-46655 | 069-46655 | Verathon | Prime Plus |  |  | TMC - HVI - CVICU (5HVI) |  |  |  |  | 069-46655 | 069-46655 | TMC | Memorial Hermann-Texas Medical Center | TMC - HVI - CVICU (5HVI) | CVIMU (8HVI) | [5 empty] | Scanner, Bladder | SCANNERBLADDER-Verathon-Prime Plus | [12 empty] | SCB-A | [9 empty] | Scanner, Bladder | SCANNERBLADDER | Scanner, Bladder | VERATHON
NO | YES |  |  |  | 041-32996 | 041-32996 | Verathon | Prime Plus |  |  | Bldg 925 suite 100 |  |  |  |  | 041-32996 | 041-32996 | West | Memorial Hermann Medical Group Memorial City Cardiology (#400) | Bldg 925 suite 100 | Linear Excelerator | 10/1/19 |  | 10/1/20
YES | YES |  |  |  | 041-32470 | 041-32470 | Verathon | Prime Plus |  | C1508567 | Nuro 4th floor |  |  |  |  | 041-32470 | 041-32470 | West | Memorial Hermann Medical Group Memorial City (#100) | Nuro 4th floor | Storage
NO | YES | Asset Tag 151-01535 |  |  | 151-01535 | 151-01535 | Verathon | Titanium |  | an165597 | Endo |  |  |  |  | 151-01535 | 151-01535 | Northwest | Cypress | Endo | Nurses station | 3/1/19 | 3/1/20
NO | YES |  |  |  | 009-07736 | 009-07736 | Verathon Medical | BLADDERSCAN BVI 9400 |  | B4012201 | GH-ER | MHHS-Greater Heights |  | Scanner, Bladder |  | 009-07736 | 009-07736 | Central | MHHS-Greater Heights | GH-ER | Nurse station C Alcove | 9/1/19 |  | 9/1/20 |  | BLADDER SCANNER | Scanner, Bladder | SCANNERBLADDER-Verathon-BVI 9400 | SCANNERBLADDER | BVI 9400 |  |  |  | Verathon | Scanner, Bladder |  | SCANNERBLADDER-Verathon-BVI 9400 |  | 12/1/20 |  | SCB-A | Not Covered Vendor Only - Biomedical | MHHS-Greater Heights | [8 empty] | SCANNERBLADDER | Scanner, Bladder | Verathon
NO | YES |  |  |  | 009-08488 | 009-08488 | Verathon Medical | BLADDERSCAN BVI 9400 |  | B4022091 | GH-Med Surg 6 | MHHS-Greater Heights |  | Scanner, Bladder |  | 009-08488 | 009-08488 | Central | MHHS-Greater Heights | GH-Med Surg 6 | Nurse Station | 2/1/19 |  | 2/1/20 |  | BLADDER SCANNER | Scanner, Bladder | SCANNERBLADDER-Verathon-BVI 9400 | SCANNERBLADDER | BVI 9400 |  |  |  | Verathon | Scanner, Bladder |  | SCANNERBLADDER-Verathon-BVI 9400 |  | 12/1/20 |  | SCB-A | Not Covered Vendor Only - Biomedical | MHHS-Greater Heights | [8 empty] | SCANNERBLADDER | Scanner, Bladder | Verathon
NO | YES |  |  |  | 009-09626 | 009-09626 | Verathon Medical | BLADDERSCAN BVI 9400 |  | B4301682 | GH-Clinical Decision Unit (CDU) | MHHS-Greater Heights |  | Scanner, Bladder |  | 009-09626 | 009-09626 | Greater heights | MHHS-Greater Heights | GH-Clinical Decision Unit (CDU) | Nurse Station | 2/1/20 |  | 2/1/21 |  | BLADDER SCANNER | Scanner, Bladder | SCANNERBLADDER-Verathon-BVI 9400 | SCANNERBLADDER | BVI 9400 |  |  |  | Verathon | Scanner, Bladder |  | SCANNERBLADDER-Verathon-BVI 9400 |  | 12/1/20 |  | SCB-A | Not Covered Vendor Only - Biomedical | MHHS-Greater Heights | [8 empty] | SCANNERBLADDER | Scanner, Bladder | Verathon
NO | YES |  |  |  | 133-06843 | 133-06843 | Verathon Medical | BLADDERSCAN BVI 9400 |  | b4008047 | Katy-OR | MHHS-Katy |  | Scanner, Bladder |  | 133-06843 | 133-06843 | Katy | MHHS-Katy | Katy-OR | Nurse Station A (ambulatory care 2nd fl) | 8/1/19 |  |  |  | BLADDER SCANNER | Scanner, Bladder | SCANNERBLADDER-Verathon-BVI 9400 | SCANNERBLADDER | BVI 9400 |  |  |  | Verathon | Scanner, Bladder |  | SCANNERBLADDER-Verathon-BVI 9400 |  | 12/1/20 |  | SCB-A | Not Covered Vendor Only - Biomedical | MHHS-Katy | [8 empty] | SCANNERBLADDER | Scanner, Bladder | Verathon
NO | YES |  |  |  | 133-08030 | 133-08030 | Verathon Medical | BLADDERSCAN BVI 9400 |  | B4020931 | Katy-NICU | MHHS-Katy |  | Scanner, Bladder |  | 133-08030 | 133-08030 | Katy | MHHS-Katy | Katy-NICU | Equipment storage in post partum | 11/1/18 |  |  |  | BLADDER SCANNER | Scanner, Bladder | SCANNERBLADDER-Verathon-BVI 9400 | SCANNERBLADDER | BVI 9400 |  |  |  | Verathon | Scanner, Bladder |  | SCANNERBLADDER-Verathon-BVI 9400 |  | 12/1/20 |  | SCB-A | Not Covered Vendor Only - Biomedical | MHHS-Katy | [8 empty] | SCANNERBLADDER | Scanner, Bladder | Verathon
NO | YES |  |  |  | 583-01027 | 583-01027 | Verathon Medical | BLADDERSCAN BVI 9400 |  | b4003580 | Katy Rehab-Nursing | MHHS-Katy Rehab |  | Scanner, Bladder |  | 583-01027 | 583-01027 | Katy | MHHS-Others | Katy Rehab-Nursing | Hallway | 5/1/19 | 5/1/20 |  |  | BLADDER SCANNER | Scanner, Bladder | SCANNERBLADDER-Verathon-BVI 9400 | SCANNERBLADDER | BVI 9400 |  |  |  | Verathon | Scanner, Bladder |  | SCANNERBLADDER-Verathon-BVI 9400 |  | 12/1/20 |  | SCB-A | Not Covered Vendor Only - Biomedical | MHHS-Katy Rehab | [8 empty] | SCANNERBLADDER | Scanner, Bladder | Verathon
NO | YES |  |  |  | 041-20183 | 041-20183 | Verathon Medical | BLADDERSCAN BVI 9400 |  | B4010680 | MH MG - (MC) - UROLOGY MC (MP3) | MHHS-MG |  | Scanner, Bladder |  | 041-20183 | 041-20183 | West | Memorial city - Memorial herman hospital | MH MG - (MC) - UROLOGY MC (MP3) | Biomed |  |  |  |  | BLADDER SCANNER |  | SCANNERBLADDER-Verathon-BVI 9400 | SCANNERBLADDER | BVI 9400 |  |  |  | Verathon | Scanner, Bladder |  | SCANNERBLADDER-Verathon-BVI 9400 |  |  |  |  | Not Covered Vendor Only - Biomedical | MHHS-MG
NO | YES |  |  |  | 041-19277 | 041-19277 | Verathon Medical | BLADDERSCAN BVI 9400 |  | B4303712 | MEMORIAL CITY - CARDIOLOGY | MHHS-Mem City |  | Scanner, Bladder |  | 041-19277 | 041-19277 | West | Memorial City - Memorial Cardiology East | MEMORIAL CITY - CARDIOLOGY | Telemetry |  |  |  |  | BLADDER SCANNER |  | SCANNERBLADDER-Verathon-BVI 9400 | SCANNERBLADDER | BVI 9400 |  |  |  | Verathon | Scanner, Bladder |  | SCANNERBLADDER-Verathon-BVI 9400 |  |  |  |  | Not Covered Vendor Only - Biomedical | MHHS-Mem City
NO | YES |  |  |  | 041-32966 | 041-32966 | Verathon Medical | BLADDERSCAN BVI 9400 |  | B4012704 | Nuro 4th floor | MHHS-Mem City |  | Scanner, Bladder |  | 041-32966 | 041-32966 | West | Memorial Hermann Medical Group Memorial City (#100) | Nuro 4th floor | Storage |  |  |  |  | BLADDER SCANNER |  | SCANNERBLADDER-Verathon-BVI 9400 | SCANNERBLADDER | BVI 9400 |  |  |  | Verathon | Scanner, Bladder |  | SCANNERBLADDER-Verathon-BVI 9400 |  |  |  |  | Not Covered Vendor Only - Biomedical | MHHS-Mem City
NO | YES |  |  |  | 041-17328 | 041-17328 | Verathon Medical | BLADDERSCAN BVI 9400 |  | B4012705 | Memorial City -MHT - Med/Surg | MHHS-Mem City |  | Scanner, Bladder |  | 041-17328 | 041-17328 | West | Memorial Hermann Memorial City Medical Center | Memorial City -MHT - Med/Surg | MH 6 Nurses Station |  |  |  |  | BLADDER SCANNER |  | SCANNERBLADDER-Verathon-BVI 9400 | SCANNERBLADDER | BVI 9400 |  |  |  | Verathon | Scanner, Bladder |  | SCANNERBLADDER-Verathon-BVI 9400 |  |  |  |  | Not Covered Vendor Only - Biomedical | MHHS-Mem City
NO | YES |  |  |  | 041-19771 | 041-19771 | Verathon Medical | BLADDERSCAN BVI 9400 |  | B4304476 | Memorial Hermann-JHC | MHHS-Mem City |  | Scanner, Bladder |  | 041-19771 | 041-19771 | West | Memorial Hermann Memorial City Medical Center | Memorial Hermann-JHC | MH8 Medication Room |  |  |  |  | BLADDER SCANNER |  | SCANNERBLADDER-Verathon-BVI 9400 | SCANNERBLADDER | BVI 9400 |  |  |  | Verathon | Scanner, Bladder |  | SCANNERBLADDER-Verathon-BVI 9400 |  |  |  |  | Not Covered Vendor Only - Biomedical | MHHS-Mem City
NO | YES |  |  |  |  | 041-17330 | Verathon Medical | BLADDERSCAN BVI 9400 |  | B4012707 | MEMORIAL CITY - POSTPARTUM | MHHS-Mem City |  | Scanner, Bladder |  |  | 041-17330 | West | Memorial city - memorial herman hospital | MEMORIAL CITY - POSTPARTUM | Biomed |  |  |  |  | BLADDER SCANNER |  | SCANNERBLADDER-Verathon-BVI 9400 | SCANNERBLADDER | BVI 9400 |  |  |  | Verathon | Scanner, Bladder |  | SCANNERBLADDER-Verathon-BVI 9400 |  |  |  |  | Not Covered Vendor Only - Biomedical | MHHS-Mem City
NO | YES |  |  |  | 133-08304 | 133-08304 | Verathon Medical | BLADDERSCAN BVI 9400 |  | B4010682 | MH MG-(KY)-Katy Urology (Mp2) | MHHS-MG |  | Scanner, Bladder |  | 133-08304 | 133-08304 | Katy | MHHS-MG | MH MG-(KY)-Katy Urology (Mp2) | HALL | 12/1/19 | 12/1/20 |  |  | BLADDER SCANNER | Scanner, Bladder | SCANNERBLADDER-Verathon-BVI 9400 | SCANNERBLADDER | BVI 9400 |  |  |  | Verathon | Scanner, Bladder |  | SCANNERBLADDER-Verathon-BVI 9400 |  | 12/1/20 |  | SCB-A | Not Covered Vendor Only - Biomedical | MHHS-MG | [8 empty] | SCANNERBLADDER | Scanner, Bladder | Verathon
NO | YES |  |  |  | 129-05815 | 129-05815 | Verathon Medical | BLADDERSCAN BVI 9400 |  | B4022175 | MH MG-(SL)-Sugar Land Multi-Specialty (Mp1) | MHHS-MG |  | Scanner, Bladder |  | 129-05815 | 129-05815 | Sugar Land | MHHS-MG | MH MG-(SL)-Sugar Land Multi-Specialty (Mp1) | By exam 4 | 1/1/20 |  | 1/1/21 |  | BLADDER SCANNER | Scanner, Bladder | SCANNERBLADDER-Verathon-BVI 9400 | SCANNERBLADDER | BVI 9400 |  |  |  | Verathon | Scanner, Bladder |  | SCANNERBLADDER-Verathon-BVI 9400 |  | 12/1/20 |  | SCB-A | Not Covered Vendor Only - Biomedical | MHHS-MG | [8 empty] | SCANNERBLADDER | Scanner, Bladder | Verathon
NO | YES |  |  |  | 129-06368 | 129-06368 | Verathon Medical | BLADDERSCAN BVI 9400 |  | B4021249 | MH MG-(STX)-South Texas-Wharton | MHHS-MG |  | Scanner, Bladder |  | 129-06368 | 129-06368 | South | MHHS-MG | MH MG-(STX)-South Texas-Wharton | Exam room 9 | 10/1/19 | 10/1/20 |  |  | BLADDER SCANNER | Scanner, Bladder | SCANNERBLADDER-Verathon-BVI 9400 | SCANNERBLADDER | BVI 9400 |  |  |  | Verathon | Scanner, Bladder |  | SCANNERBLADDER-Verathon-BVI 9400 |  | 12/1/20 |  | SCB-A | Not Covered Vendor Only - Biomedical | MHHS-MG | [8 empty] | SCANNERBLADDER | Scanner, Bladder | Verathon
NO | YES |  |  |  | 925-01102 | 925-01102 | Verathon Medical | BLADDERSCAN BVI 9400 |  | B4006675 | MHOSH-3rd Floor | MHHS Orthopedic & Spine |  | Scanner, Bladder |  | 925-01102 | 925-01102 | Central & Greater Heights | MHHS-Orthopedic & Spine | MHOSH-3rd Floor |  | 6/21/19 |  |  |  | BLADDER SCANNER | Scanner, Bladder | SCANNERBLADDER-Verathon-BVI 9400 | SCANNERBLADDER | BVI 9400 |  |  |  | Verathon | Scanner, Bladder |  | SCANNERBLADDER-Verathon-BVI 9400 |  | 11/1/20 | MHOSH Inventory Dec 2019 into 2020 - Copy.xls - Newly Verified | SCB-A | Not Covered Vendor Only - Biomedical | MHHS Orthopedic & Spine | [8 empty] | SCANNERBLADDER | Scanner, Bladder | Verathon
NO | YES |  |  |  | 142-07039 | 142-07039 | Verathon Medical | BLADDERSCAN BVI 9400 |  | B4308143 | NE-2 West Tower | MHHS-Northeast |  | Scanner, Bladder |  | 142-07039 | 142-07039 | Katy | MHHS-Northeast | NE-2 West Tower | W209 | 10/1/19 | 10/1/20 |  |  | BLADDER SCANNER | Scanner, Bladder | SCANNERBLADDER-Verathon-BVI 9400 | SCANNERBLADDER | BVI 9400 |  |  |  | Verathon | Scanner, Bladder |  | SCANNERBLADDER-Verathon-BVI 9400 |  | 12/1/20 |  | SCB-A | Not Covered Vendor Only - Biomedical | MHHS-Northeast | [8 empty] | SCANNERBLADDER | Scanner, Bladder | Verathon
NO | YES |  |  |  | 142-06726 | 142-06726 | Verathon Medical | BLADDERSCAN BVI 9400 |  | B4305501 | NE - 3 WEST TOWER Cardio | MHHS-Northeast |  | Scanner, Bladder |  | 142-06726 | 142-06726 | Katy | Memorial Hermann Northeast Hospital | NE - 3 WEST TOWER Cardio | Med Surg Cardiac Storage |  |  |  |  | BLADDER SCANNER |  | SCANNERBLADDER-Verathon-BVI 9400 | SCANNERBLADDER | BVI 9400 |  |  |  | Verathon | Scanner, Bladder |  | SCANNERBLADDER-Verathon-BVI 9400 |  |  |  |  | Not Covered Vendor Only - Biomedical | MHHS-Northeast
NO | YES |  |  |  | 142-03142 | 142-03142 | Verathon Medical | BLADDERSCAN BVI 9400 |  | B4303711 | NE-OR Holding | MHHS-Northeast |  | Scanner, Bladder |  | 142-03142 | 142-03142 | Katy | MHHS-Northeast | NE-OR Holding | Lean supplies | 10/1/19 | 10/1/20 |  |  | BLADDER SCANNER | Scanner, Bladder | SCANNERBLADDER-Verathon-BVI 9400 | SCANNERBLADDER | BVI 9400 |  |  |  | Verathon | Scanner, Bladder |  | SCANNERBLADDER-Verathon-BVI 9400 |  | 12/1/20 |  | SCB-A | Not Covered Vendor Only - Biomedical | MHHS-Northeast | [8 empty] | SCANNERBLADDER | Scanner, Bladder | Verathon
NO | YES |  |  |  | 142-07417 | 142-07417 | Verathon Medical | BLADDERSCAN BVI 9400 |  | B4501050 | NE-IMU1 | MHHS-Northeast |  | Scanner, Bladder |  | 142-07417 | 142-07417 | Katy | MHHS-Northeast | NE-IMU1 | Nurses station | 10/1/19 | 10/1/20 |  |  | BLADDER SCANNER | Scanner, Bladder | SCANNERBLADDER-Verathon-BVI 9400 | SCANNERBLADDER | BVI 9400 |  |  |  | Verathon | Scanner, Bladder |  | SCANNERBLADDER-Verathon-BVI 9400 |  | 12/1/20 |  | SCB-A | Not Covered Vendor Only - Biomedical | MHHS-Northeast | [8 empty] | SCANNERBLADDER | Scanner, Bladder | Verathon
NO | YES |  |  |  | 013-36300 | 013-36300 | Verathon Medical | BLADDERSCAN BVI 9400 |  | B4021145 | SW-HVI-Telemetry | MHHS-Southwest |  | Scanner, Bladder |  | 013-36300 | 013-36300 | Southwest | MHHS-Southwest | SW-HVI-Telemetry | Clean Storage | 11/1/19 |  | 11/1/20 |  | BLADDER SCANNER | Scanner, Bladder | SCANNERBLADDER-Verathon-BVI 9400 | SCANNERBLADDER | BVI 9400 |  |  |  | Verathon | Scanner, Bladder |  | SCANNERBLADDER-Verathon-BVI 9400 |  | 12/1/20 |  | SCB-A | Not Covered Vendor Only - Biomedical | MHHS-Southwest | [8 empty] | SCANNERBLADDER | Scanner, Bladder | Verathon
NO | YES |  |  |  | 013-36372 | 013-36372 | Verathon Medical | BLADDERSCAN BVI 9400 |  |  | SW-Biomedical Services | MHHS-Southwest |  | Scanner, Bladder |  | 013-36372 | 013-36372 | Southwest | MHHS-Southwest | SW-Biomedical Services | Biomed | 10/1/19 | 10/1/20 |  | Physically Damaged | BLADDER SCANNER | Scanner, Bladder | SCANNERBLADDER-Verathon-BVI 9400 | SCANNERBLADDER | BVI 9400 |  |  |  | Verathon | Scanner, Bladder |  | SCANNERBLADDER-Verathon-BVI 9400 |  | 12/1/20 |  | SCB-A | Not Covered Vendor Only - Biomedical | MHHS-Southwest | [8 empty] | SCANNERBLADDER | Scanner, Bladder | Verathon
NO | YES |  |  |  |  | 013-18509 | Verathon Medical | BLADDERSCAN BVI 9400 |  | b4008101 | SW-Med/Surg 6 | MHHS-Southwest |  | Scanner, Bladder |  |  | 013-18509 | Southwest | MHHS-Southwest | SW-Med/Surg 6 | Hallway | 8/1/19 |  | 8/1/20 |  | BLADDER SCANNER | Scanner, Bladder | SCANNERBLADDER-Verathon-BVI 9400 | SCANNERBLADDER | BVI 9400 |  |  |  | Verathon | Scanner, Bladder |  | SCANNERBLADDER-Verathon-BVI 9400 |  | 12/1/20 |  | SCB-A | Not Covered Vendor Only - Biomedical | MHHS-Southwest | [8 empty] | SCANNERBLADDER | Scanner, Bladder | Verathon
NO | YES |  |  |  | 013-39044 | 013-39044 | Verathon Medical | BLADDERSCAN BVI 9400 |  |  | SW-Telemetry | MHHS-Southwest |  | Scanner, Bladder |  | 013-39044 | 013-39044 | Southwest | MHHS-Southwest | SW-Telemetry | Storage room | 2/1/20 |  | 2/1/21 |  | BLADDER SCANNER | Scanner, Bladder | SCANNERBLADDER-Verathon-BVI 9400 | SCANNERBLADDER | BVI 9400 |  |  |  | Verathon | Scanner, Bladder |  | SCANNERBLADDER-Verathon-BVI 9400 |  | 11/1/20 |  | SCB-A | Not Covered Vendor Only - Biomedical | MHHS-Southwest | [8 empty] | SCANNERBLADDER | Scanner, Bladder | Verathon
NO | YES |  |  |  | 013-36759 | 013-36759 | Verathon Medical | BLADDERSCAN BVI 9400 |  | B4301704 | SW-Telemetry | MHHS-Southwest |  | Scanner, Bladder |  | 013-36759 | 013-36759 | Southwest | MHHS-Southwest | SW-Telemetry | 10th Floor nurse store | 12/1/18 |  |  |  | BLADDER SCANNER | Scanner, Bladder | SCANNERBLADDER-Verathon-BVI 9400 | SCANNERBLADDER | BVI 9400 |  |  |  | Verathon | Scanner, Bladder |  | SCANNERBLADDER-Verathon-BVI 9400 |  | 11/1/20 |  | SCB-A | Not Covered Vendor Only - Biomedical | MHHS-Southwest | [8 empty] | SCANNERBLADDER | Scanner, Bladder | Verathon
NO | YES |  |  |  | 241-02559 | 241-02559 | Verathon Medical | BLADDERSCAN BVI 9400 |  | B4019196 | TIRR - 2C | MHHS-TIRR |  | Scanner, Bladder |  | 241-02559 | 241-02559 | TMC | TIRR Memorial Hermann | TIRR - 2C | Nurses Station | 7/1/19 |  | 7/1/20 |  | BLADDER SCANNER | Scanner, Bladder | SCANNERBLADDER-Verathon-BVI 9400 | SCANNERBLADDER | BVI 9400 |  |  |  | Verathon | Scanner, Bladder |  | SCANNERBLADDER-Verathon-BVI 9400 |  | 11/1/20 |  | SCB-A | Not Covered Vendor Only - Biomedical | MHHS-TIRR | [8 empty] | SCANNERBLADDER | Scanner, Bladder | Verathon
NO | YES |  |  |  |  | 241-01736 | Verathon Medical | BLADDERSCAN BVI 9400 |  | B4013565 | TIRR-PCU 3C | MHHS-TIRR |  | Scanner, Bladder |  |  | 241-01736 | TMC | MHHS-Others | TIRR-PCU 3C | Hallway | 10/1/19 |  | 10/1/20 |  | BLADDER SCANNER | Scanner, Bladder | SCANNERBLADDER-Verathon-BVI 9400 | SCANNERBLADDER | BVI 9400 |  |  |  | Verathon | Scanner, Bladder |  | SCANNERBLADDER-Verathon-BVI 9400 |  | 11/1/20 |  | SCB-A | Not Covered Vendor Only - Biomedical | MHHS-TIRR | [8 empty] | SCANNERBLADDER | Scanner, Bladder | Verathon
NO | YES |  |  |  | 241-03010 | 241-03010 | Verathon Medical | BLADDERSCAN BVI 9400 |  | B4302677 | TIRR-Patient Care Unit 6-2414378 | MHHS-TIRR |  | Scanner, Bladder |  | 241-03010 | 241-03010 | TMC | MHHS-Others | TIRR-Patient Care Unit 6-2414378 | TIRR - PCU 3 C | 11/1/19 |  | 11/1/20 |  | BLADDER SCANNER | Scanner, Bladder | SCANNERBLADDER-Verathon-BVI 9400 | SCANNERBLADDER | BVI 9400 |  |  |  | Verathon | Scanner, Bladder |  | SCANNERBLADDER-Verathon-BVI 9400 |  | 11/1/20 |  | SCB-A | Not Covered Vendor Only - Biomedical | MHHS-TIRR | [8 empty] | SCANNERBLADDER | Scanner, Bladder | Verathon
NO | YES |  |  |  |  | 241-00766 | Verathon Medical | BLADDERSCAN BVI 9400 |  | B4004518 | TIRR - Unit 3 | MHHS-TIRR |  | Scanner, Bladder |  |  | 241-00766 | TMC | TIRR Memorial Hermann | TIRR - Unit 3 | NBU Hallway | 9/1/19 |  | 9/1/20 |  | BLADDER SCANNER | Scanner, Bladder | SCANNERBLADDER-Verathon-BVI 9400 | SCANNERBLADDER | BVI 9400 |  |  |  | Verathon | Scanner, Bladder |  | SCANNERBLADDER-Verathon-BVI 9400 |  | 11/1/20 |  | SCB-A | Not Covered Vendor Only - Biomedical | MHHS-TIRR | [8 empty] | SCANNERBLADDER | Scanner, Bladder | Verathon
NO | YES |  |  |  | 241-03281 | 241-03281 | Verathon Medical | BLADDERSCAN BVI 9400 |  | B4004456 | TIRR-PCU 3 | MHHS-TIRR |  | Scanner, Bladder |  | 241-03281 | 241-03281 | TMC | MHHS-Others | TIRR-PCU 3 | TIRR - PCU 3 | 12/1/19 |  | 12/1/20 |  | BLADDER SCANNER | Scanner, Bladder | SCANNERBLADDER-Verathon-BVI 9400 | SCANNERBLADDER | BVI 9400 |  |  |  | Verathon | Scanner, Bladder |  | SCANNERBLADDER-Verathon-BVI 9400 |  | 11/1/20 |  | SCB-A | Not Covered Vendor Only - Biomedical | MHHS-TIRR | [8 empty] | SCANNERBLADDER | Scanner, Bladder | Verathon
NO | YES |  |  |  |  | 241-00765 | Verathon Medical | BLADDERSCAN BVI 9400 |  | B4004517 | TIRR-PCU 4 | MHHS-TIRR |  | Scanner, Bladder |  |  | 241-00765 | TMC | MHHS-Others | TIRR-PCU 4 | TIRR - PCU 4 | 8/1/19 |  | 8/1/20 |  | BLADDER SCANNER | Scanner, Bladder | SCANNERBLADDER-Verathon-BVI 9400 | SCANNERBLADDER | BVI 9400 |  |  |  | Verathon | Scanner, Bladder |  | SCANNERBLADDER-Verathon-BVI 9400 |  | 11/1/20 |  | SCB-A | Not Covered Vendor Only - Biomedical | MHHS-TIRR | [8 empty] | SCANNERBLADDER | Scanner, Bladder | Verathon
NO | YES |  |  |  | 241-02916 | 241-02916 | Verathon Medical | BLADDERSCAN BVI 9400 |  | B4015892 | TIRR-PCU 4 | MHHS-TIRR |  | Scanner, Bladder |  | 241-02916 | 241-02916 | TMC | MHHS-Others | TIRR-PCU 4 | Hallway | 7/1/19 |  | 7/1/20 |  | BLADDER SCANNER | Scanner, Bladder | SCANNERBLADDER-Verathon-BVI 9400 | SCANNERBLADDER | BVI 9400 |  |  |  | Verathon | Scanner, Bladder |  | SCANNERBLADDER-Verathon-BVI 9400 |  | 11/1/20 |  | SCB-A | Not Covered Vendor Only - Biomedical | MHHS-TIRR | [8 empty] | SCANNERBLADDER | Scanner, Bladder | Verathon
NO | YES | [5 empty] | Verathon Medical | BLADDERSCAN BVI 9400 |  | B4013075 | TIRR-PCU 5 | MHHS-TIRR |  | Scanner, Bladder |  |  |  | TMC | MHHS-Others | TIRR-PCU 5 | Nurses Station | 5/1/19 |  | 5/1/20 |  | BLADDER SCANNER | Scanner, Bladder | SCANNERBLADDER-Verathon-BVI 9400 | SCANNERBLADDER | BVI 9400 |  |  |  | Verathon | Scanner, Bladder |  | SCANNERBLADDER-Verathon-BVI 9400 |  | 11/1/20 |  | SCB-A | Not Covered Vendor Only - Biomedical | MHHS-TIRR | [8 empty] | SCANNERBLADDER | Scanner, Bladder | Verathon
NO | YES |  |  |  | 241-02219 | 241-02219 | Verathon Medical | BLADDERSCAN BVI 9400 |  | Base:B4010781-Probe PX016559 | TIRR-PCU 5 | MHHS-TIRR |  | Scanner, Bladder |  | 241-02219 | 241-02219 | TMC | MHHS-Others | TIRR-PCU 5 | TIRR - PCU 5 | 9/1/19 |  | 9/1/20 |  | BLADDER SCANNER | Scanner, Bladder | SCANNERBLADDER-Verathon-BVI 9400 | SCANNERBLADDER | BVI 9400 |  |  |  | Verathon | Scanner, Bladder |  | SCANNERBLADDER-Verathon-BVI 9400 |  | 11/1/20 |  | SCB-A | Not Covered Vendor Only - Biomedical | MHHS-TIRR | [8 empty] | SCANNERBLADDER | Scanner, Bladder | Verathon
NO | YES |  |  |  | 069-39578 | 069-39578 | Verathon Medical | BLADDERSCAN BVI 9400 |  | B4020090-Probe: PX008089 | TMC-Children's-PICU (9Hp) | MHHS-TMC |  | Scanner, Bladder |  | 069-39578 | 069-39578 | TMC | MHHS-TMC | TMC-Children's-PICU (9Hp) |  | 10/4/19 |  |  |  | BLADDER SCANNER |  | SCANNERBLADDER-Verathon-BVI 9400 | SCANNERBLADDER | BVI 9400 |  |  |  | Verathon | Scanner, Bladder |  | SCANNERBLADDER-Verathon-BVI 9400 |  | 11/1/20 | Verified 3/30/2020 4:07pm (Central) |  | Not Covered Vendor Only - Biomedical | MHHS-TMC
NO | YES |  |  |  | 069-35558 | 069-35558 | Verathon Medical | BLADDERSCAN BVI 9400 |  | B4015760-Probe SN# PX011877 | Cullen 5 West | MHHS-TMC |  | Scanner, Bladder |  | 069-35558 | 069-35558 | TMC | Memorial Hermann-Texas Medical Center | Cullen 5 West | Storage room | 10/1/19 |  |  |  | BLADDER SCANNER | Scanner, Bladder | SCANNERBLADDER-Verathon-BVI 9400 | SCANNERBLADDER | BVI 9400 |  |  |  | Verathon | Scanner, Bladder |  | SCANNERBLADDER-Verathon-BVI 9400 |  | 11/1/20 |  | SCB-A | Not Covered Vendor Only - Biomedical | MHHS-TMC | [8 empty] | SCANNERBLADDER | Scanner, Bladder | Verathon
NO | YES | Asset Tag 069-45596 |  |  | 069-45596 | 069-45596 | Verathon Medical | BLADDERSCAN BVI 9400 |  | B4009997-Probe s/n PX007743 | TMC-Cullen-MICU (2C) | MHHS-TMC |  | Scanner, Bladder |  | 069-45596 | 069-45596 | TMC | MHHS-TMC | TMC-Cullen-MICU (2C) | Clean utility | 9/1/19 |  | 9/1/20 |  | BLADDER SCANNER | Scanner, Bladder | SCANNERBLADDER-Verathon-BVI 9400 | SCANNERBLADDER | BVI 9400 |  |  |  | Verathon | Scanner, Bladder |  | SCANNERBLADDER-Verathon-BVI 9400 |  | 11/1/20 |  | SCB-A | Not Covered Vendor Only - Biomedical | MHHS-TMC | [8 empty] | SCANNERBLADDER | Scanner, Bladder | Verathon
NO | YES |  |  |  | 069-45338 | 069-45338 | Verathon Medical | BLADDERSCAN BVI 9400 |  | B4015761-Probe # PX012590 | MIMU | MHHS-TMC |  | Scanner, Bladder |  | 069-45338 | 069-45338 | TMC | Memorial Hermann TMC | MIMU | Supply RM C2005 | 9/1/19 |  |  |  | BLADDER SCANNER | Scanner, Bladder | SCANNERBLADDER-Verathon-BVI 9400 | SCANNERBLADDER | BVI 9400 |  |  |  | Verathon | Scanner, Bladder |  | SCANNERBLADDER-Verathon-BVI 9400 |  | 11/1/20 |  | SCB-A | Not Covered Vendor Only - Biomedical | MHHS-TMC | [8 empty] | SCANNERBLADDER | Scanner, Bladder | Verathon
NO | YES |  |  |  | 069-28483 | 069-28483 | Verathon Medical | BLADDERSCAN BVI 9400 |  | B4011118-Probe:PA013682 | TMC-Cullen-Sig Suites (5C) | MHHS-TMC |  | Scanner, Bladder |  | 069-28483 | 069-28483 | TMC | MHHS-TMC | TMC-Cullen-Sig Suites (5C) | CLEAN LINNEN C542 | 10/1/19 |  | 10/1/20 |  | BLADDER SCANNER | Scanner, Bladder | SCANNERBLADDER-Verathon-BVI 9400 | SCANNERBLADDER | BVI 9400 |  |  |  | Verathon | Scanner, Bladder |  | SCANNERBLADDER-Verathon-BVI 9400 |  | 11/1/20 |  | SCB-A | Not Covered Vendor Only - Biomedical | MHHS-TMC | [8 empty] | SCANNERBLADDER | Scanner, Bladder | Verathon
NO | YES |  |  |  | 069-39580 | 069-39580 | Verathon Medical | BLADDERSCAN BVI 9400 |  | B4020228 | TMC-Hermann-COU (1R) | MHHS-TMC |  | Scanner, Bladder |  | 069-39580 | 069-39580 | TMC | MHHS-TMC | TMC-Hermann-COU (1R) | Clinical observation | 9/1/19 |  |  |  | BLADDER SCANNER |  | SCANNERBLADDER-Verathon-BVI 9400 | SCANNERBLADDER | BVI 9400 |  |  |  | Verathon | Scanner, Bladder |  | SCANNERBLADDER-Verathon-BVI 9400 |  | 11/1/20 |  |  | Not Covered Vendor Only - Biomedical | MHHS-TMC
NO | YES |  |  |  | 074-02936 | 074-02936 | Verathon Medical | BLADDERSCAN BVI 9400 |  | B4010625- Probe: PX012660 | TMC-HVI-CVICU (8Hvi) | MHHS-TMC |  | Scanner, Bladder |  | 074-02936 | 074-02936 | TMC | MHHS-TMC | TMC-HVI-CVICU (8Hvi) | CVIMU (8HVI) | 10/1/19 |  | 10/1/20 |  | BLADDER SCANNER | Scanner, Bladder | SCANNERBLADDER-Verathon-BVI 9400 | SCANNERBLADDER | BVI 9400 |  |  |  | Verathon | Scanner, Bladder |  | SCANNERBLADDER-Verathon-BVI 9400 |  | 11/1/20 |  | SCB-A | Not Covered Vendor Only - Biomedical | MHHS-TMC | [8 empty] | SCANNERBLADDER | Scanner, Bladder | Verathon
NO | YES |  |  |  | 074-05841 | 074-05841 | Verathon Medical | BLADDERSCAN BVI 9400 |  | B4013606-Probe# PA016674 | TMC-HVI-CCU (4Hvi) | MHHS-TMC |  | Scanner, Bladder |  | 074-05841 | 074-05841 | TMC | MHHS-TMC | TMC-HVI-CCU (4Hvi) |  | 10/1/19 |  | 10/1/20 |  | BLADDER SCANNER | Scanner, Bladder | SCANNERBLADDER-Verathon-BVI 9400 | SCANNERBLADDER | BVI 9400 |  |  |  | Verathon | Scanner, Bladder |  | SCANNERBLADDER-Verathon-BVI 9400 |  | 11/1/20 |  | SCB-A | Not Covered Vendor Only - Biomedical | MHHS-TMC | [8 empty] | SCANNERBLADDER | Scanner, Bladder | Verathon
NO | YES |  |  |  | 074-05836 | 074-05836 | Verathon Medical | BLADDERSCAN BVI 9400 |  | B4006175-Probe: PX017009 | TMC-HVI-CVICU (8Hvi) | MHHS-TMC |  | Scanner, Bladder |  | 074-05836 | 074-05836 | TMC | MHHS-TMC | TMC-HVI-CVICU (8Hvi) | CVIMU (8HVI) |  |  |  |  | BLADDER SCANNER | Scanner, Bladder | SCANNERBLADDER-Verathon-BVI 9400 | SCANNERBLADDER | BVI 9400 |  |  |  | Verathon | Scanner, Bladder |  | SCANNERBLADDER-Verathon-BVI 9400 |  | 11/1/20 |  | SCB-A | Not Covered Vendor Only - Biomedical | MHHS-TMC | [8 empty] | SCANNERBLADDER | Scanner, Bladder | Verathon
NO | YES |  |  |  | 074-05835 | 074-05835 | Verathon Medical | BLADDERSCAN BVI 9400 |  | B4006180 -Probe:PX001930 | TMC-HVI-CVICU (8Hvi) | MHHS-TMC |  | Scanner, Bladder |  | 074-05835 | 074-05835 | TMC | MHHS-TMC | TMC-HVI-CVICU (8Hvi) | Biomed | 9/1/19 |  | 9/1/20 |  | BLADDER SCANNER | Scanner, Bladder | SCANNERBLADDER-Verathon-BVI 9400 | SCANNERBLADDER | BVI 9400 |  |  |  | Verathon | Scanner, Bladder |  | SCANNERBLADDER-Verathon-BVI 9400 |  | 11/1/20 |  | SCB-A | Not Covered Vendor Only - Biomedical | MHHS-TMC | [8 empty] | SCANNERBLADDER | Scanner, Bladder | Verathon
NO | YES |  |  |  | 074-05838 | 074-05838 | Verathon Medical | BLADDERSCAN BVI 9400 |  | B4012748/Probe:PX007547 | TMC-HVI-CVICU (8Hvi) | MHHS-TMC |  | Scanner, Bladder |  | 074-05838 | 074-05838 | TMC | MHHS-TMC | TMC-HVI-CVICU (8Hvi) |  | 9/1/19 |  | 9/1/20 |  | BLADDER SCANNER | Scanner, Bladder | SCANNERBLADDER-Verathon-BVI 9400 | SCANNERBLADDER | BVI 9400 |  |  |  | Verathon | Scanner, Bladder |  | SCANNERBLADDER-Verathon-BVI 9400 |  | 11/1/20 |  | SCB-A | Not Covered Vendor Only - Biomedical | MHHS-TMC | [8 empty] | SCANNERBLADDER | Scanner, Bladder | Verathon
NO | YES |  |  |  | 074-05918 | 074-05918 | Verathon Medical | BLADDERSCAN BVI 9400 |  | B4011133-Probe:PX016420 | TMC-HVI-Heart Failure ICU (5Hvi) | MHHS-TMC |  | Scanner, Bladder |  | 074-05918 | 074-05918 | TMC | MHHS-TMC | TMC-HVI-Heart Failure ICU (5Hvi) | Dictation | 9/1/19 |  | 9/1/20 |  | BLADDER SCANNER | Scanner, Bladder | SCANNERBLADDER-Verathon-BVI 9400 | SCANNERBLADDER | BVI 9400 |  |  |  | Verathon | Scanner, Bladder |  | SCANNERBLADDER-Verathon-BVI 9400 |  | 11/1/20 |  | SCB-A | Not Covered Vendor Only - Biomedical | MHHS-TMC | [8 empty] | SCANNERBLADDER | Scanner, Bladder | Verathon
NO | YES |  |  |  | 069-46248 | 069-46248 | Verathon Medical | BLADDERSCAN BVI 9400 |  | B4007270-probe: PX002086 | TMC-Jones-Neuro Acute Care (5J) | MHHS-TMC |  | Scanner, Bladder |  | 069-46248 | 069-46248 | TMC | MHHS-TMC | TMC-Jones-Neuro Acute Care (5J) | Nurse station | 9/1/19 |  | 9/1/20 |  | BLADDER SCANNER | Scanner, Bladder | SCANNERBLADDER-Verathon-BVI 9400 | SCANNERBLADDER | BVI 9400 |  |  |  | Verathon | Scanner, Bladder |  | SCANNERBLADDER-Verathon-BVI 9400 |  | 12/1/20 |  | SCB-A | Not Covered Vendor Only - Biomedical | MHHS-TMC | [8 empty] | SCANNERBLADDER | Scanner, Bladder | Verathon
NO | YES |  |  |  | 069-40361 | 069-40361 | Verathon Medical | BLADDERSCAN BVI 9400 |  | B4021367-Probe:PX010811 | TMC-Jones-Tx Trauma (6J) | MHHS-TMC |  | Scanner, Bladder |  | 069-40361 | 069-40361 | TMC | MHHS-TMC | TMC-Jones-Tx Trauma (6J) | J4/473 |  |  |  |  | BLADDER SCANNER | Scanner, Bladder | SCANNERBLADDER-Verathon-BVI 9400 | SCANNERBLADDER | BVI 9400 |  |  |  | Verathon | Scanner, Bladder |  | SCANNERBLADDER-Verathon-BVI 9400 |  | 12/1/20 |  | SCB-A | Not Covered Vendor Only - Biomedical | MHHS-TMC | [8 empty] | SCANNERBLADDER | Scanner, Bladder | Verathon
NO | YES |  |  |  | 069-46328 | 069-46328 | Verathon Medical | BLADDERSCAN BVI 9400 |  | B4017474-Probe:PX004503 | TMC-Jones-Tx Trauma (6J) | MHHS-TMC |  | Scanner, Bladder |  | 069-46328 | 069-46328 | TMC | MHHS-TMC | TMC-Jones-Tx Trauma (6J) | J4/473 |  |  |  |  | BLADDER SCANNER | Scanner, Bladder | SCANNERBLADDER-Verathon-BVI 9400 | SCANNERBLADDER | BVI 9400 |  |  |  | Verathon | Scanner, Bladder |  | SCANNERBLADDER-Verathon-BVI 9400 |  | 12/1/20 |  | SCB-A | Not Covered Vendor Only - Biomedical | MHHS-TMC | [8 empty] | SCANNERBLADDER | Scanner, Bladder | Verathon
NO | YES |  |  |  | 069-46171 | 069-46171 | Verathon Medical | BLADDERSCAN BVI 9400 |  | B4008097 Probe:PX011713 | TMC-Jones-Neuro ICU (7J) | MHHS-TMC |  | Scanner, Bladder |  | 069-46171 | 069-46171 | TMC | MHHS-TMC | TMC-Jones-Neuro ICU (7J) | Hallway by rm J7 31 | 11/1/19 |  |  |  | BLADDER SCANNER | Scanner, Bladder | SCANNERBLADDER-Verathon-BVI 9400 | SCANNERBLADDER | BVI 9400 |  |  |  | Verathon | Scanner, Bladder |  | SCANNERBLADDER-Verathon-BVI 9400 |  | 11/1/20 |  | SCB-A | Not Covered Vendor Only - Biomedical | MHHS-TMC | [8 empty] | SCANNERBLADDER | Scanner, Bladder | Verathon
NO | YES |  |  |  | 069-36436 | 069-36436 | Verathon Medical | BLADDERSCAN BVI 9400 |  | B4019124-Probe:PX003141 | TMC - 9J | MHHS-TMC |  | Scanner, Bladder |  | 069-36436 | 069-36436 | TMC | Memorial Hermann-Texas Medical Center | TMC - 9J | Storage | 11/1/19 |  | 11/1/20 |  | BLADDER SCANNER | Scanner, Bladder | SCANNERBLADDER-Verathon-BVI 9400 | SCANNERBLADDER | BVI 9400 |  |  |  | Verathon | Scanner, Bladder |  | SCANNERBLADDER-Verathon-BVI 9400 |  | 12/1/20 |  | SCB-A | Not Covered Vendor Only - Biomedical | MHHS-TMC | [8 empty] | SCANNERBLADDER | Scanner, Bladder | Verathon
NO | YES |  |  |  | 069-18255 | 069-18255 | Verathon Medical | BLADDERSCAN BVI 9400 |  | B4007571 | TMC-Jones-Transplant Clinic (1J) | MHHS-TMC |  | Scanner, Bladder |  | 069-18255 | 069-18255 | TMC | MHHS-TMC | TMC-Jones-Transplant Clinic (1J) | J1444 | 12/1/19 |  | 12/1/20 |  | BLADDER SCANNER |  | SCANNERBLADDER-Verathon-BVI 9400 | SCANNERBLADDER | BVI 9400 |  |  |  | Verathon | Scanner, Bladder |  | SCANNERBLADDER-Verathon-BVI 9400 |  | 12/1/20 |  |  | Not Covered Vendor Only - Biomedical | MHHS-TMC
NO | YES |  |  |  | 069-26762 | 069-26762 | Verathon Medical | BLADDERSCAN BVI 9400 |  | B4008933 Probe:PX005493 | TMC-Jones-TSCU (9J) | MHHS-TMC |  | Scanner, Bladder |  | 069-26762 | 069-26762 | TMC | MHHS-TMC | TMC-Jones-TSCU (9J) | Biomed | 9/1/19 |  |  |  | BLADDER SCANNER | Scanner, Bladder | SCANNERBLADDER-Verathon-BVI 9400 | SCANNERBLADDER | BVI 9400 |  |  |  | Verathon | Scanner, Bladder |  | SCANNERBLADDER-Verathon-BVI 9400 |  | 12/1/20 |  | SCB-A | Not Covered Vendor Only - Biomedical | MHHS-TMC | [8 empty] | SCANNERBLADDER | Scanner, Bladder | Verathon
NO | YES |  |  |  | 069-36437 | 069-36437 | Verathon Medical | BLADDERSCAN BVI 9400 |  | B4020089/probe PX008088 | TMC-Plaza-Cancer Center (Ste 2900) | MHHS-TMC |  | Scanner, Bladder |  | 069-36437 | 069-36437 | TMC | MHHS-TMC | TMC-Plaza-Cancer Center (Ste 2900) | Nurse station | 7/1/19 |  | 7/1/21 |  | BLADDER SCANNER | Scanner, Bladder | SCANNERBLADDER-Verathon-BVI 9400 | SCANNERBLADDER | BVI 9400 |  |  |  | Verathon | Scanner, Bladder |  | SCANNERBLADDER-Verathon-BVI 9400 |  | 12/1/20 |  | SCB-A | Not Covered Vendor Only - Biomedical | MHHS-TMC | [8 empty] | SCANNERBLADDER | Scanner, Bladder | Verathon
NO | YES |  |  |  | 029-09318 | 029-09318 | Verathon Medical | BLADDERSCAN BVI 9400 |  | B4021267 | Woodlands-PCU6 | MHHS-Woodlands |  | Scanner, Bladder |  | 029-09318 | 029-09318 | Woodlands | MHHS-Woodlands | Woodlands-PCU6 | Nurse Station | 9/1/19 |  | 9/1/20 |  | BLADDER SCANNER | Scanner, Bladder | SCANNERBLADDER-Verathon-BVI 9400 | SCANNERBLADDER | BVI 9400 |  |  |  | Verathon | Scanner, Bladder |  | SCANNERBLADDER-Verathon-BVI 9400 |  | 12/1/20 |  | SCB-A | Not Covered Vendor Only - Biomedical | MHHS-Woodlands | [8 empty] | SCANNERBLADDER | Scanner, Bladder | Verathon
NO | YES | [5 empty] | Verathon Medical | BLADDERSCAN BVI 9400 |  | B4017631 | Woodlands-PCU4 | MHHS-Woodlands |  | Scanner, Bladder |  |  |  | Woodlands | MHHS-Woodlands | Woodlands-PCU4 | Nurse Station | 8/1/19 |  | 8/1/20 |  | BLADDER SCANNER | Scanner, Bladder | SCANNERBLADDER-Verathon-BVI 9400 | SCANNERBLADDER | BVI 9400 |  |  |  | Verathon | Scanner, Bladder |  | SCANNERBLADDER-Verathon-BVI 9400 |  | 12/1/20 |  | SCB-A | Not Covered Vendor Only - Biomedical | MHHS-Woodlands | [8 empty] | SCANNERBLADDER | Scanner, Bladder | Verathon
NO | NO |  |  |  | 009-09364 |  | Verathon Medical | BLADDERSCAN BVI 9400 |  | B4021731 | GH - CV ICU | MHHS-Greater Heights |  | Scanner, Bladder |  | 009-09364 |  | Central & Greater Heights |  | GH - CV ICU | [5 empty] | BLADDER SCANNER |  | SCANNERBLADDER-Verathon-BVI 9400 | SCANNERBLADDER | BVI 9400 |  |  |  | Verathon | Scanner, Bladder |  | SCANNERBLADDER-Verathon-BVI 9400 |  |  |  |  | Not Covered Vendor Only - Biomedical | MHHS-Greater Heights
NO | NO |  |  |  | 009-09628 |  | Verathon Medical | BLADDERSCAN BVI 9400 |  | B4301683 | GH - GENERAL SURGERY 3 SOUTH | MHHS-Greater Heights |  | Scanner, Bladder |  | 009-09628 |  | Central & Greater Heights |  | GH - GENERAL SURGERY 3 SOUTH | [5 empty] | BLADDER SCANNER |  | SCANNERBLADDER-Verathon-BVI 9400 | SCANNERBLADDER | BVI 9400 |  |  |  | Verathon | Scanner, Bladder |  | SCANNERBLADDER-Verathon-BVI 9400 |  |  |  |  | Not Covered Vendor Only - Biomedical | MHHS-Greater Heights
NO | NO |  |  |  | 009-09365 |  | Verathon Medical | BLADDERSCAN BVI 9400 |  | B4021705 | GH - ICU | MHHS-Greater Heights |  | Scanner, Bladder |  | 009-09365 |  | Central & Greater Heights |  | GH - ICU | [5 empty] | BLADDER SCANNER |  | SCANNERBLADDER-Verathon-BVI 9400 | SCANNERBLADDER | BVI 9400 |  |  |  | Verathon | Scanner, Bladder |  | SCANNERBLADDER-Verathon-BVI 9400 |  |  |  |  | Not Covered Vendor Only - Biomedical | MHHS-Greater Heights
NO | NO |  |  |  | 009-09482 |  | Verathon Medical | BLADDERSCAN BVI 9400 |  | B4302845 | GH - IMU | MHHS-Greater Heights |  | Scanner, Bladder |  | 009-09482 |  | Central & Greater Heights |  | GH - IMU | [5 empty] | BLADDER SCANNER |  | SCANNERBLADDER-Verathon-BVI 9400 | SCANNERBLADDER | BVI 9400 |  |  |  | Verathon | Scanner, Bladder |  | SCANNERBLADDER-Verathon-BVI 9400 |  |  |  |  | Not Covered Vendor Only - Biomedical | MHHS-Greater Heights
NO | NO |  |  |  | 009-09627 |  | Verathon Medical | BLADDERSCAN BVI 9400 |  | B4301681 | GH - NEURO 5N | MHHS-Greater Heights |  | Scanner, Bladder |  | 009-09627 |  | Central & Greater Heights |  | GH - NEURO 5N | [5 empty] | BLADDER SCANNER |  | SCANNERBLADDER-Verathon-BVI 9400 | SCANNERBLADDER | BVI 9400 |  |  |  | Verathon | Scanner, Bladder |  | SCANNERBLADDER-Verathon-BVI 9400 |  |  |  |  | Not Covered Vendor Only - Biomedical | MHHS-Greater Heights
NO | NO |  |  |  | 041-20178 |  | Verathon Medical | BLADDERSCAN BVI 9400 |  | B4016372 | MH MG - (MC) - UROLOGY MC (MP3) | MHHS-MG |  | Scanner, Bladder |  | 041-20178 |  | West & Memorial City |  | MH MG - (MC) - UROLOGY MC (MP3) | [5 empty] | BLADDER SCANNER |  | SCANNERBLADDER-Verathon-BVI 9400 | SCANNERBLADDER | BVI 9400 |  |  |  | Verathon | Scanner, Bladder |  | SCANNERBLADDER-Verathon-BVI 9400 |  |  |  |  | Not Covered Vendor Only - Biomedical | MHHS-MG
NO | NO | [5 empty] | Verathon Medical | BLADDERSCAN BVI 9400 |  | B4012701 | MEMORIAL CITY - CARDIOLOGY | MHHS-Mem City |  | Scanner, Bladder |  |  |  | West & Memorial City |  | MEMORIAL CITY - CARDIOLOGY | [5 empty] | BLADDER SCANNER |  | SCANNERBLADDER-Verathon-BVI 9400 | SCANNERBLADDER | BVI 9400 |  |  |  | Verathon | Scanner, Bladder |  | SCANNERBLADDER-Verathon-BVI 9400 |  |  |  |  | Not Covered Vendor Only - Biomedical | MHHS-Mem City
NO | NO | [5 empty] | Verathon Medical | BLADDERSCAN BVI 9400 |  | B4012702 | MEMORIAL CITY - MED/SURG | MHHS-Mem City |  | Scanner, Bladder |  |  |  | West & Memorial City |  | MEMORIAL CITY - MED/SURG | [5 empty] | BLADDER SCANNER |  | SCANNERBLADDER-Verathon-BVI 9400 | SCANNERBLADDER | BVI 9400 |  |  |  | Verathon | Scanner, Bladder |  | SCANNERBLADDER-Verathon-BVI 9400 |  |  |  |  | Not Covered Vendor Only - Biomedical | MHHS-Mem City
NO | NO | [5 empty] | Verathon Medical | BLADDERSCAN BVI 9400 |  | B4012706 | MEMORIAL CITY - MHT - ONCOLOGY | MHHS-Mem City |  | Scanner, Bladder |  |  |  | West & Memorial City |  | MEMORIAL CITY - MHT - ONCOLOGY | [5 empty] | BLADDER SCANNER |  | SCANNERBLADDER-Verathon-BVI 9400 | SCANNERBLADDER | BVI 9400 |  |  |  | Verathon | Scanner, Bladder |  | SCANNERBLADDER-Verathon-BVI 9400 |  |  |  |  | Not Covered Vendor Only - Biomedical | MHHS-Mem City
NO | NO |  |  |  | 041-17322 |  | Verathon Medical | BLADDERSCAN BVI 9400 |  | B43012710 | MEMORIAL CITY - MICU | MHHS-Mem City |  | Scanner, Bladder |  | 041-17322 |  | West & Memorial City |  | MEMORIAL CITY - MICU | [5 empty] | BLADDER SCANNER |  | SCANNERBLADDER-Verathon-BVI 9400 | SCANNERBLADDER | BVI 9400 |  |  |  | Verathon | Scanner, Bladder |  | SCANNERBLADDER-Verathon-BVI 9400 |  |  |  |  | Not Covered Vendor Only - Biomedical | MHHS-Mem City
NO | NO |  |  |  | 041-18839 |  | Verathon Medical | BLADDERSCAN BVI 9400 |  | B4302672 | MEMORIAL CITY - OUTPATIENT SURGERY PREOP | MHHS-Mem City |  | Scanner, Bladder |  | 041-18839 |  | West & Memorial City |  | MEMORIAL CITY - OUTPATIENT SURGERY PREOP | [5 empty] | BLADDER SCANNER |  | SCANNERBLADDER-Verathon-BVI 9400 | SCANNERBLADDER | BVI 9400 |  |  |  | Verathon | Scanner, Bladder |  | SCANNERBLADDER-Verathon-BVI 9400 |  |  |  |  | Not Covered Vendor Only - Biomedical | MHHS-Mem City
NO | NO |  |  |  | 041-17325 |  | Verathon Medical | BLADDERSCAN BVI 9400 |  | B4012703 | MEMORIAL CITY - SICU | MHHS-Mem City |  | Scanner, Bladder |  | 041-17325 |  | West & Memorial City |  | MEMORIAL CITY - SICU | [5 empty] | BLADDER SCANNER |  | SCANNERBLADDER-Verathon-BVI 9400 | SCANNERBLADDER | BVI 9400 |  |  |  | Verathon | Scanner, Bladder |  | SCANNERBLADDER-Verathon-BVI 9400 |  |  |  |  | Not Covered Vendor Only - Biomedical | MHHS-Mem City
NO | NO |  |  |  | 069-40368 |  | Verathon Medical | BLADDERSCAN BVI 9400 |  | B4301300/Probe:PX301081 | MH MG - (TMC) - VANGUARD UROLOGY (STE 2300) | MHHS-MG |  | Scanner, Bladder |  | 069-40368 |  | TMC |  | MH MG - (TMC) - VANGUARD UROLOGY (STE 2300) | [5 empty] | BLADDER SCANNER |  | SCANNERBLADDER-Verathon-BVI 9400 | SCANNERBLADDER | BVI 9400 |  |  |  | Verathon | Scanner, Bladder |  | SCANNERBLADDER-Verathon-BVI 9400 |  |  |  |  | Not Covered Vendor Only - Biomedical | MHHS-MG
NO | NO | [5 empty] | Verathon Medical | BLADDERSCAN BVI 9400 |  | B4010467 | NE - 5 SOUTH WEST | MHHS-Northeast |  | Scanner, Bladder |  |  |  | Katy |  | NE - 5 SOUTH WEST | [5 empty] | BLADDER SCANNER |  | SCANNERBLADDER-Verathon-BVI 9400 | SCANNERBLADDER | BVI 9400 |  |  |  | Verathon | Scanner, Bladder |  | SCANNERBLADDER-Verathon-BVI 9400 |  |  |  |  | Not Covered Vendor Only - Biomedical | MHHS-Northeast
NO | NO |  |  |  | 142-06775 |  | Verathon Medical | BLADDERSCAN BVI 9400 |  | B4306116 | NE - CLINICAL DECISION UNIT | MHHS-Northeast |  | Scanner, Bladder |  | 142-06775 |  | Katy |  | NE - CLINICAL DECISION UNIT | [5 empty] | BLADDER SCANNER |  | SCANNERBLADDER-Verathon-BVI 9400 | SCANNERBLADDER | BVI 9400 |  |  |  | Verathon | Scanner, Bladder |  | SCANNERBLADDER-Verathon-BVI 9400 |  |  |  |  | Not Covered Vendor Only - Biomedical | MHHS-Northeast
NO | NO | [5 empty] | Verathon Medical | BLADDERSCAN BVI 9400 |  | b4011413 | NE - ICU | MHHS-Northeast |  | Scanner, Bladder |  |  |  | Katy |  | NE - ICU | [5 empty] | BLADDER SCANNER |  | SCANNERBLADDER-Verathon-BVI 9400 | SCANNERBLADDER | BVI 9400 |  |  |  | Verathon | Scanner, Bladder |  | SCANNERBLADDER-Verathon-BVI 9400 |  |  |  |  | Not Covered Vendor Only - Biomedical | MHHS-Northeast
NO | NO |  |  |  | 005-09227 |  | Verathon Medical | BLADDERSCAN BVI 9400 |  | B4016013 | SE - ICU | MHHS-Southeast |  | Scanner, Bladder |  | 005-09227 |  | Southeast & Bay Area |  | SE - ICU | [5 empty] | BLADDER SCANNER |  | SCANNERBLADDER-Verathon-BVI 9400 | SCANNERBLADDER | BVI 9400 |  |  |  | Verathon | Scanner, Bladder |  | SCANNERBLADDER-Verathon-BVI 9400 |  |  |  |  | Not Covered Vendor Only - Biomedical | MHHS-Southeast
NO | NO |  |  |  | 005-09228 |  | Verathon Medical | BLADDERSCAN BVI 9400 |  | B4016012 | SE - ICU | MHHS-Southeast |  | Scanner, Bladder |  | 005-09228 |  | Southeast & Bay Area |  | SE - ICU | [5 empty] | BLADDER SCANNER |  | SCANNERBLADDER-Verathon-BVI 9400 | SCANNERBLADDER | BVI 9400 |  |  |  | Verathon | Scanner, Bladder |  | SCANNERBLADDER-Verathon-BVI 9400 |  |  |  |  | Not Covered Vendor Only - Biomedical | MHHS-Southeast
NO | NO |  |  |  | 013-36373 |  | Verathon Medical | BLADDERSCAN BVI 9400 |  | B4020599 | SW - HVI - CV ICU | MHHS-Southwest |  | Scanner, Bladder |  | 013-36373 |  | Southwest |  | SW - HVI - CV ICU | [5 empty] | BLADDER SCANNER |  | SCANNERBLADDER-Verathon-BVI 9400 | SCANNERBLADDER | BVI 9400 |  |  |  | Verathon | Scanner, Bladder |  | SCANNERBLADDER-Verathon-BVI 9400 |  |  |  |  | Not Covered Vendor Only - Biomedical | MHHS-Southwest
NO | NO |  |  |  | 013-36794 |  | Verathon Medical | BLADDERSCAN BVI 9400 |  | B4302237 | SW - ICU | MHHS-Southwest |  | Scanner, Bladder |  | 013-36794 |  | Southwest |  | SW - ICU | [5 empty] | BLADDER SCANNER |  | SCANNERBLADDER-Verathon-BVI 9400 | SCANNERBLADDER | BVI 9400 |  |  |  | Verathon | Scanner, Bladder |  | SCANNERBLADDER-Verathon-BVI 9400 |  |  |  |  | Not Covered Vendor Only - Biomedical | MHHS-Southwest
NO | NO |  |  |  | 241-02560 |  | Verathon Medical | BLADDERSCAN BVI 9400 |  | B4018995 | TIRR - PATIENT CARE UNIT 2-C - 2414368 | MHHS-TIRR |  | Scanner, Bladder |  | 241-02560 |  | TMC |  | TIRR - PATIENT CARE UNIT 2-C - 2414368 | [5 empty] | BLADDER SCANNER |  | SCANNERBLADDER-Verathon-BVI 9400 | SCANNERBLADDER | BVI 9400 |  |  |  | Verathon | Scanner, Bladder |  | SCANNERBLADDER-Verathon-BVI 9400 |  |  |  |  | Not Covered Vendor Only - Biomedical | MHHS-TIRR
NO | NO |  |  |  | 241-02978 |  | Verathon Medical | BLADDERSCAN BVI 9400 |  | B4302679 | TIRR - PATIENT CARE UNIT 6 - 2414378 | MHHS-TIRR |  | Scanner, Bladder |  | 241-02978 |  | TMC |  | TIRR - PATIENT CARE UNIT 6 - 2414378 | [5 empty] | BLADDER SCANNER |  | SCANNERBLADDER-Verathon-BVI 9400 | SCANNERBLADDER | BVI 9400 |  |  |  | Verathon | Scanner, Bladder |  | SCANNERBLADDER-Verathon-BVI 9400 |  |  |  |  | Not Covered Vendor Only - Biomedical | MHHS-TIRR
NO | NO | [5 empty] | Verathon Medical | BLADDERSCAN BVI 9400 |  | B4009410 | TIRR - PCU 6 | MHHS-TIRR |  | Scanner, Bladder |  |  |  | TMC |  | TIRR - PCU 6 | [5 empty] | BLADDER SCANNER |  | SCANNERBLADDER-Verathon-BVI 9400 | SCANNERBLADDER | BVI 9400 |  |  |  | Verathon | Scanner, Bladder |  | SCANNERBLADDER-Verathon-BVI 9400 |  |  |  |  | Not Covered Vendor Only - Biomedical | MHHS-TIRR
NO | NO |  |  |  | 241-02090 |  | Verathon Medical | BLADDERSCAN BVI 9400 |  | B4006145 | TIRR - UROLOGY/SPEC PROC (17) | MHHS-TIRR |  | Scanner, Bladder |  | 241-02090 |  | TMC |  | TIRR - UROLOGY/SPEC PROC (17) | [5 empty] | BLADDER SCANNER |  | SCANNERBLADDER-Verathon-BVI 9400 | SCANNERBLADDER | BVI 9400 |  |  |  | Verathon | Scanner, Bladder |  | SCANNERBLADDER-Verathon-BVI 9400 |  |  |  |  | Not Covered Vendor Only - Biomedical | MHHS-TIRR
NO | NO |  |  |  | 069-39579 |  | Verathon Medical | BLADDERSCAN BVI 9400 |  | B4020103 Probe:PX008092 | TMC - CHILDRENS - RCW (8HP) | MHHS-TMC |  | Scanner, Bladder |  | 069-39579 |  | TMC |  | TMC - CHILDRENS - RCW (8HP) | [5 empty] | BLADDER SCANNER |  | SCANNERBLADDER-Verathon-BVI 9400 | SCANNERBLADDER | BVI 9400 |  |  |  | Verathon | Scanner, Bladder |  | SCANNERBLADDER-Verathon-BVI 9400 |  |  |  |  | Not Covered Vendor Only - Biomedical | MHHS-TMC
NO | NO |  |  |  | 069-35559 |  | Verathon Medical | BLADDERSCAN BVI 9400 |  | B4015759 Probe#PX007625 | TMC - CULLEN - GENERAL MEDICINE (3C) | MHHS-TMC |  | Scanner, Bladder |  | 069-35559 |  | TMC |  | TMC - CULLEN - GENERAL MEDICINE (3C) | [5 empty] | BLADDER SCANNER |  | SCANNERBLADDER-Verathon-BVI 9400 | SCANNERBLADDER | BVI 9400 |  |  |  | Verathon | Scanner, Bladder |  | SCANNERBLADDER-Verathon-BVI 9400 |  |  |  |  | Not Covered Vendor Only - Biomedical | MHHS-TMC
NO | NO |  |  |  | 069-35560 |  | Verathon Medical | BLADDERSCAN BVI 9400 |  | B4015758-Probe :PX004521 | TMC - CULLEN - ONCOLOGY/HEMATOLOGY (4C) | MHHS-TMC |  | Scanner, Bladder |  | 069-35560 |  | TMC |  | TMC - CULLEN - ONCOLOGY/HEMATOLOGY (4C) | [5 empty] | BLADDER SCANNER |  | SCANNERBLADDER-Verathon-BVI 9400 | SCANNERBLADDER | BVI 9400 |  |  |  | Verathon | Scanner, Bladder |  | SCANNERBLADDER-Verathon-BVI 9400 |  |  |  |  | Not Covered Vendor Only - Biomedical | MHHS-TMC
NO | NO |  |  |  | 069-39576 |  | Verathon Medical | BLADDERSCAN BVI 9400 |  | B4020108/ Probe:PX004639 | TMC - HERMANN - STICU (3HP) | MHHS-TMC |  | Scanner, Bladder |  | 069-39576 |  | TMC |  | TMC - HERMANN - STICU (3HP) | [5 empty] | BLADDER SCANNER |  | SCANNERBLADDER-Verathon-BVI 9400 | SCANNERBLADDER | BVI 9400 |  |  |  | Verathon | Scanner, Bladder |  | SCANNERBLADDER-Verathon-BVI 9400 |  |  |  |  | Not Covered Vendor Only - Biomedical | MHHS-TMC
NO | NO |  |  |  | 069-45610 |  | Verathon Medical | BLADDERSCAN BVI 9400 |  | B4011134-Probe: PX008098 | TMC - HERMANN - STICU (3HP) | MHHS-TMC |  | Scanner, Bladder |  | 069-45610 |  | TMC |  | TMC - HERMANN - STICU (3HP) | [5 empty] | BLADDER SCANNER |  | SCANNERBLADDER-Verathon-BVI 9400 | SCANNERBLADDER | BVI 9400 |  |  |  | Verathon | Scanner, Bladder |  | SCANNERBLADDER-Verathon-BVI 9400 |  |  |  |  | Not Covered Vendor Only - Biomedical | MHHS-TMC
NO | NO |  |  |  | 074-05840 |  | Verathon Medical | BLADDERSCAN BVI 9400 |  | B4020104-Probe: PX008093 | TMC - HVI - CVIMU (8HVI) | MHHS-TMC |  | Scanner, Bladder |  | 074-05840 |  | TMC |  | TMC - HVI - CVIMU (8HVI) | [5 empty] | BLADDER SCANNER |  | SCANNERBLADDER-Verathon-BVI 9400 | SCANNERBLADDER | BVI 9400 |  |  |  | Verathon | Scanner, Bladder |  | SCANNERBLADDER-Verathon-BVI 9400 |  |  |  |  | Not Covered Vendor Only - Biomedical | MHHS-TMC
NO | NO |  |  |  | 069-28484 |  | Verathon Medical | BLADDERSCAN BVI 9400 |  | B4011117 Probe: PX010079 | TMC - JONES - BURN UNIT (8J) | MHHS-TMC |  | Scanner, Bladder |  | 069-28484 |  | TMC |  | TMC - JONES - BURN UNIT (8J) | [5 empty] | BLADDER SCANNER |  | SCANNERBLADDER-Verathon-BVI 9400 | SCANNERBLADDER | BVI 9400 |  |  |  | Verathon | Scanner, Bladder |  | SCANNERBLADDER-Verathon-BVI 9400 |  |  |  |  | No Coverage Specified | MHHS-TMC
NO | NO |  |  |  | 069-46172 |  | Verathon Medical | BLADDERSCAN BVI 9400 |  | B4012001-probe# PX004332 | TMC - JONES - INPATIENT REHAB (4J) | MHHS-TMC |  | Scanner, Bladder |  | 069-46172 |  | TMC |  | TMC - JONES - INPATIENT REHAB (4J) | [5 empty] | BLADDER SCANNER |  | SCANNERBLADDER-Verathon-BVI 9400 | SCANNERBLADDER | BVI 9400 |  |  |  | Verathon | Scanner, Bladder |  | SCANNERBLADDER-Verathon-BVI 9400 |  |  |  |  | Not Covered Vendor Only - Biomedical | MHHS-TMC
NO | NO |  |  |  | 069-45609 |  | Verathon Medical | BLADDERSCAN BVI 9400 |  | B4021368-Probe:PX010813 | TMC - JONES - NEURO ACUTE CARE (5J) | MHHS-TMC |  | Scanner, Bladder |  | 069-45609 |  | TMC |  | TMC - JONES - NEURO ACUTE CARE (5J) | [5 empty] | BLADDER SCANNER |  | SCANNERBLADDER-Verathon-BVI 9400 | SCANNERBLADDER | BVI 9400 |  |  |  | Verathon | Scanner, Bladder |  | SCANNERBLADDER-Verathon-BVI 9400 |  |  |  |  | Not Covered Vendor Only - Biomedical | MHHS-TMC
NO | NO |  |  |  | 069-45336 |  | Verathon Medical | BLADDERSCAN BVI 9400 |  | B4009624 Probe S/N PX011646 | TMC - JONES - NEURO ICU (7J) | MHHS-TMC |  | Scanner, Bladder |  | 069-45336 |  | TMC |  | TMC - JONES - NEURO ICU (7J) | [5 empty] | BLADDER SCANNER |  | SCANNERBLADDER-Verathon-BVI 9400 | SCANNERBLADDER | BVI 9400 |  |  |  | Verathon | Scanner, Bladder |  | SCANNERBLADDER-Verathon-BVI 9400 |  |  |  |  | Not Covered Vendor Only - Biomedical | MHHS-TMC
NO | NO |  |  |  | 069-46560 |  | Verathon Medical | BLADDERSCAN BVI 9400 |  | B4301651 Probe: PX301954 | TMC - JONES - NEURO IMU (3J) | MHHS-TMC |  | Scanner, Bladder |  | 069-46560 |  | TMC |  | TMC - JONES - NEURO IMU (3J) | [5 empty] | BLADDER SCANNER |  | SCANNERBLADDER-Verathon-BVI 9400 | SCANNERBLADDER | BVI 9400 |  |  |  | Verathon | Scanner, Bladder |  | SCANNERBLADDER-Verathon-BVI 9400 |  |  |  |  | Not Covered Vendor Only - Biomedical | MHHS-TMC
NO | NO |  |  |  | 069-37508 |  | Verathon Medical | BLADDERSCAN BVI 9400 |  | B4013799/probe: PX004215 | TMC - JONES - STROKE (4J) | MHHS-TMC |  | Scanner, Bladder |  | 069-37508 |  | TMC |  | TMC - JONES - STROKE (4J) | [5 empty] | BLADDER SCANNER |  | SCANNERBLADDER-Verathon-BVI 9400 | SCANNERBLADDER | BVI 9400 |  |  |  | Verathon | Scanner, Bladder |  | SCANNERBLADDER-Verathon-BVI 9400 |  |  |  |  | Not Covered Vendor Only - Biomedical | MHHS-TMC
NO | YES |  |  |  | 151-01364 | 151-01364 | Verathon Medical | BLADDERSCAN PRIME |  | BP002642 | CY-Medsurg | MHHS-Cypress |  |  |  | 151-01364 | 151-01364 | Northwest | MHHS-Cypress | CY-Medsurg | Office 204 | 5/1/19 | 5/1/20 |  |  | BLADDER SCANNER | Scanner, Bladder | SCANNERBLADDER-Verathon-Prime |  |  |  |  | SCANNERBLADDER-Verathon-Prime | Verathon |  |  |  |  | 12/1/20 |  | SCB-A | Not Covered Vendor Only - Biomedical | MHHS-Cypress | [8 empty] | SCANNERBLADDER | Scanner, Bladder | Verathon
NO | YES |  |  |  | 151-02583 | 151-02583 | Verathon Medical | BLADDERSCAN PRIME |  | C1500542 | CY-PACU | MHHS-Cypress |  |  |  | 151-02583 | 151-02583 | Northwest | MHHS-Cypress | CY-PACU | Bay 7 | 5/1/19 | 5/1/20 |  |  | BLADDER SCANNER | Scanner, Bladder | SCANNERBLADDER-Verathon-Prime |  |  |  |  | SCANNERBLADDER-Verathon-Prime | Verathon |  |  |  |  | 12/1/20 |  | SCB-A | Not Covered Vendor Only - Biomedical | MHHS-Cypress | [8 empty] | SCANNERBLADDER | Scanner, Bladder | Verathon
NO | YES |  |  |  | 133-09046 | 133-09046 | Verathon Medical | BLADDERSCAN PRIME |  | BP004066 | Katy-ICU | MHHS-Katy |  |  |  | 133-09046 | 133-09046 | Katy | MHHS-Katy | Katy-ICU | ICU Storage |  |  |  |  | BLADDER SCANNER | Scanner, Bladder | SCANNERBLADDER-Verathon-Prime |  |  |  |  | SCANNERBLADDER-Verathon-Prime | Verathon |  |  |  |  | 12/1/20 |  | SCB-A | Not Covered Vendor Only - Biomedical | MHHS-Katy | [8 empty] | SCANNERBLADDER | Scanner, Bladder | Verathon
NO | YES |  |  |  | 133-07371 | 133-07371 | Verathon Medical | BLADDERSCAN PRIME |  | C1501501 | Katy-Med/Surg 7th Floor | MHHS-Katy |  |  |  | 133-07371 | 133-07371 | Katy | MHHS-Katy | Katy-Med/Surg 7th Floor | MEDSURG 7th Floor Hallway | 8/1/19 | 8/1/20 |  |  | BLADDER SCANNER | Scanner, Bladder | SCANNERBLADDER-Verathon-Prime |  |  |  |  | SCANNERBLADDER-Verathon-Prime | Verathon |  |  |  |  | 12/1/20 |  | SCB-A | Not Covered Vendor Only - Biomedical | MHHS-Katy | [8 empty] | SCANNERBLADDER | Scanner, Bladder | Verathon
NO | YES |  |  |  | 583-01406 | 583-01406 | Verathon Medical | BLADDERSCAN PRIME |  | C1500141 | Katy Rehab-1St Fl Physical Therapy | MHHS-Katy Rehab |  |  |  | 583-01406 | 583-01406 | Katy | MHHS-Others | Katy Rehab-1St Fl Physical Therapy | Katy - Inpatient Rehab | 3/1/19 | 3/1/20 |  |  | BLADDER SCANNER | Scanner, Bladder | SCANNERBLADDER-Verathon-Prime |  |  |  |  | SCANNERBLADDER-Verathon-Prime | Verathon |  |  |  |  | 11/1/20 |  | SCB-A | Not Covered Vendor Only - Biomedical | MHHS-Katy Rehab | [8 empty] | SCANNERBLADDER | Scanner, Bladder | Verathon
NO | YES |  |  |  | 129-07572 | 129-07572 | Verathon Medical | BLADDERSCAN PRIME |  | BP004263 | MH MG-(SL)-Sugar Land Multi-Specialty (Mp1) | MHHS-MG |  |  |  | 129-07572 | 129-07572 | Sugar Land | MHHS-MG | MH MG-(SL)-Sugar Land Multi-Specialty (Mp1) | Hall | 10/1/19 | 10/1/20 |  |  | BLADDER SCANNER | Scanner, Bladder | SCANNERBLADDER-Verathon-Prime |  |  |  |  | SCANNERBLADDER-Verathon-Prime | Verathon |  |  |  |  | 11/1/20 |  | SCB-A | Not Covered Vendor Only - Biomedical | MHHS-MG | [8 empty] | SCANNERBLADDER | Scanner, Bladder | Verathon
NO | YES |  |  |  | 929-00905 | 929-00905 | Verathon Medical | BLADDERSCAN PRIME |  | BP001888 | MHOSH-Pre/Post Op | MHHS Orthopedic & Spine |  |  |  | 929-00905 | 929-00905 | Central | MHHS-Orthopedic & Spine | MHOSH-Pre/Post Op | MHOSH - PRE/POST OP | 8/1/19 |  |  |  | BLADDER SCANNER | Scanner, Bladder | SCANNERBLADDER-Verathon-Prime |  |  |  |  | SCANNERBLADDER-Verathon-Prime | Verathon |  |  |  |  | 11/1/20 | MHOSH Inventory Dec 2019 into 2020 - Copy.xls - Already Verified | SCB-A | Not Covered Vendor Only - Biomedical | MHHS Orthopedic & Spine | [8 empty] | SCANNERBLADDER | Scanner, Bladder | Verathon
NO | YES |  |  |  | 145-00374 | 145-00374 | Verathon Medical | BLADDERSCAN PRIME |  | BP001962 | Pearland-Emergency Center | MHHS-Pearland Hospital |  |  |  | 145-00374 | 145-00374 | Pearland | MHHS-Pearland Hospital | Pearland-Emergency Center | Hallway | 8/1/20 | 8/1/19 |  |  | BLADDER SCANNER | Scanner, Bladder | SCANNERBLADDER-Verathon-Prime |  |  |  |  | SCANNERBLADDER-Verathon-Prime | Verathon |  |  |  |  | 12/1/20 |  | SCB-A | Not Covered Vendor Only - Biomedical | MHHS-Pearland Hospital | [8 empty] | SCANNERBLADDER | Scanner, Bladder | Verathon
NO | YES |  |  |  | 013-37840 | 013-37840 | Verathon Medical | BLADDERSCAN PRIME |  | BP002486 | SW-Med/Surg 9 Joint Camp | MHHS-Southwest |  |  |  | 013-37840 | 013-37840 | Southwest | MHHS-Southwest | SW-Med/Surg 9 Joint Camp |  | 1/1/20 |  | 1/1/21 |  | BLADDER SCANNER | Scanner, Bladder | SCANNERBLADDER-Verathon-Prime |  |  |  |  | SCANNERBLADDER-Verathon-Prime | Verathon |  |  |  |  | 11/1/20 |  | SCB-A | Not Covered Vendor Only - Biomedical | MHHS-Southwest | [8 empty] | SCANNERBLADDER | Scanner, Bladder | Verathon
NO | YES |  |  |  | 129-07549 | 129-07549 | Verathon Medical | BLADDERSCAN PRIME |  | BP002009 | Sugar Land-ICU | MHHS-Sugarland |  |  |  | 129-07549 | 129-07549 | Sugar Land | MHHS-Sugarland | Sugar Land-ICU |  | 11/1/19 | 11/1/20 |  |  | BLADDER SCANNER | Scanner, Bladder | SCANNERBLADDER-Verathon-Prime |  |  |  |  | SCANNERBLADDER-Verathon-Prime | Verathon |  |  |  |  | 12/1/20 |  | SCB-A | Not Covered Vendor Only - Biomedical | MHHS-Sugarland | [8 empty] | SCANNERBLADDER | Scanner, Bladder | Verathon
NO | YES |  |  |  | 029-10839 | 029-10839 | Verathon Medical | BLADDERSCAN PRIME |  | BP001651 | TIRR-Woodlands Inpatient | MHHS-TIRR |  |  |  | 029-10839 | 029-10839 | Woodlands | MHHS-Others | TIRR-Woodlands Inpatient | Hallway | 11/1/19 |  | 11/1/20 |  | BLADDER SCANNER | Scanner, Bladder | SCANNERBLADDER-Verathon-Prime |  |  |  |  | SCANNERBLADDER-Verathon-Prime | Verathon |  |  |  |  | 11/1/20 |  | SCB-A | Not Covered Vendor Only - Biomedical | MHHS-TIRR | [8 empty] | SCANNERBLADDER | Scanner, Bladder | Verathon
NO | YES |  |  |  | 029-10903 | 029-10903 | Verathon Medical | BLADDERSCAN PRIME |  | BP001495 | Woodlands-PCU5 | MHHS-Woodlands |  |  |  | 029-10903 | 029-10903 | Woodlands | MHHS-Woodlands | Woodlands-PCU5 | Nurse Station 1 | 5/1/19 |  | 5/1/20 |  | BLADDER SCANNER | Scanner, Bladder | SCANNERBLADDER-Verathon-Prime |  |  |  |  | SCANNERBLADDER-Verathon-Prime | Verathon |  |  |  |  | 12/1/20 |  | SCB-A | Not Covered Vendor Only - Biomedical | MHHS-Woodlands | [8 empty] | SCANNERBLADDER | Scanner, Bladder | Verathon
NO | YES |  |  |  | 029-10273 | 029-10273 | Verathon Medical | BLADDERSCAN PRIME |  | BP001482 | Woodlands-CVICU | MHHS-Woodlands |  |  |  | 029-10273 | 029-10273 | Woodlands | MHHS-Woodlands | Woodlands-CVICU | CVICU | 5/1/19 |  | 5/1/20 |  | BLADDER SCANNER | Scanner, Bladder | SCANNERBLADDER-Verathon-Prime |  |  |  |  | SCANNERBLADDER-Verathon-Prime | Verathon |  |  |  |  | 12/1/20 |  | SCB-A | Not Covered Vendor Only - Biomedical | MHHS-Woodlands | [8 empty] | SCANNERBLADDER | Scanner, Bladder | Verathon
NO | YES |  |  |  | 029-32332 | 029-32332 | Verathon Medical | BLADDERSCAN PRIME |  | C1505233 | Woodlands-Neurology | MHHS-Woodlands |  |  |  | 029-32332 | 029-32332 | Woodlands | MHHS-Woodlands | Woodlands-Neurology | Neuroscience E4 450.3 Clean Workroom | 6/1/19 |  | 6/1/20 |  | BLADDER SCANNER | Scanner, Bladder | SCANNERBLADDER-Verathon-Prime |  |  |  |  | SCANNERBLADDER-Verathon-Prime | Verathon |  |  |  |  | 12/1/20 |  | SCB-A | Not Covered Vendor Only - Biomedical | MHHS-Woodlands | [8 empty] | SCANNERBLADDER | Scanner, Bladder | Verathon
NO | YES |  |  |  | 029-32336 | 029-32336 | Verathon Medical | BLADDERSCAN PRIME |  | C1505227 | Woodlands-Neurology | MHHS-Woodlands |  |  |  | 029-32336 | 029-32336 | Woodland memorial hospital | MHHS-Woodlands | Woodlands-Neurology | 404 Hallway | 7/1/19 |  | 6/1/20 |  | BLADDER SCANNER | Scanner, Bladder | SCANNERBLADDER-Verathon-Prime |  |  |  |  | SCANNERBLADDER-Verathon-Prime | Verathon |  |  |  |  | 12/1/20 |  | SCB-A | Not Covered Vendor Only - Biomedical | MHHS-Woodlands | [8 empty] | SCANNERBLADDER | Scanner, Bladder | Verathon
NO | YES |  |  |  | 029-10247 | 029-10247 | Verathon Medical | BLADDERSCAN PRIME |  | BP001787 | Woodlands-SICU | MHHS-Woodlands |  |  |  | 029-10247 | 029-10247 | Woodlands | MHHS-Woodlands | Woodlands-SICU | Hallway | 11/1/19 |  | 11/1/20 |  | BLADDER SCANNER | Scanner, Bladder | SCANNERBLADDER-Verathon-Prime |  |  |  |  | SCANNERBLADDER-Verathon-Prime | Verathon |  |  |  |  | 11/1/20 |  | SCB-A | Not Covered Vendor Only - Biomedical | MHHS-Woodlands | [8 empty] | SCANNERBLADDER | Scanner, Bladder | Verathon
NO | NO |  |  |  | 151-01365 |  | Verathon Medical | BLADDERSCAN PRIME |  | BP002754 | CY - ICU | MHHS-Cypress |  |  |  | 151-01365 |  | Northwest & Cypress |  | CY - ICU | [5 empty] | BLADDER SCANNER |  | SCANNERBLADDER-Verathon-Prime |  |  |  |  | SCANNERBLADDER-Verathon-Prime | Verathon | [7 empty] | Not Covered Vendor Only - Biomedical | MHHS-Cypress
NO | NO |  |  |  | 041-20683 |  | Verathon Medical | BLADDERSCAN PRIME |  | BP002277 | MH MG - (MC) - UROLOGY MC (MP3) | MHHS-MG |  |  |  | 041-20683 |  | West & Memorial City |  | MH MG - (MC) - UROLOGY MC (MP3) | [5 empty] | BLADDER SCANNER |  | SCANNERBLADDER-Verathon-Prime |  |  |  |  | SCANNERBLADDER-Verathon-Prime | Verathon | [7 empty] | Not Covered Vendor Only - Biomedical | MHHS-MG
NO | NO |  |  |  | 041-20787 |  | Verathon Medical | BLADDERSCAN PRIME |  | BP004324 | MEMORIAL CITY - EAST TOWER - NEUROLOGY | MHHS-Mem City |  |  |  | 041-20787 |  | West & Memorial City |  | MEMORIAL CITY - EAST TOWER - NEUROLOGY | [5 empty] | BLADDER SCANNER |  | SCANNERBLADDER-Verathon-Prime |  |  |  |  | SCANNERBLADDER-Verathon-Prime | Verathon | [7 empty] | Not Covered Vendor Only - Biomedical | MHHS-Mem City
NO | NO |  |  |  | 142-07884 |  | Verathon Medical | BLADDERSCAN PRIME |  | C1501882 | NE - 2 WEST TOWER | MHHS-Northeast |  |  |  | 142-07884 |  | Katy |  | NE - 2 WEST TOWER | [5 empty] | BLADDER SCANNER |  | SCANNERBLADDER-Verathon-Prime |  |  |  |  | SCANNERBLADDER-Verathon-Prime | Verathon | [7 empty] | Not Covered Vendor Only - Biomedical | MHHS-Northeast
NO | NO |  |  |  | 029-10902 |  | Verathon Medical | BLADDERSCAN PRIME |  | BP001493 | WOODLANDS - 5 EAST MEDICAL/SURGICAL | MHHS-Woodlands |  |  |  | 029-10902 |  | Woodlands |  | WOODLANDS - 5 EAST MEDICAL/SURGICAL | [5 empty] | BLADDER SCANNER |  | SCANNERBLADDER-Verathon-Prime |  |  |  |  | SCANNERBLADDER-Verathon-Prime | Verathon | [7 empty] | Not Covered Vendor Only - Biomedical | MHHS-Woodlands
NO | NO |  |  |  | 029-09295 |  | Verathon Medical | BLADDERSCAN PRIME |  | BP001494 | WOODLANDS - ORTHO | MHHS-Woodlands |  |  |  | 029-09295 |  | Woodlands |  | WOODLANDS - ORTHO | [5 empty] | BLADDER SCANNER |  | SCANNERBLADDER-Verathon-Prime |  |  |  |  | SCANNERBLADDER-Verathon-Prime | Verathon | [7 empty] | Not Covered Vendor Only - Biomedical | MHHS-Woodlands
NO | YES |  |  |  | 151-03330 | 151-03330 | Verathon Medical | BLADDERSCAN PRIME PLUS |  | C1507647 | CY-3 South | MHHS-Cypress |  |  |  | 151-03330 | 151-03330 | Northwest | MHHS-Cypress | CY-3 South | Medsurg | 7/1/19 | 7/1/20 |  |  | BLADDER SCANNER | Scanner, Bladder | SCANNERBLADDER-Verathon-Prime |  |  |  |  | SCANNERBLADDER-Verathon-Prime | Verathon |  |  |  |  | 11/11/20 |  | SCB-A | Not Covered Vendor Only - Biomedical | MHHS-Cypress | [8 empty] | SCANNERBLADDER | Scanner, Bladder | Verathon
NO | YES |  |  |  | 151-02666 | 151-02666 | Verathon Medical | BLADDERSCAN PRIME PLUS |  | C1503738 | CY-Medsurg | MHHS-Cypress |  |  |  | 151-02666 | 151-02666 | Northwest | MHHS-Cypress | CY-Medsurg | Corredor hallway | 10/1/18 | 10/1/20 |  |  | BLADDER SCANNER | Scanner, Bladder | SCANNERBLADDER-Verathon-Prime |  |  |  |  | SCANNERBLADDER-Verathon-Prime | Verathon |  |  |  |  | 11/11/20 |  | SCB-A | Not Covered Vendor Only - Biomedical | MHHS-Cypress | [8 empty] | SCANNERBLADDER | Scanner, Bladder | Verathon
NO | YES |  |  |  | 009-34641 | 009-34641 | Verathon Medical | BLADDERSCAN PRIME PLUS |  | C1510523 | GH-IMU | MHHS-Greater Heights |  |  |  | 009-34641 | 009-34641 | Central | MHHS-Greater Heights | GH-IMU | IMU 3 |  |  |  |  | BLADDER SCANNER | Scanner, Bladder | SCANNERBLADDER-Verathon-Prime |  |  |  |  | SCANNERBLADDER-Verathon-Prime | Verathon |  |  |  |  | 12/1/20 |  | SCB-A | Not Covered Vendor Only - Biomedical | MHHS-Greater Heights | [8 empty] | SCANNERBLADDER | Scanner, Bladder | Verathon
NO | YES |  |  |  | 009-34642 | 009-34642 | Verathon Medical | BLADDERSCAN PRIME PLUS |  | C1510522 | GH-Ortho Joint Center 4N | MHHS-Greater Heights |  |  |  | 009-34642 | 009-34642 | Central | MHHS-Greater Heights | GH-Ortho Joint Center 4N | Hallway |  |  |  |  | BLADDER SCANNER | Scanner, Bladder | SCANNERBLADDER-Verathon-Prime |  |  |  |  | SCANNERBLADDER-Verathon-Prime | Verathon |  |  |  |  | 12/1/20 |  | SCB-A | Not Covered Vendor Only - Biomedical | MHHS-Greater Heights | [8 empty] | SCANNERBLADDER | Scanner, Bladder | Verathon
NO | YES |  |  |  | 041-34376 | 041-34376 | Verathon Medical | BLADDERSCAN PRIME PLUS |  | C1509561 | MEMORIAL CITY - EAST TOWER - IMCU | MHHS-Mem City |  |  |  | 041-34376 | 041-34376 | West | West | MEMORIAL CITY - EAST TOWER - IMCU | 4E IMCU E4:300.3 Supply |  |  |  |  | BLADDER SCANNER |  | SCANNERBLADDER-Verathon-Prime |  |  |  |  | SCANNERBLADDER-Verathon-Prime | Verathon | [7 empty] | Not Covered Vendor Only - Biomedical | MHHS-Mem City
NO | YES |  |  |  | 041-32553 | 041-32553 | Verathon Medical | BLADDERSCAN PRIME PLUS |  | C1502172 | Memorial City-MOR Recovery | MHHS-Mem City |  |  |  | 041-32553 | 041-32553 | West | Memorial Hermann Memorial City Medical Center | Memorial City-MOR Recovery | E2 220 |  |  |  |  | BLADDER SCANNER |  | SCANNERBLADDER-Verathon-Prime |  |  |  |  | SCANNERBLADDER-Verathon-Prime | Verathon | [7 empty] | Not Covered Vendor Only - Biomedical | MHHS-Mem City
NO | YES |  |  |  | 929-00979 | 929-00979 | Verathon Medical | BLADDERSCAN PRIME PLUS |  | C1501684 | MHOSH-3rd Floor | MHHS Orthopedic & Spine |  |  |  | 929-00979 | 929-00979 | Central | MHHS-Orthopedic & Spine | MHOSH-3rd Floor | MHOSH - 3RD FLOOR | 4/1/18 |  | 4/1/20 |  | BLADDER SCANNER | Scanner, Bladder | SCANNERBLADDER-Verathon-Prime |  |  |  |  | SCANNERBLADDER-Verathon-Prime | Verathon |  |  |  |  | 11/11/20 | MHOSH Inventory Dec 2019 into 2020 - Copy.xls - Already Verified | SCB-A | Not Covered Vendor Only - Biomedical | MHHS Orthopedic & Spine | [8 empty] | SCANNERBLADDER | Scanner, Bladder | Verathon
NO | YES |  |  |  | 142-07932 | 142-07932 | Verathon Medical | BLADDERSCAN PRIME PLUS |  | C1501772 | NE-3 West Tower | MHHS-Northeast |  |  |  | 142-07932 | 142-07932 | Katy | MHHS-Northeast | NE-3 West Tower | Equipment storage | 10/1/19 | 10/1/20 |  |  | BLADDER SCANNER | Scanner, Bladder | SCANNERBLADDER-Verathon-Prime |  |  |  |  | SCANNERBLADDER-Verathon-Prime | Verathon |  |  |  |  | 12/1/20 |  | SCB-A | Not Covered Vendor Only - Biomedical | MHHS-Northeast | [8 empty] | SCANNERBLADDER | Scanner, Bladder | Verathon
NO | YES |  |  |  | 142-07969 | 142-07969 | Verathon Medical | BLADDERSCAN PRIME PLUS |  | C1501881 | NE - 4 WEST TOWER | MHHS-Northeast |  |  |  | 142-07969 | 142-07969 | Katy | Memorial Hermann | NE - 4 WEST TOWER | Med surg |  |  |  |  | BLADDER SCANNER |  | SCANNERBLADDER-Verathon-Prime |  |  |  |  | SCANNERBLADDER-Verathon-Prime | Verathon | [7 empty] | Not Covered Vendor Only - Biomedical | MHHS-Northeast
NO | YES |  |  |  | 005-13112 | 005-13112 | Verathon Medical | BLADDERSCAN PRIME PLUS |  | C1510192 | SE-OR-PACU | MHHS-Southeast |  |  |  | 005-13112 | 005-13112 | Southeast | MHHS-Southeast | SE-OR-PACU | Clean Utility | 12/1/19 |  | 12/1/20 |  | BLADDER SCANNER |  | SCANNERBLADDER-Verathon-Prime |  |  |  |  | SCANNERBLADDER-Verathon-Prime | Verathon |  |  |  |  | 12/1/20 |  |  | Not Covered Vendor Only - Biomedical | MHHS-Southeast
NO | YES |  |  |  | 013-39069 | 013-39069 | Verathon Medical | BLADDERSCAN PRIME PLUS |  | C1503851 | Floor 5 | MHHS-Southwest |  |  |  | 013-39069 | 013-39069 | Southwest | Memorial Hermann Southwest Hospital | Floor 5 | Floor 5 | 11/1/19 |  |  |  | BLADDER SCANNER | Scanner, Bladder | SCANNERBLADDER-Verathon-Prime |  |  |  |  | SCANNERBLADDER-Verathon-Prime | Verathon |  |  |  |  | 12/1/20 |  | SCB-A | Not Covered Vendor Only - Biomedical | MHHS-Southwest | [8 empty] | SCANNERBLADDER | Scanner, Bladder | Verathon
NO | YES |  |  |  | 013-38963 | 013-38963 | Verathon Medical | BLADDERSCAN PRIME PLUS |  | C1502124 | SW-Rehab | MHHS-Southwest |  |  |  | 013-38963 | 013-38963 | Southwest | MHHS-Southwest | SW-Rehab | Hallway | 7/1/19 | 7/1/20 |  |  | BLADDER SCANNER | Scanner, Bladder | SCANNERBLADDER-Verathon-Prime |  |  |  |  | SCANNERBLADDER-Verathon-Prime | Verathon |  |  |  |  | 12/1/20 |  | SCB-A | Not Covered Vendor Only - Biomedical | MHHS-Southwest | [8 empty] | SCANNERBLADDER | Scanner, Bladder | Verathon
NO | YES |  |  |  | 129-31128 | 129-31128 | Verathon Medical | BLADDERSCAN PRIME PLUS |  | C1506309 | SUGAR LAND - ER | MHHS-Sugarland |  |  |  | 129-31128 | 129-31128 | Sugar Land | Memorial Hermann Sugar Land Hospital | SUGAR LAND - ER |  | 4/1/19 |  |  |  | BLADDER SCANNER | Scanner, Bladder | SCANNERBLADDER-Verathon-Prime |  |  |  |  | SCANNERBLADDER-Verathon-Prime | Verathon |  |  |  |  | 12/1/20 |  | SCB-A | Not Covered Vendor Only - Biomedical | MHHS-Sugarland | [8 empty] | SCANNERBLADDER | Scanner, Bladder | Verathon
NO | YES |  |  |  | 129-31130 | 129-31130 | Verathon Medical | BLADDERSCAN PRIME PLUS |  | C1506324 | Sugar Land-Med/Surg-East 4th | MHHS-Sugarland |  |  |  | 129-31130 | 129-31130 | Sugar Land | MHHS-Sugarland | Sugar Land-Med/Surg-East 4th | Nurses Station storage | 4/1/19 |  |  |  | BLADDER SCANNER | Scanner, Bladder | SCANNERBLADDER-Verathon-Prime |  |  |  |  | SCANNERBLADDER-Verathon-Prime | Verathon |  |  |  |  | 12/1/20 |  | SCB-A | Not Covered Vendor Only - Biomedical | MHHS-Sugarland | [8 empty] | SCANNERBLADDER | Scanner, Bladder | Verathon
NO | YES |  |  |  | 129-31129 | 129-31129 | Verathon Medical | BLADDERSCAN PRIME PLUS |  | C1506310 | SUGAR LAND - MED/SURG - WEST 4TH | MHHS-Sugarland |  |  |  | 129-31129 | 129-31129 | Sugar Land |  | SUGAR LAND - MED/SURG - WEST 4TH |  | 4/1/19 |  |  |  | BLADDER SCANNER | Scanner, Bladder | SCANNERBLADDER-Verathon-Prime |  |  |  |  | SCANNERBLADDER-Verathon-Prime | Verathon |  |  |  |  | 11/11/20 |  | SCB-A | Not Covered Vendor Only - Biomedical | MHHS-Sugarland | [8 empty] | SCANNERBLADDER | Scanner, Bladder | Verathon
NO | YES |  |  |  | 241-05056 | 241-05056 | Verathon Medical | BLADDERSCAN PRIME PLUS |  | C1507033 | TIRR-PCU 4 | MHHS-TIRR |  |  |  | 241-05056 | 241-05056 | TMC | MHHS-Others | TIRR-PCU 4 | Hallway | 6/1/19 |  | 6/1/22 |  | BLADDER SCANNER | Scanner, Bladder | SCANNERBLADDER-Verathon-Prime |  |  |  |  | SCANNERBLADDER-Verathon-Prime | Verathon |  |  |  |  | 12/1/20 |  | SCB-A | Not Covered Vendor Only - Biomedical | MHHS-TIRR | [8 empty] | SCANNERBLADDER | Scanner, Bladder | Verathon
NO | YES |  |  |  | 029-32324 | 029-32324 | Verathon Medical | BLADDERSCAN PRIME PLUS |  | C1506433 | TIRR-Woodlands Inpatient | MHHS-TIRR |  |  |  | 029-32324 | 029-32324 | Woodlands | MHHS-Others | TIRR-Woodlands Inpatient |  | 5/1/19 |  | 5/1/20 |  | BLADDER SCANNER | Scanner, Bladder | SCANNERBLADDER-Verathon-Prime |  |  |  |  | SCANNERBLADDER-Verathon-Prime | Verathon |  |  |  |  | 12/1/20 |  | SCB-A | Not Covered Vendor Only - Biomedical | MHHS-TIRR | [8 empty] | SCANNERBLADDER | Scanner, Bladder | Verathon
NO | YES |  |  |  | 029-32325 | 029-32325 | Verathon Medical | BLADDERSCAN PRIME PLUS |  | C1506432 | TIRR-Woodlands Inpatient | MHHS-TIRR |  |  |  | 029-32325 | 029-32325 | Woodlands | MHHS-Others | TIRR-Woodlands Inpatient | Hallway | 5/1/19 |  | 5/1/20 |  | BLADDER SCANNER | Scanner, Bladder | SCANNERBLADDER-Verathon-Prime |  |  |  |  | SCANNERBLADDER-Verathon-Prime | Verathon |  |  |  |  | 12/1/20 |  | SCB-A | Not Covered Vendor Only - Biomedical | MHHS-TIRR | [8 empty] | SCANNERBLADDER | Scanner, Bladder | Verathon
NO | YES |  |  |  | 069-46652 | 069-46652 | Verathon Medical | BLADDERSCAN PRIME PLUS |  | C1504913 | TMC-Sarofim 5-Burn Unit | MHHS-TMC |  |  |  | 069-46652 | 069-46652 | TMC | MHHS-TMC | TMC-Sarofim 5-Burn Unit | Equipment room | 10/1/19 |  | 10/1/20 |  | BLADDER SCANNER |  | SCANNERBLADDER-Verathon-Prime |  |  |  |  | SCANNERBLADDER-Verathon-Prime | Verathon |  |  |  |  | 12/1/20 |  |  | Not Covered Vendor Only - Biomedical | MHHS-TMC
NO | YES |  |  |  | 069-46653 | 069-46653 | Verathon Medical | BLADDERSCAN PRIME PLUS |  | C1504934 | TMC-Sarofim 7-Ortho Trauma | MHHS-TMC |  |  |  | 069-46653 | 069-46653 | TMC | MHHS-TMC | TMC-Sarofim 7-Ortho Trauma | S710 | 10/1/19 |  |  |  | BLADDER SCANNER |  | SCANNERBLADDER-Verathon-Prime |  |  |  |  | SCANNERBLADDER-Verathon-Prime | Verathon |  |  |  |  | 12/1/20 |  |  | Not Covered Vendor Only - Biomedical | MHHS-TMC
NO | YES |  |  |  | 029-32305 | 029-32305 | Verathon Medical | BLADDERSCAN PRIME PLUS |  | C1505786 | Woodlands-PCU3 | MHHS-Woodlands |  |  |  | 029-32305 | 029-32305 | Woodlands | MHHS-Woodlands | Woodlands-PCU3 | PCU3 | 3/1/19 |  | 3/1/20 |  | BLADDER SCANNER | Scanner, Bladder | SCANNERBLADDER-Verathon-Prime |  |  |  |  | SCANNERBLADDER-Verathon-Prime | Verathon |  |  |  |  | 11/11/20 |  | SCB-A | Not Covered Vendor Only - Biomedical | MHHS-Woodlands | [8 empty] | SCANNERBLADDER | Scanner, Bladder | Verathon
NO | YES |  |  |  | 029-11912 | 029-11912 | Verathon Medical | BLADDERSCAN PRIME PLUS |  | C1501500 | Woodlands-PCU6 | MHHS-Woodlands |  |  |  | 029-11912 | 029-11912 | Woodlands | MHHS-Woodlands | Woodlands-PCU6 | Hallway | 10/1/19 |  | 10/1/20 |  | BLADDER SCANNER | Scanner, Bladder | SCANNERBLADDER-Verathon-Prime |  |  |  |  | SCANNERBLADDER-Verathon-Prime | Verathon |  |  |  |  | 11/11/20 |  | SCB-A | Not Covered Vendor Only - Biomedical | MHHS-Woodlands | [8 empty] | SCANNERBLADDER | Scanner, Bladder | Verathon
YES | YES |  |  |  | 041-33337 | 041-33337 | Verathon Medical | BLADDERSCAN PRIME PLUS |  | P1509429 | TMC - SAROFIM 7 - ORTHO TRAUMA |  |  |  |  | 041-33337 | 041-33337 | TMC | Memorial Hermann Texas Medical Center | TMC - SAROFIM 7 - ORTHO TRAUMA | S710
NO | NO |  |  |  | 151-02671 |  | Verathon Medical | BLADDERSCAN PRIME PLUS |  | C1503929 | CY - CARDIAC CATH LAB | MHHS-Cypress |  |  |  | 151-02671 |  | Northwest & Cypress |  | CY - CARDIAC CATH LAB | [5 empty] | BLADDER SCANNER |  | SCANNERBLADDER-Verathon-Prime |  |  |  |  | SCANNERBLADDER-Verathon-Prime | Verathon | [7 empty] | Not Covered Vendor Only - Biomedical | MHHS-Cypress
NO | NO |  |  |  | 005-13110 |  | Verathon Medical | BLADDERSCAN PRIME PLUS |  | C1509562 | SE - OR - PACU | MHHS-Southeast |  |  |  | 005-13110 |  | Southeast & Bay Area |  | SE - OR - PACU | [5 empty] | BLADDER SCANNER |  | SCANNERBLADDER-Verathon-Prime |  |  |  |  | SCANNERBLADDER-Verathon-Prime | Verathon | [7 empty] | Not Covered Vendor Only - Biomedical | MHHS-Southeast
NO | NO |  |  |  | 241-05055 |  | Verathon Medical | BLADDERSCAN PRIME PLUS |  | C1507034 | TIRR - UROLOGY/SPEC PROC (17) | MHHS-TIRR |  |  |  | 241-05055 |  | TMC |  | TIRR - UROLOGY/SPEC PROC (17) | [5 empty] | BLADDER SCANNER |  | SCANNERBLADDER-Verathon-Prime |  |  |  |  | SCANNERBLADDER-Verathon-Prime | Verathon | [7 empty] | Not Covered Vendor Only - Biomedical | MHHS-TIRR
NO | NO |  |  |  | 069-46654 |  | Verathon Medical | BLADDERSCAN PRIME PLUS |  | C1510678 | TMC - CULLEN - IMU (3C) | MHHS-TMC |  |  |  | 069-46654 |  | TMC |  | TMC - CULLEN - IMU (3C) | [5 empty] | BLADDER SCANNER |  | SCANNERBLADDER-Verathon-Prime |  |  |  |  | SCANNERBLADDER-Verathon-Prime | Verathon | [7 empty] | Not Covered Vendor Only - Biomedical | MHHS-TMC
NO | NO |  |  |  | 069-45601 |  | Verathon Medical | BLADDERSCAN PRIME PLUS |  | C1502269 - Probe P1506645 | TMC - RADIOLOGY - IR/ANGIO | MHHS-TMC |  |  |  | 069-45601 |  | TMC |  | TMC - RADIOLOGY - IR/ANGIO | [5 empty] | BLADDER SCANNER |  | SCANNERBLADDER-Verathon-Prime |  |  |  |  | SCANNERBLADDER-Verathon-Prime | Verathon | [7 empty] | Not Covered Vendor Only - Biomedical | MHHS-TMC
NO | NO |  |  |  | 069-47268 |  | Verathon Medical | BLADDERSCAN PRIME PLUS |  | C1504932 | TMC - SAROFIM 3 - PACU | MHHS-TMC |  |  |  | 069-47268 |  | TMC |  | TMC - SAROFIM 3 - PACU | [5 empty] | BLADDER SCANNER |  | SCANNERBLADDER-Verathon-Prime |  |  |  |  | SCANNERBLADDER-Verathon-Prime | Verathon | [7 empty] | Not Covered Vendor Only - Biomedical | MHHS-TMC
NO | NO |  |  |  | 069-47267 |  | Verathon Medical | BLADDERSCAN PRIME PLUS |  | C1504914 | TMC - SAROFIM 6 - SIMU | MHHS-TMC |  |  |  | 069-47267 |  | TMC |  | TMC - SAROFIM 6 - SIMU | [5 empty] | BLADDER SCANNER |  | SCANNERBLADDER-Verathon-Prime |  |  |  |  | SCANNERBLADDER-Verathon-Prime | Verathon | [7 empty] | Not Covered Vendor Only - Biomedical | MHHS-TMC
NO | NO |  |  |  | 069-47263 |  | Verathon Medical | BLADDERSCAN PRIME PLUS |  | C1504933 | TMC - SAROFIM 6 - STICU | MHHS-TMC |  |  |  | 069-47263 |  | TMC |  | TMC - SAROFIM 6 - STICU | [5 empty] | BLADDER SCANNER |  | SCANNERBLADDER-Verathon-Prime |  |  |  |  | SCANNERBLADDER-Verathon-Prime | Verathon | [7 empty] | Not Covered Vendor Only - Biomedical | MHHS-TMC
NO | NO |  |  |  | 069-47266 |  | Verathon Medical | BLADDERSCAN PRIME PLUS |  | C1504935 | TMC - SAROFIM 7 - ORTHO TRAUMA | MHHS-TMC |  |  |  | 069-47266 |  | TMC |  | TMC - SAROFIM 7 - ORTHO TRAUMA | [5 empty] | BLADDER SCANNER |  | SCANNERBLADDER-Verathon-Prime |  |  |  |  | SCANNERBLADDER-Verathon-Prime | Verathon | [7 empty] | Not Covered Vendor Only - Biomedical | MHHS-TMC
NO | NO |  |  |  | 069-47264 |  | Verathon Medical | BLADDERSCAN PRIME PLUS |  | C1504931 | TMC - SAROFIM 8 - MICU | MHHS-TMC |  |  |  | 069-47264 |  | TMC |  | TMC - SAROFIM 8 - MICU | [5 empty] | BLADDER SCANNER |  | SCANNERBLADDER-Verathon-Prime |  |  |  |  | SCANNERBLADDER-Verathon-Prime | Verathon | [7 empty] | Not Covered Vendor Only - Biomedical | MHHS-TMC
NO | NO |  |  |  | 069-47265 |  | Verathon Medical | BLADDERSCAN PRIME PLUS |  | C1504912 | TMC - SAROFIM 8 - TSCU | MHHS-TMC |  |  |  | 069-47265 |  | TMC |  | TMC - SAROFIM 8 - TSCU | [5 empty] | BLADDER SCANNER |  | SCANNERBLADDER-Verathon-Prime |  |  |  |  | SCANNERBLADDER-Verathon-Prime | Verathon | [7 empty] | Not Covered Vendor Only - Biomedical | MHHS-TMC
NO | NO |  |  |  | 029-32310 |  | Verathon Medical | BLADDERSCAN PRIME PLUS |  | C1505371 | WOODLANDS - BIRTH CENTER | MHHS-Woodlands |  |  |  | 029-32310 |  | Woodlands |  | WOODLANDS - BIRTH CENTER | [5 empty] | BLADDER SCANNER |  | SCANNERBLADDER-Verathon-Prime |  |  |  |  | SCANNERBLADDER-Verathon-Prime | Verathon | [7 empty] | Not Covered Vendor Only - Biomedical | MHHS-Woodlands
NO | NO |  |  |  | 041-20045 |  | Verathon Medical | BVI 6100 |  | ST312112 | MEMORIAL CITY - MHT -JHC INPATIENT UNIT | MHHS-Mem City |  | Scanner, Bladder |  | 041-20045 |  | West & Memorial City |  | MEMORIAL CITY - MHT -JHC INPATIENT UNIT | [5 empty] | BLADDER SCANNER |  | SCANNERBLADDER-Verathon-BVI 6100 | SCANNERBLADDER | BVI 6100 |  |  |  | Verathon | Scanner, Bladder |  | SCANNERBLADDER-Verathon-BVI 6100 |  |  |  |  | Not Covered Vendor Only - Biomedical | MHHS-Mem City
NO | YES |  |  |  | 145-00559 | 145-00559 | Verathon Medical | BVI 9400 |  | B4304511 | Pearland-ICU/IMCU | MHHS-Pearland Hospital |  | Scanner, Bladder |  | 145-00559 | 145-00559 | Pearland | MHHS-Pearland Hospital | Pearland-ICU/IMCU | ICU | 6/1/19 |  |  |  | BLADDER SCANNER | Scanner, Bladder | SCANNERBLADDER-Verathon-BVI 9400 | SCANNERBLADDER | BVI 9400 |  |  |  | Verathon | Scanner, Bladder |  | SCANNERBLADDER-Verathon-BVI 9400 |  | 11/1/20 |  | SCB-A | Not Covered Vendor Only - Biomedical | MHHS-Pearland Hospital | [8 empty] | SCANNERBLADDER | Scanner, Bladder | Verathon
NO | YES |  |  |  | 013-37805 | 013-37805 | Verathon Medical | BVI 9400 |  | B4306685 | SW-Biomedical Services | MHHS-Southwest |  | Scanner, Bladder |  | 013-37805 | 013-37805 | Southwest | MHHS-Southwest | SW-Biomedical Services | Biomed | 11/1/18 | 11/1/19 |  | PM Past Due | BLADDER SCANNER | Scanner, Bladder | SCANNERBLADDER-Verathon-BVI 9400 | SCANNERBLADDER | BVI 9400 |  |  |  | Verathon | Scanner, Bladder |  | SCANNERBLADDER-Verathon-BVI 9400 |  | 11/1/20 |  | SCB-A | Not Covered Vendor Only - Biomedical | MHHS-Southwest | [8 empty] | SCANNERBLADDER | Scanner, Bladder | Verathon
NO | YES |  |  |  |  | 099-02324 | Verathon Medical | BVI 9400 |  | B4306175 | Woodlands-ER | MHHS-Woodlands |  | Scanner, Bladder |  |  | 099-02324 | Woodlands | MHHS-Woodlands | Woodlands-ER | Room 11 | 9/1/19 |  | 9/1/20 |  | BLADDER SCANNER | Scanner, Bladder | SCANNERBLADDER-Verathon-BVI 9400 | SCANNERBLADDER | BVI 9400 |  |  |  | Verathon | Scanner, Bladder |  | SCANNERBLADDER-Verathon-BVI 9400 |  | 11/1/20 |  | SCB-A | Not Covered Vendor Only - Biomedical | MHHS-Woodlands | [8 empty] | SCANNERBLADDER | Scanner, Bladder | Verathon
NO | NO |  |  |  | 013-37713 |  | Verathon Medical | BVI 9400 |  | B4305866 | SW - ICU | MHHS-Southwest |  | Scanner, Bladder |  | 013-37713 |  | Southwest |  | SW - ICU | [5 empty] | BLADDER SCANNER |  | SCANNERBLADDER-Verathon-BVI 9400 | SCANNERBLADDER | BVI 9400 |  |  |  | Verathon | Scanner, Bladder |  | SCANNERBLADDER-Verathon-BVI 9400 |  |  |  |  | Not Covered Vendor Only - Biomedical | MHHS-Southwest
NO | NO |  |  |  | 241-03110 |  | Verathon Medical | BVI 9400 |  | B4500563 | TIRR - EDUCATION | MHHS-TIRR |  | Scanner, Bladder |  | 241-03110 |  | TMC |  | TIRR - EDUCATION | [5 empty] | BLADDER SCANNER |  | SCANNERBLADDER-Verathon-BVI 9400 | SCANNERBLADDER | BVI 9400 |  |  |  | Verathon | Scanner, Bladder |  | SCANNERBLADDER-Verathon-BVI 9400 |  |  |  |  | Not Covered Vendor Only - Biomedical | MHHS-TIRR
NO | YES |  |  |  | 151-02298 | 151-02298 | Verathon Medical | GLIDESCOPE |  | AN155064 | CY-ER | MHHS-Cypress |  | Video Laryngoscope |  | 151-02298 | 151-02298 | Northwest | MHHS-Cypress | CY-ER | Trauma 2 | 2/1/20 | 2/1/21 |  |  | LARYNGOSCOPES, FLEXIBLE, INTUBATION | Video Laryngoscope | VIDEOLARYNGOSCOPE-VERATHON-Glidescope | VIDEOLARYNGOSCOPE | Glidescope |  |  |  | VERATHON | Video Laryngoscope |  | VIDEOLARYNGOSCOPE-VERATHON-Glidescope |  |  |  |  | Covered PM Repair - Biomedical | MHHS-Cypress | [8 empty] | VIDEOLARYNGOSCOPE | Video Laryngoscope | VERATHON
NO | YES |  |  |  | 151-01534 | 151-01534 | Verathon Medical | GLIDESCOPE |  | AN165598 | CY-Labor & Delivery | MHHS-Cypress |  | Video Laryngoscope |  | 151-01534 | 151-01534 | Northwest | MHHS-Cypress | CY-Labor & Delivery | Sub Sterile | 12/1/19 | 12/1/20 |  |  | LARYNGOSCOPES, FLEXIBLE, INTUBATION | Video Laryngoscope | VIDEOLARYNGOSCOPE-VERATHON-Glidescope | VIDEOLARYNGOSCOPE | Glidescope |  |  |  | VERATHON | Video Laryngoscope |  | VIDEOLARYNGOSCOPE-VERATHON-Glidescope |  |  |  |  | Covered PM Repair - Biomedical | MHHS-Cypress | [8 empty] | VIDEOLARYNGOSCOPE | Video Laryngoscope | VERATHON
NO | YES | Asset Tag 151-01535 |  |  | 151-01535 | 151-01535 | Verathon Medical | GLIDESCOPE |  | AN165597 | CY - OR | MHHS-Cypress |  | Video Laryngoscope |  | 151-01535 | 151-01535 | Northwest & Cypress |  | CY - OR |  | 3/25/19 |  |  |  | LARYNGOSCOPES, FLEXIBLE, INTUBATION | Video Laryngoscope | VIDEOLARYNGOSCOPE-VERATHON-Glidescope | VIDEOLARYNGOSCOPE | Glidescope |  |  |  | VERATHON | Video Laryngoscope |  | VIDEOLARYNGOSCOPE-VERATHON-Glidescope |  |  | Finished from Script 3/27/2020 12:11:52pm (Central) |  | Covered PM Repair - Biomedical | MHHS-Cypress | [8 empty] | VIDEOLARYNGOSCOPE | Video Laryngoscope | VERATHON
NO | YES |  |  |  | 151-01537 | 151-01537 | Verathon Medical | GLIDESCOPE |  | AN165599 | CY-OR | MHHS-Cypress |  | Video Laryngoscope |  | 151-01537 | 151-01537 | Northwest | MHHS-Cypress | CY-OR | Core | 4/1/19 | 4/1/20 |  |  | LARYNGOSCOPES, FLEXIBLE, INTUBATION | Video Laryngoscope | VIDEOLARYNGOSCOPE-VERATHON-Glidescope | VIDEOLARYNGOSCOPE | Glidescope |  |  |  | VERATHON | Video Laryngoscope |  | VIDEOLARYNGOSCOPE-VERATHON-Glidescope |  |  |  |  | Covered PM Repair - Biomedical | MHHS-Cypress | [8 empty] | VIDEOLARYNGOSCOPE | Video Laryngoscope | VERATHON
NO | YES |  |  |  | 041-18602 | 041-18602 | Verathon Medical | GLIDESCOPE |  | AN152780 | MEMORIAL CITY - CATH LAB | MHHS-Mem City |  | Video Laryngoscope |  | 041-18602 | 041-18602 | West | Heart | MEMORIAL CITY - CATH LAB | Cath Lab Hallway |  |  |  |  | LARYNGOSCOPES, FLEXIBLE, INTUBATION |  | VIDEOLARYNGOSCOPE-VERATHON-Glidescope | VIDEOLARYNGOSCOPE | Glidescope |  |  |  | VERATHON | Video Laryngoscope |  | VIDEOLARYNGOSCOPE-VERATHON-Glidescope |  |  |  |  | Covered PM Repair - Biomedical | MHHS-Mem City
NO | YES |  |  |  | 041-21049 | 041-21049 | Verathon Medical | GLIDESCOPE |  |  | Cath Lab | MHHS-Mem City |  | Video Laryngoscope |  | 041-21049 | 041-21049 | West | Heart | Cath Lab | Cath Lab Hallway |  |  |  |  | LARYNGOSCOPES, FLEXIBLE, INTUBATION |  | VIDEOLARYNGOSCOPE-VERATHON-Glidescope | VIDEOLARYNGOSCOPE | Glidescope |  |  |  | VERATHON | Video Laryngoscope |  | VIDEOLARYNGOSCOPE-VERATHON-Glidescope |  |  |  |  | Covered PM Repair - Biomedical | MHHS-Mem City
NO | YES | Asset Tag 041-18645 |  |  | 041-18645 | 041-18645 | Verathon Medical | GLIDESCOPE |  | AN145351 | MEMORIAL CITY - DIGESTIVE DISEASE CENTER | MHHS-Mem City |  | Video Laryngoscope |  | 041-18645 | 041-18645 | West | Memorial Hermann Memorial City Medical Center | MEMORIAL CITY - DIGESTIVE DISEASE CENTER | MEMORIAL CITY - DIGESTIVE |  |  |  |  | LARYNGOSCOPES, FLEXIBLE, INTUBATION |  | VIDEOLARYNGOSCOPE-VERATHON-Glidescope | VIDEOLARYNGOSCOPE | Glidescope |  |  |  | VERATHON | Video Laryngoscope |  | VIDEOLARYNGOSCOPE-VERATHON-Glidescope |  |  |  |  | Covered PM Repair - Biomedical | MHHS-Mem City
NO | YES |  |  |  | 041-17761 | 041-17761 | Verathon Medical | GLIDESCOPE |  | AN131781 | Memorial City-Labor & Delivery | MHHS-Mem City |  | Video Laryngoscope |  | 041-17761 | 041-17761 | West | MHHS-Mem City | Memorial City-Labor & Delivery | L | 3/1/19 |  |  |  | LARYNGOSCOPES, FLEXIBLE, INTUBATION |  | VIDEOLARYNGOSCOPE-VERATHON-Glidescope | VIDEOLARYNGOSCOPE | Glidescope |  |  |  | VERATHON | Video Laryngoscope |  | VIDEOLARYNGOSCOPE-VERATHON-Glidescope |  |  |  |  | Covered PM Repair - Biomedical | MHHS-Mem City
NO | YES |  |  |  | 145-00054 | 145-00054 | Verathon Medical | GLIDESCOPE |  | AN155068 | Pearland-OR | MHHS-Pearland Hospital |  | Video Laryngoscope |  | 145-00054 | 145-00054 | Pearland | MHHS-Pearland Hospital | Pearland-OR | Sterile Core | 10/1/19 |  |  |  | LARYNGOSCOPES, FLEXIBLE, INTUBATION | Video Laryngoscope | VIDEOLARYNGOSCOPE-VERATHON-Glidescope | VIDEOLARYNGOSCOPE | Glidescope |  |  |  | VERATHON | Video Laryngoscope |  | VIDEOLARYNGOSCOPE-VERATHON-Glidescope |  |  |  |  | Covered PM Repair - Biomedical | MHHS-Pearland Hospital | [8 empty] | VIDEOLARYNGOSCOPE | Video Laryngoscope | VERATHON
NO | YES |  |  |  | 145-00671 | 145-00671 | Verathon Medical | GLIDESCOPE |  | AN155067 | Pearland-Respiratory Therapy | MHHS-Pearland Hospital |  | Video Laryngoscope |  | 145-00671 | 145-00671 | Pearland | MHHS-Pearland Hospital | Pearland-Respiratory Therapy | Storage | 11/1/19 | 11/1/20 |  |  | LARYNGOSCOPES, FLEXIBLE, INTUBATION | Video Laryngoscope | VIDEOLARYNGOSCOPE-VERATHON-Glidescope | VIDEOLARYNGOSCOPE | Glidescope |  |  |  | VERATHON | Video Laryngoscope |  | VIDEOLARYNGOSCOPE-VERATHON-Glidescope |  |  |  |  | Covered PM Repair - Biomedical | MHHS-Pearland Hospital | [8 empty] | VIDEOLARYNGOSCOPE | Video Laryngoscope | VERATHON
NO | YES |  |  |  | 142-06078 | 142-06078 | Verathon Medical | GLIDESCOPE |  | AN146068 | SC CCC-(NE)-Emergency Room | MHHS-Summer Creek CCC |  | Video Laryngoscope |  | 142-06078 | 142-06078 | Katy | MHHS-Others | SC CCC-(NE)-Emergency Room |  | 7/1/19 | 7/1/20 |  |  | LARYNGOSCOPES, FLEXIBLE, INTUBATION | Video Laryngoscope | VIDEOLARYNGOSCOPE-VERATHON-Glidescope | VIDEOLARYNGOSCOPE | Glidescope |  |  |  | VERATHON | Video Laryngoscope |  | VIDEOLARYNGOSCOPE-VERATHON-Glidescope |  |  |  |  | Covered PM Repair - Biomedical | MHHS-Summer Creek CCC | [8 empty] | VIDEOLARYNGOSCOPE | Video Laryngoscope | VERATHON
NO | YES |  |  |  | 583-00959 | 583-00959 | Verathon Medical | GLIDESCOPE |  | AN152358 | KT CCC-(KY)-Emergency Room | MHHS-South Katy CCC |  | Video Laryngoscope |  | 583-00959 | 583-00959 | Katy | MHHS-Others | KT CCC-(KY)-Emergency Room | Ex 6 | 5/1/19 | 5/1/20 |  |  | LARYNGOSCOPES, FLEXIBLE, INTUBATION | Video Laryngoscope | VIDEOLARYNGOSCOPE-VERATHON-Glidescope | VIDEOLARYNGOSCOPE | Glidescope |  |  |  | VERATHON | Video Laryngoscope |  | VIDEOLARYNGOSCOPE-VERATHON-Glidescope |  |  |  |  | Covered PM Repair - Biomedical | MHHS-South Katy CCC | [8 empty] | VIDEOLARYNGOSCOPE | Video Laryngoscope | VERATHON
NO | YES |  |  |  | 005-12224 | 005-12224 | Verathon Medical | GLIDESCOPE |  | AN184436 | SE-OR | MHHS-Southeast |  | Video Laryngoscope |  | 005-12224 | 005-12224 | Southeast | MHHS-Southeast | SE-OR | Room 12 | 1/1/20 |  | 1/1/21 |  | LARYNGOSCOPES, FLEXIBLE, INTUBATION |  | VIDEOLARYNGOSCOPE-VERATHON-Glidescope | VIDEOLARYNGOSCOPE | Glidescope |  |  |  | VERATHON | Video Laryngoscope |  | VIDEOLARYNGOSCOPE-VERATHON-Glidescope |  |  |  |  | Covered PM Repair - Biomedical | MHHS-Southeast
NO | YES |  |  |  | 005-10145 | 005-10145 | Verathon Medical | GLIDESCOPE |  | AN142381 | SE-Esophageal Disease Center | MHHS-Southeast |  | Video Laryngoscope |  | 005-10145 | 005-10145 | Southeast | MHHS-Southeast | SE-Esophageal Disease Center | Clean supplu | 4/1/19 |  | 4/1/20 |  | LARYNGOSCOPES, FLEXIBLE, INTUBATION |  | VIDEOLARYNGOSCOPE-VERATHON-Glidescope | VIDEOLARYNGOSCOPE | Glidescope |  |  |  | VERATHON | Video Laryngoscope |  | VIDEOLARYNGOSCOPE-VERATHON-Glidescope |  |  |  |  | Covered PM Repair - Biomedical | MHHS-Southeast
NO | YES |  |  |  | 005-10282 | 005-10282 | Verathon Medical | GLIDESCOPE |  | AN146039 | SE-Emergency Center | MHHS-Southeast |  | Video Laryngoscope |  | 005-10282 | 005-10282 | Southeast | MHHS-Southeast | SE-Emergency Center | ER | 10/1/19 |  | 10/1/20 |  | LARYNGOSCOPES, FLEXIBLE, INTUBATION |  | VIDEOLARYNGOSCOPE-VERATHON-Glidescope | VIDEOLARYNGOSCOPE | Glidescope |  |  |  | VERATHON | Video Laryngoscope |  | VIDEOLARYNGOSCOPE-VERATHON-Glidescope |  |  |  |  | Covered PM Repair - Biomedical | MHHS-Southeast
NO | YES |  |  |  | 013-37790 | 013-37790 | Verathon Medical | GLIDESCOPE |  | AN164238 | SW Endo | MHHS-Southwest |  | Video Laryngoscope |  | 013-37790 | 013-37790 | Southwest | MEMORIAL HERMANN SOUTHWEST HOSPITAL | SW Endo | ENDO |  |  |  |  | LARYNGOSCOPES, FLEXIBLE, INTUBATION |  | VIDEOLARYNGOSCOPE-VERATHON-Glidescope | VIDEOLARYNGOSCOPE | Glidescope |  |  |  | VERATHON | Video Laryngoscope |  | VIDEOLARYNGOSCOPE-VERATHON-Glidescope |  |  |  |  | Covered PM Repair - Biomedical | MHHS-Southwest
NO | YES | Serial Number am111712 |  |  |  | 013-19135 | Verathon Medical | GLIDESCOPE |  | am111712 | SW - ER | MHHS-Southwest |  | Video Laryngoscope |  |  | 013-19135 | Southwest | Memorial Hermann Southwest | SW - ER | SW - ER |  |  |  |  | LARYNGOSCOPES, FLEXIBLE, INTUBATION |  | VIDEOLARYNGOSCOPE-VERATHON-Glidescope | VIDEOLARYNGOSCOPE | Glidescope |  |  |  | VERATHON | Video Laryngoscope |  | VIDEOLARYNGOSCOPE-VERATHON-Glidescope |  |  |  |  | Covered PM Repair - Biomedical | MHHS-Southwest
NO | YES |  |  |  | 013-36205 | 013-36205 | Verathon Medical | GLIDESCOPE |  | AN132620 | SW-HVI-CV ICU | MHHS-Southwest |  | Video Laryngoscope |  | 013-36205 | 013-36205 | Southwest | MHHS-Southwest | SW-HVI-CV ICU | Hallway | 4/1/19 |  | 4/1/20 |  | LARYNGOSCOPES, FLEXIBLE, INTUBATION | Video Laryngoscope | VIDEOLARYNGOSCOPE-VERATHON-Glidescope | VIDEOLARYNGOSCOPE | Glidescope |  |  |  | VERATHON | Video Laryngoscope |  | VIDEOLARYNGOSCOPE-VERATHON-Glidescope |  | 3/16/09 |  |  | Covered PM Repair - Biomedical | MHHS-Southwest | [8 empty] | VIDEOLARYNGOSCOPE | Video Laryngoscope | VERATHON
NO | YES |  |  |  | 013-36269 | 013-36269 | Verathon Medical | GLIDESCOPE |  | AN132605 | SW-OR | MHHS-Southwest |  | Video Laryngoscope |  | 013-36269 | 013-36269 | Southwest | MHHS-Southwest | SW-OR | Core B | 3/1/20 |  | 3/1/21 |  | LARYNGOSCOPES, FLEXIBLE, INTUBATION | Video Laryngoscope | VIDEOLARYNGOSCOPE-VERATHON-Glidescope | VIDEOLARYNGOSCOPE | Glidescope |  |  |  | VERATHON | Video Laryngoscope |  | VIDEOLARYNGOSCOPE-VERATHON-Glidescope |  | 3/1/09 |  |  | Covered PM Repair - Biomedical | MHHS-Southwest | [8 empty] | VIDEOLARYNGOSCOPE | Video Laryngoscope | VERATHON
NO | YES |  |  |  | 013-38048 | 013-38048 | Verathon Medical | GLIDESCOPE |  | AN173877 | SW-OR | MHHS-Southwest |  | Video Laryngoscope |  | 013-38048 | 013-38048 | Southwest | MHHS-Southwest | SW-OR | Core B |  |  |  |  | LARYNGOSCOPES, FLEXIBLE, INTUBATION | Video Laryngoscope | VIDEOLARYNGOSCOPE-VERATHON-Glidescope | VIDEOLARYNGOSCOPE | Glidescope |  |  |  | VERATHON | Video Laryngoscope |  | VIDEOLARYNGOSCOPE-VERATHON-Glidescope |  | 3/1/09 |  |  | Covered PM Repair - Biomedical | MHHS-Southwest | [8 empty] | VIDEOLARYNGOSCOPE | Video Laryngoscope | VERATHON
NO | YES |  |  |  | 013-38049 | 013-38049 | Verathon Medical | GLIDESCOPE |  | AN173876 | SW-OR | MHHS-Southwest |  | Video Laryngoscope |  | 013-38049 | 013-38049 | Southwest | MHHS-Southwest | SW-OR | OR | 9/1/19 |  | 9/1/20 |  | LARYNGOSCOPES, FLEXIBLE, INTUBATION | Video Laryngoscope | VIDEOLARYNGOSCOPE-VERATHON-Glidescope | VIDEOLARYNGOSCOPE | Glidescope |  |  |  | VERATHON | Video Laryngoscope |  | VIDEOLARYNGOSCOPE-VERATHON-Glidescope |  |  |  |  | Covered PM Repair - Biomedical | MHHS-Southwest | [8 empty] | VIDEOLARYNGOSCOPE | Video Laryngoscope | VERATHON
NO | YES |  |  |  | 129-06281 | 129-06281 | Verathon Medical | GLIDESCOPE |  | AN153496 | SUGAR LAND - ICU | MHHS-Sugarland |  | Video Laryngoscope |  | 129-06281 | 129-06281 | Sugar Land | Memorial Hermann Sugar Land Hospital | SUGAR LAND - ICU | ICU | 5/1/19 |  | 4/1/20 |  | LARYNGOSCOPES, FLEXIBLE, INTUBATION | Video Laryngoscope | VIDEOLARYNGOSCOPE-VERATHON-Glidescope | VIDEOLARYNGOSCOPE | Glidescope |  |  |  | VERATHON | Video Laryngoscope |  | VIDEOLARYNGOSCOPE-VERATHON-Glidescope |  |  |  |  | Covered PM Repair - Biomedical | MHHS-Sugarland | [8 empty] | VIDEOLARYNGOSCOPE | Video Laryngoscope | VERATHON
NO | YES |  |  |  | 129-04460 | 129-04460 | Verathon Medical | GLIDESCOPE |  | am102877 | Sugar Land-Labor & Delivery | MHHS-Sugarland |  | Video Laryngoscope |  | 129-04460 | 129-04460 | Sugar Land | MHHS-Sugarland | Sugar Land-Labor & Delivery | OR 1/2 | 2/1/20 | 2/1/21 |  |  | LARYNGOSCOPES, FLEXIBLE, INTUBATION | Video Laryngoscope | VIDEOLARYNGOSCOPE-VERATHON-Glidescope | VIDEOLARYNGOSCOPE | Glidescope |  |  |  | VERATHON | Video Laryngoscope |  | VIDEOLARYNGOSCOPE-VERATHON-Glidescope |  | 7/3/09 |  |  | Covered PM Repair - Biomedical | MHHS-Sugarland | [8 empty] | VIDEOLARYNGOSCOPE | Video Laryngoscope | VERATHON
NO | YES |  |  |  | 129-04734 | 129-04734 | Verathon Medical | GLIDESCOPE |  | AM121908 | Sugar Land-OR | MHHS-Sugarland |  | Video Laryngoscope |  | 129-04734 | 129-04734 | Sugar Land | MHHS-Sugarland | Sugar Land-OR | Imaging Storage | 8/1/19 |  | 8/1/20 |  | LARYNGOSCOPES, FLEXIBLE, INTUBATION | Video Laryngoscope | VIDEOLARYNGOSCOPE-VERATHON-Glidescope | VIDEOLARYNGOSCOPE | Glidescope |  |  |  | VERATHON | Video Laryngoscope |  | VIDEOLARYNGOSCOPE-VERATHON-Glidescope |  | 10/23/17 |  |  | Covered PM Repair - Biomedical | MHHS-Sugarland | [8 empty] | VIDEOLARYNGOSCOPE | Video Laryngoscope | VERATHON
NO | YES |  |  |  | 129-06282 | 129-06282 | Verathon Medical | GLIDESCOPE |  | AN153461 | Sugar Land-OR | MHHS-Sugarland |  | Video Laryngoscope |  | 129-06282 | 129-06282 | Sugar Land | MHHS-Sugarland | Sugar Land-OR | Anestheia Workroom | 8/1/19 |  | 8/1/20 |  | LARYNGOSCOPES, FLEXIBLE, INTUBATION | Video Laryngoscope | VIDEOLARYNGOSCOPE-VERATHON-Glidescope | VIDEOLARYNGOSCOPE | Glidescope |  |  |  | VERATHON | Video Laryngoscope |  | VIDEOLARYNGOSCOPE-VERATHON-Glidescope |  | 5/4/07 |  |  | Covered PM Repair - Biomedical | MHHS-Sugarland | [8 empty] | VIDEOLARYNGOSCOPE | Video Laryngoscope | VERATHON
NO | YES |  |  |  | 129-06147 | 129-06147 | Verathon Medical | GLIDESCOPE |  | AN153135 | SP CCC - (SL) - EMERGENCY ROOM | MHHS-Sienna Plantation CCC |  | Video Laryngoscope |  | 129-06147 | 129-06147 | Sugar Land | MHHS-Others | SP CCC - (SL) - EMERGENCY ROOM | Exam room 7 | 5/1/19 |  | 5/1/20 |  | LARYNGOSCOPES, FLEXIBLE, INTUBATION | Video Laryngoscope | VIDEOLARYNGOSCOPE-VERATHON-Glidescope | VIDEOLARYNGOSCOPE | Glidescope |  |  |  | VERATHON | Video Laryngoscope |  | VIDEOLARYNGOSCOPE-VERATHON-Glidescope |  |  |  |  | Covered PM Repair - Biomedical | MHHS-Sienna Plantation CCC | [8 empty] | VIDEOLARYNGOSCOPE | Video Laryngoscope | VERATHON
NO | YES |  |  |  | 069-40961 | 069-40961 | Verathon Medical | GLIDESCOPE |  | AN162765 | TMC-Hermann-Adult ER (1Hp) | MHHS-TMC |  | Video Laryngoscope |  | 069-40961 | 069-40961 | TMC | MHHS-TMC | TMC-Hermann-Adult ER (1Hp) | Nurse station | 9/1/19 |  | 9/1/20 |  | LARYNGOSCOPES, FLEXIBLE, INTUBATION | Video Laryngoscope | VIDEOLARYNGOSCOPE-VERATHON-Glidescope | VIDEOLARYNGOSCOPE | Glidescope |  |  |  | VERATHON | Video Laryngoscope |  | VIDEOLARYNGOSCOPE-VERATHON-Glidescope |  | 2/13/20 |  |  | Not Covered Vendor Only - Biomedical | MHHS-TMC | [8 empty] | VIDEOLARYNGOSCOPE | Video Laryngoscope | VERATHON
NO | YES |  |  |  | 069-40962 | 069-40962 | Verathon Medical | GLIDESCOPE |  | AN162763 | TMC-Hermann-Adult ER (1Hp) | MHHS-TMC |  | Video Laryngoscope |  | 069-40962 | 069-40962 | TMC | MHHS-TMC | TMC-Hermann-Adult ER (1Hp) | TMC HERMANN ADULT ER POP | 9/1/19 |  | 9/1/20 |  | LARYNGOSCOPES, FLEXIBLE, INTUBATION | Video Laryngoscope | VIDEOLARYNGOSCOPE-VERATHON-Glidescope | VIDEOLARYNGOSCOPE | Glidescope |  |  |  | VERATHON | Video Laryngoscope |  | VIDEOLARYNGOSCOPE-VERATHON-Glidescope |  | 1/1/05 |  |  | Covered PM Repair - Biomedical | MHHS-TMC | [8 empty] | VIDEOLARYNGOSCOPE | Video Laryngoscope | VERATHON
NO | YES |  |  |  | 069-40380 | 069-40380 | Verathon Medical | GLIDESCOPE |  | AN152987 | TMC-Hermann-Pedi ER (1Hp) | MHHS-TMC |  | Video Laryngoscope |  | 069-40380 | 069-40380 | TMC | MHHS-TMC | TMC-Hermann-Pedi ER (1Hp) | Nursing | 9/1/19 |  | 9/1/20 |  | LARYNGOSCOPES, FLEXIBLE, INTUBATION | Video Laryngoscope | VIDEOLARYNGOSCOPE-VERATHON-Glidescope | VIDEOLARYNGOSCOPE | Glidescope |  |  |  | VERATHON | Video Laryngoscope |  | VIDEOLARYNGOSCOPE-VERATHON-Glidescope |  | 1/1/05 |  |  | Covered PM Repair - Biomedical | MHHS-TMC | [8 empty] | VIDEOLARYNGOSCOPE | Video Laryngoscope | VERATHON
NO | YES | Asset Tag 069-28244 |  |  | 069-28244 | 069-28244 | Verathon Medical | GLIDESCOPE |  | AM122355 | TMC-HVI-CVICU (8Hvi) | MHHS-TMC |  | Video Laryngoscope |  | 069-28244 | 069-28244 | TMC | MHHS-TMC | TMC-HVI-CVICU (8Hvi) |  | 11/14/19 |  |  |  | LARYNGOSCOPES, FLEXIBLE, INTUBATION | Video Laryngoscope | VIDEOLARYNGOSCOPE-VERATHON-Glidescope | VIDEOLARYNGOSCOPE | Glidescope |  |  |  | VERATHON | Video Laryngoscope |  | VIDEOLARYNGOSCOPE-VERATHON-Glidescope |  |  | Finished from Script 3/27/2020 12:11:52pm (Central) |  | Covered PM Repair - Biomedical | MHHS-TMC | [8 empty] | VIDEOLARYNGOSCOPE | Video Laryngoscope | VERATHON
NO | YES |  |  |  | 069-38622 | 069-38622 | Verathon Medical | GLIDESCOPE |  | AN131772 | TMC-OR-Anesthesia (Old) | MHHS-TMC |  | Video Laryngoscope |  | 069-38622 | 069-38622 | TMC | MHHS-TMC | TMC-OR-Anesthesia (Old) | TMC - OR -ANESTHESIA ( OLD) | 11/1/19 |  | 11/1/20 |  | LARYNGOSCOPES, FLEXIBLE, INTUBATION |  | VIDEOLARYNGOSCOPE-VERATHON-Glidescope | VIDEOLARYNGOSCOPE | Glidescope |  |  |  | VERATHON | Video Laryngoscope |  | VIDEOLARYNGOSCOPE-VERATHON-Glidescope |  |  |  |  | Covered PM Repair - Biomedical | MHHS-TMC
NO | YES |  |  |  | 069-41447 | 069-41447 | Verathon Medical | GLIDESCOPE |  | AN153800 | PEDI OR storage | MHHS-TMC |  | Video Laryngoscope |  | 069-41447 | 069-41447 | TMC | Memorial Hermann-Texas Medical Center | PEDI OR storage | Equipment room | 9/1/19 |  | 9/1/20 |  | LARYNGOSCOPES, FLEXIBLE, INTUBATION |  | VIDEOLARYNGOSCOPE-VERATHON-Glidescope | VIDEOLARYNGOSCOPE | Glidescope |  |  |  | VERATHON | Video Laryngoscope |  | VIDEOLARYNGOSCOPE-VERATHON-Glidescope |  |  |  |  | Covered PM Repair - Biomedical | MHHS-TMC
NO | YES |  |  |  | 069-41448 | 069-41448 | Verathon Medical | GLIDESCOPE |  | AN153799 | PEDI OR storage | MHHS-TMC |  | Video Laryngoscope |  | 069-41448 | 069-41448 | TMC | Memorial Hermann-Texas Medical Center | PEDI OR storage | Equipment room | 9/1/19 |  | 9/1/20 |  | LARYNGOSCOPES, FLEXIBLE, INTUBATION |  | VIDEOLARYNGOSCOPE-VERATHON-Glidescope | VIDEOLARYNGOSCOPE | Glidescope |  |  |  | VERATHON | Video Laryngoscope |  | VIDEOLARYNGOSCOPE-VERATHON-Glidescope |  |  |  |  | Covered PM Repair - Biomedical | MHHS-TMC
NO | YES |  |  |  | 069-42260 | 069-42260 | Verathon Medical | GLIDESCOPE |  | AN163665 | PEDI OR storage | MHHS-TMC |  | Video Laryngoscope |  | 069-42260 | 069-42260 | TMC | Memorial Hermann-Texas Medical Center | PEDI OR storage | Equipment room | 9/1/19 |  | 9/1/20 |  | LARYNGOSCOPES, FLEXIBLE, INTUBATION |  | VIDEOLARYNGOSCOPE-VERATHON-Glidescope | VIDEOLARYNGOSCOPE | Glidescope |  |  |  | VERATHON | Video Laryngoscope |  | VIDEOLARYNGOSCOPE-VERATHON-Glidescope |  |  |  |  | Covered PM Repair - Biomedical | MHHS-TMC
NO | YES |  |  |  | 069-28245 | 069-28245 | Verathon Medical | GLIDESCOPE |  | AM122350 | TMC-HVI-CIMU (4Hvi) | MHHS-TMC |  | Video Laryngoscope |  | 069-28245 | 069-28245 | TMC | MHHS-TMC | TMC-HVI-CIMU (4Hvi) | TMC - HVI - CIMU (4HVI) | 8/1/19 |  | 8/1/20 |  | LARYNGOSCOPES, FLEXIBLE, INTUBATION | Video Laryngoscope | VIDEOLARYNGOSCOPE-VERATHON-Glidescope | VIDEOLARYNGOSCOPE | Glidescope |  |  |  | VERATHON | Video Laryngoscope |  | VIDEOLARYNGOSCOPE-VERATHON-Glidescope |  |  |  |  | Covered PM Repair - Biomedical | MHHS-TMC | [8 empty] | VIDEOLARYNGOSCOPE | Video Laryngoscope | VERATHON
NO | YES |  |  |  | 069-28247 | 069-28247 | Verathon Medical | GLIDESCOPE |  | AM122349 | TMC-Sarofim 8-TSCU | MHHS-TMC |  | Video Laryngoscope |  | 069-28247 | 069-28247 | TMC | MHHS-TMC | TMC-Sarofim 8-TSCU | Clean room | 9/1/19 |  | 9/1/20 |  | LARYNGOSCOPES, FLEXIBLE, INTUBATION |  | VIDEOLARYNGOSCOPE-VERATHON-Glidescope | VIDEOLARYNGOSCOPE | Glidescope |  |  |  | VERATHON | Video Laryngoscope |  | VIDEOLARYNGOSCOPE-VERATHON-Glidescope |  |  |  |  | Covered PM Repair - Biomedical | MHHS-TMC
NO | YES |  |  |  | 029-10870 | 029-10870 | Verathon Medical | GLIDESCOPE |  | AN163258 | Woodlands-CVICU | MHHS-Woodlands |  | Video Laryngoscope |  | 029-10870 | 029-10870 | Woodlands | MHHS-Woodlands | Woodlands-CVICU | CVICU | 10/1/19 |  | 10/1/20 |  | LARYNGOSCOPES, FLEXIBLE, INTUBATION | Video Laryngoscope | VIDEOLARYNGOSCOPE-VERATHON-Glidescope | VIDEOLARYNGOSCOPE | Glidescope |  |  |  | VERATHON | Video Laryngoscope |  | VIDEOLARYNGOSCOPE-VERATHON-Glidescope |  |  |  |  | Covered PM Repair - Biomedical | MHHS-Woodlands | [8 empty] | VIDEOLARYNGOSCOPE | Video Laryngoscope | VERATHON
NO | YES |  |  |  | 029-10871 | 029-10871 | Verathon Medical | GLIDESCOPE |  | AN161962 | Woodlands-SICU | MHHS-Woodlands |  | Video Laryngoscope |  | 029-10871 | 029-10871 | Woodlands | MHHS-Woodlands | Woodlands-SICU | Hallway | 10/1/19 |  |  |  | LARYNGOSCOPES, FLEXIBLE, INTUBATION | Video Laryngoscope | VIDEOLARYNGOSCOPE-VERATHON-Glidescope | VIDEOLARYNGOSCOPE | Glidescope |  |  |  | VERATHON | Video Laryngoscope |  | VIDEOLARYNGOSCOPE-VERATHON-Glidescope |  |  |  |  | Covered PM Repair - Biomedical | MHHS-Woodlands | [8 empty] | VIDEOLARYNGOSCOPE | Video Laryngoscope | VERATHON
NO | NO |  |  |  | 151-01536 |  | Verathon Medical | GLIDESCOPE |  | AN165596 | CY - ICU | MHHS-Cypress |  | Video Laryngoscope |  | 151-01536 |  | Northwest & Cypress |  | CY - ICU | [5 empty] | LARYNGOSCOPES, FLEXIBLE, INTUBATION |  | VIDEOLARYNGOSCOPE-VERATHON-Glidescope | VIDEOLARYNGOSCOPE | Glidescope |  |  |  | VERATHON | Video Laryngoscope |  | VIDEOLARYNGOSCOPE-VERATHON-Glidescope |  |  |  |  | Covered PM Repair - Biomedical | MHHS-Cypress
NO | NO |  |  |  | 009-09733 |  | Verathon Medical | GLIDESCOPE |  | AN145413 | GH - CV ICU | MHHS-Greater Heights |  | Video Laryngoscope |  | 009-09733 |  | Central & Greater Heights |  | GH - CV ICU | [5 empty] | LARYNGOSCOPES, FLEXIBLE, INTUBATION |  | VIDEOLARYNGOSCOPE-VERATHON-Glidescope | VIDEOLARYNGOSCOPE | Glidescope |  |  |  | VERATHON | Video Laryngoscope |  | VIDEOLARYNGOSCOPE-VERATHON-Glidescope |  |  |  |  | Covered PM Repair - Biomedical | MHHS-Greater Heights
NO | NO |  |  |  | 009-09163 |  | Verathon Medical | GLIDESCOPE |  | AN131710 | GH - ICU | MHHS-Greater Heights |  | Video Laryngoscope |  | 009-09163 |  | Central & Greater Heights |  | GH - ICU | [5 empty] | LARYNGOSCOPES, FLEXIBLE, INTUBATION |  | VIDEOLARYNGOSCOPE-VERATHON-Glidescope | VIDEOLARYNGOSCOPE | Glidescope |  |  |  | VERATHON | Video Laryngoscope |  | VIDEOLARYNGOSCOPE-VERATHON-Glidescope |  |  |  |  | Covered PM Repair - Biomedical | MHHS-Greater Heights
NO | NO |  |  |  | 041-32653 |  | Verathon Medical | GLIDESCOPE |  | AN184847 | MEMORIAL CITY - PEDIATRICS | MHHS-Mem City |  | Video Laryngoscope |  | 041-32653 |  | West & Memorial City |  | MEMORIAL CITY - PEDIATRICS | [5 empty] | LARYNGOSCOPES, FLEXIBLE, INTUBATION |  | VIDEOLARYNGOSCOPE-VERATHON-Glidescope | VIDEOLARYNGOSCOPE | Glidescope |  |  |  | VERATHON | Video Laryngoscope |  | VIDEOLARYNGOSCOPE-VERATHON-Glidescope |  |  |  |  | Covered PM Repair - Biomedical | MHHS-Mem City
NO | NO |  |  |  | 041-17080 |  | Verathon Medical | GLIDESCOPE |  | AN142492 | MEMORIAL CITY - SICU | MHHS-Mem City |  | Video Laryngoscope |  | 041-17080 |  | West & Memorial City |  | MEMORIAL CITY - SICU | [5 empty] | LARYNGOSCOPES, FLEXIBLE, INTUBATION |  | VIDEOLARYNGOSCOPE-VERATHON-Glidescope | VIDEOLARYNGOSCOPE | Glidescope |  |  |  | VERATHON | Video Laryngoscope |  | VIDEOLARYNGOSCOPE-VERATHON-Glidescope |  |  |  |  | Covered PM Repair - Biomedical | MHHS-Mem City
NO | NO |  |  |  | 041-18937 |  | Verathon Medical | GLIDESCOPE |  | AN153499 | MEMORIAL CITY - SICU | MHHS-Mem City |  | Video Laryngoscope |  | 041-18937 |  | West & Memorial City |  | MEMORIAL CITY - SICU | [5 empty] | LARYNGOSCOPES, FLEXIBLE, INTUBATION |  | VIDEOLARYNGOSCOPE-VERATHON-Glidescope | VIDEOLARYNGOSCOPE | Glidescope |  |  |  | VERATHON | Video Laryngoscope |  | VIDEOLARYNGOSCOPE-VERATHON-Glidescope |  |  |  |  | Covered PM Repair - Biomedical | MHHS-Mem City
NO | NO |  |  |  | 005-11898 |  | Verathon Medical | GLIDESCOPE |  | AN173142 | SE - RESPIRATORY | MHHS-Southeast |  | Video Laryngoscope |  | 005-11898 |  | Southeast & Bay Area |  | SE - RESPIRATORY | [5 empty] | LARYNGOSCOPES, FLEXIBLE, INTUBATION |  | VIDEOLARYNGOSCOPE-VERATHON-Glidescope | VIDEOLARYNGOSCOPE | Glidescope |  |  |  | VERATHON | Video Laryngoscope |  | VIDEOLARYNGOSCOPE-VERATHON-Glidescope |  |  |  |  | Covered PM Repair - Biomedical | MHHS-Southeast
NO | NO |  |  |  | 013-37804 |  | Verathon Medical | GLIDESCOPE |  | AN164843 | SW - CENTRAL SUPPLY | MHHS-Southwest |  | Video Laryngoscope |  | 013-37804 |  | Southwest |  | SW - CENTRAL SUPPLY | [5 empty] | LARYNGOSCOPES, FLEXIBLE, INTUBATION |  | VIDEOLARYNGOSCOPE-VERATHON-Glidescope | VIDEOLARYNGOSCOPE | Glidescope |  |  |  | VERATHON | Video Laryngoscope |  | VIDEOLARYNGOSCOPE-VERATHON-Glidescope |  |  |  |  | Covered PM Repair - Biomedical | MHHS-Southwest
NO | NO |  |  |  | 013-37714 |  | Verathon Medical | GLIDESCOPE |  | AN163335 | SW - ICU | MHHS-Southwest |  | Video Laryngoscope |  | 013-37714 |  | Southwest |  | SW - ICU | [5 empty] | LARYNGOSCOPES, FLEXIBLE, INTUBATION |  | VIDEOLARYNGOSCOPE-VERATHON-Glidescope | VIDEOLARYNGOSCOPE | Glidescope |  |  |  | VERATHON | Video Laryngoscope |  | VIDEOLARYNGOSCOPE-VERATHON-Glidescope |  |  |  |  | Covered PM Repair - Biomedical | MHHS-Southwest
NO | NO |  |  |  | 069-28243 |  | Verathon Medical | GLIDESCOPE |  | AM122354 | TMC - HERMANN - STICU (3HP) | MHHS-TMC |  | Video Laryngoscope |  | 069-28243 |  | TMC |  | TMC - HERMANN - STICU (3HP) | [5 empty] | LARYNGOSCOPES, FLEXIBLE, INTUBATION |  | VIDEOLARYNGOSCOPE-VERATHON-Glidescope | VIDEOLARYNGOSCOPE | Glidescope |  |  |  | VERATHON | Video Laryngoscope |  | VIDEOLARYNGOSCOPE-VERATHON-Glidescope |  |  |  |  | Covered PM Repair - Biomedical | MHHS-TMC
NO | NO |  |  |  | 069-39988 |  | Verathon Medical | GLIDESCOPE |  | AN142993 | TMC - OR - ANESTHESIA (OLD) | MHHS-TMC |  | Video Laryngoscope |  | 069-39988 |  | TMC |  | TMC - OR - ANESTHESIA (OLD) | [5 empty] | LARYNGOSCOPES, FLEXIBLE, INTUBATION |  | VIDEOLARYNGOSCOPE-VERATHON-Glidescope | VIDEOLARYNGOSCOPE | Glidescope |  |  |  | VERATHON | Video Laryngoscope |  | VIDEOLARYNGOSCOPE-VERATHON-Glidescope |  |  |  |  | Covered PM Repair - Biomedical | MHHS-TMC
NO | NO | [5 empty] | Verathon Medical | GLIDESCOPE |  | PM085630 | TMC - OR - ANESTHESIA (OLD) | MHHS-TMC |  | Video Laryngoscope |  |  |  | TMC |  | TMC - OR - ANESTHESIA (OLD) | [5 empty] | LARYNGOSCOPES, FLEXIBLE, INTUBATION |  | VIDEOLARYNGOSCOPE-VERATHON-Glidescope | VIDEOLARYNGOSCOPE | Glidescope |  |  |  | VERATHON | Video Laryngoscope |  | VIDEOLARYNGOSCOPE-VERATHON-Glidescope |  |  |  |  | Covered PM Repair - Biomedical | MHHS-TMC
NO | NO |  |  |  | 029-07702 |  | Verathon Medical | GLIDESCOPE |  | AM112184 | WOODLANDS - TERRAMONT ER (CLINIC) | MHHS-Woodlands |  | Video Laryngoscope |  | 029-07702 |  | Woodlands |  | WOODLANDS - TERRAMONT ER (CLINIC) | [5 empty] | LARYNGOSCOPES, FLEXIBLE, INTUBATION |  | VIDEOLARYNGOSCOPE-VERATHON-Glidescope | VIDEOLARYNGOSCOPE | Glidescope |  |  |  | VERATHON | Video Laryngoscope |  | VIDEOLARYNGOSCOPE-VERATHON-Glidescope |  |  |  |  | Covered PM Repair - Biomedical | MHHS-Woodlands
NO | YES |  |  |  | 133-08061 | 133-08061 | Verathon Medical | GLIDESCOPE COBALT AVL |  | AN131735 | Katy-ER | MHHS-Katy |  | Video Laryngoscope |  | 133-08061 | 133-08061 | Katy | MHHS-Katy | Katy-ER | ER | 6/1/19 |  |  |  | LARYNGOSCOPES, FLEXIBLE, INTUBATION | Video Laryngoscope | VIDEOLARYNGOSCOPE-VERATHON-Glidescope Cobalt AVL | VIDEOLARYNGOSCOPE | Glidescope Cobalt AVL |  |  |  | VERATHON | Video Laryngoscope |  | VIDEOLARYNGOSCOPE-VERATHON-Glidescope Cobalt AVL |  |  |  |  | Covered PM Repair - Biomedical | MHHS-Katy | [8 empty] | VIDEOLARYNGOSCOPE | Video Laryngoscope | VERATHON
NO | YES |  |  |  | 133-08060 | 133-08060 | Verathon Medical | GLIDESCOPE COBALT AVL |  | AN131736 | Katy-ICU | MHHS-Katy |  | Video Laryngoscope |  | 133-08060 | 133-08060 | Katy | MHHS-Katy | Katy-ICU | ICU Nurse Station | 5/1/19 | 5/1/20 |  |  | LARYNGOSCOPES, FLEXIBLE, INTUBATION | Video Laryngoscope | VIDEOLARYNGOSCOPE-VERATHON-Glidescope Cobalt AVL | VIDEOLARYNGOSCOPE | Glidescope Cobalt AVL |  |  |  | VERATHON | Video Laryngoscope |  | VIDEOLARYNGOSCOPE-VERATHON-Glidescope Cobalt AVL |  |  |  |  | Covered PM Repair - Biomedical | MHHS-Katy | [8 empty] | VIDEOLARYNGOSCOPE | Video Laryngoscope | VERATHON
NO | YES |  |  |  | 133-08519 | 133-08519 | Verathon Medical | GLIDESCOPE COBALT AVL |  | AM113655 | Katy-OR | MHHS-Katy |  | Video Laryngoscope |  | 133-08519 | 133-08519 | Katy | MHHS-Katy | Katy-OR | C SECTION OR1 | 2/1/20 | 2/1/21 |  |  | LARYNGOSCOPES, FLEXIBLE, INTUBATION | Video Laryngoscope | VIDEOLARYNGOSCOPE-VERATHON-Glidescope Cobalt AVL | VIDEOLARYNGOSCOPE | Glidescope Cobalt AVL |  |  |  | VERATHON | Video Laryngoscope |  | VIDEOLARYNGOSCOPE-VERATHON-Glidescope Cobalt AVL |  |  |  |  | Covered PM Repair - Biomedical | MHHS-Katy | [8 empty] | VIDEOLARYNGOSCOPE | Video Laryngoscope | VERATHON
NO | YES |  |  |  | 041-32812 | 041-32812 | Verathon Medical | GLIDESCOPE COBALT AVL |  | AM125145 | MEMORIAL CITY - MOR | MHHS-Mem City |  | Video Laryngoscope |  | 041-32812 | 041-32812 | West | Memorial City - Memorial Hermann Hospital | MEMORIAL CITY - MOR | Hallway |  |  |  |  | LARYNGOSCOPES, FLEXIBLE, INTUBATION |  | VIDEOLARYNGOSCOPE-VERATHON-Glidescope Cobalt AVL | VIDEOLARYNGOSCOPE | Glidescope Cobalt AVL |  |  |  | VERATHON | Video Laryngoscope |  | VIDEOLARYNGOSCOPE-VERATHON-Glidescope Cobalt AVL |  |  |  |  | Covered PM Repair - Biomedical | MHHS-Mem City
NO | YES |  |  |  |  | 041-15442 | Verathon Medical | GLIDESCOPE COBALT AVL |  | am111765 | MEMORIAL CITY - MOR | MHHS-Mem City |  | Video Laryngoscope |  |  | 041-15442 | West | Memorial City - Memorial Hermann Hospital | MEMORIAL CITY - MOR | Hallway |  |  |  |  | LARYNGOSCOPES, FLEXIBLE, INTUBATION |  | VIDEOLARYNGOSCOPE-VERATHON-Glidescope Cobalt AVL | VIDEOLARYNGOSCOPE | Glidescope Cobalt AVL |  |  |  | VERATHON | Video Laryngoscope |  | VIDEOLARYNGOSCOPE-VERATHON-Glidescope Cobalt AVL |  |  |  |  | Covered PM Repair - Biomedical | MHHS-Mem City
NO | YES |  |  |  | 929-00528 | 929-00528 | Verathon Medical | GLIDESCOPE COBALT AVL |  | AM121531 | MHOSH-OR | MHHS Orthopedic & Spine |  | Video Laryngoscope |  | 929-00528 | 929-00528 | Central & Greater Heights | MHHS-Orthopedic & Spine | MHOSH-OR |  | 9/30/19 |  |  |  | LARYNGOSCOPES, FLEXIBLE, INTUBATION | Video Laryngoscope | VIDEOLARYNGOSCOPE-VERATHON-Glidescope Cobalt AVL | VIDEOLARYNGOSCOPE | Glidescope Cobalt AVL |  |  |  | VERATHON | Video Laryngoscope |  | VIDEOLARYNGOSCOPE-VERATHON-Glidescope Cobalt AVL |  |  | MHOSH Inventory Dec 2019 into 2020 - Copy.xls - Newly Verified |  | Covered PM Repair - Biomedical | MHHS Orthopedic & Spine | [8 empty] | VIDEOLARYNGOSCOPE | Video Laryngoscope | VERATHON
NO | YES |  |  |  |  | 142-06132 | Verathon Medical | GLIDESCOPE COBALT AVL |  | AN146070 | NE-Endoscopy | MHHS-Northeast |  | Video Laryngoscope |  |  | 142-06132 | Katy | MHHS-Northeast | NE-Endoscopy |  | 1/1/19 | 2/1/21 |  |  | LARYNGOSCOPES, FLEXIBLE, INTUBATION | Video Laryngoscope | VIDEOLARYNGOSCOPE-VERATHON-Glidescope Cobalt AVL | VIDEOLARYNGOSCOPE | Glidescope Cobalt AVL |  |  |  | VERATHON | Video Laryngoscope |  | VIDEOLARYNGOSCOPE-VERATHON-Glidescope Cobalt AVL |  |  |  |  | Covered PM Repair - Biomedical | MHHS-Northeast | [8 empty] | VIDEOLARYNGOSCOPE | Video Laryngoscope | VERATHON
NO | YES |  |  |  |  | 142-05533 | Verathon Medical | GLIDESCOPE COBALT AVL |  | AM125753 | NE-Respiratory | MHHS-Northeast |  | Video Laryngoscope |  |  | 142-05533 | Katy | MHHS-Northeast | NE-Respiratory | Resp Office | 5/1/19 | 5/1/20 |  |  | LARYNGOSCOPES, FLEXIBLE, INTUBATION | Video Laryngoscope | VIDEOLARYNGOSCOPE-VERATHON-Glidescope Cobalt AVL | VIDEOLARYNGOSCOPE | Glidescope Cobalt AVL |  |  |  | VERATHON | Video Laryngoscope |  | VIDEOLARYNGOSCOPE-VERATHON-Glidescope Cobalt AVL |  |  |  |  | Covered PM Repair - Biomedical | MHHS-Northeast | [8 empty] | VIDEOLARYNGOSCOPE | Video Laryngoscope | VERATHON
NO | YES |  |  |  |  | 142-05493 | Verathon Medical | GLIDESCOPE COBALT AVL |  | am112854 | NE-ICU | MHHS-Northeast |  | Video Laryngoscope |  |  | 142-05493 | Katy | MHHS-Northeast | NE-ICU |  | 12/1/18 | 12/1/19 |  |  | LARYNGOSCOPES, FLEXIBLE, INTUBATION | Video Laryngoscope | VIDEOLARYNGOSCOPE-VERATHON-Glidescope Cobalt AVL | VIDEOLARYNGOSCOPE | Glidescope Cobalt AVL |  |  |  | VERATHON | Video Laryngoscope |  | VIDEOLARYNGOSCOPE-VERATHON-Glidescope Cobalt AVL |  |  |  |  | Covered PM Repair - Biomedical | MHHS-Northeast | [8 empty] | VIDEOLARYNGOSCOPE | Video Laryngoscope | VERATHON
NO | YES |  |  |  |  | 142-01923 | Verathon Medical | GLIDESCOPE COBALT AVL |  | am112279 | NE-OR | MHHS-Northeast |  | Video Laryngoscope |  |  | 142-01923 | Katy | MHHS-Northeast | NE-OR | OR1 | 1/1/20 | 1/1/21 |  |  | LARYNGOSCOPES, FLEXIBLE, INTUBATION | Video Laryngoscope | VIDEOLARYNGOSCOPE-VERATHON-Glidescope Cobalt AVL | VIDEOLARYNGOSCOPE | Glidescope Cobalt AVL |  |  |  | VERATHON | Video Laryngoscope |  | VIDEOLARYNGOSCOPE-VERATHON-Glidescope Cobalt AVL |  |  |  |  | Covered PM Repair - Biomedical | MHHS-Northeast | [8 empty] | VIDEOLARYNGOSCOPE | Video Laryngoscope | VERATHON
NO | YES |  |  |  | 005-10201 | 005-10201 | Verathon Medical | GLIDESCOPE COBALT AVL |  | AN145412 | SE-Esophageal Disease Center | MHHS-Southeast |  | Video Laryngoscope |  | 005-10201 | 005-10201 | Southeast | MHHS-Southeast | SE-Esophageal Disease Center | Storage | 1/1/19 |  |  |  | LARYNGOSCOPES, FLEXIBLE, INTUBATION |  | VIDEOLARYNGOSCOPE-VERATHON-Glidescope Cobalt AVL | VIDEOLARYNGOSCOPE | Glidescope Cobalt AVL |  |  |  | VERATHON | Video Laryngoscope |  | VIDEOLARYNGOSCOPE-VERATHON-Glidescope Cobalt AVL |  |  |  |  | Covered PM Repair - Biomedical | MHHS-Southeast
NO | YES |  |  |  | 005-06644 | 005-06644 | Verathon Medical | GLIDESCOPE COBALT AVL |  | AM103094 | SE-OR | MHHS-Southeast |  | Video Laryngoscope |  | 005-06644 | 005-06644 | Southeast | MHHS-Southeast | SE-OR | Biomed | 7/1/19 |  | 7/1/20 |  | LARYNGOSCOPES, FLEXIBLE, INTUBATION |  | VIDEOLARYNGOSCOPE-VERATHON-Glidescope Cobalt AVL | VIDEOLARYNGOSCOPE | Glidescope Cobalt AVL |  |  |  | VERATHON | Video Laryngoscope |  | VIDEOLARYNGOSCOPE-VERATHON-Glidescope Cobalt AVL |  |  |  |  | Covered PM Repair - Biomedical | MHHS-Southeast
NO | YES |  |  |  | 129-07423 | 129-07423 | Verathon Medical | GLIDESCOPE COBALT AVL |  | AN173511 | Sugar Land-ER | MHHS-Sugarland |  | Video Laryngoscope |  | 129-07423 | 129-07423 | Sugar Land | MHHS-Sugarland | Sugar Land-ER |  | 10/1/19 |  |  |  | LARYNGOSCOPES, FLEXIBLE, INTUBATION | Video Laryngoscope | VIDEOLARYNGOSCOPE-VERATHON-Glidescope Cobalt AVL | VIDEOLARYNGOSCOPE | Glidescope Cobalt AVL |  |  |  | VERATHON | Video Laryngoscope |  | VIDEOLARYNGOSCOPE-VERATHON-Glidescope Cobalt AVL |  |  |  |  | Covered PM Repair - Biomedical | MHHS-Sugarland | [8 empty] | VIDEOLARYNGOSCOPE | Video Laryngoscope | VERATHON
NO | YES |  |  |  | 077-07360 | 077-07360 | Verathon Medical | GLIDESCOPE COBALT AVL |  | AM102793 | TMC-Children's-PICU (9Hp) | MHHS-TMC |  | Video Laryngoscope |  | 077-07360 | 077-07360 | TMC | MHHS-TMC | TMC-Children's-PICU (9Hp) |  | 9/4/18 |  |  |  | LARYNGOSCOPES, FLEXIBLE, INTUBATION |  | VIDEOLARYNGOSCOPE-VERATHON-Glidescope Cobalt AVL | VIDEOLARYNGOSCOPE | Glidescope Cobalt AVL |  |  |  | VERATHON | Video Laryngoscope |  | VIDEOLARYNGOSCOPE-VERATHON-Glidescope Cobalt AVL |  |  | Verified 3/30/2020 4:07pm (Central) |  | Covered PM Repair - Biomedical | MHHS-TMC
NO | YES |  |  |  | 074-04547 | 074-04547 | Verathon Medical | GLIDESCOPE COBALT AVL |  | AM132659 | ICU | MHHS-TMC |  | Video Laryngoscope |  | 074-04547 | 074-04547 | TMC | Memorial Hermann-Texas Medical Center | ICU | Central station |  |  |  |  | LARYNGOSCOPES, FLEXIBLE, INTUBATION | Video Laryngoscope | VIDEOLARYNGOSCOPE-VERATHON-Glidescope Cobalt AVL | VIDEOLARYNGOSCOPE | Glidescope Cobalt AVL |  |  |  | VERATHON | Video Laryngoscope |  | VIDEOLARYNGOSCOPE-VERATHON-Glidescope Cobalt AVL |  |  |  |  | Covered PM Repair - Biomedical | MHHS-TMC | [8 empty] | VIDEOLARYNGOSCOPE | Video Laryngoscope | VERATHON
NO | YES |  |  |  | 069-42401 | 069-42401 | Verathon Medical | GLIDESCOPE COBALT AVL |  | AM102429 | Hallway | MHHS-TMC |  | Video Laryngoscope |  | 069-42401 | 069-42401 | TMC | TMC | Hallway | TMC - Johns - NICu | 11/1/19 |  | 11/1/20 |  | LARYNGOSCOPES, FLEXIBLE, INTUBATION | Video Laryngoscope | VIDEOLARYNGOSCOPE-VERATHON-Glidescope Cobalt AVL | VIDEOLARYNGOSCOPE | Glidescope Cobalt AVL |  |  |  | VERATHON | Video Laryngoscope |  | VIDEOLARYNGOSCOPE-VERATHON-Glidescope Cobalt AVL |  |  |  |  | Covered PM Repair - Biomedical | MHHS-TMC | [8 empty] | VIDEOLARYNGOSCOPE | Video Laryngoscope | VERATHON
NO | YES |  |  |  | 029-11465 | 029-11465 | Verathon Medical | GLIDESCOPE COBALT AVL |  | AN165155 | Woodlands-ER | MHHS-Woodlands |  | Video Laryngoscope |  | 029-11465 | 029-11465 | Woodlands | MHHS-Woodlands | Woodlands-ER | Room 1 | 9/1/19 |  | 9/1/20 |  | LARYNGOSCOPES, FLEXIBLE, INTUBATION | Video Laryngoscope | VIDEOLARYNGOSCOPE-VERATHON-Glidescope Cobalt AVL | VIDEOLARYNGOSCOPE | Glidescope Cobalt AVL |  |  |  | VERATHON | Video Laryngoscope |  | VIDEOLARYNGOSCOPE-VERATHON-Glidescope Cobalt AVL |  |  |  |  | Covered PM Repair - Biomedical | MHHS-Woodlands | [8 empty] | VIDEOLARYNGOSCOPE | Video Laryngoscope | VERATHON
NO | NO |  |  |  | 041-18448 |  | Verathon Medical | GLIDESCOPE COBALT AVL |  | AN143207 | MEMORIAL CITY - ER | MHHS-Mem City |  | Video Laryngoscope |  | 041-18448 |  | West & Memorial City |  | MEMORIAL CITY - ER | [5 empty] | LARYNGOSCOPES, FLEXIBLE, INTUBATION |  | VIDEOLARYNGOSCOPE-VERATHON-Glidescope Cobalt AVL | VIDEOLARYNGOSCOPE | Glidescope Cobalt AVL |  |  |  | VERATHON | Video Laryngoscope |  | VIDEOLARYNGOSCOPE-VERATHON-Glidescope Cobalt AVL |  |  |  |  | Covered PM Repair - Biomedical | MHHS-Mem City
NO | NO |  |  |  | 041-20503 |  | Verathon Medical | GLIDESCOPE COBALT AVL |  | AN163543 | MEMORIAL CITY - MOR | MHHS-Mem City |  | Video Laryngoscope |  | 041-20503 |  | West & Memorial City |  | MEMORIAL CITY - MOR | [5 empty] | LARYNGOSCOPES, FLEXIBLE, INTUBATION |  | VIDEOLARYNGOSCOPE-VERATHON-Glidescope Cobalt AVL | VIDEOLARYNGOSCOPE | Glidescope Cobalt AVL |  |  |  | VERATHON | Video Laryngoscope |  | VIDEOLARYNGOSCOPE-VERATHON-Glidescope Cobalt AVL |  |  |  |  | Covered PM Repair - Biomedical | MHHS-Mem City
NO | NO | [5 empty] | Verathon Medical | GLIDESCOPE COBALT AVL |  | AM102709 | MEMORIAL CITY - OUTPATIENT SURGERY | MHHS-Mem City |  | Video Laryngoscope |  |  |  | West & Memorial City |  | MEMORIAL CITY - OUTPATIENT SURGERY | [5 empty] | LARYNGOSCOPES, FLEXIBLE, INTUBATION |  | VIDEOLARYNGOSCOPE-VERATHON-Glidescope Cobalt AVL | VIDEOLARYNGOSCOPE | Glidescope Cobalt AVL |  |  |  | VERATHON | Video Laryngoscope |  | VIDEOLARYNGOSCOPE-VERATHON-Glidescope Cobalt AVL |  |  |  |  | Covered PM Repair - Biomedical | MHHS-Mem City
NO | NO |  |  |  | 145-00203 |  | Verathon Medical | GLIDESCOPE COBALT AVL |  | AN132449 | PEARLAND - RESPIRATORY THERAPY | MHHS-Pearland Hospital |  | Video Laryngoscope |  | 145-00203 |  | Pearland |  | PEARLAND - RESPIRATORY THERAPY | [5 empty] | LARYNGOSCOPES, FLEXIBLE, INTUBATION |  | VIDEOLARYNGOSCOPE-VERATHON-Glidescope Cobalt AVL | VIDEOLARYNGOSCOPE | Glidescope Cobalt AVL |  |  |  | VERATHON | Video Laryngoscope |  | VIDEOLARYNGOSCOPE-VERATHON-Glidescope Cobalt AVL |  |  |  |  | Covered PM Repair - Biomedical | MHHS-Pearland Hospital
NO | NO |  |  |  | 013-36033 |  | Verathon Medical | GLIDESCOPE COBALT AVL |  | AM132485 | SW - ICU | MHHS-Southwest |  | Video Laryngoscope |  | 013-36033 |  | Southwest |  | SW - ICU | [5 empty] | LARYNGOSCOPES, FLEXIBLE, INTUBATION |  | VIDEOLARYNGOSCOPE-VERATHON-Glidescope Cobalt AVL | VIDEOLARYNGOSCOPE | Glidescope Cobalt AVL |  |  |  | VERATHON | Video Laryngoscope |  | VIDEOLARYNGOSCOPE-VERATHON-Glidescope Cobalt AVL |  |  |  |  | Covered PM Repair - Biomedical | MHHS-Southwest
NO | NO |  |  |  | 069-28246 |  | Verathon Medical | GLIDESCOPE COBALT AVL |  | AM122353 | TMC - JONES - BURN UNIT (8J) | MHHS-TMC |  | Video Laryngoscope |  | 069-28246 |  | TMC |  | TMC - JONES - BURN UNIT (8J) | [5 empty] | LARYNGOSCOPES, FLEXIBLE, INTUBATION |  | VIDEOLARYNGOSCOPE-VERATHON-Glidescope Cobalt AVL | VIDEOLARYNGOSCOPE | Glidescope Cobalt AVL |  |  |  | VERATHON | Video Laryngoscope |  | VIDEOLARYNGOSCOPE-VERATHON-Glidescope Cobalt AVL |  |  |  |  | Covered PM Repair - Biomedical | MHHS-TMC
NO | NO | [5 empty] | Verathon Medical | GLIDESCOPE COBALT AVL |  | am103041 | WOODLANDS - OR | MHHS-Woodlands |  | Video Laryngoscope |  |  |  | Woodlands |  | WOODLANDS - OR | [5 empty] | LARYNGOSCOPES, FLEXIBLE, INTUBATION |  | VIDEOLARYNGOSCOPE-VERATHON-Glidescope Cobalt AVL | VIDEOLARYNGOSCOPE | Glidescope Cobalt AVL |  |  |  | VERATHON | Video Laryngoscope |  | VIDEOLARYNGOSCOPE-VERATHON-Glidescope Cobalt AVL |  |  |  |  | Covered PM Repair - Biomedical | MHHS-Woodlands
NO | NO | [5 empty] | Verathon Medical | GLIDESCOPE COBALT AVL |  | am12719 | WOODLANDS - OR | MHHS-Woodlands |  | Video Laryngoscope |  |  |  | Woodlands |  | WOODLANDS - OR | [5 empty] | LARYNGOSCOPES, FLEXIBLE, INTUBATION |  | VIDEOLARYNGOSCOPE-VERATHON-Glidescope Cobalt AVL | VIDEOLARYNGOSCOPE | Glidescope Cobalt AVL |  |  |  | VERATHON | Video Laryngoscope |  | VIDEOLARYNGOSCOPE-VERATHON-Glidescope Cobalt AVL |  |  |  |  | Covered PM Repair - Biomedical | MHHS-Woodlands
NO | YES |  |  |  | 133-10438 | 133-10438 | Verathon Medical | GLIDESCOPE CORE |  | CM191569 | Katy-OR | MHHS-Katy |  | Video Laryngoscope |  | 133-10438 | 133-10438 | Katy | MHHS-Katy | Katy-OR | OR | 9/1/19 | 9/1/20 |  |  | LARYNGOSCOPES, FLEXIBLE, INTUBATION, VIDEO | Video Laryngoscope | VIDEOLARYNGOSCOPE-VERATHON-GlideScope Core | VIDEOLARYNGOSCOPE | GlideScope Core |  |  |  | VERATHON | Video Laryngoscope |  | VIDEOLARYNGOSCOPE-VERATHON-GlideScope Core |  |  |  |  | Covered PM Repair - Biomedical | MHHS-Katy | [8 empty] | VIDEOLARYNGOSCOPE | Video Laryngoscope | VERATHON
NO | YES |  |  |  | 041-34364 | 041-34364 | Verathon Medical | GLIDESCOPE CORE |  | CM191644 | MEMORIAL CITY - CENTRAL SUPPLY | MHHS-Mem City |  | Video Laryngoscope |  | 041-34364 | 041-34364 | West | Memorial city hear and vascular - memorial city | MEMORIAL CITY - CENTRAL SUPPLY | Cath lab control |  |  |  |  | LARYNGOSCOPES, FLEXIBLE, INTUBATION, VIDEO |  | VIDEOLARYNGOSCOPE-VERATHON-GlideScope Core | VIDEOLARYNGOSCOPE | GlideScope Core |  |  |  | VERATHON | Video Laryngoscope |  | VIDEOLARYNGOSCOPE-VERATHON-GlideScope Core |  |  |  |  | Covered PM Repair - Biomedical | MHHS-Mem City
NO | YES |  |  |  | 041-34363 | 041-34363 | Verathon Medical | GLIDESCOPE CORE |  | CM191995 | MEMORIAL CITY - OUTPATIENT SURGERY | MHHS-Mem City |  | Video Laryngoscope |  | 041-34363 | 041-34363 | West | Memorial City- Memorial Hermann Hospital | MEMORIAL CITY - OUTPATIENT SURGERY | Hallway |  |  |  |  | LARYNGOSCOPES, FLEXIBLE, INTUBATION, VIDEO |  | VIDEOLARYNGOSCOPE-VERATHON-GlideScope Core | VIDEOLARYNGOSCOPE | GlideScope Core |  |  |  | VERATHON | Video Laryngoscope |  | VIDEOLARYNGOSCOPE-VERATHON-GlideScope Core |  |  |  |  | Covered PM Repair - Biomedical | MHHS-Mem City
NO | YES |  |  |  | 013-39340 | 013-39340 | Verathon Medical | GLIDESCOPE CORE |  | CM191643 | SW-HVI-OR | MHHS-Southwest |  | Video Laryngoscope |  | 013-39340 | 013-39340 | Southwest | MHHS-Southwest | SW-HVI-OR | CVOR - Anesthesia Workroom | 10/1/19 |  | 10/1/20 |  | LARYNGOSCOPES, FLEXIBLE, INTUBATION, VIDEO | Video Laryngoscope | VIDEOLARYNGOSCOPE-VERATHON-GlideScope Core | VIDEOLARYNGOSCOPE | GlideScope Core |  |  |  | VERATHON | Video Laryngoscope |  | VIDEOLARYNGOSCOPE-VERATHON-GlideScope Core |  |  |  |  | Covered PM Repair - Biomedical | MHHS-Southwest | [8 empty] | VIDEOLARYNGOSCOPE | Video Laryngoscope | VERATHON
NO | YES | Asset Tag 029-32411 |  |  | 029-32411 | 029-32411 | Verathon Medical | GLIDESCOPE CORE |  | CM180924 | Woodlands-Neurology | MHHS-Woodlands |  | Video Laryngoscope |  | 029-32411 | 029-32411 | Woodland memorial hospital | MHHS-Woodlands | Woodlands-Neurology | Neuroscience ICU Nurse Station | 11/1/19 |  | 5/1/20 |  | LARYNGOSCOPES, FLEXIBLE, INTUBATION, VIDEO | Video Laryngoscope | VIDEOLARYNGOSCOPE-VERATHON-GlideScope Core | VIDEOLARYNGOSCOPE | GlideScope Core |  |  |  | VERATHON | Video Laryngoscope |  | VIDEOLARYNGOSCOPE-VERATHON-GlideScope Core |  | 6/4/20 |  |  | Not Covered Vendor Only - Biomedical | MHHS-Woodlands | [8 empty] | VIDEOLARYNGOSCOPE | Video Laryngoscope | VERATHON
NO | NO |  |  |  | 009-33735 |  | Verathon Medical | GLIDESCOPE CORE |  | CM190130 | GH - ER | MHHS-Greater Heights |  | Video Laryngoscope |  | 009-33735 |  | Central & Greater Heights |  | GH - ER | [5 empty] | LARYNGOSCOPES, FLEXIBLE, INTUBATION, VIDEO |  | VIDEOLARYNGOSCOPE-VERATHON-GlideScope Core | VIDEOLARYNGOSCOPE | GlideScope Core |  |  |  | VERATHON | Video Laryngoscope |  | VIDEOLARYNGOSCOPE-VERATHON-GlideScope Core |  |  |  |  | Covered PM Repair - Biomedical | MHHS-Greater Heights
NO | NO |  |  |  | 009-34512 |  | Verathon Medical | GLIDESCOPE CORE |  | CM191947 | GH - ER | MHHS-Greater Heights |  | Video Laryngoscope |  | 009-34512 |  | Central & Greater Heights |  | GH - ER | [5 empty] | LARYNGOSCOPES, FLEXIBLE, INTUBATION, VIDEO |  | VIDEOLARYNGOSCOPE-VERATHON-GlideScope Core | VIDEOLARYNGOSCOPE | GlideScope Core |  |  |  | VERATHON | Video Laryngoscope |  | VIDEOLARYNGOSCOPE-VERATHON-GlideScope Core |  |  |  |  | Covered PM Repair - Biomedical | MHHS-Greater Heights
NO | NO |  |  |  | 009-33736 |  | Verathon Medical | GLIDESCOPE CORE |  | CM190294 | GH - ICU | MHHS-Greater Heights |  | Video Laryngoscope |  | 009-33736 |  | Central & Greater Heights |  | GH - ICU | [5 empty] | LARYNGOSCOPES, FLEXIBLE, INTUBATION, VIDEO |  | VIDEOLARYNGOSCOPE-VERATHON-GlideScope Core | VIDEOLARYNGOSCOPE | GlideScope Core |  |  |  | VERATHON | Video Laryngoscope |  | VIDEOLARYNGOSCOPE-VERATHON-GlideScope Core |  |  |  |  | Covered PM Repair - Biomedical | MHHS-Greater Heights
NO | YES |  |  |  | 142-06841 | 142-06841 | Verathon Medical | GLIDESCOPE GO |  | AN174219 | NE-Labor & Delivery | MHHS-Northeast |  | Video Laryngoscope |  | 142-06841 | 142-06841 | Katy | MHHS-Northeast | NE-Labor & Delivery | OR 1 | 2/1/19 | 2/1/20 |  |  | LARYNGOSCOPES, FLEXIBLE, INTUBATION, VIDEO | Video Laryngoscope | VIDEOLARYNGOSCOPE-Verathon-Glidescope Go | VIDEOLARYNGOSCOPE | Glidescope Go |  |  |  | VERATHON | Video Laryngoscope |  | VIDEOLARYNGOSCOPE-Verathon-Glidescope Go |  |  |  |  | Covered PM Repair - Biomedical | MHHS-Northeast | [8 empty] | VIDEOLARYNGOSCOPE | Video Laryngoscope | VERATHON
NO | YES |  |  |  | 013-38984 | 013-38984 | Verathon Medical | GLIDESCOPE GO |  | AN182687 | SW-Biomedical Services | MHHS-Southwest |  | Video Laryngoscope |  | 013-38984 | 013-38984 | Southwest | MHHS-Southwest | SW-Biomedical Services | ER trauma hallway |  |  |  |  | LARYNGOSCOPES, FLEXIBLE, INTUBATION, VIDEO | Video Laryngoscope | VIDEOLARYNGOSCOPE-Verathon-Glidescope Go | VIDEOLARYNGOSCOPE | Glidescope Go |  |  |  | VERATHON | Video Laryngoscope |  | VIDEOLARYNGOSCOPE-Verathon-Glidescope Go |  |  |  |  | Covered PM Repair - Biomedical | MHHS-Southwest | [8 empty] | VIDEOLARYNGOSCOPE | Video Laryngoscope | VERATHON
NO | NO |  |  |  | HM172186 |  | Verathon Medical | GLIDESCOPE GO |  | HM172186 | GH - ER | MHHS-Greater Heights |  | Video Laryngoscope |  | HM172186 |  | Central & Greater Heights |  | GH - ER | [5 empty] | LARYNGOSCOPES, FLEXIBLE, INTUBATION, VIDEO |  | VIDEOLARYNGOSCOPE-Verathon-Glidescope Go | VIDEOLARYNGOSCOPE | Glidescope Go |  |  |  | VERATHON | Video Laryngoscope |  | VIDEOLARYNGOSCOPE-Verathon-Glidescope Go |  |  |  |  | Not Covered Vendor Only - Biomedical | MHHS-Greater Heights
NO | NO |  |  |  | 009-33431 |  | Verathon Medical | GLIDESCOPE GO |  | HM171749 | GH - ICU | MHHS-Greater Heights |  | Video Laryngoscope |  | 009-33431 |  | Central & Greater Heights |  | GH - ICU | [5 empty] | LARYNGOSCOPES, FLEXIBLE, INTUBATION, VIDEO |  | VIDEOLARYNGOSCOPE-Verathon-Glidescope Go | VIDEOLARYNGOSCOPE | Glidescope Go |  |  |  | VERATHON | Video Laryngoscope |  | VIDEOLARYNGOSCOPE-Verathon-Glidescope Go |  |  |  |  | Not Covered Vendor Only - Biomedical | MHHS-Greater Heights
NO | NO |  |  |  | 009-34497 |  | Verathon Medical | GLIDESCOPE GO |  | HM199071 | GH - OR ANESTHESIA | MHHS-Greater Heights |  | Video Laryngoscope |  | 009-34497 |  | Central & Greater Heights |  | GH - OR ANESTHESIA | [5 empty] | LARYNGOSCOPES, FLEXIBLE, INTUBATION, VIDEO |  | VIDEOLARYNGOSCOPE-Verathon-Glidescope Go | VIDEOLARYNGOSCOPE | Glidescope Go |  |  |  | VERATHON | Video Laryngoscope |  | VIDEOLARYNGOSCOPE-Verathon-Glidescope Go |  |  |  |  | Covered PM Repair - Biomedical | MHHS-Greater Heights
NO | NO |  |  |  | 041-32860 |  | Verathon Medical | GLIDESCOPE GO |  | HM183274 | MEMORIAL CITY - PEDIATRICS | MHHS-Mem City |  | Video Laryngoscope |  | 041-32860 |  | West & Memorial City |  | MEMORIAL CITY - PEDIATRICS | [5 empty] | LARYNGOSCOPES, FLEXIBLE, INTUBATION, VIDEO |  | VIDEOLARYNGOSCOPE-Verathon-Glidescope Go | VIDEOLARYNGOSCOPE | Glidescope Go |  |  |  | VERATHON | Video Laryngoscope |  | VIDEOLARYNGOSCOPE-Verathon-Glidescope Go |  |  |  |  | Not Covered Vendor Only - Biomedical | MHHS-Mem City
NO | YES |  |  |  |  | 013-17593 | Verathon Medical | GLIDESCOPE RANGER |  | AM091920 | SW-Labor | MHHS-Southwest |  | Camera, Video |  |  | 013-17593 | Southwest | MHHS-Southwest | SW-Labor | OR Ha |  |  |  |  | LARYNGOSCOPES, FLEXIBLE, INTUBATION | Camera, Video | CAMERAVIDEO-VERATHON-Glidescope Ranger | CAMERAVIDEO | Glidescope Ranger |  |  |  | VERATHON | Camera, Video |  | CAMERAVIDEO-VERATHON-Glidescope Ranger |  |  |  |  | Covered PM Repair - Biomedical | MHHS-Southwest | [8 empty] | CAMERAVIDEO | Camera, Video | VERATHON
NO | YES |  |  |  | 013-17592 | 013-17592 | Verathon Medical | GLIDESCOPE RANGER |  | AM091919 | SW-Biomedical Services | MHHS-Southwest |  | Camera, Video |  | 013-17592 | 013-17592 | Southwest | MHHS-Southwest | SW-Biomedical Services | Biomed | 2/1/19 | 2/1/20 |  |  | LARYNGOSCOPES, FLEXIBLE, INTUBATION | Camera, Video | CAMERAVIDEO-VERATHON-Glidescope Ranger | CAMERAVIDEO | Glidescope Ranger |  |  |  | VERATHON | Camera, Video |  | CAMERAVIDEO-VERATHON-Glidescope Ranger |  | 7/1/19 |  |  | Covered PM Repair - Biomedical | MHHS-Southwest | [8 empty] | CAMERAVIDEO | Camera, Video | VERATHON
NO | NO |  |  |  | 013-38045 |  | Verathon Medical | GLIDESCOPE RANGER |  | AM091921 | SW - OR | MHHS-Southwest |  | Camera, Video |  | 013-38045 |  | Southwest |  | SW - OR | [5 empty] | LARYNGOSCOPES, FLEXIBLE, INTUBATION |  | CAMERAVIDEO-VERATHON-Glidescope Ranger | CAMERAVIDEO | Glidescope Ranger |  |  |  | VERATHON | Camera, Video |  | CAMERAVIDEO-VERATHON-Glidescope Ranger |  |  |  |  | Not Covered Vendor Only - Rad, Low End | MHHS-Southwest
NO | YES |  |  |  | 009-33651 | 009-33651 | Verathon Medical | GLIDESCOPE TITANIUM |  | AN184811 | GH-OR | MHHS-Greater Heights |  | Laryngoscopes |  | 009-33651 | 009-33651 | Central | MHHS-Greater Heights | GH-OR | Hallway | 12/1/19 |  | 6/1/20 |  | LARYNGOSCOPES, FLEXIBLE, INTUBATION, VIDEO | Laryngoscopes | LARYNGOSCOPES-Verathon-Glidescope Titanium | LARYNGOSCOPES | Glidescope Titanium |  |  |  | Verathon | Laryngoscopes |  | LARYNGOSCOPES-Verathon-Glidescope Titanium |  | 7/3/20 |  |  | Not Covered Vendor Only - Biomedical | MHHS-Greater Heights | [8 empty] | LARYNGOSCOPES | Laryngoscopes | Verathon
NO | YES |  |  |  | 133-09947 | 133-09947 | Verathon Medical | GLIDESCOPE TITANIUM |  | AN171743 | Katy-OR | MHHS-Katy |  | Laryngoscopes |  | 133-09947 | 133-09947 | Katy | MHHS-Katy | Katy-OR | OR | 2/1/19 | 2/1/20 |  |  | LARYNGOSCOPES, FLEXIBLE, INTUBATION, VIDEO | Laryngoscopes | LARYNGOSCOPES-Verathon-Glidescope Titanium | LARYNGOSCOPES | Glidescope Titanium |  |  |  | Verathon | Laryngoscopes |  | LARYNGOSCOPES-Verathon-Glidescope Titanium |  | 7/3/20 |  |  | Not Covered Vendor Only - Biomedical | MHHS-Katy | [8 empty] | LARYNGOSCOPES | Laryngoscopes | Verathon
NO | YES |  |  |  | 041-19405 | 041-19405 | Verathon Medical | GLIDESCOPE TITANIUM |  | AN152760 | MEMORIAL CITY - Orthopedics Surgery | MHHS-Mem City |  | Laryngoscopes |  | 041-19405 | 041-19405 | West | Memorial City - Memorial Hermann Hospital | MEMORIAL CITY - Orthopedics Surgery | Hallway |  |  |  |  | LARYNGOSCOPES, FLEXIBLE, INTUBATION, VIDEO |  | LARYNGOSCOPES-Verathon-Glidescope Titanium | LARYNGOSCOPES | Glidescope Titanium |  |  |  | Verathon | Laryngoscopes |  | LARYNGOSCOPES-Verathon-Glidescope Titanium |  |  |  |  | Covered PM Repair - Biomedical | MHHS-Mem City
NO | YES |  |  |  | 029-10814 | 029-10814 | Verathon Medical | GLIDESCOPE TITANIUM |  | AN162654 | Woodlands-ER | MHHS-Woodlands |  | Laryngoscopes |  | 029-10814 | 029-10814 | Woodlands | MHHS-Woodlands | Woodlands-ER | ER | 9/1/19 |  | 9/1/20 |  | LARYNGOSCOPES, FLEXIBLE, INTUBATION, VIDEO | Laryngoscopes | LARYNGOSCOPES-Verathon-Glidescope Titanium | LARYNGOSCOPES | Glidescope Titanium |  |  |  | Verathon | Laryngoscopes |  | LARYNGOSCOPES-Verathon-Glidescope Titanium |  |  |  |  | Covered PM Repair - Biomedical | MHHS-Woodlands | [8 empty] | LARYNGOSCOPES | Laryngoscopes | Verathon
NO | YES |  |  |  | 029-11817 | 029-11817 | Verathon Medical | GLIDESCOPE TITANIUM |  | AN172349 | Woodlands-ER | MHHS-Woodlands |  | Laryngoscopes |  | 029-11817 | 029-11817 | Woodlands | MHHS-Woodlands | Woodlands-ER | ER2 | 9/1/19 |  | 9/1/20 |  | LARYNGOSCOPES, FLEXIBLE, INTUBATION, VIDEO | Laryngoscopes | LARYNGOSCOPES-Verathon-Glidescope Titanium | LARYNGOSCOPES | Glidescope Titanium |  |  |  | Verathon | Laryngoscopes |  | LARYNGOSCOPES-Verathon-Glidescope Titanium |  | 5/22/20 |  |  | Not Covered Vendor Only - Biomedical | MHHS-Woodlands | [8 empty] | LARYNGOSCOPES | Laryngoscopes | Verathon
NO | YES |  |  |  | 029-11013 | 029-11013 | Verathon Medical | GLIDESCOPE TITANIUM |  | AN171780 | Woodlands-SICU | MHHS-Woodlands |  | Laryngoscopes |  | 029-11013 | 029-11013 | Woodlands | MHHS-Woodlands | Woodlands-SICU | Hallway | 5/1/19 |  |  |  | LARYNGOSCOPES, FLEXIBLE, INTUBATION, VIDEO | Laryngoscopes | LARYNGOSCOPES-Verathon-Glidescope Titanium | LARYNGOSCOPES | Glidescope Titanium |  |  |  | Verathon | Laryngoscopes |  | LARYNGOSCOPES-Verathon-Glidescope Titanium |  | 1/1/05 |  |  | Covered PM Repair - Biomedical | MHHS-Woodlands | [8 empty] | LARYNGOSCOPES | Laryngoscopes | Verathon
NO | YES |  |  |  | 241-01183 | 241-01183 | Verathon Medical | GOV - BVI 3000 |  |  | Woodlands-OR | MHHS-TIRR |  |  |  | 241-01183 | 241-01183 | Woodlands | MHHS-Woodlands | Woodlands-OR | PACU | 12/1/18 |  | 11/1/19 |  | BLADDER SCANNER | Scanner, Bladder | SCANNERBLADDER-Verathon-BVI 3000 |  |  |  |  | SCANNERBLADDER-Verathon-BVI 3000 | Verathon |  |  |  |  | 12/6/18 |  | SCB-A | Covered PM Repair - Biomedical | MHHS-TIRR | [8 empty] | SCANNERBLADDER | Scanner, Bladder | Verathon
NO | NO |  |  |  | 013-12483 |  | Verathon Medical | GOV - BVI 3000 |  |  | SW - NURSERY | MHHS-Southwest |  |  |  | 013-12483 |  | Southwest |  | SW - NURSERY | [5 empty] | BLADDER SCANNER |  | SCANNERBLADDER-Verathon-BVI 3000 |  |  |  |  | SCANNERBLADDER-Verathon-BVI 3000 | Verathon | [7 empty] | Covered PM Repair - Biomedical | MHHS-Southwest
NO | NO |  |  |  | 013-10796 |  | Verathon Medical | GOV - BVI 3000 |  |  | SW - RADIOLOGY | MHHS-Southwest |  |  |  | 013-10796 |  | Southwest |  | SW - RADIOLOGY | [5 empty] | BLADDER SCANNER |  | SCANNERBLADDER-Verathon-BVI 3000 |  |  |  |  | SCANNERBLADDER-Verathon-BVI 3000 | Verathon | [7 empty] | Covered PM Repair - Biomedical | MHHS-Southwest
NO | NO |  |  |  | 069-18518 |  | Verathon Medical | GOV - BVI 3000 |  | 07519189-Probe s/n32433 | TMC - JONES - SPECIALTY SURGERY (3J) | MHHS-TMC |  |  |  | 069-18518 |  | TMC |  | TMC - JONES - SPECIALTY SURGERY (3J) | [5 empty] | BLADDER SCANNER |  | SCANNERBLADDER-Verathon-BVI 3000 |  |  |  |  | SCANNERBLADDER-Verathon-BVI 3000 | Verathon | [7 empty] | Covered PM Repair - Biomedical | MHHS-TMC
NO | NO | [5 empty] | Verathon Medical | GOV - BVI 3000 |  | B3101254 | WOODLANDS - RADIOLOGY | MHHS-Woodlands | [5 empty] | Woodlands |  | WOODLANDS - RADIOLOGY | [5 empty] | BLADDER SCANNER |  | SCANNERBLADDER-Verathon-BVI 3000 |  |  |  |  | SCANNERBLADDER-Verathon-BVI 3000 | Verathon | [7 empty] | Covered PM Repair - Biomedical | MHHS-Woodlands
YES | YES |  |  |  | 099-01944 | 099-01944 | Verity Medical LTD | NeuroTrac Simplex |  |  | SMR - (TMC) - SHEPHERD SQUARE |  |  |  |  | 099-01944 | 099-01944 | TMC | Sports Rehab | SMR - (TMC) - SHEPHERD SQUARE | Gym Floor
NO | YES |  |  |  | 005-11743 |  | VersaMed Inc. | VERSACLIMBER |  |  | SMR - (SE) - BEAUMONT | MHHS-SMR |  |  |  | 005-11743 |  | Southeast & Bay Area |  | SMR - (SE) - BEAUMONT |  | 03/27/2019 |  |  |  | EXERCISERS |  | .needs class | [5 empty] | VersaMed Med |  |  |  |  | 06/01/2020 |  |  | Not Covered Vendor Only - Biomedical | MHHS-SMR
YES | YES | Serial Number Cnf |  |  | 133-05113 | 133-05113 | Versus Technology Inc | VER-2032-DHCP |  | CNF | KATY - MED/SURG 5TH FLOOR |  |  |  |  | 133-05113 | 133-05113 | Katy | Memorial Hermann Katy Hospital | KATY - MED/SURG 5TH FLOOR | ISD Communications room W5:157.3
YES | YES |  |  |  | 133-05432 | 133-05432 | Versus Technology Inc | VER-2404-DHCP |  |  | KATY - MED/SURG 5TH FLOOR |  |  |  |  | 133-05432 | 133-05432 | Katy | Memorial Hermann Katy Hospital | KATY - MED/SURG 5TH FLOOR | ISD Communications room W5:157.3
YES | YES |  |  |  | 133-05431 | 133-05431 | Versus Technology Inc | VER-2404-DHCP |  |  | KATY - MED/SURG 5TH FLOOR |  |  |  |  | 133-05431 | 133-05431 | Katy | Memorial Hermann Katy Hospital | KATY - MED/SURG 5TH FLOOR | ISD Communications room W5:157.3
YES | YES |  |  |  | 133-05430 | 133-05430 | Versus Technology Inc | VER-2404-DHCP |  |  | KATY - MED/SURG 5TH FLOOR |  |  |  |  | 133-05430 | 133-05430 | Katy | Memorial Hermann Katy Hospital | KATY - MED/SURG 5TH FLOOR | ISD Communications room W5:157.3
YES | YES |  |  |  | 133-05429 | 133-05429 | Versus Technology Inc | VER-2404-DHCP |  |  | KATY - MED/SURG 5TH FLOOR |  |  |  |  | 133-05429 | 133-05429 | Katy | Memorial Hermann Katy Hospital | KATY - MED/SURG 5TH FLOOR | ISD Communications room W5:157.3
YES | YES | Serial Number Cnf |  |  | 133-05111 | 133-05111 | Versus Technology Inc | VER2302 |  | CNF | KATY - 7TH FLOOR |  |  |  |  | 133-05111 | 133-05111 | Katy | Memorial Hermann Katy Hospital | KATY - 7TH FLOOR | 7th Floor ISD Room
YES | YES |  |  |  | 133-04556 | 133-04556 | Versus Technology Inc | VER2404 |  |  | KATY - 7TH FLOOR |  |  |  |  | 133-04556 | 133-04556 | Katy | Memorial Hermann Katy Hospital | KATY - 7TH FLOOR | 7th Floor ISD Room
YES | YES |  |  |  | 133-04558 | 133-04558 | Versus Technology Inc | VER2404 |  |  | KATY - 7TH FLOOR |  |  |  |  | 133-04558 | 133-04558 | Katy | Memorial Hermann Katy Hospital | KATY - 7TH FLOOR | 7th Floor ISD Room
YES | YES |  |  |  | 133-04557 | 133-04557 | Versus Technology Inc | VER2404 |  |  | KATY - 7TH FLOOR |  |  |  |  | 133-04557 | 133-04557 | Katy | Memorial Hermann Katy Hospital | KATY - 7TH FLOOR | 7th Floor ISD Room
NO | YES |  |  |  | DTY149 |  | VIASYS |  |  | AJT03302 | Rental | MHHS-TMC |  |  |  | DTY149 |  | TMC |  | Rental | [7 empty] | VENTILATOR-Viasys-VELA Diamond |  | VELA DIAMOND-COMPREHENSIVE |  |  | VENTILATOR-Viasys-VELA Diamond | [6 empty] | Verified as Rental |  |  | MHHS-TMC
NO | YES |  |  |  | DTY207 |  | VIASYS |  |  | BAT01860 | Rental | MHHS-TMC |  |  |  | DTY207 |  | TMC |  | Rental | [7 empty] | VENTILATOR-Viasys-VELA Diamond |  | VELA DIAMOND-COMPREHENSIVE |  |  | VENTILATOR-Viasys-VELA Diamond | [6 empty] | Verified as Rental |  |  | MHHS-TMC
NO | YES |  |  |  | DTY320 |  | VIASYS |  |  | BFT02394 | Rental | MHHS-TMC |  |  |  | DTY320 |  | TMC |  | Rental | [7 empty] | VENTILATOR-Viasys-VELA Diamond |  | VELA DIAMOND-COMPREHENSIVE |  |  | VENTILATOR-Viasys-VELA Diamond | [6 empty] | Verified as Rental |  |  | MHHS-TMC
NO | YES |  |  |  | DTY325 |  | VIASYS |  |  | AGT05278 | Rental | MHHS-TMC |  |  |  | DTY325 |  | TMC |  | Rental | [7 empty] | VENTILATOR-Viasys-VELA Diamond |  | VELA DIAMOND-COMPREHENSIVE |  |  | VENTILATOR-Viasys-VELA Diamond | [6 empty] | Verified as Rental |  |  | MHHS-TMC
YES | YES |  |  |  |  | 041-11446 | Viasys | Avea Ventillator |  | AJV02983 | MEMORIAL CITY - Respitory | [5 empty] | 041-11446 | West | Memorial City-Memorial Hermann Hospital | MEMORIAL CITY - Respitory | MH5 220.13
YES | YES |  |  |  | 069-19096 | 069-19096 | VIASYS Healthcare | 17210-00 |  | AEV01508 | Respitory |  |  |  |  | 069-19096 | 069-19096 | TMC | Memorial Hermann-Texas Medical Center | Respitory | Biomed shop
YES | YES |  |  |  | 129-02941 | 129-02941 | VIASYS Healthcare | 17212-00 |  | AGv02041 | SUGAR LAND - RADIOLOGY |  |  |  |  | 129-02941 | 129-02941 | Sugar Land | Memorial Hermann Sugar Land Hospital | SUGAR LAND - RADIOLOGY | Respiratory clean room
YES | YES |  |  |  | 129-02943 | 129-02943 | VIASYS Healthcare | 17212-00 |  | Agv02044 | SUGAR LAND - RADIOLOGY |  |  |  |  | 129-02943 | 129-02943 | Sugar Land | Memorial Hermann Sugar Land Hospital | SUGAR LAND - RADIOLOGY | Respiratory clean room
NO | YES | Serial Number AHV02145 |  |  | 925-00735 | 925-00735 | VIASYS Healthcare | 17212-00 |  | AHV02145 | Overflow Recovery OR |  |  |  |  | 925-00735 | 925-00735 | TMC | Memorial Hermann orthopedic and spine hospital | Overflow Recovery OR | Bay 3 | 1/1/18 |  | 1/1/19 | Ventilator
NO | YES |  |  |  | 013-15611 | 013-15611 | VIASYS Healthcare | 3100 A Oscillatory ventilator |  | AHW01027 | SW-NICU |  |  |  |  | 013-15611 | 013-15611 | Southwest | MHHS-Southwest | SW-NICU | NICU |  |  | 3/1/20
NO | YES |  |  |  | 069-19090 |  | VIASYS Healthcare | AVEA 17210-00 |  | AEV01564 | Biomed Shop |  |  |  |  | 069-19090 |  | TMC | Memorial Hermann-Texas Medical Center | Biomed Shop | Biomed Shop | 3/1/20 |  |  | No PM Sticker
YES | YES |  |  |  | 005-07614 | 005-07614 | VIASYS Healthcare | Infant Flow SiPAP |  | AKN02024 | Biomed |  |  |  |  | 005-07614 | 005-07614 | Southeast | Memorial Hermann South East | Biomed | Storage
YES | YES |  |  |  | 013-19175 | 013-19175 | VIASYS Healthcare | Infant Flow SiPAP |  | BAN02242 | Biomed |  |  |  |  | 013-19175 | 013-19175 | Southeast | Memorial Hermann South East | Biomed | Storage
YES | YES |  |  |  | 013-19174 | 013-19174 | VIASYS Healthcare | Infant Flow SiPAP |  | BAN02244 | Biomed |  |  |  |  | 013-19174 | 013-19174 | Southeast | Memorial Hermann South East | Biomed | Storage
YES | YES |  |  |  | 041-11259 | 041-11259 | VIASYS Healthcare | Vaso guard |  | Xlv006 | [5 empty] | 041-11259 | 041-11259 |  | 27700 NW Freeway. Herman Memorial |  | C1 227 ultrasound | 6/1/19 | 6/1/20
YES | YES | Serial Number Cnf |  |  | 129-02944 | 129-02944 | VIASYS Healthcare | VELA |  | Cnf | [5 empty] | 129-02944 | 129-02944 | Sugar Land | [6 empty] | No pm
YES | YES | Serial Number Cnf |  |  | 129-02945 | 129-02945 | VIASYS Healthcare | VELA |  | Cnf | [5 empty] | 129-02945 | 129-02945 | Sugar Land | [6 empty] | No pm
NO | YES |  |  |  |  | 129-01625 | Viasys Healthcare SUBSIDIARY OF CARDINAL HEALTH | 10014A |  | ADF07059 | Sugar Land-Nursery | MHHS-Sugarland |  |  |  |  | 129-01625 | Sugar Land | MHHS-Sugarland | Sugar Land-Nursery | NICU Equipment Room | 8/1/19 |  |  |  | OXYGEN-AIR PROPORTIONERS |  | .Needs Class |  |  |  |  | .Needs Class | VIASYS | [7 empty] | Covered PM Repair - Biomedical | MHHS-Sugarland
NO | NO |  |  |  | 129-04508 |  | Viasys Healthcare SUBSIDIARY OF CARDINAL HEALTH | 10014A |  | ACF05511 | SUGAR LAND - RESPIRATORY | MHHS-Sugarland |  |  |  | 129-04508 |  | Sugar Land |  | SUGAR LAND - RESPIRATORY | [5 empty] | OXYGEN-AIR PROPORTIONERS |  | .Needs Class |  |  |  |  | .Needs Class | VIASYS | [7 empty] | Covered PM Repair - Biomedical | MHHS-Sugarland
NO | NO | [5 empty] | Viasys Healthcare SUBSIDIARY OF CARDINAL HEALTH |  |  |  | SE - EMERGENCY CENTER | MHHS-Southeast |  | Power Supply, UPS |  |  |  | Southeast & Bay Area |  | SE - EMERGENCY CENTER | [5 empty] | POWER SUPPLIES |  | POWERSUPPLYUPS-CareFusion-14492 | POWERSUPPLYUPS |  |  |  |  | CareFusion | Power Supply, UPS |  |  | POWERSUPPLYUPS-CareFusion-14492 |  |  |  | Covered PM Repair - Biomedical | MHHS-Southeast
NO | YES |  |  |  |  | 041-09126 | Viasys Healthcare SUBSIDIARY OF CARDINAL HEALTH |  |  |  | Memorial city Operating room | MHHS-Mem City |  | Oximeter, Pulse |  |  | 041-09126 | West Memorial city | Memorial city - memorial herman hospital | Memorial city Operating room | Procedure room 2 |  |  |  |  | OXYGEN-AIR PROPORTIONERS |  | OXIMETERPULSE-Smiths Medical-3300 | OXIMETERPULSE |  |  |  |  | Smiths Medical | Oximeter, Pulse |  |  | OXIMETERPULSE-Smiths Medical-3300 |  |  |  | Not Covered Vendor Only - Biomedical | MHHS-Mem City
NO | NO |  |  |  | 005-00446 |  | Viasys Healthcare SUBSIDIARY OF CARDINAL HEALTH |  |  |  | SE - RESPIRATORY | MHHS-Southeast |  | Oximeter, Pulse |  | 005-00446 |  | Southeast & Bay Area |  | SE - RESPIRATORY | [5 empty] | OXYGEN-AIR PROPORTIONERS |  | OXIMETERPULSE-Smiths Medical-3300 | OXIMETERPULSE |  |  |  |  | Smiths Medical | Oximeter, Pulse |  |  | OXIMETERPULSE-Smiths Medical-3300 |  |  |  | Covered PM Repair - Biomedical | MHHS-Southeast
NO | NO |  |  |  | 005-11599 |  | Viasys Healthcare SUBSIDIARY OF CARDINAL HEALTH | LTV 1150 |  | F53430 | SE - RESPIRATORY | MHHS-Southeast |  | Ventilator |  | 005-11599 |  | Southeast & Bay Area |  | SE - RESPIRATORY | [5 empty] | VENTILATORS |  | VENTILATOR-Viasys-LTV1150 | VENTILATOR | LTV1150 |  |  |  | VIASYS | Ventilator |  |  | VENTILATOR-Viasys-LTV1150 |  |  |  | Covered PM Repair - Biomedical | MHHS-Southeast
NO | YES |  |  |  | 077-07556 | 077-07556 | Viasys Healthcare SUBSIDIARY OF CARDINAL HEALTH | LTV 1200 |  | E50103 | TMC-Respiratory-Pedi | MHHS-TMC |  | Ventilator |  | 077-07556 | 077-07556 | TMC | MHHS-TMC | TMC-Respiratory-Pedi |  | 6/25/18 |  |  |  | VENTILATORS |  | VENTILATOR-Viasys-LTV1200 | VENTILATOR | LTV1200 |  |  |  | VIASYS | Ventilator |  |  | VENTILATOR-Viasys-LTV1200 | 7/1/14 | Verified 3/30/2020 4:07pm (Central) |  | Covered PM Repair - Biomedical | MHHS-TMC
NO | NO |  |  |  | 077-09363 |  | Viasys Healthcare SUBSIDIARY OF CARDINAL HEALTH | LTV 1200 |  | E41796 | TMC - RESPIRATORY - PEDI | MHHS-TMC |  | Ventilator |  | 077-09363 |  | TMC |  | TMC - RESPIRATORY - PEDI | [5 empty] | VENTILATORS |  | VENTILATOR-Viasys-LTV1200 | VENTILATOR | LTV1200 |  |  |  | VIASYS | Ventilator |  |  | VENTILATOR-Viasys-LTV1200 |  |  |  | Covered PM Repair - Biomedical | MHHS-TMC
NO | NO | [5 empty] | Viasys Healthcare SUBSIDIARY OF CARDINAL HEALTH | NICOLET PIONEER TC8080 |  | 300/051874 | WOODLANDS - RADIOLOGY | MHHS-Woodlands | [5 empty] | Woodlands |  | WOODLANDS - RADIOLOGY | [5 empty] | DETECTORS, BLOOD FLOW/FETAL HEART, ULTRASONIC |  | .needs class | [5 empty] | VIASYS | [7 empty] | Covered PM Repair - Biomedical | MHHS-Woodlands
NO | YES |  |  |  | 133-09653 | 133-09653 | Viasys Healthcare SUBSIDIARY OF CARDINAL HEALTH | ULTRABLENDER 10041A |  | BFF05449 | Katy-NICU | MHHS-Katy |  |  |  | 133-09653 | 133-09653 | Katy | MHHS-Katy | Katy-NICU | NICU 309 | 6/1/19 | 6/1/20 |  |  | OXYGEN-AIR PROPORTIONERS |  | .needs class | [5 empty] | VIASYS |  |  |  |  | 4/1/18 |  |  | Covered PM Repair - Biomedical | MHHS-Katy
NO | YES |  |  |  | 133-09654 | 133-09654 | Viasys Healthcare SUBSIDIARY OF CARDINAL HEALTH | ULTRABLENDER 10041A |  | BFF05448 | Katy-NICU | MHHS-Katy |  |  |  | 133-09654 | 133-09654 | Katy | MHHS-Katy | Katy-NICU | E312 | 5/1/19 | 5/1/20 |  |  | OXYGEN-AIR PROPORTIONERS |  | .needs class | [5 empty] | VIASYS |  |  |  |  | 4/1/18 |  |  | Covered PM Repair - Biomedical | MHHS-Katy
NO | YES |  |  |  | 129-01983 | 129-01983 | Viasys Healthcare SUBSIDIARY OF CARDINAL HEALTH | ULTRABLENDER 10041A |  | AFF01681 | Sugar Land-Nursery | MHHS-Sugarland |  |  |  | 129-01983 | 129-01983 | Sugar Land | MHHS-Sugarland | Sugar Land-Nursery | NICU Equipment Room |  | 7/1/21 |  |  | OXYGEN-AIR PROPORTIONERS |  | .needs class | [5 empty] | VIASYS |  |  |  |  | 2/22/17 |  |  | Covered PM Repair - Biomedical | MHHS-Sugarland
NO | NO |  |  |  | 129-01982 |  | Viasys Healthcare SUBSIDIARY OF CARDINAL HEALTH | ULTRABLENDER 10041A |  | AFF01683 | SUGAR LAND - RESPIRATORY | MHHS-Sugarland |  |  |  | 129-01982 |  | Sugar Land |  | SUGAR LAND - RESPIRATORY | [5 empty] | OXYGEN-AIR PROPORTIONERS |  | .needs class | [5 empty] | VIASYS | [7 empty] | Covered PM Repair - Biomedical | MHHS-Sugarland
NO | NO |  |  |  | 069-25763 |  | Viasys Healthcare SUBSIDIARY OF CARDINAL HEALTH | VASOGUARD |  | P85/060229 | OPID - (TMC) - MH IMAGING CENTER - 417 | MHHS-OPID |  | Ultrasound, Diagnostic |  | 069-25763 |  | TMC |  | OPID - (TMC) - MH IMAGING CENTER - 417 | [5 empty] | DETECTORS, BLOOD FLOW/FETAL HEART, ULTRASONIC |  | ULTRASOUNDDIAGNOSTIC-CareFusion-VasoGuard | ULTRASOUNDDIAGNOSTIC | VasoGuard |  |  |  | CareFusion | Ultrasound, Diagnostic |  |  | ULTRASOUNDDIAGNOSTIC-CareFusion-VasoGuard |  |  |  | Covered PM Repair - Biomedical | MHHS-OPID
NO | YES |  |  |  | 069-21375 | 069-21375 | Viasys Healthcare SUBSIDIARY OF CARDINAL HEALTH | VELA |  | AFT05921 | TMC-Respiratory-Adult | MHHS-TMC |  | Ventilator |  | 069-21375 | 069-21375 | TMC | MHHS-TMC | TMC-Respiratory-Adult | R525 | 9/1/18 |  |  | No pm found | VENTILATORS |  | VENTILATOR-Viasys-VELA | VENTILATOR | VELA |  |  |  | VIASYS | Ventilator |  | VENTILATOR-Viasys-VELA |  |  |  |  | Covered PM Repair - Biomedical | MHHS-TMC
NO | YES |  |  |  | 069-40190 | 069-40190 | Viasys Healthcare SUBSIDIARY OF CARDINAL HEALTH | VELA |  | AFT01621 | TMC-Respiratory-Adult | MHHS-TMC |  | Ventilator |  | 069-40190 | 069-40190 | TMC | MHHS-TMC | TMC-Respiratory-Adult |  | 10/1/18 |  | 10/1/19 | In Biomed | VENTILATORS | Ventilator | VENTILATOR-Viasys-VELA | VENTILATOR | VELA |  |  |  | VIASYS | Ventilator |  | VENTILATOR-Viasys-VELA |  | 11/6/20 |  | VENT-SA | Not Covered Vendor Only - Biomedical | MHHS-TMC | [8 empty] | VENTILATOR | Ventilator | VIASYS
NO | NO |  |  |  | 069-21373 |  | Viasys Healthcare SUBSIDIARY OF CARDINAL HEALTH | VELA |  | AFT05659 | TMC - HVI - CVICU (8HVI) | MHHS-TMC |  | Ventilator |  | 069-21373 |  | TMC |  | TMC - HVI - CVICU (8HVI) | [5 empty] | VENTILATORS |  | VENTILATOR-Viasys-VELA | VENTILATOR | VELA |  |  |  | VIASYS | Ventilator |  | VENTILATOR-Viasys-VELA |  |  |  |  | Covered PM Repair - Biomedical | MHHS-TMC
NO | NO |  |  |  | 069-21402 |  | Viasys Healthcare SUBSIDIARY OF CARDINAL HEALTH | VELA |  | AFT05870 | TMC - RESPIRATORY - ADULT | MHHS-TMC |  | Ventilator |  | 069-21402 |  | TMC |  | TMC - RESPIRATORY - ADULT | [5 empty] | VENTILATORS |  | VENTILATOR-Viasys-VELA | VENTILATOR | VELA |  |  |  | VIASYS | Ventilator |  | VENTILATOR-Viasys-VELA |  |  |  |  | Covered PM Repair - Biomedical | MHHS-TMC
NO | NO |  |  |  | 069-29326 |  | Viasys Healthcare SUBSIDIARY OF CARDINAL HEALTH | VELA |  | AFT01241 | TMC - RESPIRATORY - ADULT | MHHS-TMC |  | Ventilator |  | 069-29326 |  | TMC |  | TMC - RESPIRATORY - ADULT | [5 empty] | VENTILATORS |  | VENTILATOR-Viasys-VELA | VENTILATOR | VELA |  |  |  | VIASYS | Ventilator |  | VENTILATOR-Viasys-VELA |  |  |  |  | Not Covered Vendor Only - Biomedical | MHHS-TMC
NO | YES |  |  |  | 133-10472 | 133-10472 | Viasys Healthcare SUBSIDIARY OF CARDINAL HEALTH | VELA DIAMOND |  | BAT01523 | Katy-ER | MHHS-Katy |  | Ventilator |  | 133-10472 | 133-10472 | Katy | MHHS-Katy | Katy-ER | EC 11 | 2/1/19 | 3/1/20 |  |  | VENTILATORS | Ventilator | VENTILATOR-Viasys-VELA Diamond | VENTILATOR | VELA Diamond |  |  |  | VIASYS | Ventilator |  | VENTILATOR-Viasys-VELA Diamond |  | 11/6/20 |  | VENT-SA | Not Covered Vendor Only - Biomedical | MHHS-Katy | [8 empty] | VENTILATOR | Ventilator | VIASYS
NO | YES |  |  |  | 069-24403 | 069-24403 | Viasys Healthcare SUBSIDIARY OF CARDINAL HEALTH | VELA DIAMOND |  | AHT01191 | ER | MHHS-TMC |  | Ventilator |  | 069-24403 | 069-24403 | TMC | Memorial Hermann-Texas Medical Center | ER | Trama 8 | 5/1/19 |  | 5/1/20 |  | VENTILATORS | Ventilator | VENTILATOR-Viasys-VELA Diamond | VENTILATOR | VELA Diamond |  |  |  | VIASYS | Ventilator |  | VENTILATOR-Viasys-VELA Diamond |  | 11/6/20 |  | VENT-SA | Not Covered Vendor Only - Biomedical | MHHS-TMC | [8 empty] | VENTILATOR | Ventilator | VIASYS
NO | YES |  |  |  |  | 069-24406 | Viasys Healthcare SUBSIDIARY OF CARDINAL HEALTH | VELA DIAMOND |  | AHT01180 | TMC-Respiratory-Adult | MHHS-TMC |  | Ventilator |  |  | 069-24406 | TMC | MHHS-TMC | TMC-Respiratory-Adult | Children?Aos ED | 3/1/20 |  | 3/1/21 |  | VENTILATORS | Ventilator | VENTILATOR-Viasys-VELA Diamond | VENTILATOR | VELA Diamond |  |  |  | VIASYS | Ventilator |  | VENTILATOR-Viasys-VELA Diamond |  | 11/6/20 |  | VENT-SA | Not Covered Vendor Only - Biomedical | MHHS-TMC | [8 empty] | VENTILATOR | Ventilator | VIASYS
NO | YES |  |  |  | 069-24409 | 069-24409 | Viasys Healthcare SUBSIDIARY OF CARDINAL HEALTH | VELA DIAMOND |  | AHT01153 | TMC-Respiratory-Adult | MHHS-TMC |  | Ventilator |  | 069-24409 | 069-24409 | TMC | MHHS-TMC | TMC-Respiratory-Adult |  |  |  |  | In Biomed | VENTILATORS | Ventilator | VENTILATOR-Viasys-VELA Diamond | VENTILATOR | VELA Diamond |  |  |  | VIASYS | Ventilator |  | VENTILATOR-Viasys-VELA Diamond |  | 11/6/20 |  | VENT-SA | Not Covered Vendor Only - Biomedical | MHHS-TMC | [8 empty] | VENTILATOR | Ventilator | VIASYS
NO | YES |  |  |  | 069-24410 |  | Viasys Healthcare SUBSIDIARY OF CARDINAL HEALTH | VELA DIAMOND |  | AHT01170 | TMC-Sarofim 1-Adult ER | MHHS-TMC |  | Ventilator |  | 069-24410 |  | TMC | MHHS-TMC | TMC-Sarofim 1-Adult ER | TMC - SAROFIM 1 - ADULT T16 | 1/1/19 |  |  |  | VENTILATORS | Ventilator | VENTILATOR-Viasys-VELA Diamond | VENTILATOR | VELA Diamond |  |  |  | VIASYS | Ventilator |  | VENTILATOR-Viasys-VELA Diamond |  | 11/6/20 |  | VENT-SA | Not Covered Vendor Only - Biomedical | MHHS-TMC | [8 empty] | VENTILATOR | Ventilator | VIASYS
NO | NO |  |  |  | 069-24400 |  | Viasys Healthcare SUBSIDIARY OF CARDINAL HEALTH | VELA DIAMOND |  | AHT01175 | TMC - RESPIRATORY - ADULT | MHHS-TMC |  | Ventilator |  | 069-24400 |  | TMC |  | TMC - RESPIRATORY - ADULT | [5 empty] | VENTILATORS |  | VENTILATOR-Viasys-VELA Diamond | VENTILATOR | VELA Diamond |  |  |  | VIASYS | Ventilator |  | VENTILATOR-Viasys-VELA Diamond |  |  |  |  | Not Covered Vendor Only - Biomedical | MHHS-TMC
NO | NO |  |  |  | 069-24404 |  | Viasys Healthcare SUBSIDIARY OF CARDINAL HEALTH | VELA DIAMOND |  | AHT01059 | TMC - RESPIRATORY - ADULT | MHHS-TMC |  | Ventilator |  | 069-24404 |  | TMC |  | TMC - RESPIRATORY - ADULT | [5 empty] | VENTILATORS |  | VENTILATOR-Viasys-VELA Diamond | VENTILATOR | VELA Diamond |  |  |  | VIASYS | Ventilator |  | VENTILATOR-Viasys-VELA Diamond |  |  |  |  | Not Covered Vendor Only - Biomedical | MHHS-TMC
NO | NO |  |  |  | 069-24408 |  | Viasys Healthcare SUBSIDIARY OF CARDINAL HEALTH | VELA DIAMOND |  | AHT01087 | TMC - RESPIRATORY - ADULT | MHHS-TMC |  | Ventilator |  | 069-24408 |  | TMC |  | TMC - RESPIRATORY - ADULT | [5 empty] | VENTILATORS |  | VENTILATOR-Viasys-VELA Diamond | VENTILATOR | VELA Diamond |  |  |  | VIASYS | Ventilator |  | VENTILATOR-Viasys-VELA Diamond |  |  |  |  | Not Covered Vendor Only - Biomedical | MHHS-TMC
NO | NO |  |  |  | 069-43835 |  | Viasys Healthcare SUBSIDIARY OF CARDINAL HEALTH | VELA DIAMOND |  | AHT01150 | TMC - RESPIRATORY - ADULT | MHHS-TMC |  | Ventilator |  | 069-43835 |  | TMC |  | TMC - RESPIRATORY - ADULT | [5 empty] | VENTILATORS |  | VENTILATOR-Viasys-VELA Diamond | VENTILATOR | VELA Diamond |  |  |  | VIASYS | Ventilator |  | VENTILATOR-Viasys-VELA Diamond |  |  |  |  | Not Covered Vendor Only - Biomedical | MHHS-TMC
NO | YES |  |  |  | 129-03176 | 129-03176 | Viasys Healthcare SUBSIDIARY OF CARDINAL HEALTH | VMAX ENCORE |  | ADA001046A | SUGAR LAND - RESPIRATORY | MHHS-Sugarland |  | Analyzer, Pulmonary Function |  | 129-03176 | 129-03176 | Sugar Land |  | SUGAR LAND - RESPIRATORY |  | 11/1/18 | 11/1/19 |  |  | ANALYZERS, PHYSIOLOGIC, PULMONARY FUNCTION | Analyzer, Pulmonary Function | ANALYZERPULMFUNC-Viasys-VMAX Encore | ANALYZERPULMFUNC | VMAX Encore |  |  |  | VIASYS | Analyzer, Pulmonary Function |  | ANALYZERPULMFUNC-Viasys-VMAX Encore |  |  |  | APF-SA | Covered PM Repair - Biomedical | MHHS-Sugarland | [8 empty] | ANALYZERPULMFUNC | Analyzer, Pulmonary Function | VIASYS
NO | YES |  |  |  | 133-03096 | 133-03096 | VIASYS HEALTHCARE/OXFORD MEDICAL INC. | AVEA |  | AGV01786 | Katy-ER | MHHS-Katy |  | Ventilator |  | 133-03096 | 133-03096 | Katy | MHHS-Katy | Katy-ER | EC 17 | 8/1/19 | 8/1/20 |  |  | VENTILATORS, INTENSIVE CARE, NEONATAL/PEDIATRIC | Ventilator | VENTILATOR-CAREFUSION-AVEA | VENTILATOR | AVEA |  |  |  | CAREFUSION | Ventilator |  |  | VENTILATOR-CAREFUSION-AVEA | 11/1/20 |  | VENT-SA | Not Covered Vendor Only - Biomedical | MHHS-Katy | [8 empty] | VENTILATOR | Ventilator | CAREFUSION
NO | YES |  |  |  | 133-03098 | 133-03098 | VIASYS HEALTHCARE/OXFORD MEDICAL INC. | AVEA |  | agv01743 | Katy-PACU | MHHS-Katy |  | Ventilator |  | 133-03098 | 133-03098 | Katy | MHHS-Katy | Katy-PACU | PacU8 | 8/1/19 | 8/1/20 |  |  | VENTILATORS, INTENSIVE CARE, NEONATAL/PEDIATRIC | Ventilator | VENTILATOR-CAREFUSION-AVEA | VENTILATOR | AVEA |  |  |  | CAREFUSION | Ventilator |  |  | VENTILATOR-CAREFUSION-AVEA | 11/1/20 |  | VENT-SA | Not Covered Vendor Only - Biomedical | MHHS-Katy | [8 empty] | VENTILATOR | Ventilator | CAREFUSION
NO | YES | [5 empty] | VIASYS HEALTHCARE/OXFORD MEDICAL INC. | AVEA |  | AHVO2118 | MHOSH-4th Floor | MHHS Orthopedic & Spine |  | Ventilator |  |  |  | Central & Greater Heights | MHHS-Orthopedic & Spine | MHOSH-4th Floor |  | 2/20/19 |  |  |  | VENTILATORS, INTENSIVE CARE, NEONATAL/PEDIATRIC | Ventilator | VENTILATOR-CAREFUSION-AVEA | VENTILATOR | AVEA |  |  |  | CAREFUSION | Ventilator |  |  | VENTILATOR-CAREFUSION-AVEA | 11/1/20 | MHOSH Inventory Dec 2019 into 2020 - Copy.xls - Newly Verified | VENT-SA | Not Covered Vendor Only - Biomedical | MHHS Orthopedic & Spine | [8 empty] | VENTILATOR | Ventilator | CAREFUSION
NO | YES | Serial Number AHV02145 |  |  |  |  | VIASYS HEALTHCARE/OXFORD MEDICAL INC. | AVEA |  | AHV02145 | MHOSH-4th Floor | MHHS Orthopedic & Spine |  | Ventilator |  |  |  | Central & Greater Heights | MHHS-Orthopedic & Spine | MHOSH-4th Floor |  | 2/20/19 |  |  |  | VENTILATORS, INTENSIVE CARE, NEONATAL/PEDIATRIC | Ventilator | VENTILATOR-CAREFUSION-AVEA | VENTILATOR | AVEA |  |  |  | CAREFUSION | Ventilator |  |  | VENTILATOR-CAREFUSION-AVEA | 11/1/20 | MHOSH Inventory Dec 2019 into 2020 - Copy.xls - Newly Verified | VENT-SA | Not Covered Vendor Only - Biomedical | MHHS Orthopedic & Spine | [8 empty] | VENTILATOR | Ventilator | CAREFUSION
NO | YES |  |  |  | 013-12237 | 013-12237 | VIASYS HEALTHCARE/OXFORD MEDICAL INC. | AVEA |  | AJV03068 | SW-ICU-CCU | MHHS-Southwest |  | Ventilator |  | 013-12237 | 013-12237 | Southwest | MHHS-Southwest | SW-ICU-CCU | Trauma 2 | 12/1/18 |  | 12/1/19 |  | VENTILATORS, INTENSIVE CARE, NEONATAL/PEDIATRIC | Ventilator | VENTILATOR-CAREFUSION-AVEA | VENTILATOR | AVEA |  |  |  | CAREFUSION | Ventilator |  |  | VENTILATOR-CAREFUSION-AVEA | 11/1/20 |  | VENT-SA | Not Covered Vendor Only - Biomedical | MHHS-Southwest | [8 empty] | VENTILATOR | Ventilator | CAREFUSION
NO | YES |  |  |  | 013-13545 | 013-13545 | VIASYS HEALTHCARE/OXFORD MEDICAL INC. | AVEA |  | BAV01049 | SW-ER | MHHS-Southwest |  | Ventilator |  | 013-13545 | 013-13545 | Southwest | MHHS-Southwest | SW-ER | EMS Triage 6 Storage |  |  |  | Pm past due | VENTILATORS, INTENSIVE CARE, NEONATAL/PEDIATRIC | Ventilator | VENTILATOR-CAREFUSION-AVEA | VENTILATOR | AVEA |  |  |  | CAREFUSION | Ventilator |  |  | VENTILATOR-CAREFUSION-AVEA | 11/1/20 |  | VENT-SA | Not Covered Vendor Only - Biomedical | MHHS-Southwest | [8 empty] | VENTILATOR | Ventilator | CAREFUSION
NO | YES |  |  |  | 013-13543 | 013-13543 | VIASYS HEALTHCARE/OXFORD MEDICAL INC. | AVEA |  | BAV01112 | SW-ER | MHHS-Southwest |  | Ventilator |  | 013-13543 | 013-13543 | Southwest | MHHS-Southwest | SW-ER | Room 1 | 12/1/18 |  | 12/1/19 |  | VENTILATORS, INTENSIVE CARE, NEONATAL/PEDIATRIC | Ventilator | VENTILATOR-CAREFUSION-AVEA | VENTILATOR | AVEA |  |  |  | CAREFUSION | Ventilator |  |  | VENTILATOR-CAREFUSION-AVEA | 11/1/20 |  | VENT-SA | Not Covered Vendor Only - Biomedical | MHHS-Southwest | [8 empty] | VENTILATOR | Ventilator | CAREFUSION
NO | YES |  |  |  | 013-35868 | 013-35868 | VIASYS HEALTHCARE/OXFORD MEDICAL INC. | AVEA |  | AGV02206 | SW-Respiratory | MHHS-Southwest |  | Ventilator |  | 013-35868 | 013-35868 | Southwest | MHHS-Southwest | SW-Respiratory | Trauma 5 |  |  |  |  | VENTILATORS, INTENSIVE CARE, NEONATAL/PEDIATRIC | Ventilator | VENTILATOR-CAREFUSION-AVEA | VENTILATOR | AVEA |  |  |  | CAREFUSION | Ventilator |  |  | VENTILATOR-CAREFUSION-AVEA | 11/1/20 |  | VENT-SA | Not Covered Vendor Only - Biomedical | MHHS-Southwest | [8 empty] | VENTILATOR | Ventilator | CAREFUSION
NO | YES | [5 empty] | VIASYS HEALTHCARE/OXFORD MEDICAL INC. | AVEA |  | AJV02095 | SW-Labor & Delivery | MHHS-Southwest |  | Ventilator |  |  |  | Southwest | MHHS-Southwest | SW-Labor & Delivery | Biomed Shop | 1/1/19 |  | 1/1/20 |  | VENTILATORS, INTENSIVE CARE, NEONATAL/PEDIATRIC | Ventilator | VENTILATOR-CAREFUSION-AVEA | VENTILATOR | AVEA |  |  |  | CAREFUSION | Ventilator |  |  | VENTILATOR-CAREFUSION-AVEA | 11/1/20 |  | VENT-SA | Not Covered Vendor Only - Biomedical | MHHS-Southwest | [8 empty] | VENTILATOR | Ventilator | CAREFUSION
NO | YES |  |  |  | 069-26416 | 069-26416 | VIASYS HEALTHCARE/OXFORD MEDICAL INC. | AVEA |  | AJV02852 | TMC-Respiratory-Adult | MHHS-TMC |  | Ventilator |  | 069-26416 | 069-26416 | TMC | MHHS-TMC | TMC-Respiratory-Adult | TMC - RESPIRATORY - ADULT | 8/1/18 |  |  |  | VENTILATORS, INTENSIVE CARE, NEONATAL/PEDIATRIC |  | VENTILATOR-CAREFUSION-AVEA | VENTILATOR | AVEA |  |  |  | CAREFUSION | Ventilator |  |  | VENTILATOR-CAREFUSION-AVEA | 11/1/20 |  |  | Not Covered Vendor Only - Biomedical | MHHS-TMC
NO | YES |  |  |  |  | 069-19088 | VIASYS HEALTHCARE/OXFORD MEDICAL INC. | AVEA |  | AEV01501 | TMC-Respiratory-Adult | MHHS-TMC |  | Ventilator |  |  | 069-19088 | TMC | MHHS-TMC | TMC-Respiratory-Adult | RESPIRATORY - ADULT | 3/1/18 |  |  |  | VENTILATORS, INTENSIVE CARE, NEONATAL/PEDIATRIC |  | VENTILATOR-CAREFUSION-AVEA | VENTILATOR | AVEA |  |  |  | CAREFUSION | Ventilator |  |  | VENTILATOR-CAREFUSION-AVEA | 11/1/20 |  |  | Not Covered Vendor Only - Biomedical | MHHS-TMC
NO | YES |  |  |  |  | 029-06603 | VIASYS HEALTHCARE/OXFORD MEDICAL INC. | AVEA |  | BAV04763 | Woodlands-Respiratory | MHHS-Woodlands |  | Ventilator |  |  | 029-06603 | Woodlands | MHHS-Woodlands | Woodlands-Respiratory | Respiratory Equipment Storage - N1 105 | 12/1/19 |  | 3/1/20 |  | VENTILATORS, INTENSIVE CARE, NEONATAL/PEDIATRIC | Ventilator | VENTILATOR-CAREFUSION-AVEA | VENTILATOR | AVEA |  |  |  | CAREFUSION | Ventilator |  |  | VENTILATOR-CAREFUSION-AVEA | 11/1/20 |  | VENT-SA | Not Covered Vendor Only - Biomedical | MHHS-Woodlands | [8 empty] | VENTILATOR | Ventilator | CAREFUSION
NO | YES |  |  |  |  | 029-03336 | VIASYS HEALTHCARE/OXFORD MEDICAL INC. | AVEA |  | AEV02350 | Woodlands-Respiratory | MHHS-Woodlands |  | Ventilator |  |  | 029-03336 | Woodlands | MHHS-Woodlands | Woodlands-Respiratory | Respiratory Equipment Storage - N1 105 | 1/1/20 |  | 4/1/20 |  | VENTILATORS, INTENSIVE CARE, NEONATAL/PEDIATRIC | Ventilator | VENTILATOR-CAREFUSION-AVEA | VENTILATOR | AVEA |  |  |  | CAREFUSION | Ventilator |  |  | VENTILATOR-CAREFUSION-AVEA | 11/1/20 |  | VENT-SA | Not Covered Vendor Only - Biomedical | MHHS-Woodlands | [8 empty] | VENTILATOR | Ventilator | CAREFUSION
NO | YES |  |  |  |  | 029-06599 | VIASYS HEALTHCARE/OXFORD MEDICAL INC. | AVEA |  | BAV04749 | Woodlands-Respiratory | MHHS-Woodlands |  | Ventilator |  |  | 029-06599 | Woodlands | MHHS-Woodlands | Woodlands-Respiratory | Respiratory Equipment Storage - N1 105 | 12/1/19 |  | 12/1/20 |  | VENTILATORS, INTENSIVE CARE, NEONATAL/PEDIATRIC | Ventilator | VENTILATOR-CAREFUSION-AVEA | VENTILATOR | AVEA |  |  |  | CAREFUSION | Ventilator |  |  | VENTILATOR-CAREFUSION-AVEA | 11/1/20 |  | VENT-SA | Not Covered Vendor Only - Biomedical | MHHS-Woodlands | [8 empty] | VENTILATOR | Ventilator | CAREFUSION
NO | YES |  |  |  |  | 029-06602 | VIASYS HEALTHCARE/OXFORD MEDICAL INC. | AVEA |  | BAV04761 | Woodlands-Respiratory | MHHS-Woodlands |  | Ventilator |  |  | 029-06602 | Woodlands | MHHS-Woodlands | Woodlands-Respiratory | Respiratory Equipment Storage - N1 105 | 1/1/20 |  | 4/1/20 |  | VENTILATORS, INTENSIVE CARE, NEONATAL/PEDIATRIC | Ventilator | VENTILATOR-CAREFUSION-AVEA | VENTILATOR | AVEA |  |  |  | CAREFUSION | Ventilator |  |  | VENTILATOR-CAREFUSION-AVEA | 11/1/20 |  | VENT-SA | Not Covered Vendor Only - Biomedical | MHHS-Woodlands | [8 empty] | VENTILATOR | Ventilator | CAREFUSION
NO | YES |  |  |  |  | 029-06601 | VIASYS HEALTHCARE/OXFORD MEDICAL INC. | AVEA |  | BAV04756 | Woodlands-Respiratory | MHHS-Woodlands |  | Ventilator |  |  | 029-06601 | Woodlands | MHHS-Woodlands | Woodlands-Respiratory | Respiratory Equipment Storage - N1 105 | 1/1/20 |  | 5/1/20 |  | VENTILATORS, INTENSIVE CARE, NEONATAL/PEDIATRIC | Ventilator | VENTILATOR-CAREFUSION-AVEA | VENTILATOR | AVEA |  |  |  | CAREFUSION | Ventilator |  |  | VENTILATOR-CAREFUSION-AVEA | 11/1/20 |  | VENT-SA | Not Covered Vendor Only - Biomedical | MHHS-Woodlands | [8 empty] | VENTILATOR | Ventilator | CAREFUSION
NO | NO |  |  |  | 013-36864 |  | VIASYS HEALTHCARE/OXFORD MEDICAL INC. | AVEA |  | agu02201 | SW - RESPIRATORY | MHHS-Southwest |  | Ventilator |  | 013-36864 |  | Southwest |  | SW - RESPIRATORY | [5 empty] | VENTILATORS, INTENSIVE CARE, NEONATAL/PEDIATRIC |  | VENTILATOR-CAREFUSION-AVEA | VENTILATOR | AVEA |  |  |  | CAREFUSION | Ventilator |  |  | VENTILATOR-CAREFUSION-AVEA |  |  |  | Not Covered Vendor Only - Biomedical | MHHS-Southwest
YES | YES |  |  |  | 151-04374 | 151-04374 | Vida Care Corporation | EZ IO G3 |  | H44772 | Emergency Room Viewing #4 Matrix Room |  |  |  |  | 151-04374 | 151-04374 | West | Memorial Hermann - Memorial City Emergency Dept. | Emergency Room Viewing #4 Matrix Room | Emergency Room Viewing #4 Matrix Room
NO | YES |  |  |  | 005-33105 | 005-33105 | Vidacare | EZ-IO |  | H26114 | ER |  |  |  |  | 005-33105 | 005-33105 | Sugar Land | Memorial Hermann Sugar Land Hospital | ER | ER | 2/1/18 |  | 2/1/19
NO | NO |  |  |  | 145-00406 |  | Vidacare | EZ-IO |  | J17607 | PEARLAND - EMERGENCY CENTER | MHHS-Pearland Hospital |  | Procedure Kit/Trays, Infusion, Intraosseous |  | 145-00406 |  | Pearland |  | PEARLAND - EMERGENCY CENTER | [5 empty] | SAWS, AUTOPSY |  | MISCELLANEOUS-TeleflexMed-EZ-IO | MISCELLANEOUS | EZ-IO |  |  |  | TeleflexMed | Procedure Kit/Trays, Infusion, Intraosseous |  |  | MISCELLANEOUS-TeleflexMed-EZ-IO |  |  |  | Covered PM Repair - Biomedical | MHHS-Pearland Hospital
NO | NO |  |  |  | 145-00407 |  | Vidacare | EZ-IO |  | J17619 | PEARLAND - EMERGENCY CENTER | MHHS-Pearland Hospital |  | Procedure Kit/Trays, Infusion, Intraosseous |  | 145-00407 |  | Pearland |  | PEARLAND - EMERGENCY CENTER | [5 empty] | SAWS, AUTOPSY |  | MISCELLANEOUS-TeleflexMed-EZ-IO | MISCELLANEOUS | EZ-IO |  |  |  | TeleflexMed | Procedure Kit/Trays, Infusion, Intraosseous |  |  | MISCELLANEOUS-TeleflexMed-EZ-IO |  |  |  | Covered PM Repair - Biomedical | MHHS-Pearland Hospital
NO | NO | [5 empty] | Vidar Systems Corp | DIAGNOSTIC PRO |  |  | OPID - (SW) - SOUTHWEST - 433 (MP4) | MHHS-OPID |  | X-Ray Film Digitizer |  |  |  | Southwest |  | OPID - (SW) - SOUTHWEST - 433 (MP4) | [5 empty] | INFORMATION SYSTEMS, TELEMEDICINE, RADIOLOGY |  | FILMDIG-Vidar Systems-Diagnostic Pro | FILMDIG | Diagnostic Pro |  |  |  | Vidar Systems | X-Ray Film Digitizer |  | FILMDIG-Vidar Systems-Diagnostic Pro |  |  |  |  | Covered PM Repair - Biomedical | MHHS-OPID
NO | NO | [5 empty] | Vidar Systems Corp | DIAGNOSTIC PRO ADVANTAGE |  |  | NE - CANCER CENTER | MHHS-Northeast | [5 empty] | Katy |  | NE - CANCER CENTER | [5 empty] | DIGITIZERS, FILM |  | .needs class | [5 empty] | Vidar Systems | [7 empty] | Covered PM Repair - Biomedical | MHHS-Northeast
NO | NO |  |  |  | 069-36489 |  | Vidar Systems Corp | DIAGNOSTIC PRO ADVANTAGE |  |  | OPID - (TMC) - UPPER KIRBY BC - 454 | MHHS-OPID |  |  |  | 069-36489 |  | TMC |  | OPID - (TMC) - UPPER KIRBY BC - 454 | [5 empty] | DIGITIZERS, FILM |  | .needs class | [5 empty] | Vidar Systems | [7 empty] | Covered PM Repair - Biomedical | MHHS-OPID
NO | NO | [5 empty] | Vidar Systems Corp | DIAGNOSTIC PRO ADVANTAGE |  |  | SW - RADIOLOGY | MHHS-Southwest | [5 empty] | Southwest |  | SW - RADIOLOGY | [5 empty] | DIGITIZERS, FILM |  | .needs class | [5 empty] | Vidar Systems | [7 empty] | Covered PM Repair - Biomedical | MHHS-Southwest
NO | NO | [5 empty] | Vidar Systems Corp | DIAGNOSTIC PRO ADVANTAGE |  |  | SUGAR LAND - FILM FILE | MHHS-Sugarland | [5 empty] | Sugar Land |  | SUGAR LAND - FILM FILE | [5 empty] | DIGITIZERS, FILM |  | .needs class | [5 empty] | Vidar Systems | [7 empty] | Covered PM Repair - Biomedical | MHHS-Sugarland
NO | YES |  |  |  | 929-00673 | 929-00673 | Vidar Systems Corp | DIAGNOSTIC PRO PLUS |  |  | MHOSH-Radiology | MHHS Orthopedic & Spine |  |  |  | 929-00673 | 929-00673 | Central & Greater Heights | MHHS-Orthopedic & Spine | MHOSH-Radiology | [5 empty] | DIGITIZERS, FILM |  | .needs class | [5 empty] | Vidar Systems |  |  |  |  | 8/21/16 | MHOSH Inventory Dec 2019 into 2020 - Copy.xls - Newly Verified |  | Covered PM Repair - Biomedical | MHHS Orthopedic & Spine
YES | YES |  |  |  | H57906 | H57906 | VIDAR Systems Corporation | Ez-IO G3 power driver |  | H57906 | MEMORIAL CITY - PEDIATRICS |  |  |  |  | H57906 | H57906 | West | Memorial Hermann Memorial City Medical Center | MEMORIAL CITY - PEDIATRICS | MEMORIAL CITY - PEDIATRICS nurses station |  |  |  | No pm sticker
YES | YES |  |  |  | 069-29154 | 069-29154 | View Sonic | VG2027 |  | R9T09391916 | [5 empty] | 069-29154 | 069-29154 |  |  |  |  | 4/1/20 |  |  | No PM Sticker
YES | YES |  |  |  | TST1744C1210 | TST1744C1210 | ViewSoinc | ViewSonic |  | TST1744C1210 | Pediatrics |  |  |  |  | TST1744C1210 | TST1744C1210 | West |  | Pediatrics | MH4:416 Equioment storage
YES | YES |  |  |  |  | 069-02916 | Viewsonic |  |  |  | TMC - RADIOLOGY - JONES PAVILION | [5 empty] | 069-02916 | TMC | Memorial Hermann-Texas Medical Center | TMC - RADIOLOGY - JONES PAVILION | Ultrasound - JONES PAVILION
YES | YES |  |  |  | 099-02848 | 099-02848 | Viewsonic | VA2446M |  | V1X193704994 | KATY REHAB - SLEEP LAB |  |  |  |  | 099-02848 | 099-02848 | Katy | Memorial Hermann Katy Rehab Sleep Disorders Center (#302) | KATY REHAB - SLEEP LAB | Nurse station | [5 empty] | Monitor, Video | MONITORVIDEO-Viewsonic-VA2446M | [22 empty] | Monitor, Video | MONITORVIDEO | Monitor, Video | Viewsonic
YES | YES |  |  |  | 099-13503 | 099-13503 | Viewsonic | VA2446M |  | Nsn | TMC - EPILEPSY - SLEEP LAB (5R) |  |  |  |  | 099-13503 | 099-13503 | TMC | Memorial Hermann-Texas Medical Center | TMC - EPILEPSY - SLEEP LAB (5R) | Control room |  |  |  | No PM Sticker |  | Monitor, Video | MONITORVIDEO-Viewsonic-VA2446M | [22 empty] | Monitor, Video | MONITORVIDEO | Monitor, Video | Viewsonic
YES | YES |  |  |  | 099-12212 | 099-12212 | Viewsonic | VA2446M |  | Nsn | TMC - EPILEPSY - SLEEP LAB (5R) |  |  |  |  | 099-12212 | 099-12212 | TMC | Memorial Hermann-Texas Medical Center | TMC - EPILEPSY - SLEEP LAB (5R) | Control room |  |  |  | No PM Sticker |  | Monitor, Video | MONITORVIDEO-Viewsonic-VA2446M | [22 empty] | Monitor, Video | MONITORVIDEO | Monitor, Video | Viewsonic
YES | YES |  |  |  | 099-12207 | 099-12207 | Viewsonic | VA2446M |  | Nsn | TMC - EPILEPSY - SLEEP LAB (5R) |  |  |  |  | 099-12207 | 099-12207 | TMC | Memorial Hermann-Texas Medical Center | TMC - EPILEPSY - SLEEP LAB (5R) | Control room |  |  |  | No PM Sticker |  | Monitor, Video | MONITORVIDEO-Viewsonic-VA2446M | [22 empty] | Monitor, Video | MONITORVIDEO | Monitor, Video | Viewsonic
YES | YES |  |  |  | 099-12206 | 099-12206 | Viewsonic | VA2446M |  | Nsn | TMC - EPILEPSY - SLEEP LAB (5R) |  |  |  |  | 099-12206 | 099-12206 | TMC | Memorial Hermann-Texas Medical Center | TMC - EPILEPSY - SLEEP LAB (5R) | Control room |  |  |  | No PM Sticker |  | Monitor, Video | MONITORVIDEO-Viewsonic-VA2446M | [22 empty] | Monitor, Video | MONITORVIDEO | Monitor, Video | Viewsonic
YES | YES |  |  |  | 099-12205 | 099-12205 | Viewsonic | VA2446M |  | Nsn | TMC - EPILEPSY - SLEEP LAB (5R) |  |  |  |  | 099-12205 | 099-12205 | TMC | Memorial Hermann-Texas Medical Center | TMC - EPILEPSY - SLEEP LAB (5R) | Control room | [5 empty] | Monitor, Video | MONITORVIDEO-Viewsonic-VA2446M | [22 empty] | Monitor, Video | MONITORVIDEO | Monitor, Video | Viewsonic
YES | YES |  |  |  | 099-12204 | 099-12204 | Viewsonic | VA2446M |  | Nsn | TMC - EPILEPSY - SLEEP LAB (5R) |  |  |  |  | 099-12204 | 099-12204 | TMC | Memorial Hermann-Texas Medical Center | TMC - EPILEPSY - SLEEP LAB (5R) | Control room | [5 empty] | Monitor, Video | MONITORVIDEO-Viewsonic-VA2446M | [22 empty] | Monitor, Video | MONITORVIDEO | Monitor, Video | Viewsonic
NO | NO |  |  |  | 241-00895 |  | ViewSonic | VG2230WM |  | RBDG93401677 | TIRR - UROLOGY/SPEC PROC (17) | MHHS-TIRR |  |  |  | 241-00895 |  | TMC |  | TIRR - UROLOGY/SPEC PROC (17) | [5 empty] | MONITORS, VIDEO |  | .needs class | [5 empty] | VIEWSONIC | [7 empty] | Covered PM Repair - Biomedical | MHHS-TIRR
YES | YES |  |  |  | 099-13296 | 099-13296 | Viewsonic | VLCDS23723-1W |  | A17040600133 | Biomed Shop |  |  |  |  | 099-13296 | 099-13296 | TMC | Memorial Hermann-Texas Medical Center | Biomed Shop | Biomed Shop |  |  |  | No PM Sticker
NO | YES |  |  |  | 009-08194 | 009-08194 | ViewSonic | VS12915/VA1932WM |  | VA1932WM | GH-OR Anesthesia | MHHS-Greater Heights |  |  |  | 009-08194 | 009-08194 | Central | MHHS-Greater Heights | GH-OR Anesthesia | GH - OR | 6/1/18 |  | 6/1/20 |  | MONITORS, VIDEO |  | .needs class | [5 empty] | VIEWSONIC | [7 empty] | Not Covered Vendor Only - Lab Ana/Anes | MHHS-Greater Heights
YES | YES |  |  |  | 099-02849 | 099-02849 | Viewsonic | VS15453 |  | V1X193704996 | KATY REHAB - SLEEP LAB |  |  |  |  | 099-02849 | 099-02849 | Katy | Memorial Hermann Katy Rehab Sleep Disorders Center (#302) | KATY REHAB - SLEEP LAB | Nurse station | [5 empty] | Monitor, Video | MONITORVIDEO-Viewsonic-VS15453 | [22 empty] | Monitor, Video | MONITORVIDEO | Monitor, Video | Viewsonic
YES | YES |  |  |  | 005-33111 | 005-33111 | Viewsonic | VS15453 |  | V1X180301310 | WOODLANDS - SLEEP LAB |  |  |  |  | 005-33111 | 005-33111 | Woodlands | Memorial Hermann The Woodlands Medical Center Sleep Disorders Center (#105) | WOODLANDS - SLEEP LAB | Nurses Station |  |  |  | New add |  | Monitor, Video | MONITORVIDEO-Viewsonic-VS15453 | [22 empty] | Monitor, Video | MONITORVIDEO | Monitor, Video | Viewsonic
YES | YES |  |  |  | 005-33129 | 005-33129 | Viewsonic | VS15453 |  | V1X180301308 | WOODLANDS - SLEEP LAB |  |  |  |  | 005-33129 | 005-33129 | Woodlands | Memorial Hermann The Woodlands Medical Center Sleep Disorders Center (#105) | WOODLANDS - SLEEP LAB | Nurses Station |  |  |  | New add |  | Monitor, Video | MONITORVIDEO-Viewsonic-VS15453 | [22 empty] | Monitor, Video | MONITORVIDEO | Monitor, Video | Viewsonic
NO | NO | [5 empty] | ViewSonic | VS15453 |  | TST170124622 | TIRR - SLEEP LAB | MHHS-TIRR |  | Monitor, Video |  |  |  | TMC |  | TIRR - SLEEP LAB | [5 empty] | DISPLAY, REMOTE |  | MONITORVIDEO-Viewsonic-VS15453 | MONITORVIDEO | VS15453 |  |  |  | Viewsonic | Monitor, Video |  | MONITORVIDEO-Viewsonic-VS15453 |  |  |  |  | Not Covered Vendor Only - Lab Ana/Anes | MHHS-TIRR
NO | NO | [5 empty] | ViewSonic | VS15453 |  | TST170124624 | TIRR - SLEEP LAB | MHHS-TIRR |  | Monitor, Video |  |  |  | TMC |  | TIRR - SLEEP LAB | [5 empty] | DISPLAY, REMOTE |  | MONITORVIDEO-Viewsonic-VS15453 | MONITORVIDEO | VS15453 |  |  |  | Viewsonic | Monitor, Video |  | MONITORVIDEO-Viewsonic-VS15453 |  |  |  |  | Covered PM Repair - Biomedical | MHHS-TIRR
NO | NO | [5 empty] | ViewSonic | VS15453 |  | TST170124597 | TIRR - SLEEP LAB | MHHS-TIRR |  | Monitor, Video |  |  |  | TMC |  | TIRR - SLEEP LAB | [5 empty] | DISPLAY, REMOTE |  | MONITORVIDEO-Viewsonic-VS15453 | MONITORVIDEO | VS15453 |  |  |  | Viewsonic | Monitor, Video |  | MONITORVIDEO-Viewsonic-VS15453 |  |  |  |  | Not Covered Vendor Only - Biomedical | MHHS-TIRR
NO | NO | [5 empty] | ViewSonic | VS15453 |  | TST170124600 | TIRR - SLEEP LAB | MHHS-TIRR |  | Monitor, Video |  |  |  | TMC |  | TIRR - SLEEP LAB | [5 empty] | DISPLAY, REMOTE |  | MONITORVIDEO-Viewsonic-VS15453 | MONITORVIDEO | VS15453 |  |  |  | Viewsonic | Monitor, Video |  | MONITORVIDEO-Viewsonic-VS15453 |  |  |  |  | Not Covered Vendor Only - Lab Ana/Anes | MHHS-TIRR
YES | YES | Serial Number Cnf |  |  | 041-33634 | 041-33634 | Vigor gym | Unknown |  | CNF | Rehab gym |  |  |  |  | 041-33634 | 041-33634 | West | Memorial city-Successful returns | Rehab gym | Suite 1579
YES | YES |  |  |  | 133-07711 | 133-07711 | Viking Systems Inc |  |  |  | KATY - OR |  |  |  |  | 133-07711 | 133-07711 | Katy | Memorial Hermann Katy Hospital | KATY - OR | OR 11 Sterile Core | [6 empty] | .needs class
YES | YES |  |  |  | J0533L | J0533L | Vision Sciences | ENT-2000 |  | J0533L | NE - RESPIRATORY |  |  |  |  | J0533L | J0533L | Katy | Memorial Hermann Northeast Hospital | NE - RESPIRATORY | Scope Cleaning | [5 empty] | Laryngoscopes | LARYNGOSCOPES-Vision Sciences-ENT-2000 | [22 empty] | Laryngoscopes | LARYNGOSCOPES | Laryngoscopes | Vision Sciences
NO | YES |  |  |  | 142-04603 | 142-04603 | Vision Sciences | LS-150 |  |  | NE-Cancer Center |  |  |  |  | 142-04603 | 142-04603 | Katy | MHHS-Northeast | NE-Cancer Center | Fabrication Room
NO | NO |  |  |  | 000-05045 |  | VISION-SCIENCES INC | DPU-7000A |  | 7A10-0140331 | MH MG - (SE) - UROLOGY ASSOCIATES - SOUTHEAST | MHHS-MG |  | Processor, Video |  | 000-05045 |  | Southeast & Bay Area |  | MH MG - (SE) - UROLOGY ASSOCIATES - SOUTHEAST | [5 empty] | ENDOSCOPIC EQUIPMENT |  | PROCVID-Cogentix Med-DPU-7000A | PROCVID | DPU-7000A |  |  |  | Cogentix Med | Processor, Video |  |  | PROCVID-Cogentix Med-DPU-7000A |  |  |  | Covered PM Repair - Biomedical | MHHS-MG
NO | NO |  |  |  | 069-46497 |  | ViTAL Images, Inc. | VITREA |  | 2UA7181LQ5 | TMC - CATH LAB - ADULT (2HVI) | MHHS-TMC |  | Radiology Work Station |  | 069-46497 |  | TMC |  | TMC - CATH LAB - ADULT (2HVI) | [5 empty] | IMAGE STORAGE DEVICES, SERVER |  | RADWORK-Canon Medical Sys-Vitrea | RADWORK | Vitrea |  |  |  | Canon Medical Sys | Radiology Work Station |  |  | RADWORK-Canon Medical Sys-Vitrea |  |  |  | Covered PM Repair - Biomedical | MHHS-TMC
NO | NO |  |  |  | R-VITREAWS2 |  | ViTAL Images, Inc. | VITREA |  | 2UA21612FB | TMC - CATH LAB - ADULT (2HVI) | MHHS-TMC |  | Radiology Work Station |  | R-VITREAWS2 |  | TMC |  | TMC - CATH LAB - ADULT (2HVI) | [5 empty] | IMAGE STORAGE DEVICES, SERVER |  | RADWORK-Canon Medical Sys-Vitrea | RADWORK | Vitrea |  |  |  | Canon Medical Sys | Radiology Work Station |  |  | RADWORK-Canon Medical Sys-Vitrea |  |  |  | Covered PM Repair - Biomedical | MHHS-TMC
NO | NO |  |  |  | R-VITREAWS3 |  | ViTAL Images, Inc. | VITREA |  | 2UA21612FH | TMC - CATH LAB - ADULT (2HVI) | MHHS-TMC |  | Radiology Work Station |  | R-VITREAWS3 |  | TMC |  | TMC - CATH LAB - ADULT (2HVI) | [5 empty] | IMAGE STORAGE DEVICES, SERVER |  | RADWORK-Canon Medical Sys-Vitrea | RADWORK | Vitrea |  |  |  | Canon Medical Sys | Radiology Work Station |  |  | RADWORK-Canon Medical Sys-Vitrea |  |  |  | Covered PM Repair - Biomedical | MHHS-TMC
NO | NO |  |  |  | R-VITREAWSCT |  | ViTAL Images, Inc. | VITREA |  | 2UA74400DC | TMC - RADIOLOGY - HVI PAVILION | MHHS-TMC |  | Radiology Work Station |  | R-VITREAWSCT |  | TMC |  | TMC - RADIOLOGY - HVI PAVILION | [5 empty] | IMAGE STORAGE DEVICES, SERVER |  | RADWORK-Canon Medical Sys-Vitrea | RADWORK | Vitrea |  |  |  | Canon Medical Sys | Radiology Work Station |  |  | RADWORK-Canon Medical Sys-Vitrea |  |  |  | Covered PM Repair - Biomedical | MHHS-TMC
NO | YES |  |  |  | 005-00589 | 005-00589 | Vital Metrics |  |  |  | SE-OR | MHHS-Southeast |  | Thermia Unit, Hypo-Hyper |  | 005-00589 | 005-00589 | Southeast | MHHS-Southeast | SE-OR |  | 12/1/19 |  |  |  | LIGHT SOURCES, FIBEROPTIC |  | THERMIAUNITHYPOHYPER-Gaymar Ind-700 | THERMIAUNITHYPOHYPER |  |  |  |  | Gaymar Ind | Thermia Unit, Hypo-Hyper |  |  | THERMIAUNITHYPOHYPER-Gaymar Ind-700 |  |  |  | Covered PM Repair - Biomedical | MHHS-Southeast
NO | NO |  |  |  | 069-26501 |  | Vital Signs, Inc. | ENFLOW 121 |  |  | TMC - OR - PEDI OR (2R) | MHHS-TMC |  | Warmer, Blood/Fluid |  | 069-26501 |  | TMC |  | TMC - OR - PEDI OR (2R) | [5 empty] | WARMING UNITS, BLOOD/INTRAVENOUS SOLUTION |  | WARMERBLOODFLUID-GE-enFlow 121 | WARMERBLOODFLUID | enFlow 121 |  |  |  | GE | Warmer, Blood/Fluid |  |  | WARMERBLOODFLUID-GE-enFlow 121 |  |  |  | Not Covered Vendor Only - Lab Ana/Anes | MHHS-TMC
YES | YES |  |  |  | 069-27199 | 069-27199 | Vital vue |  |  | U0612379 | Biomed Shop |  |  |  |  | 069-27199 | 069-27199 | TMC | Memorial Hermann-Texas Medical Center | Biomed Shop | Biomed Shop | 4/1/13 |  | 4/1/14
NO | YES |  |  |  | TOR286 |  | VITALGO | VG-TLB-HS425 |  | A433 | Rental | MHHS-TIRR |  |  |  | TOR286 |  | TMC |  | Rental | [7 empty] | .needs class |  | TOTAL LIFT BED W/SCALE, BLOWER, 425LB | [9 empty] | Verified as Rental |  |  | MHHS-TIRR
NO | YES |  |  |  | TOR135 |  | VITALGO | VG-TLB-HS425 |  | A399 | Rental | MHHS-TMC |  |  |  | TOR135 |  | TMC |  | Rental | [7 empty] | .needs class |  | TOTAL LIFT BED W/SCALE, BLOWER, 425LB | [9 empty] | Verified as Rental |  |  | MHHS-TMC
NO | YES |  |  |  | TOR314 |  | VITALGO | VG-TLB-HS425 |  | A385 | Rental | MHHS-TMC |  |  |  | TOR314 |  | TMC |  | Rental | [7 empty] | .needs class |  | TOTAL LIFT BED W/SCALE, BLOWER, 425LB | [9 empty] | Verified as Rental |  |  | MHHS-TMC
NO | YES | Serial Number A432 |  |  | TOR316 |  | VITALGO | VG-TLB-HS425 |  | A432 | Rental | MHHS-TMC |  |  |  | TOR316 |  | TMC |  | Rental | [7 empty] | .needs class |  | TOTAL LIFT BED W/SCALE, BLOWER, 425LB | [9 empty] | Verified as Rental |  |  | MHHS-TMC
NO | YES |  |  |  | TVE177 |  | VITALGO | VG-TLB-HS425 |  | A511 | Rental | MHHS-TMC |  |  |  | TVE177 |  | TMC |  | Rental | [7 empty] | .needs class |  | TOTAL LIFT BED W/SCALE,CONT/COMPR, 425LB | [9 empty] | Verified as Rental |  |  | MHHS-TMC
NO | YES |  |  |  | TOU188 |  | VITALGO | VG-TLBB-HS1004 |  | TLBB037 | Rental | MHHS-TMC |  |  |  | TOU188 |  | TMC |  | Rental | [7 empty] | .needs class |  | TOTAL LIFT BARI BED W/DR/SC/BLOWR,1000LB | [9 empty] | Verified as Rental |  |  | MHHS-TMC
NO | YES |  |  |  | TVF131 |  | VITALGO | VG-TLBB-HS1004 |  | TLBB080 | Rental | MHHS-TMC |  |  |  | TVF131 |  | TMC |  | Rental | [7 empty] | .needs class |  | TOTAL LIFT BARI BED W/DRIVE/SC/CONT/COMP | [9 empty] | Verified as Rental |  |  | MHHS-TMC
NO | YES |  |  |  | 000-02802 | 000-02802 | Vitalograph Inc | S |  | al26278 | MH MG-(STX)-South Texas-Wharton | MHHS-MG |  | Power Supply |  | 000-02802 | 000-02802 | South | MHHS-MG | MH MG-(STX)-South Texas-Wharton | Exam 2 | 10/1/19 | 10/1/20 |  |  | SPIROMETERS |  | POWERSUPPLY-IntegraLifeSci-S | POWERSUPPLY | S |  |  |  | IntegraLifeSci | Power Supply |  |  | POWERSUPPLY-IntegraLifeSci-S |  |  |  | Covered PM Repair - Biomedical | MHHS-MG
NO | NO |  |  |  | 241-01041 |  | Viva Direct | VIVA 2 |  | R34VM2-15 | TIRR - THERAPY GYM | MHHS-TIRR |  |  |  | 241-01041 |  | TMC |  | TIRR - THERAPY GYM | [5 empty] | EXERCISERS |  | .needs class | [13 empty] | Covered PM Repair - Biomedical | MHHS-TIRR
NO | NO |  |  |  | 326500A37942 |  | VIVE HEALTH | DMD 1003 |  | 326500A37942 | TIRR - OP - WEST UNIVERSITY CLINIC | MHHS-TIRR |  | Oximeter, Pulse |  | 326500A37942 |  | TMC |  | TIRR - OP - WEST UNIVERSITY CLINIC | [5 empty] | OXIMETERS, PULSE |  | OXIMETERPULSE-Vive Health-DMD1003 | OXIMETERPULSE | DMD1003 |  |  |  | Vive Health | Oximeter, Pulse |  | OXIMETERPULSE-Vive Health-DMD1003 |  |  |  |  | Covered PM Repair - Biomedical | MHHS-TIRR
NO | YES |  |  |  | 069-34637 | 069-34637 | VIZIO | VS42LFHDTV10A |  | LJABQBJ0415292 | TMC-OR-Hermann (2Hp) | MHHS-TMC |  |  |  | 069-34637 | 069-34637 | TMC | MHHS-TMC | TMC-OR-Hermann (2Hp) | OR 54 |  |  |  |  | MONITORS, VIDEO |  | .needs class | [5 empty] | Vizio | [7 empty] | Not Covered Vendor Only - Lab Ana/Anes | MHHS-TMC
NO | NO |  |  |  | 069-34636 |  | VIZIO | VS42LFHDTV10A |  | LPPBWBJ3417539 | TMC - OR - PEDI OR (2R) | MHHS-TMC |  |  |  | 069-34636 |  | TMC |  | TMC - OR - PEDI OR (2R) | [5 empty] | MONITORS, VIDEO |  | .needs class | [5 empty] | Vizio | [7 empty] | Not Covered Vendor Only - Lab Ana/Anes | MHHS-TMC
NO | YES |  |  |  |  | 142-06127 | VNUS Medical Technologies Inc. | RFG2 |  | 20141332ARS | NE-OR | MHHS-Northeast |  | Radiofrequency Therapy System |  |  | 142-06127 | Katy | MHHS-Northeast | NE-OR | Or storage | 5/1/19 | 11/1/19 |  |  | RADIOFREQUENCY THERAPY SYSTEMS, TISSUE ABLATION | Radiofrequency Therapy System | RFTHERAPY-VNUS Medical Tech-RFG2 | RFTHERAPY | RFG2 |  |  |  | VNUS Med Tech | Radiofrequency Therapy System |  | RFTHERAPY-VNUS Medical Tech-RFG2 |  |  |  |  | Covered PM Repair - Biomedical | MHHS-Northeast | [8 empty] | RFTHERAPY | Radiofrequency Therapy System | VNUS Med Tech
NO | YES |  |  |  | 005-09759 | 005-09759 | VNUS Medical Technologies Inc. | RFG2 |  | 20130821AR3 | SE-Cath Lab | MHHS-Southeast |  | Radiofrequency Therapy System |  | 005-09759 | 005-09759 | Southeast & Bay Area | MHHS-Southeast | SE-Cath Lab | Hybird 2 | 3/1/19 |  | 3/1/20 |  | RADIOFREQUENCY THERAPY SYSTEMS, TISSUE ABLATION |  | RFTHERAPY-VNUS Medical Tech-RFG2 | RFTHERAPY | RFG2 |  |  |  | VNUS Med Tech | Radiofrequency Therapy System |  | RFTHERAPY-VNUS Medical Tech-RFG2 |  |  |  |  | Covered PM Repair - Biomedical | MHHS-Southeast
NO | YES |  |  |  | 069-43837 | 069-43837 | VNUS Medical Technologies Inc. | RFG2 |  | 20103406BP | Tmc-or-cvor | MHHS-TMC |  | Radiofrequency Therapy System |  | 069-43837 | 069-43837 | TMC | Memorial Hermann-Texas Medical Center | Tmc-or-cvor | Equipment room | 8/1/19 |  | 8/1/20 |  | RADIOFREQUENCY THERAPY SYSTEMS, TISSUE ABLATION | Radiofrequency Therapy System | RFTHERAPY-VNUS Medical Tech-RFG2 | RFTHERAPY | RFG2 |  |  |  | VNUS Med Tech | Radiofrequency Therapy System |  | RFTHERAPY-VNUS Medical Tech-RFG2 |  |  |  |  | Covered PM Repair - Biomedical | MHHS-TMC | [8 empty] | RFTHERAPY | Radiofrequency Therapy System | VNUS Med Tech
NO | NO | [5 empty] | VNUS Medical Technologies Inc. | RFG2 |  |  | TMC - OR - CVOR (7HVI) | MHHS-TMC |  | Radiofrequency Therapy System |  |  |  | TMC |  | TMC - OR - CVOR (7HVI) | [5 empty] | RADIOFREQUENCY THERAPY SYSTEMS, TISSUE ABLATION |  | RFTHERAPY-VNUS Medical Tech-RFG2 | RFTHERAPY | RFG2 |  |  |  | VNUS Med Tech | Radiofrequency Therapy System |  | RFTHERAPY-VNUS Medical Tech-RFG2 |  |  |  |  | Covered PM Repair - Biomedical | MHHS-TMC
YES | YES |  |  |  | 099-12493 | 099-12493 | Volcano Corp |  |  |  | TMC-OR-Hermann (2Hp) |  |  |  |  | 099-12493 | 099-12493 | TMC | MHHS-TMC | TMC-OR-Hermann (2Hp) | Equipment room | 5/1/19 |  | 5/1/20
YES | YES |  |  |  | 099-12491 | 099-12491 | Volcano Corp |  |  |  | TMC-OR-CVOR (7Hvi) |  |  |  |  | 099-12491 | 099-12491 | TMC | MHHS-TMC | TMC-OR-CVOR (7Hvi) | Equipment room 7 |  |  |  | No PM Sticker
NO | YES | Asset Tag 013-36431 |  |  | 013-36431 | 013-36431 | Volcano Corp | Core Mobile |  |  | SW-OR |  |  |  |  | 013-36431 | 013-36431 | Southwest | MHHS-Southwest | SW-OR | HVI OR Suite | 2/1/20 |  | 2/1/21 | New Add
YES | YES |  |  |  | 029-09316 | 029-09316 | Volcano Corp | IVUS |  | 281MHWCL1US | Cath Lab |  |  |  |  | 029-09316 | 029-09316 | Woodlands | Memorial Hermann Hospital Woodlands | Cath Lab | Cath Lab 1
NO | NO |  |  |  | R-069-IVUS6 |  | Volcano Therapeutics Inc. | S5 ULTRASOUND IMAGING SYSTEM |  |  | TMC - CATH LAB - ADULT (2HVI) | MHHS-TMC |  |  |  | R-069-IVUS6 |  | TMC |  | TMC - CATH LAB - ADULT (2HVI) | [5 empty] | ULTRASONIC UNITS, DIAGNOSTIC |  | .needs class | [13 empty] | Covered PM Repair - Biomedical | MHHS-TMC
NO | NO |  |  |  | R-069-STICUS1 |  | Volcano Therapeutics Inc. | S5 ULTRASOUND IMAGING SYSTEM |  |  | TMC - HERMANN - STICU (3HP) | MHHS-TMC |  |  |  | R-069-STICUS1 |  | TMC |  | TMC - HERMANN - STICU (3HP) | [5 empty] | ULTRASONIC UNITS, DIAGNOSTIC |  | .needs class | [13 empty] | Covered PM Repair - Biomedical | MHHS-TMC
NO | NO |  |  |  | R-069-HVIOR5US |  | Volcano Therapeutics Inc. | S5 ULTRASOUND IMAGING SYSTEM |  |  | TMC - RADIOLOGY - HVI PAVILION | MHHS-TMC |  |  |  | R-069-HVIOR5US |  | TMC |  | TMC - RADIOLOGY - HVI PAVILION | [5 empty] | ULTRASONIC UNITS, DIAGNOSTIC |  | .needs class | [13 empty] | Covered PM Repair - Biomedical | MHHS-TMC
NO | NO |  |  |  | R-069-HVIOR6US |  | Volcano Therapeutics Inc. | S5 ULTRASOUND IMAGING SYSTEM |  |  | TMC - RADIOLOGY - HVI PAVILION | MHHS-TMC |  |  |  | R-069-HVIOR6US |  | TMC |  | TMC - RADIOLOGY - HVI PAVILION | [5 empty] | ULTRASONIC UNITS, DIAGNOSTIC |  | .needs class | [13 empty] | Covered PM Repair - Biomedical | MHHS-TMC
NO | NO | [5 empty] | Volcano Therapeutics Inc. | S5 ULTRASOUND IMAGING SYSTEM |  | 1029 00217 001 | WOODLANDS - CATH LAB | MHHS-Woodlands | [5 empty] | Woodlands |  | WOODLANDS - CATH LAB | [5 empty] | ULTRASONIC UNITS, DIAGNOSTIC |  | .needs class | [13 empty] | Covered PM Repair - Biomedical | MHHS-Woodlands
NO | YES |  |  |  | 009-09632 | 009-09632 | Volcano Therapeutics Inc. | VOLCANO CORE MOBILE PRECISION GUIDED THERAPY SYSTE |  | 070-08081-001 | GH-OR | MHHS-Greater Heights |  |  |  | 009-09632 | 009-09632 | Central | MHHS-Greater Heights | GH-OR | OR | 7/1/19 |  |  |  | ULTRASONIC UNITS, DIAGNOSTIC |  | .needs class | [13 empty] | Covered PM Repair - Biomedical | MHHS-Greater Heights
NO | YES |  |  |  | 041-19024 | 041-19024 | Volcano Therapeutics Inc. | VOLCANO CORE MOBILE PRECISION GUIDED THERAPY SYSTE |  |  | MEMORIAL CITY - MOR | MHHS-Mem City |  |  |  | 041-19024 | 041-19024 | West | Memorial City - Memorial Hermann Hospital | MEMORIAL CITY - MOR | MOR 11 |  |  |  |  | ULTRASONIC UNITS, DIAGNOSTIC |  | .needs class | [13 empty] | Covered PM Repair - Biomedical | MHHS-Mem City
NO | YES |  |  |  |  | 099-01411 | Volcano Therapeutics Inc. | VOLCANO CORE MOBILE PRECISION GUIDED THERAPY SYSTE |  |  | NE-IMU1 | MHHS-Northeast |  |  |  |  | 099-01411 | Katy | MHHS-Northeast | NE-IMU1 | Cath lab room 1 | 1/1/20 | 10/1/20 |  |  | ULTRASONIC UNITS, DIAGNOSTIC |  | .needs class | [13 empty] | Covered PM Repair - Biomedical | MHHS-Northeast
NO | YES | Asset Tag 013-36431 |  |  | 013-36431 | 013-36431 | Volcano Therapeutics Inc. | VOLCANO CORE MOBILE PRECISION GUIDED THERAPY SYSTE |  |  | SW-HVI-OR | MHHS-Southwest |  |  |  | 013-36431 | 013-36431 | Southwest | MHHS-Southwest | SW-HVI-OR |  | 2/1/19 |  |  |  | ULTRASONIC UNITS, DIAGNOSTIC |  | .needs class | [13 empty] | Covered PM Repair - Biomedical | MHHS-Southwest
NO | NO |  |  |  | 151-01453 |  | Volcano Therapeutics Inc. | VOLCANO CORE MOBILE PRECISION GUIDED THERAPY SYSTE |  |  | CY - CARDIAC CATH LAB | MHHS-Cypress |  |  |  | 151-01453 |  | Northwest & Cypress |  | CY - CARDIAC CATH LAB | [5 empty] | ULTRASONIC UNITS, DIAGNOSTIC |  | .needs class | [13 empty] | Covered PM Repair - Biomedical | MHHS-Cypress
NO | NO |  |  |  | R-005-VOLCANO |  | Volcano Therapeutics Inc. | VOLCANO CORE MOBILE PRECISION GUIDED THERAPY SYSTE |  |  | SE - OR | MHHS-Southeast |  |  |  | R-005-VOLCANO |  | Southeast & Bay Area |  | SE - OR | [5 empty] | ULTRASONIC UNITS, DIAGNOSTIC |  | .needs class | [13 empty] | Covered PM Repair - Biomedical | MHHS-Southeast
NO | NO |  |  |  | R-005-Volcano2 |  | Volcano Therapeutics Inc. | VOLCANO CORE MOBILE PRECISION GUIDED THERAPY SYSTE |  |  | SE - OR | MHHS-Southeast |  |  |  | R-005-Volcano2 |  | Southeast & Bay Area |  | SE - OR | [5 empty] | ULTRASONIC UNITS, DIAGNOSTIC |  | .needs class | [13 empty] | Covered PM Repair - Biomedical | MHHS-Southeast
YES | YES |  |  |  | VP2RET | VP2RET | Volk Optical Inc | Pictor Plus |  | VP2RET | MH MG - (NE) - SUMMER CREEK CCC |  |  |  |  | VP2RET | VP2RET | Katy | Memorial Hermann Summer Creek Primary Care | MH MG - (NE) - SUMMER CREEK CCC | Storage | [5 empty] | Retinal Camera | CAMFUND-Volk Optical Inc-Pictor Plus | [22 empty] | Retinal Camera | CAMFUND | Retinal Camera | Volk Optical Inc
YES | YES |  |  |  | 151-03747 | 151-03747 | Volk Optical Inc | VP2RET |  |  | MH MG - (STX) - SOUTH TEXAS - WHARTON |  |  |  |  | 151-03747 | 151-03747 | MH Med Grp | Primary Care | MH MG - (STX) - SOUTH TEXAS - WHARTON | Exam 21 |  |  |  | Cnf pm
YES | YES |  |  |  | 151-04882 | 151-04882 | Volk Optical Inc | Vp2ret |  | 5018511B1551 | MH MG - (PL) - PEARLAND CLINIC |  |  |  |  | 151-04882 | 151-04882 | Pearland | Memorial Hermann Medical Group Central Pearland | MH MG - (PL) - PEARLAND CLINIC | Suite 100 vitals section
YES | YES |  |  |  | 133-00959 | 133-00959 | Vortex-Genie | Mixer |  | S8223 | KATY - LABORATORY |  |  |  |  | 133-00959 | 133-00959 | Katy | Katy | KATY - LABORATORY | Lab | 2/1/20
YES | YES |  |  |  | 041-33084 | 041-33084 | VSM MedTech Sys | BPM-100 |  |  | MH MG - (MC) - MEMORIAL CITY (MP3) |  |  |  |  | 041-33084 | 041-33084 | West | Memorial Hermann Medical Group Memorial City | MH MG - (MC) - MEMORIAL CITY (MP3) | Suite 100 storage | [5 empty] | Monitor, Vital Signs | MONITORVITALSIGNS-VSM MedTech Sys-BPM-100 | [12 empty] | MVS-A | [9 empty] | Monitor, Vital Signs | MONITORVITALSIGNS | Monitor, Vital Signs | VSM MedTech Sys
NO | YES |  |  |  | 005-05097 | 005-05097 | VTS Medical Systems, LLC | VTS-18-D003 |  | 181X90-000662 | SE-Esophageal Disease Center | MHHS-Southeast |  |  |  | 005-05097 | 005-05097 | Southeast | MHHS-Southeast | SE-Esophageal Disease Center | Endo 3 |  |  |  | No pm sticker | MONITORS, VIDEO |  | .needs class | [5 empty] | VTS Med Sys | [7 empty] | Covered PM Repair - Biomedical | MHHS-Southeast
NO | YES |  |  |  | 005-05102 | 005-05102 | VTS Medical Systems, LLC | VTS-18-D003 |  | 181X90-000663 | SE-Esophageal Disease Center | MHHS-Southeast |  |  |  | 005-05102 | 005-05102 | Southeast | MHHS-Southeast | SE-Esophageal Disease Center | Endo procesure 1 | 5/1/19 |  |  |  | MONITORS, VIDEO |  | .needs class | [5 empty] | VTS Med Sys |  |  |  |  | 11/1/19 |  |  | Covered PM Repair - Biomedical | MHHS-Southeast
NO | YES |  |  |  | 005-05112 | 005-05112 | VTS Medical Systems, LLC | VTS-18-D003 |  | 181X90-000665 | SE-Esophageal Disease Center | MHHS-Southeast |  |  |  | 005-05112 | 005-05112 | Southeast | MHHS-Southeast | SE-Esophageal Disease Center | Procedure 5 | 1/1/19 |  |  |  | MONITORS, VIDEO |  | .needs class | [5 empty] | VTS Med Sys |  |  |  |  | 4/1/15 |  |  | Covered PM Repair - Biomedical | MHHS-Southeast
NO | NO | [5 empty] | VTS Medical Systems, LLC | VTS-18-D003 |  | 181X90-000764 | WOODLANDS - OR | MHHS-Woodlands | [5 empty] | Woodlands |  | WOODLANDS - OR | [5 empty] | MONITORS, VIDEO |  | .needs class | [5 empty] | VTS Med Sys | [7 empty] | Covered PM Repair - Biomedical | MHHS-Woodlands
NO | YES |  |  |  |  | 009-34226 | VTS Medical Systems, LLC | VTS-20-D0003 |  | 181x90-000767 / 50136005292 | GH-OR Anesthesia | MHHS-Greater Heights |  |  |  |  | 009-34226 | Central | MHHS-Greater Heights | GH-OR Anesthesia | OR | 6/1/19 |  | 6/1/20 |  | MONITORS, VIDEO |  | .needs class | [5 empty] | VTS Med Sys |  |  |  |  | 2/14/19 |  |  | Covered PM Repair - Biomedical | MHHS-Greater Heights
NO | YES |  |  |  | 013-11980 | 013-11980 | VTS Medical Systems, LLC | VTS-20-D0003 |  | 181X90-000405 | SW-OR | MHHS-Southwest |  |  |  | 013-11980 | 013-11980 | Southwest | MHHS-Southwest | SW-OR | OR 9 | 7/1/18 |  |  |  | MONITORS, VIDEO |  | .needs class | [5 empty] | VTS Med Sys |  |  |  |  | 2/14/19 |  |  | Covered PM Repair - Biomedical | MHHS-Southwest
YES | YES |  |  |  |  | 009-34227 | VTS Medical Systems, LLC | VTS-20-D0003 |  | 181X90-000269 | GH - OR ANESTHESIA | [5 empty] | 009-34227 | Central | Memorial Hermann Greater Heights Hospital | GH - OR ANESTHESIA | OR
NO | NO | [5 empty] | VTS Medical Systems, LLC | VTS-20-D0003 |  | 181x90-000327 | GH - OR | MHHS-Greater Heights | [5 empty] | Central & Greater Heights |  | GH - OR | [5 empty] | MONITORS, VIDEO |  | .needs class | [5 empty] | VTS Med Sys | [7 empty] | Covered PM Repair - Biomedical | MHHS-Greater Heights
NO | NO | [5 empty] | VTS Medical Systems, LLC | VTS-20-D0003 |  | 181x90-000766 | GH - OR | MHHS-Greater Heights | [5 empty] | Central & Greater Heights |  | GH - OR | [5 empty] | MONITORS, VIDEO |  | .needs class | [5 empty] | VTS Med Sys | [7 empty] | Covered PM Repair - Biomedical | MHHS-Greater Heights
NO | YES |  |  |  | 029-10626 | 029-10626 | VTS Medical Systems, LLC | VTS-26-HD003 |  | RLM130492131 | Woodlands-OR | MHHS-Woodlands |  | Monitor, Video |  | 029-10626 | 029-10626 | Woodlands | MHHS-Woodlands | Woodlands-OR | OR 14 | 10/1/19 |  | 10/1/20 |  | MONITORS, VIDEO | Monitor, Video | MONITORVIDEO-VTS Medical Systems-VTS-26-HD003 | MONITORVIDEO | VTS-26-HD003 |  |  |  | VTS Med Sys | Monitor, Video |  | MONITORVIDEO-VTS Medical Systems-VTS-26-HD003 |  | 3/15/17 |  |  | Covered PM Repair - Biomedical | MHHS-Woodlands | [8 empty] | MONITORVIDEO | Monitor, Video | VTS Med Sys
NO | YES |  |  |  |  | 029-07190 | VTS Medical Systems, LLC | VTS-26-HD003 |  | RLM112790850 | Woodlands-OR | MHHS-Woodlands |  | Monitor, Video |  |  | 029-07190 | Woodlands | MHHS-Woodlands | Woodlands-OR | OR 17 | 1/1/19 |  | 1/1/20 |  | MONITORS, VIDEO | Monitor, Video | MONITORVIDEO-VTS Medical Systems-VTS-26-HD003 | MONITORVIDEO | VTS-26-HD003 |  |  |  | VTS Med Sys | Monitor, Video |  | MONITORVIDEO-VTS Medical Systems-VTS-26-HD003 |  | 4/4/17 |  |  | Covered PM Repair - Biomedical | MHHS-Woodlands | [8 empty] | MONITORVIDEO | Monitor, Video | VTS Med Sys
NO | YES | Serial Number RLM112790844 |  |  | 029-07182 | 029-07182 | VTS Medical Systems, LLC | VTS-26-HD003 |  | RLM112790844 | Woodlands-OR |  |  |  |  | 029-07182 | 029-07182 | Woodlands | MHHS-Woodlands | Woodlands-OR | OR 14 |  |  | 10/1/20 |  |  | Monitor, Video | MONITORVIDEO-VTS Medical Systems-VTS-26-HD003 | [23 empty] | MONITORVIDEO | Monitor, Video | VTS Med Sys
NO | YES |  |  |  | 069-13477 | 069-13477 | Vulcon Technologies | CS6C |  |  | TMC-Laboratory-Chemistry (1R) | MHHS-TMC |  | Centrifuge, General Purpose |  | 069-13477 | 069-13477 | TMC | MHHS-TMC | TMC-Laboratory-Chemistry (1R) | Lab | 1/1/20 |  | 7/1/20 |  | CENTRIFUGES |  | CENTRIFUGEGENPURP-Vulcon Tech-CS-6C | CENTRIFUGEGENPURP | CS-6C |  |  |  | Vulcon Tech | Centrifuge, General Purpose |  |  | CENTRIFUGEGENPURP-Vulcon Tech-CS-6C |  |  |  | Covered PM Repair - Respiratory/Steriliz | MHHS-TMC
NO | YES |  |  |  |  | 069-27404 | Vulcon Technologies | VS8C |  |  | TIRR-Laboratory | MHHS-TIRR |  |  |  |  | 069-27404 | TMC | MHHS-Others | TIRR-Laboratory | TIRR - LABORATORY | 10/1/19 |  | 4/1/20 |  | CENTRIFUGES |  | .needs class | [5 empty] | Vulcon Tech |  |  |  |  | 4/1/15 |  |  | Covered PM Repair - Biomedical | MHHS-TIRR
NO | NO |  |  |  | 069-27405 |  | Vulcon Technologies | VS8C |  |  | TMC - LABORATORY - EMERGENCY ROOM (1HP) | MHHS-TMC |  |  |  | 069-27405 |  | TMC |  | TMC - LABORATORY - EMERGENCY ROOM (1HP) | [5 empty] | CENTRIFUGES |  | .needs class | [5 empty] | Vulcon Tech | [7 empty] | Covered PM Repair - Biomedical | MHHS-TMC
NO | YES |  |  |  | 069-36658 | 069-36658 | VWR International | 12621-088 |  |  | TMC-Laboratory-Chemistry (1R) | MHHS-TMC |  |  |  | 069-36658 | 069-36658 | TMC | MHHS-TMC | TMC-Laboratory-Chemistry (1R) | Chemistry | 1/1/20 |  | 1/1/21 |  | HEATING BLOCKS |  | .needs class |  |  |  |  | .needs class | VWR Intern |  |  |  |  | 12/11/15 |  |  | Covered PM Repair - Biomedical | MHHS-TMC
NO | YES |  |  |  | 069-34440 | 069-34440 | VWR International |  |  |  | TMC-Laboratory-Blood Bank (1R) | MHHS-TMC |  | Biomechanics Platforms |  | 069-34440 | 069-34440 | TMC | MHHS-TMC | TMC-Laboratory-Blood Bank (1R) | TMC LANORATORY BLOOD BANK | 12/1/18 |  |  |  | MIXERS, CLINICAL LABORATORY |  | MISCELLANEOUS-BiodexMedSys-945-300 | MISCELLANEOUS | 945-300 |  |  |  | BiodexMedSys | Biomechanics Platforms |  |  | MISCELLANEOUS-BiodexMedSys-945-300 | 8/17/18 |  |  | Covered PM Repair - Biomedical | MHHS-TMC
NO | NO | [5 empty] | VWR International |  |  |  | SW - LABORATORY - BLOOD BANK | MHHS-Southwest |  | Biomechanics Platforms |  |  |  | Southwest |  | SW - LABORATORY - BLOOD BANK | [5 empty] | MIXERS, CLINICAL LABORATORY |  | MISCELLANEOUS-BiodexMedSys-945-300 | MISCELLANEOUS | 945-300 |  |  |  | BiodexMedSys | Biomechanics Platforms |  |  | MISCELLANEOUS-BiodexMedSys-945-300 |  |  |  | Covered PM Repair - Biomedical | MHHS-Southwest
YES | YES | Serial Number Cnf |  |  | 151-03840 | 151-03840 | W A Baum Co | Baumanometer |  | Cnf | Copperfield |  |  |  |  | 151-03840 | 151-03840 | North cypress | Copperfield | Copperfield | Exam 1 | [5 empty] | Sphygmomanometer, Mercury | SPHYGMOMANOMETERMERCURY-W A Baum Co-Baumanometer | [22 empty] | Sphygmomanometer, Mercury | SPHYGMOMANOMETERMERCURY | Sphygmomanometer, Mercury | W A Baum Co
YES | YES | Serial Number Cnf |  |  | 151-03844 | 151-03844 | W A Baum Co | Baumanometer |  | Cnf | Copperfield |  |  |  |  | 151-03844 | 151-03844 | North cypress | Copperfield | Copperfield | Exam 3 | 2/1/20 |  |  | Could not get serial |  | Sphygmomanometer, Mercury | SPHYGMOMANOMETERMERCURY-W A Baum Co-Baumanometer | [22 empty] | Sphygmomanometer, Mercury | SPHYGMOMANOMETERMERCURY | Sphygmomanometer, Mercury | W A Baum Co
YES | YES | Serial Number Cnf |  |  | 151-03850 | 151-03851 | W A Baum Co | Baumanometer |  | Cnf | Copperfield |  |  |  |  | 151-03850 | 151-03851 | North cypress | Copperfield | Copperfield | Exam 11 | 2/1/20 |  |  |  |  | Sphygmomanometer, Mercury | SPHYGMOMANOMETERMERCURY-W A Baum Co-Baumanometer | [22 empty] | Sphygmomanometer, Mercury | SPHYGMOMANOMETERMERCURY | Sphygmomanometer, Mercury | W A Baum Co
YES | YES | Serial Number Cnf |  |  | 151-03880 | 151-03880 | W A Baum Co | Baumanometer |  | Cnf | Copperfield |  |  |  |  | 151-03880 | 151-03880 | North cypress | Copperfield | Copperfield | Exam 12 | 2/1/20 |  |  | No serial |  | Sphygmomanometer, Mercury | SPHYGMOMANOMETERMERCURY-W A Baum Co-Baumanometer | [22 empty] | Sphygmomanometer, Mercury | SPHYGMOMANOMETERMERCURY | Sphygmomanometer, Mercury | W A Baum Co
YES | YES |  |  |  | 925-01854 | 925-01854 | W A Baum Co | Baumanometer |  |  | PreOp |  |  |  |  | 925-01854 | 925-01854 | Central | Joint Center - Orthopedic and Spine Hospital | PreOp | [6 empty] | Sphygmomanometer, Mercury | SPHYGMOMANOMETERMERCURY-W A Baum Co-Baumanometer | [22 empty] | Sphygmomanometer, Mercury | SPHYGMOMANOMETERMERCURY | Sphygmomanometer, Mercury | W A Baum Co
YES | YES |  |  |  | 099-08542 | 099-08542 | W A Baum Co | Baumanometer |  |  | MH MG - (SW) - SOUTHWEST CARDIOLOGY (MP2) |  |  |  |  | 099-08542 | 099-08542 | Southwest | Memorial Hermann Medical Group Southwest Cardiology (#700) | MH MG - (SW) - SOUTHWEST CARDIOLOGY (MP2) | Stress Room |  |  |  | New Add |  | Sphygmomanometer, Mercury | SPHYGMOMANOMETERMERCURY-W A Baum Co-Baumanometer | [22 empty] | Sphygmomanometer, Mercury | SPHYGMOMANOMETERMERCURY | Sphygmomanometer, Mercury | W A Baum Co
YES | YES |  |  |  | 583-01571 | 583-01571 | W A Baum Co | Baumanometer |  |  | MH MG - (MC) - COMPREHENSIVE HEART CARE |  |  |  |  | 583-01571 | 583-01571 | West | Memorial Hermann Medical Group Memorial City Cardiology (#400) | MH MG - (MC) - COMPREHENSIVE HEART CARE | Room 9 |  |  |  | No p.m.
YES | YES |  |  |  | 005-13157 | 005-13157 | W A Baum Co | CNF |  | X18753 | MH MG - (GH)-GH CCC |  |  |  |  | 005-13157 | 005-13157 | Central | 7400 Fannin Suite 1160 | MH MG - (GH)-GH CCC | TMC Suite 1160 | [6 empty] | .needs class
YES | YES |  |  |  | 005-13158 | 005-13158 | W A Baum Co | CNF |  | Y48053 | MH MG - (GH)-GH CCC |  |  |  |  | 005-13158 | 005-13158 | Central | 7400 Fannin Suite 1160 | MH MG - (GH)-GH CCC | TMC Suite 1160 | [6 empty] | .needs class
YES | YES |  |  |  | 005-13159 | 005-13159 | W A Baum Co | CNF |  | R97969 | MH MG - (GH)-GH CCC |  |  |  |  | 005-13159 | 005-13159 | Central | 7400 Fannin Suite 1160 | MH MG - (GH)-GH CCC | TMC Suite 1160 | [6 empty] | .needs class
YES | YES |  |  |  | 099-09015 | 099-09015 | W A Baum Co | STANDBY |  |  | Cardio Vascular |  |  |  |  | 099-09015 | 099-09015 | Southwest | Memorial Hermann Heart | Cardio Vascular | Exam Echo | [5 empty] | Sphygmomanometer, Mercury | SPHYGMOMANOMETERMERCURY-W A Baum Co-STANDBY | [22 empty] | Sphygmomanometer, Mercury | SPHYGMOMANOMETERMERCURY | Sphygmomanometer, Mercury | W A Baum Co
YES | YES |  |  |  | 099-05729 | 099-05729 | W Box Technologies | 08 - 625V8LCD |  | FADHS2000457 | TMC childrens 5 Floor |  |  |  |  | 099-05729 | 099-05729 |  | TMC | TMC childrens 5 Floor | Nurse station | 3/1/20 |  |  | No PM Sticker
YES | YES | Serial Number 1339 |  |  | 013-15777 | 013-15777 | W H Dentalwerk | Implantmed |  |  | SW - OR |  |  |  |  | 013-15777 | 013-15777 | Southwest | Memorial Hermann Southwest Hospital | SW - OR | Corridor | 3/1/20 |  | 3/1/21 | New Add |  | Dental Console | DENTALCONSOLE-W H Dentalwerk-Implantmed | [22 empty] | Dental Console | DENTALCONSOLE | Dental Console | W H Dentalwerk
YES | YES |  |  |  | 005-33148 | 005-33148 | W W Grainger | 49DF49 (LSS) |  |  | SUGAR LAND - OR |  |  |  |  | 005-33148 | 005-33148 | Sugar Land | Memorial Hermann Sugar Land Hospital | SUGAR LAND - OR | W2 300.5
YES | YES |  |  |  | 145-01509 | 145-01509 | W W Grainger | Lss |  |  | SUGAR LAND - OR |  |  |  |  | 145-01509 | 145-01509 | Sugar Land | Memorial Hermann Sugar Land Hospital | SUGAR LAND - OR | OR 8
YES | YES |  |  |  | 925-01632 | 925-01632 | W-A-Baum Co. | Sphygmomanometer |  |  | 2nd Floor Pre-Op |  |  |  |  | 925-01632 | 925-01632 | Central | Memorial Hermann Hospital spine and orthopedic | 2nd Floor Pre-Op | Bay 2
YES | YES |  |  |  | 925-01635 | 925-01635 | W-A-Baum Co. | Sphygmomanometer |  |  | 2nd Floor Pre-Op |  |  |  |  | 925-01635 | 925-01635 | Central | Memorial Hermann Hospital spine and orthopedic | 2nd Floor Pre-Op | Bay 9 |  |  |  | No p.m.
YES | YES |  |  |  | 925-01638 | 925-01638 | W-A-Baum Co. | Sphygmomanometer |  |  | Overflow Recovery OR |  |  |  |  | 925-01638 | 925-01638 | TMC | Memorial Hermann orthopedic and spine hospital | Overflow Recovery OR | Bay 1 |  |  |  | No p.m.
YES | YES |  |  |  | 925-01641 | 925-01641 | W-A-Baum Co. | Sphygmomanometer |  |  | Overflow Recovery OR |  |  |  |  | 925-01641 | 925-01641 | TMC | Memorial Hermann orthopedic and spine hospital | Overflow Recovery OR | Bay 2 |  |  |  | Unable to read serial/ cracked glass
YES | YES |  |  |  | 925-01643 | 925-01643 | W-A-Baum Co. | Sphygmomanometer |  |  | Recovery Overflow |  |  |  |  | 925-01643 | 925-01643 | TMC | Herman memorial spine and orthopedic Hospital | Recovery Overflow | Bay 4 |  |  |  | Unable to read serial
YES | YES |  |  |  | 925-01913 | 925-01913 | W-A-Baum Co. | Sphygmomanometer |  |  | Recovery overflow |  |  |  |  | 925-01913 | 925-01913 | TMC | Herman memorial spine and orthopedic Hospital | Recovery overflow | Bay 5 |  |  |  | Unable to read serial
YES | YES |  |  |  | 925-01631 | 925-01631 | W-A-Baum Co. | Spygmomanometer |  |  | 2nd Floor Pre-Op |  |  |  |  | 925-01631 | 925-01631 | Central | Memorial Hermann Hospital spine and orthopedic | 2nd Floor Pre-Op | Bay 1
YES | YES | Serial Number Cnf |  |  | 583-01649 | 583-01649 | W. A. Baum Co.Inc | Baumanometer |  | CNF | MH MG - (MC) - COMPREHENSIVE HEART CARE |  |  |  |  | 583-01649 | 583-01649 | West | Memorial City Cardiology (#400) | MH MG - (MC) - COMPREHENSIVE HEART CARE | Room1
YES | YES | Serial Number Cnf |  |  | 583-01648 | 583-01648 | W. A. Baum Co.Inc | Baumanometer |  | Cnf | MH MG - (MC) - COMPREHENSIVE HEART CARE |  |  |  |  | 583-01648 | 583-01648 | West | Memorial City Cardiology (#400) | MH MG - (MC) - COMPREHENSIVE HEART CARE | Room10
YES | YES | Serial Number Cnf |  |  | 583-01647 | 583-01647 | W. A. Baum Co.Inc | Baumanometer |  | Cnf | MH MG - (MC) - COMPREHENSIVE HEART CARE |  |  |  |  | 583-01647 | 583-01647 | West | Memorial City Cardiology (#400) | MH MG - (MC) - COMPREHENSIVE HEART CARE | Room8
YES | YES | Serial Number Cnf |  |  | 583-01646 | 583-01646 | W. A. Baum Co.Inc | Baumanometer |  | Cnf | MH MG - (MC) - COMPREHENSIVE HEART CARE |  |  |  |  | 583-01646 | 583-01646 | West | Memorial City Cardiology (#400) | MH MG - (MC) - COMPREHENSIVE HEART CARE | Room12
YES | YES |  |  |  | 029-13783 | 029-13783 | W.A Baum co |  |  |  | TIRR - WOODLANDS INPATIENT |  |  |  |  | 029-13783 | 029-13783 |  |  | TIRR - WOODLANDS INPATIENT | Storage
YES | YES |  |  |  | 099-10442 | 099-10442 | W.A Baum Co | Manometer |  |  | ICU 7th floor |  |  |  |  | 099-10442 | 099-10442 | Southwest | Memorial Hermann Southwest Hospital | ICU 7th floor | Rm 54
YES | YES | Serial Number Cnf |  |  | 151-03875 | 151-03875 | W.A.Baum Co. Inc | Baumanometer |  | CNF | MH MG - (CY) - COPPERFIELD |  |  |  |  | 151-03875 | 151-03875 | Cypress |  | MH MG - (CY) - COPPERFIELD | Ex 2 | 2/1/20 | [5 empty] | SPHYGMOMANOMETERMERCURY-W A Baum Co-Baumanometer
YES | YES | Serial Number Cnf |  |  | 041-09777 |  | Wagner Instruments | FDK 20 |  | CNF | Biomed Dept |  |  |  |  | 041-09777 |  | West | Memorial Hermann Memorial City Medical Center | Biomed Dept | Biomed Dept
YES | YES | Serial Number Cnf |  |  | 133-02567 | 133-02567 | Wagner Instruments | Force Dial FDK 20 |  | Cnf | KATY - BIOMEDICAL SERVICES |  |  |  |  | 133-02567 | 133-02567 | Katy | Memorial Hermann Katy Hospital | KATY - BIOMEDICAL SERVICES | Biomed Storage
NO | NO | [5 empty] | Wagner Medical | HT1000 |  |  | TIRR - THERAPY GYM | MHHS-TIRR | [5 empty] | TMC |  | TIRR - THERAPY GYM | [5 empty] | HEAT GUN |  | .needs class | [5 empty] | Wagner Medical | [7 empty] | Not Covered Vendor Only - Biomedical | MHHS-TIRR
NO | NO | [5 empty] | Wagner Medical | HT1000 |  |  | TIRR - THERAPY GYM | MHHS-TIRR | [5 empty] | TMC |  | TIRR - THERAPY GYM | [5 empty] | HEAT GUN |  | .needs class | [5 empty] | Wagner Medical | [7 empty] | Not Covered Vendor Only - Biomedical | MHHS-TIRR
YES | YES |  |  |  | 013-09637 | 013-09637 | Waidmann Lighthing Co. | Halux 35/2 SX |  | D13-106-201 | Biomed |  |  |  |  | 013-09637 | 013-09637 | Southeast | Memorial Hermann Southeast Hospital - Outpatient Services | Biomed | Biomed shop |  |  |  | No PM
YES | YES |  |  |  | 013-09658 | 013-09658 | Waidmann lighting Co. | Hatux 35/2 sx |  | D13106201 | Biomed |  |  |  |  | 013-09658 | 013-09658 | Southwest | Memorial Hermann Southwest Hospital | Biomed | Biomed shop |  | 3/1/20 |  | No PM sticker
YES | YES |  |  |  | 013-09626 | 013-09626 | Waldmann Lighting | D13-106-201 |  | Nsn | Biomed shop |  |  |  |  | 013-09626 | 013-09626 | Southwest | Memorial Hermann Southwest Hospital | Biomed shop | Biomed shop
YES | YES | Serial Number Cnf |  |  | 013-09636 | 013-09636 | Waldmann Lighting | Halux 35/2 SX |  | CNF | SW - NICU |  |  |  |  | 013-09636 | 013-09636 | Southwest | Memorial Hermann Southwest Hospital | SW - NICU | NICU
YES | YES | Serial Number CNL |  |  | 013-09653 | 013-09653 | Waldmann Lighting | Halux 35/2 SX |  | CNL | SW - NICU |  |  |  |  | 013-09653 | 013-09653 | Southwest | Memorial Hermann Southwest Hospital | SW - NICU | NICU Level 3
NO | YES | [5 empty] | WALDMANN LIGHTING | HLL 404/2 |  |  | CBC - (GH) - HOGG MIDDLE SCHOOL CLINIC | MHHS-Neighborhood Clinics | [5 empty] | Central & Greater Heights |  | CBC - (GH) - HOGG MIDDLE SCHOOL CLINIC |  | 10/27/2017 |  |  |  | LIGHTS, ULTRAVIOLET |  | .needs class | [5 empty] | Waldmann Lighting |  |  |  |  | 04/08/2019 |  |  | Covered PM Repair - Biomedical | MHHS-Neighborhood Clinics
NO | NO |  |  |  | 005-09178 |  | WALDMANN LIGHTING | HX 35 F SY |  |  | SE - EMERGENCY CENTER | MHHS-Southeast |  |  |  | 005-09178 |  | Southeast & Bay Area |  | SE - EMERGENCY CENTER | [5 empty] | LIGHTS, EXAMINATION |  | .needs class | [5 empty] | Waldmann Lighting | [7 empty] | Covered PM Repair - Biomedical | MHHS-Southeast
YES | YES |  |  |  | 013-09645 | 013-09645 | Waldmann Lighting | NSN |  |  | SW |  |  |  |  | 013-09645 | 013-09645 | Southwest | Memorial Hermann Southwest Hospital Emergency Center | SW | BiomedvShop
NO | NO |  |  |  | 129-04872 |  | Wallach Surgical Devices Inc |  |  |  | MH MG - (SL) - SUGAR LAND MULTI-SPECIALTY (MP1) | MHHS-MG |  |  |  | 129-04872 |  | Sugar Land |  | MH MG - (SL) - SUGAR LAND MULTI-SPECIALTY (MP1) | [5 empty] | MICROSCOPES, LIGHT, OPERATING |  | .needs class |  |  |  |  | .needs class | WallachSurgDev | [7 empty] | Covered PM Repair - Biomedical | MHHS-MG
NO | NO |  |  |  | 013-35592 |  | Wallach Surgical Devices Inc | COLPOSTAR 1H |  |  | MH MG - (SL) - SUGAR LAND MULTI-SPECIALTY (MP1) | MHHS-MG |  |  |  | 013-35592 |  | Sugar Land |  | MH MG - (SL) - SUGAR LAND MULTI-SPECIALTY (MP1) | [5 empty] | ENDOSCOPIC EQUIPMENT |  | .needs class | [5 empty] | WallachSurgDev | [7 empty] | Covered PM Repair - Biomedical | MHHS-MG
NO | NO |  |  |  | 069-33655 |  | Wallach Surgical Devices Inc | LL100 |  |  | MH MG - (TMC) - OB-GYN/NEUROLOGY (STE 2440) | MHHS-MG |  | Cryosurgical Unit |  | 069-33655 |  | TMC |  | MH MG - (TMC) - OB-GYN/NEUROLOGY (STE 2440) | [5 empty] | CRYOSURGICAL UNITS |  | CRYOSURGICALUNIT-WallachSurgDev-LL100 | CRYOSURGICALUNIT | LL100 |  |  |  | WallachSurgDev | Cryosurgical Unit |  | CRYOSURGICALUNIT-WallachSurgDev-LL100 |  |  |  |  | Covered PM Repair - Biomedical | MHHS-MG
NO | YES |  |  |  | 000-03566 | 000-03566 | Wallach Surgical Devices Inc | WA4000 |  | 000-03566 | MH MG-(KY)-OB/GYN | MHHS-MG |  |  |  | 000-03566 | 000-03566 | Katy | MHHS-MG | MH MG-(KY)-OB/GYN | OGBYN |  |  |  | No pm | CRYOSURGICAL UNITS |  | .needs class | [5 empty] | WallachSurgDev | [7 empty] | Covered PM Repair - Biomedical | MHHS-MG
NO | NO |  |  |  | 005-06147 |  | Wallach Surgical Devices Inc | WA4000 |  | 3AT9281 | MH MG - (SE) - FRIENDSWOOD | MHHS-MG |  |  |  | 005-06147 |  | Southeast & Bay Area |  | MH MG - (SE) - FRIENDSWOOD | [5 empty] | CRYOSURGICAL UNITS |  | .needs class | [5 empty] | WallachSurgDev | [7 empty] | Covered PM Repair - Biomedical | MHHS-MG
NO | YES |  |  |  | 000-03565 | 000-03565 | Wallach Surgical Devices Inc | ZOOMSCOPE |  | AWS-V-3-40 | MH MG-(KY)-OB/GYN | MHHS-MG |  | Colposcope |  | 000-03565 | 000-03565 | Katy | MHHS-MG | MH MG-(KY)-OB/GYN | Ex 3 |  |  |  |  | MICROSCOPES, LIGHT, OPERATING | Colposcope | COLPOSCOPE-WallachSurgDev-ZoomScope | COLPOSCOPE | ZoomScope |  |  |  | WallachSurgDev | Colposcope |  | COLPOSCOPE-WallachSurgDev-ZoomScope |  | 4/1/17 |  |  | Covered PM Repair - Biomedical | MHHS-MG | [8 empty] | COLPOSCOPE | Colposcope | WallachSurgDev
NO | YES |  |  |  | 129-05151 | 129-05151 | Wallach Surgical Devices Inc | ZOOMSCOPE |  | AWLY522 | MH MG-(STX)-South Texas-Wharton | MHHS-MG |  | Colposcope |  | 129-05151 | 129-05151 | South | MHHS-MG | MH MG-(STX)-South Texas-Wharton | Gynecology exam room 4 | 12/1/18 | 12/1/20 |  |  | MICROSCOPES, LIGHT, OPERATING | Colposcope | COLPOSCOPE-WallachSurgDev-ZoomScope | COLPOSCOPE | ZoomScope |  |  |  | WallachSurgDev | Colposcope |  | COLPOSCOPE-WallachSurgDev-ZoomScope |  | 4/1/17 |  |  | Covered PM Repair - Biomedical | MHHS-MG | [8 empty] | COLPOSCOPE | Colposcope | WallachSurgDev
NO | NO | [5 empty] | WALTER LORENZ SURGICAL | 88-5000 |  | WL2150 | NE - OR | MHHS-Northeast | [5 empty] | Katy |  | NE - OR | [5 empty] | LIGHT SOURCES, FIBEROPTIC |  | .needs class |  |  |  |  | .needs class | WALTERLORENZ | [7 empty] | Covered PM Repair - Biomedical | MHHS-Northeast
NO | NO | [5 empty] | WALTER LORENZ SURGICAL | 88-5000 |  | wl2213 | NE - OR | MHHS-Northeast | [5 empty] | Katy |  | NE - OR | [5 empty] | LIGHT SOURCES, FIBEROPTIC |  | .needs class |  |  |  |  | .needs class | WALTERLORENZ | [7 empty] | Covered PM Repair - Biomedical | MHHS-Northeast
NO | NO | [5 empty] | WALTER LORENZ SURGICAL | 88-5000 |  | wl2129 | TMC - OR - PEDI OR (2R) | MHHS-TMC | [5 empty] | TMC |  | TMC - OR - PEDI OR (2R) | [5 empty] | LIGHT SOURCES, FIBEROPTIC |  | .needs class |  |  |  |  | .needs class | WALTERLORENZ | [7 empty] | Covered PM Repair - Biomedical | MHHS-TMC
YES | YES |  |  |  | 009-10777 | 009-10777 | Water Pik | WATER FLOSSER | [7 empty] | 009-10777 | 009-10777
YES | YES |  |  |  | 151-03895 | 151-03895 | Water Pik Inc | Wp-440w/ Wp-440c |  |  | MH MG - (PL) - CENTRAL PEARLAND |  |  |  |  | 151-03895 | 151-03895 | Pearland | Pearland | MH MG - (PL) - CENTRAL PEARLAND | Knowsstation
YES | YES | Serial Number Cnf |  |  | 151-03878 | 151-03878 | Waterpik | WP-440W/WP-440C |  | Cnf | Copperfield |  |  |  |  | 151-03878 | 151-03878 | North cypress | Copperfield | Copperfield | Lab | 2/1/20 |  |  | Model may be waterflosser. Could find no serial
YES | YES |  |  |  | 005-10081 | 005-10081 | Watts Premier, Inc. | HS-333 |  |  | SE - OR |  |  |  |  | 005-10081 | 005-10081 | Southeast | Memorial Hermann South East | SE - OR | OR corridor
YES | YES |  |  |  | 099-04875 | 099-04875 | Wavemark | Smartwand |  | Sw151135 | Pearland - cath lab |  |  |  |  | 099-04875 | 099-04875 | Pearland | Memorial Hermann Pearland Hospital | Pearland - cath lab | Equipment storage
YES | YES |  |  |  | 009-00769 | 009-00769 | Welch allyn |  |  |  | Nursery |  |  |  |  | 009-00769 | 009-00769 | Central | Memorial hermann greater heights hospital | Nursery | Nursery
YES | YES |  |  |  | 009-34167 | 009-34167 | Welch allyn |  |  |  | Clinical decision unit |  |  |  |  | 009-34167 | 009-34167 | Central | Memorial hermann greater heights | Clinical decision unit | Rm 2
YES | YES |  |  |  | 009-34170 | 009-34170 | Welch allyn |  |  |  | Clinical decision unit |  |  |  |  | 009-34170 | 009-34170 | Central | Memorial hermann greater heights | Clinical decision unit | Rm 5
YES | YES |  |  |  | 009-34173 | 009-34173 | Welch allyn |  |  |  | Clinical decision unit |  |  |  |  | 009-34173 | 009-34173 | Central | Memorial hermann greater heights | Clinical decision unit | Rm 6
YES | YES |  |  |  | 099-08214 | 099-08214 | Welch allyn |  |  |  | Clinical decision unit |  |  |  |  | 099-08214 | 099-08214 | Central | Memorial hermann greater heights | Clinical decision unit | Rm 8
YES | YES |  |  |  | 099-08217 | 099-08217 | Welch allyn |  |  |  | Clinicla decision |  |  |  |  | 099-08217 | 099-08217 | Central | Memorial hermann greater heights hospital | Clinicla decision | Rm 7
YES | YES |  |  |  | 099-08220 | 099-08220 | Welch allyn |  |  |  | Clinicla decision |  |  |  |  | 099-08220 | 099-08220 | Central | Memorial hermann greater heights hospital | Clinicla decision | Rm 9
YES | YES |  |  |  | 099-08222 | 099-08222 | Welch allyn |  |  |  | Clinicla decision |  |  |  |  | 099-08222 | 099-08222 | Central | Memorial hermann greater heights hospital | Clinicla decision | Rm 12
YES | YES |  |  |  | 099-08224 | 099-08224 | Welch allyn |  |  |  | Clinicla decision |  |  |  |  | 099-08224 | 099-08224 | Central | Memorial hermann greater heights hospital | Clinicla decision | Rm 14
YES | YES |  |  |  | 099-08227 | 099-08227 | Welch allyn |  |  |  | Clinicla decision |  |  |  |  | 099-08227 | 099-08227 | Central | Memorial hermann greater heights hospital | Clinicla decision | Rm 15
YES | YES |  |  |  | 099-08230 | 099-08230 | Welch allyn |  |  |  | Clinicla decision |  |  |  |  | 099-08230 | 099-08230 | Central | Memorial hermann greater heights hospital | Clinicla decision | Rm 17
NO | YES |  |  |  | 041-11030 | 041-11030 | Welch Allyn |  |  | JA005180 | Memorial City - General Medicine |  |  |  |  | 041-11030 | 041-11030 | West | Memorial City - Memorial Hermann Hospital | Memorial City - General Medicine | MH6 418 Dialysis Equipment
YES | YES |  |  |  |  | 013-35544 | WELCH ALLYN |  |  |  | MH MG - (STX) - SOUTH TEXAS - ROSENBERG | [5 empty] | 013-35544 | South | Rosenberg | MH MG - (STX) - SOUTH TEXAS - ROSENBERG | Exam Room 11 |  |  |  | No PM Sticker |  |  | THERMOMETERELECT-Welch Allyn-SureTemp Plus 690
YES | YES |  |  |  | 099-00422 | 099-00422 | Welch Allyn | 690 Thermometer |  |  | MEMORIAL CITY - ER |  |  |  |  | 099-00422 | 099-00422 | West | Memorial Hermann Memorial City ER | MEMORIAL CITY - ER | Peds ER Rm 4 |  |  |  | No PM sticker
YES | YES |  |  |  | 099-00425 | 099-00425 | Welch Allyn | 690 Thermometer |  |  | MEMORIAL CITY - ER |  |  |  |  | 099-00425 | 099-00425 | West | Memorial Hermann Memorial City ER | MEMORIAL CITY - ER | E1 506 ER Rm 26 |  |  |  | No PM sticker
YES | YES |  |  |  | 099-08442 | 099-08442 | WELCH ALLYN |  |  |  | Rosenberg |  |  |  |  | 099-08442 | 099-08442 | South | Rosenberg | Rosenberg | Hallway |  |  |  | New Add |  |  | THERMOMETERELECT-Welch Allyn-SureTemp Plus 692
NO | YES |  |  |  | 041-33153 | 041-33153 | Welch Allyn |  |  |  | MEMORIAL CITY - Orthopedics |  |  |  |  | 041-33153 | 041-33153 | West | Memorial City- Memorial Hermann Hospital | MEMORIAL CITY - Orthopedics | Nurse Station |  |  |  | NO PM STICKER
YES | YES |  |  |  | 099-00428 | 099-00428 | Welch Allyn | 692 Thermometer |  |  | MEMORIAL CITY - ER |  |  |  |  | 099-00428 | 099-00428 | West | Memorial Hermann Memorial City ER | MEMORIAL CITY - ER | E1 503 ER Rm 25 |  |  |  | No PM sticker
YES | YES |  |  |  | 099-00382 | 099-00382 | Welch Allyn | 692 Thermometer |  |  | MEMORIAL CITY - ER |  |  |  |  | 099-00382 | 099-00382 | West | Memorial Hermann Memorial City ER | MEMORIAL CITY - ER | E1 510 ER Rm 30 |  |  |  | No PM sticker
YES | YES | Serial Number Cnf |  |  | 041-33235 | 041-33235 | Welch Allyn | 71110 Charger |  | CNF | Biomed |  |  |  |  | 041-33235 | 041-33235 | West | Memorial-Memorial Hermann Hospital | Biomed | Biomed Shop |  |  |  | No PM sticker
YES | YES |  |  |  | 069-16708 | 069-16708 | Welch Allyn | 7114X |  | NSN | MIMU |  |  |  |  | 069-16708 | 069-16708 | TMC | Memorial Hermann TMC | MIMU | Supply RM C2005 | [5 empty] | Oto/Ophthalmoscope | OTOOPHTHALMOSCOPE-Welch Allyn-7114X | [22 empty] | Oto/Ophthalmoscope | OTOOPHTHALMOSCOPE | Oto/Ophthalmoscope | Welch Allyn
YES | YES |  |  |  | 099-11577 | 099-11577 | Welch Allyn | 7114X |  | NSN | MIMU |  |  |  |  | 099-11577 | 099-11577 | TMC | Memorial Hermann TMC | MIMU | Supply RM C2005 | [5 empty] | Oto/Ophthalmoscope | OTOOPHTHALMOSCOPE-Welch Allyn-7114X | [22 empty] | Oto/Ophthalmoscope | OTOOPHTHALMOSCOPE | Oto/Ophthalmoscope | Welch Allyn
YES | YES | Serial Number Cnf |  |  | 041-07337 | 041-07337 | Welch Allyn | 7114x Universal Charger |  | CNF | MEMORIAL CITY - Orthopedics |  |  |  |  | 041-07337 | 041-07337 | West | Memorial City- Memorial Hermann Hospital | MEMORIAL CITY - Orthopedics | Nurse Station |  |  |  | NO PM STICKER JUST ONE TIME INSPECTION STICKER
YES | YES |  |  |  |  | 013-35518 | WELCH ALLYN |  |  |  | MH MG - (STX) - SOUTH TEXAS - ROSENBERG | [5 empty] | 013-35518 | South | Rosenberg | MH MG - (STX) - SOUTH TEXAS - ROSENBERG | Exam Room 11 | [5 empty] | Transformer, Constant Voltage | TRNSFRMRCONSTANTVLTG-Welch Allyn-767 | [22 empty] | Transformer, Constant Voltage | TRNSFRMRCONSTANTVLTG | Transformer, Constant Voltage | Welch Allyn
YES | YES |  |  |  | 041-07310 | 041-07310 | Welch Allyn | 767 |  | NSN | MEMORIAL CITY - ER |  |  |  |  | 041-07310 | 041-07310 | West | Memorial Hermann Memorial City ER | MEMORIAL CITY - ER | E1 503 ER Rm 25 |  |  |  | No PM sticker
YES | YES |  |  |  | 041-07294 | 041-07294 | Welch Allyn | 767 |  | NSN | MEMORIAL CITY - ER |  |  |  |  | 041-07294 | 041-07294 | West | Memorial Hermann Memorial City ER | MEMORIAL CITY - ER | E1 510 ER Rm 30 |  |  |  | One time inspection sticker found
YES | YES |  |  |  | 041-33155 | 041-33155 | Welch Allyn | CE 0050 |  |  | MEMORIAL CITY - ER |  |  |  |  | 041-33155 | 041-33155 | West | Memorial Hermann Memorial City ER | MEMORIAL CITY - ER | Peds ER |  |  |  | No PM sticker
YES | YES |  |  |  | 041-33159 | 041-33159 | Welch Allyn | CE 0050 |  |  | MEMORIAL CITY - ER |  |  |  |  | 041-33159 | 041-33159 | West | Memorial Hermann Memorial City ER | MEMORIAL CITY - ER | Peds ER Rm 5 |  |  |  | No PM sticker
YES | YES |  |  |  | 099-00424 | 099-00424 | Welch Allyn | CE 0050 |  |  | MEMORIAL CITY - ER |  |  |  |  | 099-00424 | 099-00424 | West | Memorial Hermann Memorial City ER | MEMORIAL CITY - ER | Peds ER Rm 4 |  |  |  | No PM sticker
YES | YES |  |  |  | 099-00427 | 099-00427 | Welch Allyn | CE 0050 |  |  | MEMORIAL CITY - ER |  |  |  |  | 099-00427 | 099-00427 | West | Memorial Hermann Memorial City ER | MEMORIAL CITY - ER | E1 506 ER Rm 26 |  |  |  | No PM sticker
YES | YES |  |  |  | 099-00390 | 099-00390 | Welch Allyn | CE 0050 |  |  | MEMORIAL CITY - ER |  |  |  |  | 099-00390 | 099-00390 | West | Memorial Hermann Memorial City ER | MEMORIAL CITY - ER | E1 503 ER Rm 25 |  |  |  | No PM sticker
YES | YES |  |  |  | 099-00381 | 099-00381 | Welch Allyn | CE 0050 |  |  | MEMORIAL CITY - ER |  |  |  |  | 099-00381 | 099-00381 | West | Memorial Hermann Memorial City ER | MEMORIAL CITY - ER | E1 510 ER Rm 30 |  |  |  | No PM sticker
YES | YES |  |  |  | 099-00386 | 099-00386 | Welch Allyn | CE 0050 |  |  | MEMORIAL CITY - ER |  |  |  |  | 099-00386 | 099-00386 | West | Memorial Hermann Memorial City ER | MEMORIAL CITY - ER | E1 533 ER Rm 36 |  |  |  | No PM sticker
YES | YES |  |  |  | 099-00388 | 099-00388 | Welch Allyn | CE 0050 |  |  | MEMORIAL CITY - ER |  |  |  |  | 099-00388 | 099-00388 | West | Memorial Hermann Memorial City ER | MEMORIAL CITY - ER | E1 431 ER RM 20 |  |  |  | No PM sticker
YES | YES |  |  |  | 041-33252 | 041-33252 | Welch Allyn | CE 0050 |  |  | MEMORIAL CITY - CATH LAB |  |  |  |  | 041-33252 | 041-33252 | West | Memorial City - Memorial Hermann Hospital East Tower | MEMORIAL CITY - CATH LAB | OBS 25 |  |  |  | No PM sticker
YES | YES |  |  |  | 041-33601 | 041-33601 | Welch Allyn | CE 0050 |  |  | MEMORIAL CITY - CATH LAB |  |  |  |  | 041-33601 | 041-33601 | West | Memorial City - Memorial Hermann Hospital East Tower | MEMORIAL CITY - CATH LAB | Cath lab PACU 20
YES | YES |  |  |  | 041-33604 | 041-33604 | Welch Allyn | CE 0050 |  |  | MEMORIAL CITY - CATH LAB |  |  |  |  | 041-33604 | 041-33604 | West | Memorial City - Memorial Hermann Hospital East Tower | MEMORIAL CITY - CATH LAB | Cath lab PACU 16
YES | YES |  |  |  | 041-33921 | 041-33921 | Welch Allyn | CE 0050 |  |  | MEMORIAL CITY - CATH LAB |  |  |  |  | 041-33921 | 041-33921 | West | Memorial City - Memorial Hermann Hospital East | MEMORIAL CITY - CATH LAB | Cath Lab OBS 13
YES | YES |  |  |  | 041-33609 | 041-33609 | Welch Allyn | CE 0050 |  |  | MEMORIAL CITY - CATH LAB |  |  |  |  | 041-33609 | 041-33609 | West | Memorial City - Memorial Hermann Hospital East | MEMORIAL CITY - CATH LAB | Cath Lab PACU 15
YES | YES |  |  |  | 041-33611 | 041-33611 | Welch Allyn | CE 0050 |  |  | MEMORIAL CITY - CATH LAB |  |  |  |  | 041-33611 | 041-33611 | West | Memorial City - Memorial Hermann Hospital East | MEMORIAL CITY - CATH LAB | Cath Lab Pre Pro 7
YES | YES |  |  |  | 041-33613 | 041-33613 | Welch Allyn | CE 0050 |  |  | MEMORIAL CITY - CATH LAB |  |  |  |  | 041-33613 | 041-33613 | West | Memorial City - Memorial Hermann Hospital East | MEMORIAL CITY - CATH LAB | Cath Lab Pre Pro 10
YES | YES |  |  |  | 041-33615 | 041-33615 | Welch Allyn | CE 0050 |  |  | MEMORIAL CITY - CATH LAB |  |  |  |  | 041-33615 | 041-33615 | West | Memorial City - Memorial Hermann Hospital East | MEMORIAL CITY - CATH LAB | Cath Lab Pre Pro 9
YES | YES |  |  |  | 041-33960 | 041-33960 | Welch Allyn | CE 0050 |  |  | MEMORIAL CITY - CATH LAB |  |  |  |  | 041-33960 | 041-33960 | West | Heart Vascular Institute Memorial Hermann | MEMORIAL CITY - CATH LAB | Cath Lab Pre Pro 2
YES | YES |  |  |  | 041-33924 | 041-33924 | Welch Allyn | CE 0050 |  |  | MEMORIAL CITY - CATH LAB |  |  |  |  | 041-33924 | 041-33924 | West | Memorial City- Memorial Hermann Hospital East | MEMORIAL CITY - CATH LAB | Cath Lab PACU 21
YES | YES |  |  |  | 041-33927 | 041-33927 | Welch Allyn | CE 0050 |  |  | MEMORIAL CITY - CATH LAB |  |  |  |  | 041-33927 | 041-33927 | West | Heart | MEMORIAL CITY - CATH LAB | Cath Lab PACU 19
YES | YES |  |  |  | 041-33928 | 041-33928 | Welch Allyn | CE 0050 |  |  | MEMORIAL CITY - CATH LAB |  |  |  |  | 041-33928 | 041-33928 | West | Heart | MEMORIAL CITY - CATH LAB | Cath Lab OBS 18
YES | YES |  |  |  | 099-06429 | 099-06429 | Welch Allyn | CE 0050 |  |  | MEMORIAL CITY - CATH LAB |  |  |  |  | 099-06429 | 099-06429 | West | Heart | MEMORIAL CITY - CATH LAB | Cath Lab PACU 22
YES | YES |  |  |  | 099-06809 | 099-06809 | Welch Allyn | CE 0297 |  |  | MEMORIAL CITY - Orthopedics |  |  |  |  | 099-06809 | 099-06809 | West | Memorial City- Memorial Hermann Hospital | MEMORIAL CITY - Orthopedics | 5M26 |  |  |  | No PM sticker
YES | YES |  |  |  | 099-06812 | 099-06812 | Welch Allyn | CE 0297 |  |  | MEMORIAL CITY - Orthopedics |  |  |  |  | 099-06812 | 099-06812 | West | Memorial City- Memorial Hermann Hospital | MEMORIAL CITY - Orthopedics | 5M34 |  |  |  | No PM sticker
YES | YES |  |  |  | 099-06814 | 099-06814 | Welch Allyn | CE 0297 |  |  | MEMORIAL CITY - Orthopedics |  |  |  |  | 099-06814 | 099-06814 | West | Memorial City- Memorial Hermann Hospital | MEMORIAL CITY - Orthopedics | 5M37 |  |  |  | NO PM STICKER
YES | YES | [5 empty] | Welch Allyn | CE0050 |  |  | MEMORIAL CITY - ER | [6 empty] | West | West | MEMORIAL CITY - ER | ER18
YES | YES | [5 empty] | Welch Allyn | CE0050 |  |  | MEMORIAL CITY - ER | [6 empty] | West | West | MEMORIAL CITY - ER | ER RM1
YES | YES | [5 empty] | Welch Allyn | CE0297 |  |  | MEMORIAL CITY - MHT - MED/SURG | [6 empty] | West | West | MEMORIAL CITY - MHT - MED/SURG | MH6:103 Room 6M38
YES | YES | [5 empty] | Welch Allyn | CE0297 |  |  | MEMORIAL CITY - MHT - MED/SURG | [6 empty] | West | West | MEMORIAL CITY - MHT - MED/SURG | MH6:201 Room 6M01
YES | YES | Serial Number Cnf |  |  | 041-07590 | 041-07590 | Welch Allyn | Cnf |  | Cnf | MEMORIAL CITY - ER |  |  |  |  | 041-07590 | 041-07590 | West | West | MEMORIAL CITY - ER | ER RM3
YES | YES |  |  |  | 029-13474 | 029-13474 | Welch Allyn | Green series |  |  | Emergency department |  |  |  |  | 029-13474 | 029-13474 | Woodlands | Memorial Hermann Hospital Woodlands | Emergency department | ER7
YES | YES |  |  |  | 099-00421 | 099-00421 | Welch Allyn | GS 777 |  | NSN | MEMORIAL CITY - ER |  |  |  |  | 099-00421 | 099-00421 | West | Memorial Hermann Memorial City ER | MEMORIAL CITY - ER | Peds ER Rm 4 |  |  |  | No PM sticker
YES | YES |  |  |  | 099-00426 | 099-00426 | Welch Allyn | GS 777 |  | NSN | MEMORIAL CITY - ER |  |  |  |  | 099-00426 | 099-00426 | West | Memorial Hermann Memorial City ER | MEMORIAL CITY - ER | E1 506 ER Rm 26 |  |  |  | No PM sticker
YES | YES |  |  |  | 009-34135 | 009-34135 | Welch allyn | Sure temp plus |  |  | GH - MOTHER |  |  |  |  | 009-34135 | 009-34135 | Central | Central | GH - MOTHER | Room 5
YES | YES |  |  |  | 009-34145 | 009-34145 | Welch allyn | Sure temp plus |  |  | OR |  |  |  |  | 009-34145 | 009-34145 | Central | Labor and delivery | OR | Rm 2
YES | YES |  |  |  | 009-34166 | 009-34166 | Welch allyn | Sure temp plus |  |  | Clinical decision unit |  |  |  |  | 009-34166 | 009-34166 | Central | Memorial hermann greater heights | Clinical decision unit | Rm 2
YES | YES |  |  |  | 009-34169 | 009-34169 | Welch allyn | Sure temp plus |  |  | Clinical decision unit |  |  |  |  | 009-34169 | 009-34169 | Central | Memorial hermann greater heights | Clinical decision unit | Rm 5
YES | YES |  |  |  | 009-34172 | 009-34172 | Welch allyn | Sure temp plus |  |  | Clinical decision unit |  |  |  |  | 009-34172 | 009-34172 | Central | Memorial hermann greater heights | Clinical decision unit | Rm 6
YES | YES |  |  |  | 099-08213 | 099-08213 | Welch allyn | Sure temp plus |  |  | Clinical decision unit |  |  |  |  | 099-08213 | 099-08213 | Central | Memorial hermann greater heights | Clinical decision unit | Rm 8
YES | YES |  |  |  | 099-08216 | 099-08216 | Welch allyn | Sure temp plus |  |  | Clinical decision unit |  |  |  |  | 099-08216 | 099-08216 | Central | Memorial hermann greater heights | Clinical decision unit | Rm 7
YES | YES |  |  |  | 099-08219 | 099-08219 | Welch allyn | Sure temp plus |  |  | Clinicla decision |  |  |  |  | 099-08219 | 099-08219 | Central | Memorial hermann greater heights hospital | Clinicla decision | Rm 9
YES | YES |  |  |  | 099-08221 | 099-08221 | Welch allyn | Sure temp plus |  |  | Clinicla decision |  |  |  |  | 099-08221 | 099-08221 | Central | Memorial hermann greater heights hospital | Clinicla decision | Rm 12
YES | YES |  |  |  | 099-08223 | 099-08223 | Welch allyn | Sure temp plus |  |  | Clinicla decision |  |  |  |  | 099-08223 | 099-08223 | Central | Memorial hermann greater heights hospital | Clinicla decision | Rm 14
YES | YES |  |  |  | 099-08226 | 099-08226 | Welch allyn | Sure temp plus |  |  | Clinicla decision |  |  |  |  | 099-08226 | 099-08226 | Central | Memorial hermann greater heights hospital | Clinicla decision | Rm 15
YES | YES |  |  |  | 099-08229 | 099-08229 | Welch allyn | Sure temp plus |  |  | Clinicla decision |  |  |  |  | 099-08229 | 099-08229 | Central | Memorial hermann greater heights hospital | Clinicla decision | Rm 17
YES | YES |  |  |  | 041-33156 | 041-33156 | Welch Allyn | Sure Temp Plus |  |  | MEMORIAL CITY - ER |  |  |  |  | 041-33156 | 041-33156 | West | Memorial Hermann Memorial City ER | MEMORIAL CITY - ER | Peds ER Rm 7 |  |  |  | No PM found. Unable to get SN.
YES | YES |  |  |  | 041-33158 | 041-33158 | Welch Allyn | Sure Temp Plus |  |  | MEMORIAL CITY - ER |  |  |  |  | 041-33158 | 041-33158 | West | Memorial Hermann Memorial City ER | MEMORIAL CITY - ER | Peds ER Rm 5 |  |  |  | No PM sticker found. Unable to get SN.
YES | YES |  |  |  | 099-06431 | 099-06431 | Welch Allyn | Sure Temp Plus 692 |  |  | MEMORIAL CITY - CATH LAB |  |  |  |  | 099-06431 | 099-06431 | West | Heart | MEMORIAL CITY - CATH LAB | Nurse Station |  |  |  | No PM sticker
YES | YES |  |  |  | 099-06432 | 099-06432 | Welch Allyn | Sure Temp Plus 692 |  |  | MEMORIAL CITY - CATH LAB |  |  |  |  | 099-06432 | 099-06432 | West | Heart | MEMORIAL CITY - CATH LAB | Vascular Procedure Rm 2 |  |  |  | No PM sticker
YES | YES | [5 empty] | Welch Allyn | Sure Temp Plus 692 |  |  | MEMORIAL CITY - CARDIOLOGY | [6 empty] | West | Memorial City - Memorial Cardiology East | MEMORIAL CITY - CARDIOLOGY | E7 210 Isolation Ante Room |  |  |  | No PM sticker
YES | YES | [5 empty] | Welch Allyn | SureTemp Plus 690 |  |  | Memorial City - NICU | [6 empty] | West | Memorial City - Memorial Hermann Hospital | Memorial City - NICU | Control Center |  |  |  | No PM sticker | Thermometer
YES | YES | [5 empty] | Welch Allyn | SureTemp Plus 690 |  |  | Memorial City - NICU | [6 empty] | West | Memorial City - Memorial Hermann Hospital | Memorial City - NICU | Control Center |  |  |  | No PM sticker | Thermometer
YES | YES |  |  |  | 041-13470 | 041-13470 | Welch Allyn | SureTemp Plus 690 |  |  | Memorial City - NICU |  |  |  |  | 041-13470 | 041-13470 | West | Memorial City - Memorial Hermann Hospital | Memorial City - NICU | Control Center |  |  |  | No PM sticker | Thermometer
YES | YES | [5 empty] | Welch Allyn | SureTemp Plus 690 |  |  | Memorial City - NICU | [6 empty] | West | Memorial City - Memorial Hermann Hospital | Memorial City - NICU | Control Center |  |  |  | No PM sticker | Thermometer
YES | YES | [5 empty] | Welch Allyn | SureTemp Plus 690 |  |  | MEMORIAL CITY - ER | [6 empty] | West | West | MEMORIAL CITY - ER | ER18
YES | YES | [5 empty] | Welch Allyn | SureTemp Plus 690 |  |  | MEMORIAL CITY - ER | [6 empty] | West | West | MEMORIAL CITY - ER | ER RM1
YES | YES | [5 empty] | Welch Allyn | SureTemp Plus 690 |  |  | MEMORIAL CITY - ER | [6 empty] | West | West | MEMORIAL CITY - ER | ER RM3
YES | YES | [5 empty] | Welch Allyn | SureTemp Plus 690 |  |  | Memorial City-Employee Health | [6 empty] | West | Memorial City- Memorial Hermann Hospital West Tower | Memorial City-Employee Health | Lab Area |  |  |  | No PM sticker | Thermometer
YES | YES | [5 empty] | Welch Allyn | SureTemp Plus 690 |  |  | Memorial City-Employee Health | [6 empty] | West | Memorial City- Memorial Hermann Hospital West Tower | Memorial City-Employee Health | Lab Area |  |  |  |  | Thermometer
NO | YES | [5 empty] | Welch Allyn | SureTemp Plus 692 |  |  | MEMORIAL CITY - MHT- JHC PRE OP | [6 empty] | West | West | MEMORIAL CITY - MHT- JHC PRE OP | PRE OP
YES | YES | [5 empty] | Welch Allyn | SureTemp Plus 692 |  |  | West | [6 empty] | West | West | West | MH8:121 Storage
YES | YES | [5 empty] | Welch Allyn | SureTemp Plus 692 |  |  | MEMORIAL CITY - ER | [6 empty] | West | West | MEMORIAL CITY - ER | ER17
YES | YES | [5 empty] | Welch Allyn | SureTemp Plus 692 |  |  | MEMORIAL CITY - ER | [6 empty] | West | West | MEMORIAL CITY - ER | ERNurs station
YES | YES | [5 empty] | Welch Allyn | SureTemp Plus 692 |  |  | MEMORIAL CITY - ER | [6 empty] | West | West | MEMORIAL CITY - ER | Triage
YES | YES | [5 empty] | Welch Allyn | SureTempPlus |  |  | MEMORIAL CITY - MHT - NICU | [6 empty] | West | West | MEMORIAL CITY - MHT - NICU | MH4:110 Room4M26
YES | YES |  |  |  | 041-13475 | 041-13475 | Welch Allyn | SureTempPlus 690 |  |  | MEMORIAL CITY - PEDIATRICS |  |  |  |  | 041-13475 | 041-13475 | West | West | MEMORIAL CITY - PEDIATRICS | MH4:205 Room 4M05
YES | YES |  |  |  | 041-13452 | 041-13452 | Welch Allyn | SureTempPlus 690 |  |  | MEMORIAL CITY - PEDIATRICS |  |  |  |  | 041-13452 | 041-13452 | West | West | MEMORIAL CITY - PEDIATRICS | MH4:205 Room 4M06
YES | YES | [5 empty] | Welch Allyn | SureTempPlus 690 |  |  | MEMORIAL CITY - PEDIATRICS | [6 empty] | West | West | MEMORIAL CITY - PEDIATRICS | MH4:205 Room 4M07
NO | YES |  |  |  | 029-11874 | 029-11874 | Welch Allyn Inc | 007-0056-03 |  |  | MNA-(WDLS)-The Woodlands (Mp4) | MHHS - Mischer Neuroscience |  |  |  | 029-11874 | 029-11874 | Woodlands | MHHS-Others | MNA-(WDLS)-The Woodlands (Mp4) | Nurse Station | 8/1/19 |  | 8/1/20 |  | MONITORS, TELEMETRIC | Transmitter, Telemetry | TRANSMITTERTELEMETRY-Welch Allyn-Micropaq 408 |  |  |  |  | TRANSMITTERTELEMETRY-Welch Allyn-Micropaq 408 | Welch Allyn |  |  |  |  | 11/4/18 |  |  | Covered PM Repair - Biomedical | MHHS - Mischer Neuroscience | [8 empty] | TRANSMITTERTELEMETRY | Transmitter, Telemetry | Welch Allyn
NO | YES |  |  |  | 029-11876 | 029-11876 | Welch Allyn Inc | 007-0056-03 |  |  | MNA-(WDLS)-The Woodlands (Mp4) | MHHS - Mischer Neuroscience |  |  |  | 029-11876 | 029-11876 | Woodlands | MHHS-Others | MNA-(WDLS)-The Woodlands (Mp4) | Nurse Station | 8/1/19 |  | 8/1/20 |  | MONITORS, TELEMETRIC | Transmitter, Telemetry | TRANSMITTERTELEMETRY-Welch Allyn-Micropaq 408 |  |  |  |  | TRANSMITTERTELEMETRY-Welch Allyn-Micropaq 408 | Welch Allyn | [7 empty] | Covered PM Repair - Biomedical | MHHS - Mischer Neuroscience | [8 empty] | TRANSMITTERTELEMETRY | Transmitter, Telemetry | Welch Allyn
NO | YES |  |  |  | 029-11882 | 029-11882 | Welch Allyn Inc | 007-0056-03 |  |  | MNA-(WDLS)-The Woodlands (Mp4) | MHHS - Mischer Neuroscience |  |  |  | 029-11882 | 029-11882 | Woodlands | MHHS-Others | MNA-(WDLS)-The Woodlands (Mp4) | MOB neuro | 8/1/19 |  | 8/1/20 |  | MONITORS, TELEMETRIC | Transmitter, Telemetry | TRANSMITTERTELEMETRY-Welch Allyn-Micropaq 408 |  |  |  |  | TRANSMITTERTELEMETRY-Welch Allyn-Micropaq 408 | Welch Allyn |  |  |  |  | 2/1/15 |  |  | Covered PM Repair - Biomedical | MHHS - Mischer Neuroscience | [8 empty] | TRANSMITTERTELEMETRY | Transmitter, Telemetry | Welch Allyn
NO | YES |  |  |  | 029-11886 | 029-11886 | Welch Allyn Inc | 007-0056-03 |  |  | MNA-(WDLS)-The Woodlands (Mp4) | MHHS - Mischer Neuroscience |  |  |  | 029-11886 | 029-11886 | Woodlands | MHHS-Others | MNA-(WDLS)-The Woodlands (Mp4) | Nurse Station | 8/1/19 |  | 8/1/20 |  | MONITORS, TELEMETRIC | Transmitter, Telemetry | TRANSMITTERTELEMETRY-Welch Allyn-Micropaq 408 |  |  |  |  | TRANSMITTERTELEMETRY-Welch Allyn-Micropaq 408 | Welch Allyn |  |  |  |  | 6/5/12 |  |  | Covered PM Repair - Biomedical | MHHS - Mischer Neuroscience | [8 empty] | TRANSMITTERTELEMETRY | Transmitter, Telemetry | Welch Allyn
NO | YES |  |  |  | 029-11894 | 029-11894 | Welch Allyn Inc | 007-0056-03 |  |  | MNA-(WDLS)-The Woodlands (Mp4) | MHHS - Mischer Neuroscience |  |  |  | 029-11894 | 029-11894 | Woodlands | MHHS-Others | MNA-(WDLS)-The Woodlands (Mp4) | Nurse Station | 12/1/19 |  | 12/1/20 |  | MONITORS, TELEMETRIC | Transmitter, Telemetry | TRANSMITTERTELEMETRY-Welch Allyn-Micropaq 408 |  |  |  |  | TRANSMITTERTELEMETRY-Welch Allyn-Micropaq 408 | Welch Allyn |  |  |  |  | 8/4/16 |  |  | Covered PM Repair - Biomedical | MHHS - Mischer Neuroscience | [8 empty] | TRANSMITTERTELEMETRY | Transmitter, Telemetry | Welch Allyn
YES | YES | [5 empty] | Welch Allyn Inc | 007-0056-03 |  |  | Woodland MP4 | [6 empty] | Woodlands |  | Woodland MP4 | MOB neuro | 12/1/19 |  | 3/1/19 |  |  | Transmitter, Telemetry | TRANSMITTERTELEMETRY-Welch Allyn-Micropaq 408 | [23 empty] | TRANSMITTERTELEMETRY | Transmitter, Telemetry | Welch Allyn
YES | YES |  |  |  | 029-11895 | 029-11895 | Welch Allyn Inc | 007-0056-03 |  |  | Woodland MP4 |  |  |  |  | 029-11895 | 029-11895 | Woodlands |  | Woodland MP4 | MOB neuro |  |  | 8/1/20 |  |  | Transmitter, Telemetry | TRANSMITTERTELEMETRY-Welch Allyn-Micropaq 408 | [23 empty] | TRANSMITTERTELEMETRY | Transmitter, Telemetry | Welch Allyn
NO | NO |  |  |  | 041-13232 |  | Welch Allyn Inc | 007-0056-03 |  | JA101237 | MEMORIAL CITY - ER | MHHS-Mem City |  |  |  | 041-13232 |  | West & Memorial City |  | MEMORIAL CITY - ER | [5 empty] | MONITORS, TELEMETRIC |  | TRANSMITTERTELEMETRY-Welch Allyn-Micropaq 408 |  |  |  |  | TRANSMITTERTELEMETRY-Welch Allyn-Micropaq 408 | Welch Allyn | [7 empty] | Covered PM Repair - Biomedical | MHHS-Mem City
NO | NO |  |  |  | 041-16002 |  | Welch Allyn Inc | 007-0056-03 |  | JA091324 | MEMORIAL CITY - OUTPATIENT SURGERY | MHHS-Mem City |  |  |  | 041-16002 |  | West & Memorial City |  | MEMORIAL CITY - OUTPATIENT SURGERY | [5 empty] | MONITORS, TELEMETRIC |  | TRANSMITTERTELEMETRY-Welch Allyn-Micropaq 408 |  |  |  |  | TRANSMITTERTELEMETRY-Welch Allyn-Micropaq 408 | Welch Allyn | [7 empty] | Covered PM Repair - Biomedical | MHHS-Mem City
NO | YES |  |  |  | 013-11654 | 013-11654 | Welch Allyn Inc | 007-0102-00 |  | JA007621 | SW-Med/Surg Floors | MHHS-Southwest |  |  |  | 013-11654 | 013-11654 | Southwest | MHHS-Southwest | SW-Med/Surg Floors | Doppler storage | 10/1/19 |  | 10/1/20 |  | MONITORS, PHYSIOLOGIC, VITAL SIGNS |  | .Needs Class |  |  |  |  | .Needs Class | Welch Allyn |  |  |  |  | 6/20/16 |  |  | Covered PM Repair - Biomedical | MHHS-Southwest
NO | NO |  |  |  | 129-07590 |  | Welch Allyn Inc |  |  |  | SUGAR LAND - PEDI IMU | MHHS-Sugarland |  |  |  | 129-07590 |  | Sugar Land |  | SUGAR LAND - PEDI IMU | [5 empty] | THERMOMETERS, ELECTRONIC, PATIENT |  | THERMOMETERELECT-Welch Allyn-CareTemp |  |  |  |  | THERMOMETERELECT-Welch Allyn-CareTemp | Welch Allyn | [7 empty] | Covered PM Repair - Biomedical | MHHS-Sugarland
NO | NO |  |  |  | 129-07591 |  | Welch Allyn Inc |  |  |  | SUGAR LAND - PEDI IMU | MHHS-Sugarland |  |  |  | 129-07591 |  | Sugar Land |  | SUGAR LAND - PEDI IMU | [5 empty] | THERMOMETERS, ELECTRONIC, PATIENT |  | THERMOMETERELECT-Welch Allyn-CareTemp |  |  |  |  | THERMOMETERELECT-Welch Allyn-CareTemp | Welch Allyn | [7 empty] | Covered PM Repair - Biomedical | MHHS-Sugarland
NO | NO |  |  |  | 000-02677 |  | Welch Allyn Inc |  |  |  | MH MG - (STX) - SOUTH TEXAS - WHARTON | MHHS-MG |  | Radiation Beam Analyzer |  | 000-02677 |  | South |  | MH MG - (STX) - SOUTH TEXAS - WHARTON | [5 empty] | AUDIOMETERS |  | RADANABE-Gammex rmi-232 | RADANABE |  |  |  |  | GAMMEX | Radiation Beam Analyzer |  |  | RADANABE-Gammex rmi-232 |  |  |  | Not Covered Vendor Only - Biomedical | MHHS-MG
NO | YES |  |  |  | 583-00889 | 583-00889 | Welch Allyn Inc |  |  |  | MH MG-(KY)-Firethorne | MHHS-MG |  | Audiometer, Screener |  | 583-00889 | 583-00889 | Katy | MHHS-MG | MH MG-(KY)-Firethorne | Nurses ststion | 1/1/19 |  |  |  | AUDIOMETERS | Audiometer, Screener | AUDIOMETERSCREENER-Welch Allyn-23300 | AUDIOMETERSCREENER |  |  |  |  | Welch Allyn | Audiometer, Screener |  | AUDIOMETERSCREENER-Welch Allyn-23300 |  | 11/1/19 |  | A-A | Covered PM Repair - Biomedical | MHHS-MG | [8 empty] | AUDIOMETERSCREENER | Audiometer, Screener | Welch Allyn
NO | YES |  |  |  | 583-00915 | 583-00915 | Welch Allyn Inc |  |  |  | MH MG-(KY)-Katy CCC | MHHS-MG |  | Audiometer, Screener |  | 583-00915 | 583-00915 | Katy | MHHS-MG | MH MG-(KY)-Katy CCC | Exam 9 | 7/1/18 |  |  |  | AUDIOMETERS | Audiometer, Screener | AUDIOMETERSCREENER-Welch Allyn-23300 | AUDIOMETERSCREENER |  |  |  |  | Welch Allyn | Audiometer, Screener |  | AUDIOMETERSCREENER-Welch Allyn-23300 |  | 11/1/19 |  | A-A | Covered PM Repair - Biomedical | MHHS-MG | [8 empty] | AUDIOMETERSCREENER | Audiometer, Screener | Welch Allyn
NO | YES |  |  |  | 929-00493 | 929-00493 | Welch Allyn Inc |  |  |  | MH MG-(STX)-South Texas-Wharton | MHHS-MG |  | Audiometer, Screener |  | 929-00493 | 929-00493 | South | MHHS-MG | MH MG-(STX)-South Texas-Wharton | Exam rm 11 primary care | 10/1/19 | 10/1/20 |  |  | AUDIOMETERS | Audiometer, Screener | AUDIOMETERSCREENER-Welch Allyn-23300 | AUDIOMETERSCREENER |  |  |  |  | Welch Allyn | Audiometer, Screener |  | AUDIOMETERSCREENER-Welch Allyn-23300 |  | 11/1/19 |  | A-A | Covered PM Repair - Biomedical | MHHS-MG | [8 empty] | AUDIOMETERSCREENER | Audiometer, Screener | Welch Allyn
NO | NO |  |  |  | 017-01278 |  | Welch Allyn Inc |  |  |  | MH MG - (MC) - MEMORIAL CITY (MP3) | MHHS-MG |  | Audiometer, Screener |  | 017-01278 |  | West & Memorial City |  | MH MG - (MC) - MEMORIAL CITY (MP3) | [5 empty] | AUDIOMETERS |  | AUDIOMETERSCREENER-Welch Allyn-23300 | AUDIOMETERSCREENER |  |  |  |  | Welch Allyn | Audiometer, Screener |  | AUDIOMETERSCREENER-Welch Allyn-23300 |  |  |  |  | Covered PM Repair - Biomedical | MHHS-MG
NO | NO |  |  |  | 583-01355 |  | Welch Allyn Inc |  |  |  | MH MG - (KY) - KATY [MP2-STE400] | MHHS-MG |  | Audiometer, Screener |  | 583-01355 |  | Katy |  | MH MG - (KY) - KATY [MP2-STE400] | [5 empty] | AUDIOMETERS |  | AUDIOMETERSCREENER-Welch Allyn-23300 | AUDIOMETERSCREENER |  |  |  |  | Welch Allyn | Audiometer, Screener |  | AUDIOMETERSCREENER-Welch Allyn-23300 |  |  |  |  | Covered PM Repair - Biomedical | MHHS-MG
NO | NO |  |  |  | 929-01133 |  | Welch Allyn Inc |  |  |  | MH MG - (KY) - KATY CCC | MHHS-MG |  | Audiometer, Screener |  | 929-01133 |  | Katy |  | MH MG - (KY) - KATY CCC | [5 empty] | AUDIOMETERS |  | AUDIOMETERSCREENER-Welch Allyn-23300 | AUDIOMETERSCREENER |  |  |  |  | Welch Allyn | Audiometer, Screener |  | AUDIOMETERSCREENER-Welch Allyn-23300 |  |  |  |  | Covered PM Repair - Biomedical | MHHS-MG
NO | NO |  |  |  | 000-03623 |  | Welch Allyn Inc |  |  |  | MH MG - (SE) - CLEAR LAKE (WEBSTER) | MHHS-MG |  | Audiometer, Screener |  | 000-03623 |  | Southeast & Bay Area |  | MH MG - (SE) - CLEAR LAKE (WEBSTER) | [5 empty] | AUDIOMETERS |  | AUDIOMETERSCREENER-Welch Allyn-23300 | AUDIOMETERSCREENER |  |  |  |  | Welch Allyn | Audiometer, Screener |  | AUDIOMETERSCREENER-Welch Allyn-23300 |  |  |  |  | Covered PM Repair - Biomedical | MHHS-MG
NO | NO |  |  |  | 017-01219 |  | Welch Allyn Inc |  |  |  | MH MG - (SE) - CLEAR LAKE (WEBSTER) | MHHS-MG |  | Audiometer, Screener |  | 017-01219 |  | Southeast & Bay Area |  | MH MG - (SE) - CLEAR LAKE (WEBSTER) | [5 empty] | AUDIOMETERS |  | AUDIOMETERSCREENER-Welch Allyn-23300 | AUDIOMETERSCREENER |  |  |  |  | Welch Allyn | Audiometer, Screener |  | AUDIOMETERSCREENER-Welch Allyn-23300 |  |  |  |  | Covered PM Repair - Biomedical | MHHS-MG
NO | NO |  |  |  | 013-36364 |  | Welch Allyn Inc |  |  |  | MH MG - (STX) - SOUTH TEXAS - WHARTON | MHHS-MG |  | Audiometer, Screener |  | 013-36364 |  | South |  | MH MG - (STX) - SOUTH TEXAS - WHARTON | [5 empty] | AUDIOMETERS |  | AUDIOMETERSCREENER-Welch Allyn-23300 | AUDIOMETERSCREENER |  |  |  |  | Welch Allyn | Audiometer, Screener |  | AUDIOMETERSCREENER-Welch Allyn-23300 |  |  |  |  | Covered PM Repair - Biomedical | MHHS-MG
NO | NO |  |  |  | 069-43494 |  | Welch Allyn Inc |  |  |  | MH MG - (TMC) - PEDIATRICS (STE 2445) | MHHS-MG |  | Audiometer, Screener |  | 069-43494 |  | TMC |  | MH MG - (TMC) - PEDIATRICS (STE 2445) | [5 empty] | AUDIOMETERS |  | AUDIOMETERSCREENER-Welch Allyn-23300 | AUDIOMETERSCREENER |  |  |  |  | Welch Allyn | Audiometer, Screener |  | AUDIOMETERSCREENER-Welch Allyn-23300 |  |  |  |  | Covered PM Repair - Biomedical | MHHS-MG
NO | YES |  |  |  | 009-09850 | 009-09850 | Welch Allyn Inc |  |  |  | MH MG-(CY)-Fairfield [Mp1-Ste100] | MHHS-MG |  | Audiometer |  | 009-09850 | 009-09850 | Northwest | MHHS-MG | MH MG-(CY)-Fairfield [Mp1-Ste100] | Work Room | 7/1/17 | 7/1/18 |  |  | AUDIOMETERS | Audiometer | AUDIOMETER-Welch Allyn-23301 | AUDIOMETER |  |  |  |  | Welch Allyn | Audiometer |  | AUDIOMETER-Welch Allyn-23301 |  | 6/30/16 |  | A-A | Not Covered Vendor Only - Biomedical | MHHS-MG | [8 empty] | AUDIOMETER | Audiometer | Welch Allyn
NO | YES |  |  |  | 009-08345 | 009-08345 | Welch Allyn Inc |  |  |  | MH MG-(CY)-Fairfield [Mp1-Ste100] | MHHS-MG |  | Audiometer |  | 009-08345 | 009-08345 | Northwest | MHHS-MG | MH MG-(CY)-Fairfield [Mp1-Ste100] | C1 124 | 3/1/19 |  |  |  | AUDIOMETERS | Audiometer | AUDIOMETER-Welch Allyn-23301 | AUDIOMETER |  |  |  |  | Welch Allyn | Audiometer |  | AUDIOMETER-Welch Allyn-23301 |  | 6/30/16 |  | A-A | Covered PM Repair - Biomedical | MHHS-MG | [8 empty] | AUDIOMETER | Audiometer | Welch Allyn
NO | YES |  |  |  | 925-01649 | 925-01649 | Welch Allyn Inc |  |  |  | MH MG-(CY)-Fairfield [Mp1-Ste100] | MHHS-MG |  | Audiometer |  | 925-01649 | 925-01649 | Northwest | MHHS-MG | MH MG-(CY)-Fairfield [Mp1-Ste100] | C1 124 | 3/1/19 |  |  |  | AUDIOMETERS | Audiometer | AUDIOMETER-Welch Allyn-23301 | AUDIOMETER |  |  |  |  | Welch Allyn | Audiometer |  | AUDIOMETER-Welch Allyn-23301 |  |  |  | A-A | Covered PM Repair - Biomedical | MHHS-MG | [8 empty] | AUDIOMETER | Audiometer | Welch Allyn
NO | YES |  |  |  | 009-10036 | 009-10036 | Welch Allyn Inc |  |  |  | MH MG-(GH)-GH CCC | MHHS-MG |  | Audiometer |  | 009-10036 | 009-10036 | Central | MHHS-MG | MH MG-(GH)-GH CCC |  | 4/1/19 |  |  |  | AUDIOMETERS | Audiometer | AUDIOMETER-Welch Allyn-23301 | AUDIOMETER |  |  |  |  | Welch Allyn | Audiometer |  | AUDIOMETER-Welch Allyn-23301 |  |  |  | A-A | Covered PM Repair - Biomedical | MHHS-MG | [8 empty] | AUDIOMETER | Audiometer | Welch Allyn
NO | YES |  |  |  | 129-05914 | 129-05914 | Welch Allyn Inc |  |  |  | MH MG-(SL)-Physicians At Sugar Creek | MHHS-MG |  | Audiometer |  | 129-05914 | 129-05914 | Sugar Land | MHHS-MG | MH MG-(SL)-Physicians At Sugar Creek | Purple nurses station | 3/1/19 |  |  |  | AUDIOMETERS | Audiometer | AUDIOMETER-Welch Allyn-23301 | AUDIOMETER |  |  |  |  | Welch Allyn | Audiometer |  | AUDIOMETER-Welch Allyn-23301 |  | 4/25/21 |  | A-A | Not Covered Vendor Only - Biomedical | MHHS-MG | [8 empty] | AUDIOMETER | Audiometer | Welch Allyn
NO | YES |  |  |  | 129-07661 | 129-07661 | Welch Allyn Inc |  |  |  | MH MG-(SL)-Physicians At Sugar Creek | MHHS-MG |  | Audiometer |  | 129-07661 | 129-07661 | Sugar Land | MHHS-MG | MH MG-(SL)-Physicians At Sugar Creek | Procedure room 3 | 3/1/19 |  |  |  | AUDIOMETERS | Audiometer | AUDIOMETER-Welch Allyn-23301 | AUDIOMETER |  |  |  |  | Welch Allyn | Audiometer |  | AUDIOMETER-Welch Allyn-23301 |  | 4/25/21 |  | A-A | Not Covered Vendor Only - Biomedical | MHHS-MG | [8 empty] | AUDIOMETER | Audiometer | Welch Allyn
NO | YES |  |  |  | 129-07236 | 129-07236 | Welch Allyn Inc |  |  |  | MH MG-(STX)-South Texas-Wharton | MHHS-MG |  | Audiometer |  | 129-07236 | 129-07236 | South | MHHS-MG | MH MG-(STX)-South Texas-Wharton | Nurses Station | 10/1/19 |  |  |  | AUDIOMETERS | Audiometer | AUDIOMETER-Welch Allyn-23301 | AUDIOMETER |  |  |  |  | Welch Allyn | Audiometer |  | AUDIOMETER-Welch Allyn-23301 |  | 4/25/21 |  | A-A | Not Covered Vendor Only - Biomedical | MHHS-MG | [8 empty] | AUDIOMETER | Audiometer | Welch Allyn
NO | YES |  |  |  | 029-10108 | 029-10108 | Welch Allyn Inc |  |  |  | MH MG - (WDLS) - IMPERIAL OAKS | MHHS-MG |  | Audiometer |  | 029-10108 | 029-10108 | Woodlands | MHMG Imperial Oaks Site100 | MH MG - (WDLS) - IMPERIAL OAKS | Storage Room |  |  |  |  | AUDIOMETERS |  | AUDIOMETER-Welch Allyn-23301 | AUDIOMETER |  |  |  |  | Welch Allyn | Audiometer |  | AUDIOMETER-Welch Allyn-23301 |  |  |  |  | Covered PM Repair - Biomedical | MHHS-MG
NO | YES |  |  |  | 029-11939 | 029-11939 | Welch Allyn Inc |  |  |  | MH MG-(WDLS)-Urgent Care-Spring | MHHS-MG |  | Audiometer |  | 029-11939 | 029-11939 | Woodlands | MHHS-MG | MH MG-(WDLS)-Urgent Care-Spring | Sprig |  |  |  |  | AUDIOMETERS | Audiometer | AUDIOMETER-Welch Allyn-23301 | AUDIOMETER |  |  |  |  | Welch Allyn | Audiometer |  | AUDIOMETER-Welch Allyn-23301 |  | 12/19/19 |  | A-A | Covered PM Repair - Lab Analyzers/Anesth | MHHS-MG | [8 empty] | AUDIOMETER | Audiometer | Welch Allyn
NO | NO | [5 empty] | Welch Allyn Inc |  |  |  | MH MG - (CY) - COPPERFIELD | MHHS-MG |  | Audiometer |  |  |  | Northwest & Cypress |  | MH MG - (CY) - COPPERFIELD | [5 empty] | AUDIOMETERS |  | AUDIOMETER-Welch Allyn-23301 | AUDIOMETER |  |  |  |  | Welch Allyn | Audiometer |  | AUDIOMETER-Welch Allyn-23301 |  |  |  |  | Covered PM Repair - Biomedical | MHHS-MG
NO | NO |  |  |  | 005-10771 |  | Welch Allyn Inc |  |  |  | MH MG - (SE) - ALVIN | MHHS-MG |  | Audiometer |  | 005-10771 |  | Southeast & Bay Area |  | MH MG - (SE) - ALVIN | [5 empty] | AUDIOMETERS |  | AUDIOMETER-Welch Allyn-23301 | AUDIOMETER |  |  |  |  | Welch Allyn | Audiometer |  | AUDIOMETER-Welch Allyn-23301 |  |  |  |  | Covered PM Repair - Biomedical | MHHS-MG
NO | NO |  |  |  | 005-08805 |  | Welch Allyn Inc |  |  |  | MH MG - (SE) - FRIENDSWOOD | MHHS-MG |  | Audiometer |  | 005-08805 |  | Southeast & Bay Area |  | MH MG - (SE) - FRIENDSWOOD | [5 empty] | AUDIOMETERS |  | AUDIOMETER-Welch Allyn-23301 | AUDIOMETER |  |  |  |  | Welch Allyn | Audiometer |  | AUDIOMETER-Welch Allyn-23301 |  |  |  |  | Covered PM Repair - Biomedical | MHHS-MG
NO | NO |  |  |  | 013-35564 |  | Welch Allyn Inc |  |  |  | MH MG - (SL) - PHYSICIANS AT SUGAR CREEK | MHHS-MG |  | Audiometer |  | 013-35564 |  | Sugar Land |  | MH MG - (SL) - PHYSICIANS AT SUGAR CREEK | [5 empty] | AUDIOMETERS |  | AUDIOMETER-Welch Allyn-23301 | AUDIOMETER |  |  |  |  | Welch Allyn | Audiometer |  | AUDIOMETER-Welch Allyn-23301 |  |  |  |  | Covered PM Repair - Lab Analyzers/Anesth | MHHS-MG
NO | NO |  |  |  | 017-00744 |  | Welch Allyn Inc |  |  |  | MH MG - (SL) - PHYSICIANS AT SUGAR CREEK | MHHS-MG |  | Audiometer |  | 017-00744 |  | Sugar Land |  | MH MG - (SL) - PHYSICIANS AT SUGAR CREEK | [5 empty] | AUDIOMETERS |  | AUDIOMETER-Welch Allyn-23301 | AUDIOMETER |  |  |  |  | Welch Allyn | Audiometer |  | AUDIOMETER-Welch Allyn-23301 |  |  |  |  | Covered PM Repair - Lab Analyzers/Anesth | MHHS-MG
NO | NO |  |  |  | 129-05913 |  | Welch Allyn Inc |  |  |  | MH MG - (SL) - PHYSICIANS AT SUGAR CREEK | MHHS-MG |  | Audiometer |  | 129-05913 |  | Sugar Land |  | MH MG - (SL) - PHYSICIANS AT SUGAR CREEK | [5 empty] | AUDIOMETERS |  | AUDIOMETER-Welch Allyn-23301 | AUDIOMETER |  |  |  |  | Welch Allyn | Audiometer |  | AUDIOMETER-Welch Allyn-23301 |  |  |  |  | Covered PM Repair - Biomedical | MHHS-MG
NO | NO |  |  |  | 925-01170 |  | Welch Allyn Inc |  |  |  | MH MG - (TMC) - UPPER KIRBY | MHHS-MG |  | Audiometer |  | 925-01170 |  | TMC |  | MH MG - (TMC) - UPPER KIRBY | [5 empty] | AUDIOMETERS |  | AUDIOMETER-Welch Allyn-23301 | AUDIOMETER |  |  |  |  | Welch Allyn | Audiometer |  | AUDIOMETER-Welch Allyn-23301 |  |  |  |  | Covered PM Repair - Biomedical | MHHS-MG
NO | NO | [5 empty] | Welch Allyn Inc |  |  |  | MH MG - (WDLS) - SPRING CCC | MHHS-MG |  | Audiometer |  |  |  | Woodlands |  | MH MG - (WDLS) - SPRING CCC | [5 empty] | AUDIOMETERS |  | AUDIOMETER-Welch Allyn-23301 | AUDIOMETER |  |  |  |  | Welch Allyn | Audiometer |  | AUDIOMETER-Welch Allyn-23301 |  |  |  |  | Covered PM Repair - Lab Analyzers/Anesth | MHHS-MG
NO | NO |  |  |  | 029-12095 |  | Welch Allyn Inc |  |  |  | MH MG - (WDLS) - STERLING RIDGE | MHHS-MG |  | Audiometer |  | 029-12095 |  | Woodlands |  | MH MG - (WDLS) - STERLING RIDGE | [5 empty] | AUDIOMETERS |  | AUDIOMETER-Welch Allyn-23301 | AUDIOMETER |  |  |  |  | Welch Allyn | Audiometer |  | AUDIOMETER-Welch Allyn-23301 |  |  |  |  | Covered PM Repair - Lab Analyzers/Anesth | MHHS-MG
NO | NO | [5 empty] | Welch Allyn Inc |  |  | GA102477 | GH - RADIOLOGY | MHHS-Greater Heights |  | Table, Exam |  |  |  | Central & Greater Heights |  | GH - RADIOLOGY | [5 empty] | MONITORS, PHYSIOLOGIC, VITAL SIGNS |  | TABLEEXAM-Ritter-Tycos-244 | TABLEEXAM |  |  |  |  | Ritter-Tycos | Table, Exam |  |  | TABLEEXAM-Ritter-Tycos-244 |  |  |  | Covered PM Repair - Biomedical | MHHS-Greater Heights
NO | YES |  |  |  |  | 013-18408 | Welch Allyn Inc | 300 SERIES |  | JA090818 | SW-Cardiac Rehab | MHHS-Southwest |  | Monitor, Vital Signs |  |  | 013-18408 | Southwest | MHHS-Southwest | SW-Cardiac Rehab | Nursing | 9/1/19 |  | 11/1/20 |  | MONITORS, PHYSIOLOGIC, VITAL SIGNS | Monitor, Vital Signs | MONITORVITALSIGNS-Welch Allyn-300 Series | MONITORVITALSIGNS | 300 Series |  |  |  | Welch Allyn | Monitor, Vital Signs |  | MONITORVITALSIGNS-Welch Allyn-300 Series |  | 1/7/18 |  | MVS-A | Covered PM Repair - Biomedical | MHHS-Southwest | [8 empty] | MONITORVITALSIGNS | Monitor, Vital Signs | Welch Allyn
NO | YES |  |  |  |  | 241-02071 | Welch Allyn Inc | 300 SERIES |  | JA112060 | TIRR-Kirby Glenn | MHHS-TIRR |  | Monitor, Vital Signs |  |  | 241-02071 | TMC | MHHS-Others | TIRR-Kirby Glenn | Front | 7/1/19 |  |  |  | MONITORS, PHYSIOLOGIC, VITAL SIGNS | Monitor, Vital Signs | MONITORVITALSIGNS-Welch Allyn-300 Series | MONITORVITALSIGNS | 300 Series |  |  |  | Welch Allyn | Monitor, Vital Signs |  | MONITORVITALSIGNS-Welch Allyn-300 Series |  |  |  | MVS-A | Covered PM Repair - Biomedical | MHHS-TIRR | [8 empty] | MONITORVITALSIGNS | Monitor, Vital Signs | Welch Allyn
NO | YES |  |  |  |  | 241-02359 | Welch Allyn Inc | 300 SERIES |  | JA116875 | TIRR-Kirby Glenn | MHHS-TIRR |  | Monitor, Vital Signs |  |  | 241-02359 | TMC | MHHS-Others | TIRR-Kirby Glenn | TIRR - KIRBY GLENN | 7/1/19 |  | 7/1/20 |  | MONITORS, PHYSIOLOGIC, VITAL SIGNS | Monitor, Vital Signs | MONITORVITALSIGNS-Welch Allyn-300 Series | MONITORVITALSIGNS | 300 Series |  |  |  | Welch Allyn | Monitor, Vital Signs |  | MONITORVITALSIGNS-Welch Allyn-300 Series |  |  |  | MVS-A | Covered PM Repair - Biomedical | MHHS-TIRR | [8 empty] | MONITORVITALSIGNS | Monitor, Vital Signs | Welch Allyn
NO | YES |  |  |  |  | 241-02326 | Welch Allyn Inc | 300 SERIES |  | JA115994 | TIRR-Kirby Glenn | MHHS-TIRR |  | Monitor, Vital Signs |  |  | 241-02326 | TMC | MHHS-Others | TIRR-Kirby Glenn | TIRR - KIRBY GLENN | 10/1/19 |  | 9/1/20 |  | MONITORS, PHYSIOLOGIC, VITAL SIGNS | Monitor, Vital Signs | MONITORVITALSIGNS-Welch Allyn-300 Series | MONITORVITALSIGNS | 300 Series |  |  |  | Welch Allyn | Monitor, Vital Signs |  | MONITORVITALSIGNS-Welch Allyn-300 Series |  | 5/18/16 |  | MVS-A | Covered PM Repair - Biomedical | MHHS-TIRR | [8 empty] | MONITORVITALSIGNS | Monitor, Vital Signs | Welch Allyn
NO | YES |  |  |  | 241-02327 | 241-02327 | Welch Allyn Inc | 300 SERIES |  | JA115995 | TIRR-Therapy Gym | MHHS-TIRR |  | Monitor, Vital Signs |  | 241-02327 | 241-02327 | TMC | MHHS-Others | TIRR-Therapy Gym | Rehab | 8/1/19 |  |  |  | MONITORS, PHYSIOLOGIC, VITAL SIGNS | Monitor, Vital Signs | MONITORVITALSIGNS-Welch Allyn-300 Series | MONITORVITALSIGNS | 300 Series |  |  |  | Welch Allyn | Monitor, Vital Signs |  | MONITORVITALSIGNS-Welch Allyn-300 Series |  | 5/18/16 |  | MVS-A | Covered PM Repair - Biomedical | MHHS-TIRR | [8 empty] | MONITORVITALSIGNS | Monitor, Vital Signs | Welch Allyn
NO | YES |  |  |  |  | 241-02072 | Welch Allyn Inc | 300 SERIES |  | JA112059 | TIRR-Kirby Glenn | MHHS-TIRR |  | Monitor, Vital Signs |  |  | 241-02072 | TMC | MHHS-Others | TIRR-Kirby Glenn | TIRR - KIRBY GLENN | 10/1/19 |  | 10/1/20 |  | MONITORS, PHYSIOLOGIC, VITAL SIGNS | Monitor, Vital Signs | MONITORVITALSIGNS-Welch Allyn-300 Series | MONITORVITALSIGNS | 300 Series |  |  |  | Welch Allyn | Monitor, Vital Signs |  | MONITORVITALSIGNS-Welch Allyn-300 Series |  | 10/14/18 |  | MVS-A | Covered PM Repair - Biomedical | MHHS-TIRR | [8 empty] | MONITORVITALSIGNS | Monitor, Vital Signs | Welch Allyn
NO | YES |  |  |  | 241-01787 | 241-01787 | Welch Allyn Inc | 300 SERIES |  | JA111119 | TIRR-Therapy Gym | MHHS-TIRR |  | Monitor, Vital Signs |  | 241-01787 | 241-01787 | TMC | MHHS-Others | TIRR-Therapy Gym | Rehab | 8/1/19 |  |  |  | MONITORS, PHYSIOLOGIC, VITAL SIGNS | Monitor, Vital Signs | MONITORVITALSIGNS-Welch Allyn-300 Series | MONITORVITALSIGNS | 300 Series |  |  |  | Welch Allyn | Monitor, Vital Signs |  | MONITORVITALSIGNS-Welch Allyn-300 Series |  |  |  | MVS-A | Not Covered Vendor Only - Biomedical | MHHS-TIRR | [8 empty] | MONITORVITALSIGNS | Monitor, Vital Signs | Welch Allyn
NO | YES |  |  |  | 241-02156 | 241-02156 | Welch Allyn Inc | 300 SERIES |  | JA103901 | TIRR-PCU 4 | MHHS-TIRR |  | Monitor, Vital Signs |  | 241-02156 | 241-02156 | TMC | MHHS-Others | TIRR-PCU 4 | Therapy Gym | 10/1/18 |  | 10/1/20 |  | MONITORS, PHYSIOLOGIC, VITAL SIGNS | Monitor, Vital Signs | MONITORVITALSIGNS-Welch Allyn-300 Series | MONITORVITALSIGNS | 300 Series |  |  |  | Welch Allyn | Monitor, Vital Signs |  | MONITORVITALSIGNS-Welch Allyn-300 Series |  |  |  | MVS-A | Not Covered Vendor Only - Biomedical | MHHS-TIRR | [8 empty] | MONITORVITALSIGNS | Monitor, Vital Signs | Welch Allyn
NO | YES |  |  |  |  | 241-02167 | Welch Allyn Inc | 300 SERIES |  | JA103097 | TIRR - SCan | MHHS-TIRR |  | Monitor, Vital Signs |  |  | 241-02167 | TMC | TIRR Memorial Hermann | TIRR - SCan | Ultrasound |  |  |  |  | MONITORS, PHYSIOLOGIC, VITAL SIGNS | Monitor, Vital Signs | MONITORVITALSIGNS-Welch Allyn-300 Series | MONITORVITALSIGNS | 300 Series |  |  |  | Welch Allyn | Monitor, Vital Signs |  | MONITORVITALSIGNS-Welch Allyn-300 Series |  |  |  | MVS-A | Not Covered Vendor Only - Biomedical | MHHS-TIRR | [8 empty] | MONITORVITALSIGNS | Monitor, Vital Signs | Welch Allyn
NO | YES |  |  |  |  | 241-01786 | Welch Allyn Inc | 300 SERIES |  | JA103099 | TIRR-Radiology | MHHS-TIRR |  | Monitor, Vital Signs |  |  | 241-01786 | TMC | MHHS-Others | TIRR-Radiology | TIRR -Radiology | 10/1/18 |  | 10/1/20 |  | MONITORS, PHYSIOLOGIC, VITAL SIGNS | Monitor, Vital Signs | MONITORVITALSIGNS-Welch Allyn-300 Series | MONITORVITALSIGNS | 300 Series |  |  |  | Welch Allyn | Monitor, Vital Signs |  | MONITORVITALSIGNS-Welch Allyn-300 Series |  |  |  | MVS-A | Not Covered Vendor Only - Biomedical | MHHS-TIRR | [8 empty] | MONITORVITALSIGNS | Monitor, Vital Signs | Welch Allyn
NO | YES |  |  |  |  | 241-00729 | Welch Allyn Inc | 300 SERIES |  | JA106109 | TIRR-Therapy Gym | MHHS-TIRR |  | Monitor, Vital Signs |  |  | 241-00729 | TMC | MHHS-Others | TIRR-Therapy Gym | Reb | 10/1/18 |  |  |  | MONITORS, PHYSIOLOGIC, VITAL SIGNS | Monitor, Vital Signs | MONITORVITALSIGNS-Welch Allyn-300 Series | MONITORVITALSIGNS | 300 Series |  |  |  | Welch Allyn | Monitor, Vital Signs |  | MONITORVITALSIGNS-Welch Allyn-300 Series |  |  |  | MVS-A | Not Covered Vendor Only - Biomedical | MHHS-TIRR | [8 empty] | MONITORVITALSIGNS | Monitor, Vital Signs | Welch Allyn
NO | YES |  |  |  | 069-29965 | 069-29965 | Welch Allyn Inc | 300 SERIES |  | JA091497 | TMC-HVI-Heart Failure ICU (5Hvi) | MHHS-TMC |  | Monitor, Vital Signs |  | 069-29965 | 069-29965 | TMC | MHHS-TMC | TMC-HVI-Heart Failure ICU (5Hvi) | 509 - storage | 12/1/19 |  |  |  | MONITORS, PHYSIOLOGIC, VITAL SIGNS | Monitor, Vital Signs | MONITORVITALSIGNS-Welch Allyn-300 Series | MONITORVITALSIGNS | 300 Series |  |  |  | Welch Allyn | Monitor, Vital Signs |  | MONITORVITALSIGNS-Welch Allyn-300 Series |  | 5/12/16 |  | MVS-A | Covered PM Repair - Biomedical | MHHS-TMC | [8 empty] | MONITORVITALSIGNS | Monitor, Vital Signs | Welch Allyn
NO | YES |  |  |  | 069-33117 | 069-33117 | Welch Allyn Inc | 300 SERIES |  | JA090979 | TWC- Acute Care | MHHS-TMC |  | Monitor, Vital Signs |  | 069-33117 | 069-33117 | TMC | Memorial Hermann-Texas Medical Center | TWC- Acute Care | J531 | 1/1/19 |  | 1/1/20 |  | MONITORS, PHYSIOLOGIC, VITAL SIGNS | Monitor, Vital Signs | MONITORVITALSIGNS-Welch Allyn-300 Series | MONITORVITALSIGNS | 300 Series |  |  |  | Welch Allyn | Monitor, Vital Signs |  | MONITORVITALSIGNS-Welch Allyn-300 Series |  | 11/15/18 |  | MVS-A | Covered PM Repair - Biomedical | MHHS-TMC | [8 empty] | MONITORVITALSIGNS | Monitor, Vital Signs | Welch Allyn
NO | YES |  |  |  | 069-35852 | 069-35852 | Welch Allyn Inc | 300 SERIES |  | JA091498 | J5 | MHHS-TMC |  | Monitor, Vital Signs |  | 069-35852 | 069-35852 | TMC | Memorial Hermann-Texas Medical Center | J5 | J531 | 1/1/19 |  | 1/1/20 |  | MONITORS, PHYSIOLOGIC, VITAL SIGNS | Monitor, Vital Signs | MONITORVITALSIGNS-Welch Allyn-300 Series | MONITORVITALSIGNS | 300 Series |  |  |  | Welch Allyn | Monitor, Vital Signs |  | MONITORVITALSIGNS-Welch Allyn-300 Series |  | 4/2/18 |  | MVS-A | Covered PM Repair - Biomedical | MHHS-TMC | [8 empty] | MONITORVITALSIGNS | Monitor, Vital Signs | Welch Allyn
NO | YES |  |  |  | 069-42102 | 069-42102 | Welch Allyn Inc | 300 SERIES |  | JA091481 | TWC- Acute Care | MHHS-TMC |  | Monitor, Vital Signs |  | 069-42102 | 069-42102 | TMC | Memorial Hermann-Texas Medical Center | TWC- Acute Care | J531 | 1/1/19 |  | 1/1/20 |  | MONITORS, PHYSIOLOGIC, VITAL SIGNS | Monitor, Vital Signs | MONITORVITALSIGNS-Welch Allyn-300 Series | MONITORVITALSIGNS | 300 Series |  |  |  | Welch Allyn | Monitor, Vital Signs |  | MONITORVITALSIGNS-Welch Allyn-300 Series |  |  |  | MVS-A | Covered PM Repair - Biomedical | MHHS-TMC | [8 empty] | MONITORVITALSIGNS | Monitor, Vital Signs | Welch Allyn
NO | YES |  |  |  | 069-38331 | 069-38331 | Welch Allyn Inc | 300 SERIES |  | JA091500 | TWC- Acute Care | MHHS-TMC |  | Monitor, Vital Signs |  | 069-38331 | 069-38331 | TMC | Memorial Hermann-Texas Medical Center | TWC- Acute Care | J531 | 5/1/19 |  | 5/1/20 |  | MONITORS, PHYSIOLOGIC, VITAL SIGNS | Monitor, Vital Signs | MONITORVITALSIGNS-Welch Allyn-300 Series | MONITORVITALSIGNS | 300 Series |  |  |  | Welch Allyn | Monitor, Vital Signs |  | MONITORVITALSIGNS-Welch Allyn-300 Series |  |  |  | MVS-A | Covered PM Repair - Biomedical | MHHS-TMC | [8 empty] | MONITORVITALSIGNS | Monitor, Vital Signs | Welch Allyn
NO | YES |  |  |  | 069-41140 | 069-41140 | Welch Allyn Inc | 300 SERIES |  | JA091571 | TMC-Rehab-Ot/Pt Clinic (4J) | MHHS-TMC |  | Monitor, Vital Signs |  | 069-41140 | 069-41140 | TMC | MHHS-TMC | TMC-Rehab-Ot/Pt Clinic (4J) | Hallway | 12/1/19 |  |  |  | MONITORS, PHYSIOLOGIC, VITAL SIGNS | Monitor, Vital Signs | MONITORVITALSIGNS-Welch Allyn-300 Series | MONITORVITALSIGNS | 300 Series |  |  |  | Welch Allyn | Monitor, Vital Signs |  | MONITORVITALSIGNS-Welch Allyn-300 Series |  |  |  | MVS-A | Covered PM Repair - Biomedical | MHHS-TMC | [8 empty] | MONITORVITALSIGNS | Monitor, Vital Signs | Welch Allyn
YES | YES |  |  |  | 241-00981 | 241-00981 | Welch Allyn Inc | 300 SERIES |  |  | TIRR - PCU 4 |  |  |  |  | 241-00981 | 241-00981 | TMC | TIRR Memorial Hermann | TIRR - PCU 4 | Hallway | 10/1/19 |  | 10/1/20 | New Add - Hospital ID worn off
YES | YES |  |  |  | 241-03092 | 241-03092 | Welch Allyn Inc | 300 SERIES |  | A103899 | TIRR - Unit 3 |  |  |  |  | 241-03092 | 241-03092 | TMC | TIRR Memorial Hermann | TIRR - Unit 3 | NBU Room 313 | 10/1/19 |  | 10/1/20
NO | NO |  |  |  | 041-38749 |  | Welch Allyn Inc | 300 SERIES |  |  | CAHF - (MC) - MEMORIAL CITY [MP3-STE300] | MHHS - Heart Failure Clinics |  | Monitor, Vital Signs |  | 041-38749 |  | West & Memorial City |  | CAHF - (MC) - MEMORIAL CITY [MP3-STE300] | [5 empty] | MONITORS, PHYSIOLOGIC, VITAL SIGNS |  | MONITORVITALSIGNS-Welch Allyn-300 Series | MONITORVITALSIGNS | 300 Series |  |  |  | Welch Allyn | Monitor, Vital Signs |  | MONITORVITALSIGNS-Welch Allyn-300 Series |  |  |  |  | Covered PM Repair - Biomedical | MHHS - Heart Failure Clinics
NO | NO |  |  |  | 041-13545 |  | Welch Allyn Inc | 300 SERIES |  | JA093226 | MEMORIAL CITY - EAST TOWER - NEUROLOGY | MHHS-Mem City |  | Monitor, Vital Signs |  | 041-13545 |  | West & Memorial City |  | MEMORIAL CITY - EAST TOWER - NEUROLOGY | [5 empty] | MONITORS, PHYSIOLOGIC, VITAL SIGNS |  | MONITORVITALSIGNS-Welch Allyn-300 Series | MONITORVITALSIGNS | 300 Series |  |  |  | Welch Allyn | Monitor, Vital Signs |  | MONITORVITALSIGNS-Welch Allyn-300 Series |  |  |  |  | Covered PM Repair - Biomedical | MHHS-Mem City
NO | NO | [5 empty] | Welch Allyn Inc | 300 SERIES |  | JA093227 | MEMORIAL CITY - EAST TOWER - NEUROLOGY | MHHS-Mem City |  | Monitor, Vital Signs |  |  |  | West & Memorial City |  | MEMORIAL CITY - EAST TOWER - NEUROLOGY | [5 empty] | MONITORS, PHYSIOLOGIC, VITAL SIGNS |  | MONITORVITALSIGNS-Welch Allyn-300 Series | MONITORVITALSIGNS | 300 Series |  |  |  | Welch Allyn | Monitor, Vital Signs |  | MONITORVITALSIGNS-Welch Allyn-300 Series |  |  |  |  | Covered PM Repair - Biomedical | MHHS-Mem City
NO | NO | [5 empty] | Welch Allyn Inc | 300 SERIES |  | JA093229 | MEMORIAL CITY - EAST TOWER - NEUROLOGY | MHHS-Mem City |  | Monitor, Vital Signs |  |  |  | West & Memorial City |  | MEMORIAL CITY - EAST TOWER - NEUROLOGY | [5 empty] | MONITORS, PHYSIOLOGIC, VITAL SIGNS |  | MONITORVITALSIGNS-Welch Allyn-300 Series | MONITORVITALSIGNS | 300 Series |  |  |  | Welch Allyn | Monitor, Vital Signs |  | MONITORVITALSIGNS-Welch Allyn-300 Series |  |  |  |  | Covered PM Repair - Biomedical | MHHS-Mem City
NO | NO | [5 empty] | Welch Allyn Inc | 300 SERIES |  | JA104913 | MEMORIAL CITY - EAST TOWER - NEUROLOGY | MHHS-Mem City |  | Monitor, Vital Signs |  |  |  | West & Memorial City |  | MEMORIAL CITY - EAST TOWER - NEUROLOGY | [5 empty] | MONITORS, PHYSIOLOGIC, VITAL SIGNS |  | MONITORVITALSIGNS-Welch Allyn-300 Series | MONITORVITALSIGNS | 300 Series |  |  |  | Welch Allyn | Monitor, Vital Signs |  | MONITORVITALSIGNS-Welch Allyn-300 Series |  |  |  |  | Covered PM Repair - Biomedical | MHHS-Mem City
NO | NO | [5 empty] | Welch Allyn Inc | 300 SERIES |  | JA116154 | MEMORIAL CITY - EAST TOWER - NEUROLOGY | MHHS-Mem City |  | Monitor, Vital Signs |  |  |  | West & Memorial City |  | MEMORIAL CITY - EAST TOWER - NEUROLOGY | [5 empty] | MONITORS, PHYSIOLOGIC, VITAL SIGNS |  | MONITORVITALSIGNS-Welch Allyn-300 Series | MONITORVITALSIGNS | 300 Series |  |  |  | Welch Allyn | Monitor, Vital Signs |  | MONITORVITALSIGNS-Welch Allyn-300 Series |  |  |  |  | Covered PM Repair - Biomedical | MHHS-Mem City
NO | NO | [5 empty] | Welch Allyn Inc | 300 SERIES |  | JA116151 | MEMORIAL CITY - EAST TOWER - NEUROLOGY | MHHS-Mem City |  | Monitor, Vital Signs |  |  |  | West & Memorial City |  | MEMORIAL CITY - EAST TOWER - NEUROLOGY | [5 empty] | MONITORS, PHYSIOLOGIC, VITAL SIGNS |  | MONITORVITALSIGNS-Welch Allyn-300 Series | MONITORVITALSIGNS | 300 Series |  |  |  | Welch Allyn | Monitor, Vital Signs |  | MONITORVITALSIGNS-Welch Allyn-300 Series |  |  |  |  | Covered PM Repair - Biomedical | MHHS-Mem City
NO | NO |  |  |  | 041-15982 |  | Welch Allyn Inc | 300 SERIES |  | JA091201 | MEMORIAL CITY - ER - PEDS | MHHS-Mem City |  | Monitor, Vital Signs |  | 041-15982 |  | West & Memorial City |  | MEMORIAL CITY - ER - PEDS | [5 empty] | MONITORS, PHYSIOLOGIC, VITAL SIGNS |  | MONITORVITALSIGNS-Welch Allyn-300 Series | MONITORVITALSIGNS | 300 Series |  |  |  | Welch Allyn | Monitor, Vital Signs |  | MONITORVITALSIGNS-Welch Allyn-300 Series |  |  |  |  | Covered PM Repair - Biomedical | MHHS-Mem City
NO | NO | [5 empty] | Welch Allyn Inc | 300 SERIES |  | JA091207 | MEMORIAL CITY - ER - PEDS | MHHS-Mem City |  | Monitor, Vital Signs |  |  |  | West & Memorial City |  | MEMORIAL CITY - ER - PEDS | [5 empty] | MONITORS, PHYSIOLOGIC, VITAL SIGNS |  | MONITORVITALSIGNS-Welch Allyn-300 Series | MONITORVITALSIGNS | 300 Series |  |  |  | Welch Allyn | Monitor, Vital Signs |  | MONITORVITALSIGNS-Welch Allyn-300 Series |  |  |  |  | Covered PM Repair - Biomedical | MHHS-Mem City
NO | NO |  |  |  | 041-13539 |  | Welch Allyn Inc | 300 SERIES |  | JA093240 | MEMORIAL CITY - MED/SURG | MHHS-Mem City |  | Monitor, Vital Signs |  | 041-13539 |  | West & Memorial City |  | MEMORIAL CITY - MED/SURG | [5 empty] | MONITORS, PHYSIOLOGIC, VITAL SIGNS |  | MONITORVITALSIGNS-Welch Allyn-300 Series | MONITORVITALSIGNS | 300 Series |  |  |  | Welch Allyn | Monitor, Vital Signs |  | MONITORVITALSIGNS-Welch Allyn-300 Series |  |  |  |  | Covered PM Repair - Biomedical | MHHS-Mem City
NO | NO |  |  |  | 041-13540 |  | Welch Allyn Inc | 300 SERIES |  | JA093222 | MEMORIAL CITY - MED/SURG | MHHS-Mem City |  | Monitor, Vital Signs |  | 041-13540 |  | West & Memorial City |  | MEMORIAL CITY - MED/SURG | [5 empty] | MONITORS, PHYSIOLOGIC, VITAL SIGNS |  | MONITORVITALSIGNS-Welch Allyn-300 Series | MONITORVITALSIGNS | 300 Series |  |  |  | Welch Allyn | Monitor, Vital Signs |  | MONITORVITALSIGNS-Welch Allyn-300 Series |  |  |  |  | Covered PM Repair - Biomedical | MHHS-Mem City
NO | NO |  |  |  | 041-13541 |  | Welch Allyn Inc | 300 SERIES |  | JA093228 | MEMORIAL CITY - MED/SURG | MHHS-Mem City |  | Monitor, Vital Signs |  | 041-13541 |  | West & Memorial City |  | MEMORIAL CITY - MED/SURG | [5 empty] | MONITORS, PHYSIOLOGIC, VITAL SIGNS |  | MONITORVITALSIGNS-Welch Allyn-300 Series | MONITORVITALSIGNS | 300 Series |  |  |  | Welch Allyn | Monitor, Vital Signs |  | MONITORVITALSIGNS-Welch Allyn-300 Series |  |  |  |  | Covered PM Repair - Biomedical | MHHS-Mem City
NO | NO |  |  |  | 041-16727 |  | Welch Allyn Inc | 300 SERIES |  | JA105363 | MEMORIAL CITY - MED/SURG | MHHS-Mem City |  | Monitor, Vital Signs |  | 041-16727 |  | West & Memorial City |  | MEMORIAL CITY - MED/SURG | [5 empty] | MONITORS, PHYSIOLOGIC, VITAL SIGNS |  | MONITORVITALSIGNS-Welch Allyn-300 Series | MONITORVITALSIGNS | 300 Series |  |  |  | Welch Allyn | Monitor, Vital Signs |  | MONITORVITALSIGNS-Welch Allyn-300 Series |  |  |  |  | Covered PM Repair - Biomedical | MHHS-Mem City
NO | NO | [5 empty] | Welch Allyn Inc | 300 SERIES |  | JA091204 | MEMORIAL CITY - MED/SURG | MHHS-Mem City |  | Monitor, Vital Signs |  |  |  | West & Memorial City |  | MEMORIAL CITY - MED/SURG | [5 empty] | MONITORS, PHYSIOLOGIC, VITAL SIGNS |  | MONITORVITALSIGNS-Welch Allyn-300 Series | MONITORVITALSIGNS | 300 Series |  |  |  | Welch Allyn | Monitor, Vital Signs |  | MONITORVITALSIGNS-Welch Allyn-300 Series |  |  |  |  | Covered PM Repair - Biomedical | MHHS-Mem City
NO | NO | [5 empty] | Welch Allyn Inc | 300 SERIES |  | JA093236 | MEMORIAL CITY - MED/SURG | MHHS-Mem City |  | Monitor, Vital Signs |  |  |  | West & Memorial City |  | MEMORIAL CITY - MED/SURG | [5 empty] | MONITORS, PHYSIOLOGIC, VITAL SIGNS |  | MONITORVITALSIGNS-Welch Allyn-300 Series | MONITORVITALSIGNS | 300 Series |  |  |  | Welch Allyn | Monitor, Vital Signs |  | MONITORVITALSIGNS-Welch Allyn-300 Series |  |  |  |  | Covered PM Repair - Biomedical | MHHS-Mem City
NO | NO | [5 empty] | Welch Allyn Inc | 300 SERIES |  | JA091205 | MEMORIAL CITY - MED/SURG | MHHS-Mem City |  | Monitor, Vital Signs |  |  |  | West & Memorial City |  | MEMORIAL CITY - MED/SURG | [5 empty] | MONITORS, PHYSIOLOGIC, VITAL SIGNS |  | MONITORVITALSIGNS-Welch Allyn-300 Series | MONITORVITALSIGNS | 300 Series |  |  |  | Welch Allyn | Monitor, Vital Signs |  | MONITORVITALSIGNS-Welch Allyn-300 Series |  |  |  |  | Covered PM Repair - Radiology, Low End | MHHS-Mem City
NO | NO | [5 empty] | Welch Allyn Inc | 300 SERIES |  | JA093233 | MEMORIAL CITY - MED/SURG | MHHS-Mem City |  | Monitor, Vital Signs |  |  |  | West & Memorial City |  | MEMORIAL CITY - MED/SURG | [5 empty] | MONITORS, PHYSIOLOGIC, VITAL SIGNS |  | MONITORVITALSIGNS-Welch Allyn-300 Series | MONITORVITALSIGNS | 300 Series |  |  |  | Welch Allyn | Monitor, Vital Signs |  | MONITORVITALSIGNS-Welch Allyn-300 Series |  |  |  |  | Covered PM Repair - Biomedical | MHHS-Mem City
NO | NO | [5 empty] | Welch Allyn Inc | 300 SERIES |  | JA091200 | MEMORIAL CITY - MOR RECOVERY | MHHS-Mem City |  | Monitor, Vital Signs |  |  |  | West & Memorial City |  | MEMORIAL CITY - MOR RECOVERY | [5 empty] | MONITORS, PHYSIOLOGIC, VITAL SIGNS |  | MONITORVITALSIGNS-Welch Allyn-300 Series | MONITORVITALSIGNS | 300 Series |  |  |  | Welch Allyn | Monitor, Vital Signs |  | MONITORVITALSIGNS-Welch Allyn-300 Series |  |  |  |  | Covered PM Repair - Biomedical | MHHS-Mem City
NO | NO | [5 empty] | Welch Allyn Inc | 300 SERIES |  | JA093232 | MEMORIAL CITY - ORTHO/PT | MHHS-Mem City |  | Monitor, Vital Signs |  |  |  | West & Memorial City |  | MEMORIAL CITY - ORTHO/PT | [5 empty] | MONITORS, PHYSIOLOGIC, VITAL SIGNS |  | MONITORVITALSIGNS-Welch Allyn-300 Series | MONITORVITALSIGNS | 300 Series |  |  |  | Welch Allyn | Monitor, Vital Signs |  | MONITORVITALSIGNS-Welch Allyn-300 Series |  |  |  |  | Covered PM Repair - Biomedical | MHHS-Mem City
NO | NO | [5 empty] | Welch Allyn Inc | 300 SERIES |  | JA093221 | MEMORIAL CITY - ORTHO/PT | MHHS-Mem City |  | Monitor, Vital Signs |  |  |  | West & Memorial City |  | MEMORIAL CITY - ORTHO/PT | [5 empty] | MONITORS, PHYSIOLOGIC, VITAL SIGNS |  | MONITORVITALSIGNS-Welch Allyn-300 Series | MONITORVITALSIGNS | 300 Series |  |  |  | Welch Allyn | Monitor, Vital Signs |  | MONITORVITALSIGNS-Welch Allyn-300 Series |  |  |  |  | Covered PM Repair - Biomedical | MHHS-Mem City
NO | NO | [5 empty] | Welch Allyn Inc | 300 SERIES |  | JA116149 | MEMORIAL CITY - ORTHO/PT | MHHS-Mem City |  | Monitor, Vital Signs |  |  |  | West & Memorial City |  | MEMORIAL CITY - ORTHO/PT | [5 empty] | MONITORS, PHYSIOLOGIC, VITAL SIGNS |  | MONITORVITALSIGNS-Welch Allyn-300 Series | MONITORVITALSIGNS | 300 Series |  |  |  | Welch Allyn | Monitor, Vital Signs |  | MONITORVITALSIGNS-Welch Allyn-300 Series |  |  |  |  | Covered PM Repair - Respiratory/Steriliz | MHHS-Mem City
NO | NO | [5 empty] | Welch Allyn Inc | 300 SERIES |  | JA116150 | MEMORIAL CITY - ORTHO/PT | MHHS-Mem City |  | Monitor, Vital Signs |  |  |  | West & Memorial City |  | MEMORIAL CITY - ORTHO/PT | [5 empty] | MONITORS, PHYSIOLOGIC, VITAL SIGNS |  | MONITORVITALSIGNS-Welch Allyn-300 Series | MONITORVITALSIGNS | 300 Series |  |  |  | Welch Allyn | Monitor, Vital Signs |  | MONITORVITALSIGNS-Welch Allyn-300 Series |  |  |  |  | Covered PM Repair - Biomedical | MHHS-Mem City
NO | NO | [5 empty] | Welch Allyn Inc | 300 SERIES |  | JA091167 | MEMORIAL CITY - WELLNESS CARDIAC REHAB | MHHS-Mem City |  | Monitor, Vital Signs |  |  |  | West & Memorial City |  | MEMORIAL CITY - WELLNESS CARDIAC REHAB | [5 empty] | MONITORS, PHYSIOLOGIC, VITAL SIGNS |  | MONITORVITALSIGNS-Welch Allyn-300 Series | MONITORVITALSIGNS | 300 Series |  |  |  | Welch Allyn | Monitor, Vital Signs |  | MONITORVITALSIGNS-Welch Allyn-300 Series |  |  |  |  | Covered PM Repair - Biomedical | MHHS-Mem City
NO | NO | [5 empty] | Welch Allyn Inc | 300 SERIES |  | JA004395 | PARC - GESSNER INPATIENT REHAB | MHHS-PARC |  | Monitor, Vital Signs |  |  |  | Central & Greater Heights |  | PARC - GESSNER INPATIENT REHAB | [5 empty] | MONITORS, PHYSIOLOGIC, VITAL SIGNS |  | MONITORVITALSIGNS-Welch Allyn-300 Series | MONITORVITALSIGNS | 300 Series |  |  |  | Welch Allyn | Monitor, Vital Signs |  | MONITORVITALSIGNS-Welch Allyn-300 Series |  |  |  |  | Not Covered Vendor Only - Biomedical | MHHS-PARC
NO | NO | [5 empty] | Welch Allyn Inc | 300 SERIES |  | JA090985 | SW - BIOMEDICAL SERVICES | MHHS-Southwest |  | Monitor, Vital Signs |  |  |  | Southwest |  | SW - BIOMEDICAL SERVICES | [5 empty] | MONITORS, PHYSIOLOGIC, VITAL SIGNS |  | MONITORVITALSIGNS-Welch Allyn-300 Series | MONITORVITALSIGNS | 300 Series |  |  |  | Welch Allyn | Monitor, Vital Signs |  | MONITORVITALSIGNS-Welch Allyn-300 Series |  |  |  |  | Covered PM Repair - Biomedical | MHHS-Southwest
NO | NO |  |  |  | 241-02070 |  | Welch Allyn Inc | 300 SERIES |  | JA112063 | TIRR - KIRBY GLENN | MHHS-TIRR |  | Monitor, Vital Signs |  | 241-02070 |  | TMC |  | TIRR - KIRBY GLENN | [5 empty] | MONITORS, PHYSIOLOGIC, VITAL SIGNS |  | MONITORVITALSIGNS-Welch Allyn-300 Series | MONITORVITALSIGNS | 300 Series |  |  |  | Welch Allyn | Monitor, Vital Signs |  | MONITORVITALSIGNS-Welch Allyn-300 Series |  |  |  |  | Covered PM Repair - Biomedical | MHHS-TIRR
NO | NO | [5 empty] | Welch Allyn Inc | 300 SERIES |  | JA106110 | TIRR - OUTPATIENT CLINIC | MHHS-TIRR |  | Monitor, Vital Signs |  |  |  | TMC |  | TIRR - OUTPATIENT CLINIC | [5 empty] | MONITORS, PHYSIOLOGIC, VITAL SIGNS |  | MONITORVITALSIGNS-Welch Allyn-300 Series | MONITORVITALSIGNS | 300 Series |  |  |  | Welch Allyn | Monitor, Vital Signs |  | MONITORVITALSIGNS-Welch Allyn-300 Series |  |  |  |  | Covered PM Repair - Biomedical | MHHS-TIRR
NO | NO | [5 empty] | Welch Allyn Inc | 300 SERIES |  | JA111110 | TIRR - OUTPATIENT CLINIC | MHHS-TIRR |  | Monitor, Vital Signs |  |  |  | TMC |  | TIRR - OUTPATIENT CLINIC | [5 empty] | MONITORS, PHYSIOLOGIC, VITAL SIGNS |  | MONITORVITALSIGNS-Welch Allyn-300 Series | MONITORVITALSIGNS | 300 Series |  |  |  | Welch Allyn | Monitor, Vital Signs |  | MONITORVITALSIGNS-Welch Allyn-300 Series |  |  |  |  | Covered PM Repair - Radiology, High End | MHHS-TIRR
NO | NO | [5 empty] | Welch Allyn Inc | 300 SERIES |  | JA111111 | TIRR - OUTPATIENT CLINIC | MHHS-TIRR |  | Monitor, Vital Signs |  |  |  | TMC |  | TIRR - OUTPATIENT CLINIC | [5 empty] | MONITORS, PHYSIOLOGIC, VITAL SIGNS |  | MONITORVITALSIGNS-Welch Allyn-300 Series | MONITORVITALSIGNS | 300 Series |  |  |  | Welch Allyn | Monitor, Vital Signs |  | MONITORVITALSIGNS-Welch Allyn-300 Series |  |  |  |  | Covered PM Repair - Biomedical | MHHS-TIRR
NO | NO | [5 empty] | Welch Allyn Inc | 300 SERIES |  | JA103899 | TIRR - PCU 3 | MHHS-TIRR |  | Monitor, Vital Signs |  |  |  | TMC |  | TIRR - PCU 3 | [5 empty] | MONITORS, PHYSIOLOGIC, VITAL SIGNS |  | MONITORVITALSIGNS-Welch Allyn-300 Series | MONITORVITALSIGNS | 300 Series |  |  |  | Welch Allyn | Monitor, Vital Signs |  | MONITORVITALSIGNS-Welch Allyn-300 Series |  |  |  |  | Covered PM Repair - Biomedical | MHHS-TIRR
NO | NO | [5 empty] | Welch Allyn Inc | 300 SERIES |  | JA111113 | TIRR - PCU 3 | MHHS-TIRR |  | Monitor, Vital Signs |  |  |  | TMC |  | TIRR - PCU 3 | [5 empty] | MONITORS, PHYSIOLOGIC, VITAL SIGNS |  | MONITORVITALSIGNS-Welch Allyn-300 Series | MONITORVITALSIGNS | 300 Series |  |  |  | Welch Allyn | Monitor, Vital Signs |  | MONITORVITALSIGNS-Welch Allyn-300 Series |  |  |  |  | Not Covered Vendor Only - Biomedical | MHHS-TIRR
NO | NO |  |  |  | 241-01537 |  | Welch Allyn Inc | 300 SERIES |  | JA111114 | TIRR - PCU 3 | MHHS-TIRR |  | Monitor, Vital Signs |  | 241-01537 |  | TMC |  | TIRR - PCU 3 | [5 empty] | MONITORS, PHYSIOLOGIC, VITAL SIGNS |  | MONITORVITALSIGNS-Welch Allyn-300 Series | MONITORVITALSIGNS | 300 Series |  |  |  | Welch Allyn | Monitor, Vital Signs |  | MONITORVITALSIGNS-Welch Allyn-300 Series |  |  |  |  | Covered PM Repair - Biomedical | MHHS-TIRR
NO | NO |  |  |  | 241-02531 |  | Welch Allyn Inc | 300 SERIES |  | JA111118 | TIRR - PCU 3C | MHHS-TIRR |  | Monitor, Vital Signs |  | 241-02531 |  | TMC |  | TIRR - PCU 3C | [5 empty] | MONITORS, PHYSIOLOGIC, VITAL SIGNS |  | MONITORVITALSIGNS-Welch Allyn-300 Series | MONITORVITALSIGNS | 300 Series |  |  |  | Welch Allyn | Monitor, Vital Signs |  | MONITORVITALSIGNS-Welch Allyn-300 Series |  |  |  |  | Not Covered Vendor Only - Biomedical | MHHS-TIRR
NO | NO | [5 empty] | Welch Allyn Inc | 300 SERIES |  | JA111117 | TIRR - PCU 4 | MHHS-TIRR |  | Monitor, Vital Signs |  |  |  | TMC |  | TIRR - PCU 4 | [5 empty] | MONITORS, PHYSIOLOGIC, VITAL SIGNS |  | MONITORVITALSIGNS-Welch Allyn-300 Series | MONITORVITALSIGNS | 300 Series |  |  |  | Welch Allyn | Monitor, Vital Signs |  | MONITORVITALSIGNS-Welch Allyn-300 Series |  |  |  |  | Not Covered Vendor Only - Biomedical | MHHS-TIRR
NO | NO | [5 empty] | Welch Allyn Inc | 300 SERIES |  | JA103898 | TIRR - PCU 5 | MHHS-TIRR |  | Monitor, Vital Signs |  |  |  | TMC |  | TIRR - PCU 5 | [5 empty] | MONITORS, PHYSIOLOGIC, VITAL SIGNS |  | MONITORVITALSIGNS-Welch Allyn-300 Series | MONITORVITALSIGNS | 300 Series |  |  |  | Welch Allyn | Monitor, Vital Signs |  | MONITORVITALSIGNS-Welch Allyn-300 Series |  |  |  |  | Not Covered Vendor Only - Biomedical | MHHS-TIRR
NO | NO |  |  |  | 241-01621 |  | Welch Allyn Inc | 300 SERIES |  | JA098930 | TIRR - PCU 6 | MHHS-TIRR |  | Monitor, Vital Signs |  | 241-01621 |  | TMC |  | TIRR - PCU 6 | [5 empty] | MONITORS, PHYSIOLOGIC, VITAL SIGNS |  | MONITORVITALSIGNS-Welch Allyn-300 Series | MONITORVITALSIGNS | 300 Series |  |  |  | Welch Allyn | Monitor, Vital Signs |  | MONITORVITALSIGNS-Welch Allyn-300 Series |  |  |  |  | Not Covered Vendor Only - Biomedical | MHHS-TIRR
NO | NO |  |  |  | 241-02751 |  | Welch Allyn Inc | 300 SERIES |  | JA103900 | TIRR - PCU 6 | MHHS-TIRR |  | Monitor, Vital Signs |  | 241-02751 |  | TMC |  | TIRR - PCU 6 | [5 empty] | MONITORS, PHYSIOLOGIC, VITAL SIGNS |  | MONITORVITALSIGNS-Welch Allyn-300 Series | MONITORVITALSIGNS | 300 Series |  |  |  | Welch Allyn | Monitor, Vital Signs |  | MONITORVITALSIGNS-Welch Allyn-300 Series |  |  |  |  | Not Covered Vendor Only - Biomedical | MHHS-TIRR
NO | YES |  |  |  | 583-01353 | 583-01353 | Welch Allyn Inc | 39400 SERIES OAE HEARING SCREENER |  | G15003919 | MH MG-(KY)-Katy Peds (Mp2) | MHHS-MG |  |  |  | 583-01353 | 583-01353 | Katy | MHHS-MG | MH MG-(KY)-Katy Peds (Mp2) | Suite 250 | 1/1/19 |  |  |  | AUDIOMETERS |  | .needs class |  |  |  |  | .needs class | Welch Allyn | [7 empty] | Covered PM Repair - Biomedical | MHHS-MG
NO | YES |  |  |  | 583-01354 | 583-01354 | Welch Allyn Inc | 39400 SERIES OAE HEARING SCREENER |  | G15003565 | MH MG-(KY)-Katy Peds (Mp2) | MHHS-MG |  |  |  | 583-01354 | 583-01354 | Katy | MHHS-MG | MH MG-(KY)-Katy Peds (Mp2) | Suite 250 | 1/1/19 |  |  |  | AUDIOMETERS |  | .needs class |  |  |  |  | .needs class | Welch Allyn | [7 empty] | Covered PM Repair - Biomedical | MHHS-MG
NO | YES |  |  |  | 142-09558 | 142-09558 | Welch Allyn Inc | 39400 SERIES OAE HEARING SCREENER |  | GI5003750 | MH-Atascocita | MHHS-MG |  |  |  | 142-09558 | 142-09558 | Katy | Memorial herman northeast | MH-Atascocita | Nurse Station |  |  |  | No p.m. | AUDIOMETERS |  | .needs class |  |  |  |  | .needs class | Welch Allyn | [7 empty] | Covered PM Repair - Biomedical | MHHS-MG
NO | NO |  |  |  | 129-06822 |  | Welch Allyn Inc | 39400-NP |  | G15003968 | MH MG - (SL) - SUGAR LAND PEDIATRICS | MHHS-MG |  |  |  | 129-06822 |  | Sugar Land |  | MH MG - (SL) - SUGAR LAND PEDIATRICS | [5 empty] | AUDIOMETERS |  | .needs class |  |  |  |  | .needs class | Welch Allyn | [7 empty] | Covered PM Repair - Biomedical | MHHS-MG
NO | YES |  |  |  | 151-02423 | 151-02423 | Welch Allyn Inc | 408282 OPTHALMOSCOPE |  | NSN | CY-Post Partum | MHHS-Cypress |  | Oto/Ophthalmoscope |  | 151-02423 | 151-02423 | Northwest | MHHS-Cypress | CY-Post Partum | Equipment storage post partum |  |  |  |  | LIGHTS, EXAMINATION | Oto/Ophthalmoscope | OTOOPHTHALMOSCOPE-Welch Allyn-408282 | OTOOPHTHALMOSCOPE |  |  |  |  | Welch Allyn | Oto/Ophthalmoscope |  | OTOOPHTHALMOSCOPE-Welch Allyn-408282 |  | 3/2/20 |  |  | Covered PM Repair - Biomedical | MHHS-Cypress | [8 empty] | OTOOPHTHALMOSCOPE | Oto/Ophthalmoscope | Welch Allyn
NO | YES |  |  |  | 009-10871 | 009-10871 | Welch Allyn Inc | 408282 OPTHALMOSCOPE |  | Lot#: 17334 | GH-NICU | MHHS-Greater Heights |  | Oto/Ophthalmoscope |  | 009-10871 | 009-10871 | Central | MHHS-Greater Heights | GH-NICU | Nurse station | 2/1/18 |  |  |  | LIGHTS, EXAMINATION | Oto/Ophthalmoscope | OTOOPHTHALMOSCOPE-Welch Allyn-408282 | OTOOPHTHALMOSCOPE |  |  |  |  | Welch Allyn | Oto/Ophthalmoscope |  | OTOOPHTHALMOSCOPE-Welch Allyn-408282 |  | 7/19/14 |  |  | Covered PM Repair - Biomedical | MHHS-Greater Heights | [8 empty] | OTOOPHTHALMOSCOPE | Oto/Ophthalmoscope | Welch Allyn
NO | YES |  |  |  | 009-10872 | 009-10872 | Welch Allyn Inc | 408282 OPTHALMOSCOPE |  | Lot 17310 | GH - NICU | MHHS-Greater Heights |  | Oto/Ophthalmoscope |  | 009-10872 | 009-10872 | Central | Memorial Hermann Greater Heights Hospital | GH - NICU | NICU |  |  |  |  | LIGHTS, EXAMINATION |  | OTOOPHTHALMOSCOPE-Welch Allyn-408282 | OTOOPHTHALMOSCOPE |  |  |  |  | Welch Allyn | Oto/Ophthalmoscope |  | OTOOPHTHALMOSCOPE-Welch Allyn-408282 |  |  |  |  | Covered PM Repair - Biomedical | MHHS-Greater Heights
NO | YES |  |  |  | 133-09162 | 133-09162 | Welch Allyn Inc | 408282 OPTHALMOSCOPE |  | NSN | Katy-ER | MHHS-Katy |  | Oto/Ophthalmoscope |  | 133-09162 | 133-09162 | Katy | MHHS-Katy | Katy-ER | ER | 6/1/16 |  |  |  | LIGHTS, EXAMINATION | Oto/Ophthalmoscope | OTOOPHTHALMOSCOPE-Welch Allyn-408282 | OTOOPHTHALMOSCOPE |  |  |  |  | Welch Allyn | Oto/Ophthalmoscope |  | OTOOPHTHALMOSCOPE-Welch Allyn-408282 |  | 1/23/15 |  |  | Covered PM Repair - Biomedical | MHHS-Katy | [8 empty] | OTOOPHTHALMOSCOPE | Oto/Ophthalmoscope | Welch Allyn
NO | YES |  |  |  | 133-09672 | 133-09672 | Welch Allyn Inc | 408282 OPTHALMOSCOPE |  | NSN | Katy-ER | MHHS-Katy |  | Oto/Ophthalmoscope |  | 133-09672 | 133-09672 | Katy | MHHS-Katy | Katy-ER | ER | 7/1/16 | 7/1/20 |  |  | LIGHTS, EXAMINATION | Oto/Ophthalmoscope | OTOOPHTHALMOSCOPE-Welch Allyn-408282 | OTOOPHTHALMOSCOPE |  |  |  |  | Welch Allyn | Oto/Ophthalmoscope |  | OTOOPHTHALMOSCOPE-Welch Allyn-408282 |  | 1/23/15 |  |  | Covered PM Repair - Biomedical | MHHS-Katy | [8 empty] | OTOOPHTHALMOSCOPE | Oto/Ophthalmoscope | Welch Allyn
NO | YES |  |  |  | 133-09673 | 133-09673 | Welch Allyn Inc | 408282 OPTHALMOSCOPE |  | NSN | Katy-ER | MHHS-Katy |  | Oto/Ophthalmoscope |  | 133-09673 | 133-09673 | Katy | MHHS-Katy | Katy-ER | ER |  |  |  | No pm | LIGHTS, EXAMINATION | Oto/Ophthalmoscope | OTOOPHTHALMOSCOPE-Welch Allyn-408282 | OTOOPHTHALMOSCOPE |  |  |  |  | Welch Allyn | Oto/Ophthalmoscope |  | OTOOPHTHALMOSCOPE-Welch Allyn-408282 |  | 1/23/15 |  |  | Covered PM Repair - Biomedical | MHHS-Katy | [8 empty] | OTOOPHTHALMOSCOPE | Oto/Ophthalmoscope | Welch Allyn
NO | YES |  |  |  | 133-09674 | 133-09674 | Welch Allyn Inc | 408282 OPTHALMOSCOPE |  | NSN | Katy-ER | MHHS-Katy |  | Oto/Ophthalmoscope |  | 133-09674 | 133-09674 | Katy | MHHS-Katy | Katy-ER | EC 19 | 7/1/16 |  |  |  | LIGHTS, EXAMINATION | Oto/Ophthalmoscope | OTOOPHTHALMOSCOPE-Welch Allyn-408282 | OTOOPHTHALMOSCOPE |  |  |  |  | Welch Allyn | Oto/Ophthalmoscope |  | OTOOPHTHALMOSCOPE-Welch Allyn-408282 |  | 1/23/15 |  |  | Covered PM Repair - Biomedical | MHHS-Katy | [8 empty] | OTOOPHTHALMOSCOPE | Oto/Ophthalmoscope | Welch Allyn
NO | YES |  |  |  | 133-09676 | 133-09676 | Welch Allyn Inc | 408282 OPTHALMOSCOPE |  | NSN | Katy-ER | MHHS-Katy |  | Oto/Ophthalmoscope |  | 133-09676 | 133-09676 | Katy | MHHS-Katy | Katy-ER | ER |  | 2/1/20 |  | No pm | LIGHTS, EXAMINATION | Oto/Ophthalmoscope | OTOOPHTHALMOSCOPE-Welch Allyn-408282 | OTOOPHTHALMOSCOPE |  |  |  |  | Welch Allyn | Oto/Ophthalmoscope |  | OTOOPHTHALMOSCOPE-Welch Allyn-408282 |  | 1/23/15 |  |  | Covered PM Repair - Biomedical | MHHS-Katy | [8 empty] | OTOOPHTHALMOSCOPE | Oto/Ophthalmoscope | Welch Allyn
NO | YES |  |  |  | 133-09677 | 133-09677 | Welch Allyn Inc | 408282 OPTHALMOSCOPE |  | NSN | Katy-ER | MHHS-Katy |  | Oto/Ophthalmoscope |  | 133-09677 | 133-09677 | Katy | MHHS-Katy | Katy-ER | EC 23 | 7/1/16 |  |  |  | LIGHTS, EXAMINATION | Oto/Ophthalmoscope | OTOOPHTHALMOSCOPE-Welch Allyn-408282 | OTOOPHTHALMOSCOPE |  |  |  |  | Welch Allyn | Oto/Ophthalmoscope |  | OTOOPHTHALMOSCOPE-Welch Allyn-408282 |  | 1/23/15 |  |  | Covered PM Repair - Biomedical | MHHS-Katy | [8 empty] | OTOOPHTHALMOSCOPE | Oto/Ophthalmoscope | Welch Allyn
NO | YES |  |  |  | 133-09678 | 133-09678 | Welch Allyn Inc | 408282 OPTHALMOSCOPE |  | NSN | Katy-ER | MHHS-Katy |  | Oto/Ophthalmoscope |  | 133-09678 | 133-09678 | Katy | MHHS-Katy | Katy-ER | EC 24 | 7/1/16 |  |  |  | LIGHTS, EXAMINATION | Oto/Ophthalmoscope | OTOOPHTHALMOSCOPE-Welch Allyn-408282 | OTOOPHTHALMOSCOPE |  |  |  |  | Welch Allyn | Oto/Ophthalmoscope |  | OTOOPHTHALMOSCOPE-Welch Allyn-408282 |  | 1/23/15 |  |  | Covered PM Repair - Biomedical | MHHS-Katy | [8 empty] | OTOOPHTHALMOSCOPE | Oto/Ophthalmoscope | Welch Allyn
NO | YES |  |  |  | 133-09132 | 133-09132 | Welch Allyn Inc | 408282 OPTHALMOSCOPE |  | NSN | Katy-Med/Surg 5th Floor | MHHS-Katy |  | Oto/Ophthalmoscope |  | 133-09132 | 133-09132 | Katy | MHHS-Katy | Katy-Med/Surg 5th Floor | Equipment storage |  |  |  | No pm | LIGHTS, EXAMINATION | Oto/Ophthalmoscope | OTOOPHTHALMOSCOPE-Welch Allyn-408282 | OTOOPHTHALMOSCOPE |  |  |  |  | Welch Allyn | Oto/Ophthalmoscope |  | OTOOPHTHALMOSCOPE-Welch Allyn-408282 |  | 1/23/15 |  |  | Covered PM Repair - Biomedical | MHHS-Katy | [8 empty] | OTOOPHTHALMOSCOPE | Oto/Ophthalmoscope | Welch Allyn
NO | YES |  |  |  | 005-11163 | 005-11163 | Welch Allyn Inc | 408282 OPTHALMOSCOPE |  | 005-11163 | CBC - (SE) - KRUSE CLINIC | MHHS-Neighborhood Clinics |  | Oto/Ophthalmoscope |  | 005-11163 | 005-11163 | Southeast & Bay Area |  | CBC - (SE) - KRUSE CLINIC |  | 10/31/2018 |  |  |  | LIGHTS, EXAMINATION |  | OTOOPHTHALMOSCOPE-Welch Allyn-408282 | OTOOPHTHALMOSCOPE |  |  |  |  | Welch Allyn | Oto/Ophthalmoscope |  | OTOOPHTHALMOSCOPE-Welch Allyn-408282 |  | 06/01/2014 |  |  | Covered PM Repair - Biomedical | MHHS-Neighborhood Clinics
NO | YES |  |  |  | 005-11168 | 005-11168 | Welch Allyn Inc | 408282 OPTHALMOSCOPE |  | 005-11168 | CBC - (SE) - KRUSE CLINIC | MHHS-Neighborhood Clinics |  | Oto/Ophthalmoscope |  | 005-11168 | 005-11168 | Southeast & Bay Area |  | CBC - (SE) - KRUSE CLINIC |  | 10/31/2018 |  |  |  | LIGHTS, EXAMINATION |  | OTOOPHTHALMOSCOPE-Welch Allyn-408282 | OTOOPHTHALMOSCOPE |  |  |  |  | Welch Allyn | Oto/Ophthalmoscope |  | OTOOPHTHALMOSCOPE-Welch Allyn-408282 |  |  |  |  | Covered PM Repair - Biomedical | MHHS-Neighborhood Clinics
NO | YES |  |  |  | 005-11169 | 005-11169 | Welch Allyn Inc | 408282 OPTHALMOSCOPE |  | 005-11169 | CBC - (SE) - KRUSE CLINIC | MHHS-Neighborhood Clinics |  | Oto/Ophthalmoscope |  | 005-11169 | 005-11169 | Southeast & Bay Area |  | CBC - (SE) - KRUSE CLINIC |  | 10/31/2018 |  |  |  | LIGHTS, EXAMINATION |  | OTOOPHTHALMOSCOPE-Welch Allyn-408282 | OTOOPHTHALMOSCOPE |  |  |  |  | Welch Allyn | Oto/Ophthalmoscope |  | OTOOPHTHALMOSCOPE-Welch Allyn-408282 |  |  |  |  | Covered PM Repair - Biomedical | MHHS-Neighborhood Clinics
NO | YES |  |  |  | 145-00856 | 145-00856 | Welch Allyn Inc | 408282 OPTHALMOSCOPE |  | LOT# 13326 | Pearland-Emergency Center | MHHS-Pearland Hospital |  | Oto/Ophthalmoscope |  | 145-00856 | 145-00856 | Pearland | MHHS-Pearland Hospital | Pearland-Emergency Center | Results waiting |  |  |  |  | LIGHTS, EXAMINATION | Oto/Ophthalmoscope | OTOOPHTHALMOSCOPE-Welch Allyn-408282 | OTOOPHTHALMOSCOPE |  |  |  |  | Welch Allyn | Oto/Ophthalmoscope |  | OTOOPHTHALMOSCOPE-Welch Allyn-408282 |  | 3/2/20 |  |  | Covered PM Repair - Biomedical | MHHS-Pearland Hospital | [8 empty] | OTOOPHTHALMOSCOPE | Oto/Ophthalmoscope | Welch Allyn
NO | YES |  |  |  | 145-00894 | 145-00894 | Welch Allyn Inc | 408282 OPTHALMOSCOPE |  | LOT# 13352 | Pearland-Emergency Center | MHHS-Pearland Hospital |  | Oto/Ophthalmoscope |  | 145-00894 | 145-00894 | Pearland | MHHS-Pearland Hospital | Pearland-Emergency Center | Triage 2 | 12/1/17 |  |  |  | LIGHTS, EXAMINATION | Oto/Ophthalmoscope | OTOOPHTHALMOSCOPE-Welch Allyn-408282 | OTOOPHTHALMOSCOPE |  |  |  |  | Welch Allyn | Oto/Ophthalmoscope |  | OTOOPHTHALMOSCOPE-Welch Allyn-408282 |  |  |  |  | Covered PM Repair - Biomedical | MHHS-Pearland Hospital | [8 empty] | OTOOPHTHALMOSCOPE | Oto/Ophthalmoscope | Welch Allyn
NO | YES |  |  |  | 129-07773 | 129-07773 | Welch Allyn Inc | 408282 OPTHALMOSCOPE |  | Lot# 18036 | Sugar Land-Labor & Delivery | MHHS-Sugarland |  | Oto/Ophthalmoscope |  | 129-07773 | 129-07773 | Sugar Land | MHHS-Sugarland | Sugar Land-Labor & Delivery | Level 2 Nursery |  |  |  |  | LIGHTS, EXAMINATION | Oto/Ophthalmoscope | OTOOPHTHALMOSCOPE-Welch Allyn-408282 | OTOOPHTHALMOSCOPE |  |  |  |  | Welch Allyn | Oto/Ophthalmoscope |  | OTOOPHTHALMOSCOPE-Welch Allyn-408282 |  | 1/23/15 |  |  | Covered PM Repair - Biomedical | MHHS-Sugarland | [8 empty] | OTOOPHTHALMOSCOPE | Oto/Ophthalmoscope | Welch Allyn
NO | YES |  |  |  | 129-06210 | 129-06210 | Welch Allyn Inc | 408282 OPTHALMOSCOPE |  | Lot# 15198 | SP CCC - (SL) - EMERGENCY ROOM | MHHS-Sienna Plantation CCC |  | Oto/Ophthalmoscope |  | 129-06210 | 129-06210 | Sugar Land | MHHS-Others | SP CCC - (SL) - EMERGENCY ROOM | Room Triage | 8/1/15 |  |  |  | LIGHTS, EXAMINATION | Oto/Ophthalmoscope | OTOOPHTHALMOSCOPE-Welch Allyn-408282 | OTOOPHTHALMOSCOPE |  |  |  |  | Welch Allyn | Oto/Ophthalmoscope |  | OTOOPHTHALMOSCOPE-Welch Allyn-408282 |  |  |  |  | Covered PM Repair - Biomedical | MHHS-Sienna Plantation CCC | [8 empty] | OTOOPHTHALMOSCOPE | Oto/Ophthalmoscope | Welch Allyn
NO | YES |  |  |  | 129-06212 | 129-06212 | Welch Allyn Inc | 408282 OPTHALMOSCOPE |  | 129-06112 | SP CCC - (SL) - EMERGENCY ROOM | MHHS-Sienna Plantation CCC |  | Oto/Ophthalmoscope |  | 129-06212 | 129-06212 | Sugar Land | MHHS-Others | SP CCC - (SL) - EMERGENCY ROOM | Exam 1 | 8/1/15 |  |  |  | LIGHTS, EXAMINATION | Oto/Ophthalmoscope | OTOOPHTHALMOSCOPE-Welch Allyn-408282 | OTOOPHTHALMOSCOPE |  |  |  |  | Welch Allyn | Oto/Ophthalmoscope |  | OTOOPHTHALMOSCOPE-Welch Allyn-408282 |  |  |  |  | Covered PM Repair - Biomedical | MHHS-Sienna Plantation CCC | [8 empty] | OTOOPHTHALMOSCOPE | Oto/Ophthalmoscope | Welch Allyn
NO | YES |  |  |  | 129-06214 | 129-06214 | Welch Allyn Inc | 408282 OPTHALMOSCOPE |  | 129-06214 | SP CCC - (SL) - EMERGENCY ROOM | MHHS-Sienna Plantation CCC |  | Oto/Ophthalmoscope |  | 129-06214 | 129-06214 | Sugar Land | MHHS-Others | SP CCC - (SL) - EMERGENCY ROOM | Exam 4 | 8/1/15 |  |  |  | LIGHTS, EXAMINATION | Oto/Ophthalmoscope | OTOOPHTHALMOSCOPE-Welch Allyn-408282 | OTOOPHTHALMOSCOPE |  |  |  |  | Welch Allyn | Oto/Ophthalmoscope |  | OTOOPHTHALMOSCOPE-Welch Allyn-408282 |  |  |  |  | Covered PM Repair - Biomedical | MHHS-Sienna Plantation CCC | [8 empty] | OTOOPHTHALMOSCOPE | Oto/Ophthalmoscope | Welch Allyn
NO | YES |  |  |  | 129-06216 | 129-06216 | Welch Allyn Inc | 408282 OPTHALMOSCOPE |  | 129-06216 | SP CCC - (SL) - EMERGENCY ROOM | MHHS-Sienna Plantation CCC |  | Oto/Ophthalmoscope |  | 129-06216 | 129-06216 | Sugar Land | MHHS-Others | SP CCC - (SL) - EMERGENCY ROOM | Exam 2 | 8/1/15 |  |  |  | LIGHTS, EXAMINATION | Oto/Ophthalmoscope | OTOOPHTHALMOSCOPE-Welch Allyn-408282 | OTOOPHTHALMOSCOPE |  |  |  |  | Welch Allyn | Oto/Ophthalmoscope |  | OTOOPHTHALMOSCOPE-Welch Allyn-408282 |  | 3/2/20 |  |  | Covered PM Repair - Biomedical | MHHS-Sienna Plantation CCC | [8 empty] | OTOOPHTHALMOSCOPE | Oto/Ophthalmoscope | Welch Allyn
NO | YES |  |  |  | 129-06218 | 129-06218 | Welch Allyn Inc | 408282 OPTHALMOSCOPE |  | 129-06218 | SP CCC - (SL) - EMERGENCY ROOM | MHHS-Sienna Plantation CCC |  | Oto/Ophthalmoscope |  | 129-06218 | 129-06218 | Sugar Land | MHHS-Others | SP CCC - (SL) - EMERGENCY ROOM | Exam 3 | 8/1/15 |  |  |  | LIGHTS, EXAMINATION | Oto/Ophthalmoscope | OTOOPHTHALMOSCOPE-Welch Allyn-408282 | OTOOPHTHALMOSCOPE |  |  |  |  | Welch Allyn | Oto/Ophthalmoscope |  | OTOOPHTHALMOSCOPE-Welch Allyn-408282 |  | 3/2/20 |  |  | Covered PM Repair - Biomedical | MHHS-Sienna Plantation CCC | [8 empty] | OTOOPHTHALMOSCOPE | Oto/Ophthalmoscope | Welch Allyn
NO | YES |  |  |  | 129-06220 | 129-06220 | Welch Allyn Inc | 408282 OPTHALMOSCOPE |  | 129-06220 | SP CCC - (SL) - EMERGENCY ROOM | MHHS-Sienna Plantation CCC |  | Oto/Ophthalmoscope |  | 129-06220 | 129-06220 | Sugar Land | MHHS-Others | SP CCC - (SL) - EMERGENCY ROOM | Exam 5 | 8/1/15 |  |  |  | LIGHTS, EXAMINATION | Oto/Ophthalmoscope | OTOOPHTHALMOSCOPE-Welch Allyn-408282 | OTOOPHTHALMOSCOPE |  |  |  |  | Welch Allyn | Oto/Ophthalmoscope |  | OTOOPHTHALMOSCOPE-Welch Allyn-408282 |  | 3/2/20 |  |  | Covered PM Repair - Biomedical | MHHS-Sienna Plantation CCC | [8 empty] | OTOOPHTHALMOSCOPE | Oto/Ophthalmoscope | Welch Allyn
NO | YES |  |  |  | 129-06222 | 129-06222 | Welch Allyn Inc | 408282 OPTHALMOSCOPE |  | 129-06222 | SP CCC - (SL) - EMERGENCY ROOM | MHHS-Sienna Plantation CCC |  | Oto/Ophthalmoscope |  | 129-06222 | 129-06222 | Sugar Land | MHHS-Others | SP CCC - (SL) - EMERGENCY ROOM | Exam 6 | 8/1/15 |  |  |  | LIGHTS, EXAMINATION | Oto/Ophthalmoscope | OTOOPHTHALMOSCOPE-Welch Allyn-408282 | OTOOPHTHALMOSCOPE |  |  |  |  | Welch Allyn | Oto/Ophthalmoscope |  | OTOOPHTHALMOSCOPE-Welch Allyn-408282 |  | 3/2/20 |  |  | Covered PM Repair - Biomedical | MHHS-Sienna Plantation CCC | [8 empty] | OTOOPHTHALMOSCOPE | Oto/Ophthalmoscope | Welch Allyn
NO | YES |  |  |  | 129-06262 | 129-06262 | Welch Allyn Inc | 408282 OPTHALMOSCOPE |  | 129-06262 | SP CCC - (SL) - EMERGENCY ROOM | MHHS-Sienna Plantation CCC |  | Oto/Ophthalmoscope |  | 129-06262 | 129-06262 | Sugar Land | MHHS-Others | SP CCC - (SL) - EMERGENCY ROOM | Exam room 7 | 8/1/15 |  |  | No pm sticker | LIGHTS, EXAMINATION | Oto/Ophthalmoscope | OTOOPHTHALMOSCOPE-Welch Allyn-408282 | OTOOPHTHALMOSCOPE |  |  |  |  | Welch Allyn | Oto/Ophthalmoscope |  | OTOOPHTHALMOSCOPE-Welch Allyn-408282 |  | 3/2/20 |  |  | Covered PM Repair - Biomedical | MHHS-Sienna Plantation CCC | [8 empty] | OTOOPHTHALMOSCOPE | Oto/Ophthalmoscope | Welch Allyn
NO | YES |  |  |  | 129-06264 | 129-06264 | Welch Allyn Inc | 408282 OPTHALMOSCOPE |  | 129-06264 | SP CCC - (SL) - EMERGENCY ROOM | MHHS-Sienna Plantation CCC |  | Oto/Ophthalmoscope |  | 129-06264 | 129-06264 | Sugar Land | MHHS-Others | SP CCC - (SL) - EMERGENCY ROOM | Exam room 8 | 8/1/15 |  |  | No pm sticker | LIGHTS, EXAMINATION | Oto/Ophthalmoscope | OTOOPHTHALMOSCOPE-Welch Allyn-408282 | OTOOPHTHALMOSCOPE |  |  |  |  | Welch Allyn | Oto/Ophthalmoscope |  | OTOOPHTHALMOSCOPE-Welch Allyn-408282 |  | 3/2/20 |  |  | Covered PM Repair - Biomedical | MHHS-Sienna Plantation CCC | [8 empty] | OTOOPHTHALMOSCOPE | Oto/Ophthalmoscope | Welch Allyn
NO | YES |  |  |  | 029-10842 | 029-10842 | Welch Allyn Inc | 408282 OPTHALMOSCOPE |  | 029-10842 | TIRR-Woodlands Inpatient | MHHS-TIRR |  | Oto/Ophthalmoscope |  | 029-10842 | 029-10842 | Woodlands | MHHS-Others | TIRR-Woodlands Inpatient | TIRR | 5/1/16 |  | 5/1/17 |  | LIGHTS, EXAMINATION | Oto/Ophthalmoscope | OTOOPHTHALMOSCOPE-Welch Allyn-408282 | OTOOPHTHALMOSCOPE |  |  |  |  | Welch Allyn | Oto/Ophthalmoscope |  | OTOOPHTHALMOSCOPE-Welch Allyn-408282 |  | 5/25/13 |  |  | Covered PM Repair - Biomedical | MHHS-TIRR | [8 empty] | OTOOPHTHALMOSCOPE | Oto/Ophthalmoscope | Welch Allyn
NO | YES |  |  |  | 069-40242 | 069-40242 | Welch Allyn Inc | 408282 OPTHALMOSCOPE |  | NSN | TMC-Children's-L&D (5Hp) | MHHS-TMC |  | Oto/Ophthalmoscope |  | 069-40242 | 069-40242 | TMC | MHHS-TMC | TMC-Children's-L&D (5Hp) | [5 empty] | LIGHTS, EXAMINATION |  | OTOOPHTHALMOSCOPE-Welch Allyn-408282 | OTOOPHTHALMOSCOPE |  |  |  |  | Welch Allyn | Oto/Ophthalmoscope |  | OTOOPHTHALMOSCOPE-Welch Allyn-408282 |  | 1/23/15 | Verified 3/30/2020 4:07pm (Central) |  | Covered PM Repair - Biomedical | MHHS-TMC
NO | YES |  |  |  | 069-40243 | 069-40243 | Welch Allyn Inc | 408282 OPTHALMOSCOPE |  | NSN | TMC-Children's-L&D (5Hp) | MHHS-TMC |  | Oto/Ophthalmoscope |  | 069-40243 | 069-40243 | TMC | MHHS-TMC | TMC-Children's-L&D (5Hp) | [5 empty] | LIGHTS, EXAMINATION |  | OTOOPHTHALMOSCOPE-Welch Allyn-408282 | OTOOPHTHALMOSCOPE |  |  |  |  | Welch Allyn | Oto/Ophthalmoscope |  | OTOOPHTHALMOSCOPE-Welch Allyn-408282 |  | 1/23/15 | Verified 3/30/2020 4:07pm (Central) |  | Covered PM Repair - Biomedical | MHHS-TMC
NO | YES |  |  |  | 069-40244 | 069-40244 | Welch Allyn Inc | 408282 OPTHALMOSCOPE |  | NSN | TMC-Children's-L&D (5Hp) | MHHS-TMC |  | Oto/Ophthalmoscope |  | 069-40244 | 069-40244 | TMC | MHHS-TMC | TMC-Children's-L&D (5Hp) | [5 empty] | LIGHTS, EXAMINATION |  | OTOOPHTHALMOSCOPE-Welch Allyn-408282 | OTOOPHTHALMOSCOPE |  |  |  |  | Welch Allyn | Oto/Ophthalmoscope |  | OTOOPHTHALMOSCOPE-Welch Allyn-408282 |  | 1/23/15 | Verified 3/30/2020 4:07pm (Central) |  | Covered PM Repair - Biomedical | MHHS-TMC
NO | YES |  |  |  | 069-40245 | 069-40245 | Welch Allyn Inc | 408282 OPTHALMOSCOPE |  | NSN | TMC-Children's-L&D (5Hp) | MHHS-TMC |  | Oto/Ophthalmoscope |  | 069-40245 | 069-40245 | TMC | MHHS-TMC | TMC-Children's-L&D (5Hp) | [5 empty] | LIGHTS, EXAMINATION |  | OTOOPHTHALMOSCOPE-Welch Allyn-408282 | OTOOPHTHALMOSCOPE |  |  |  |  | Welch Allyn | Oto/Ophthalmoscope |  | OTOOPHTHALMOSCOPE-Welch Allyn-408282 |  | 1/23/15 | Verified 3/30/2020 4:07pm (Central) |  | Covered PM Repair - Biomedical | MHHS-TMC
NO | YES |  |  |  | 069-40246 | 069-40246 | Welch Allyn Inc | 408282 OPTHALMOSCOPE |  | NSN | TMC-Children's-L&D (5Hp) | MHHS-TMC |  | Oto/Ophthalmoscope |  | 069-40246 | 069-40246 | TMC | MHHS-TMC | TMC-Children's-L&D (5Hp) | HP6 Nurses Station |  |  |  |  | LIGHTS, EXAMINATION |  | OTOOPHTHALMOSCOPE-Welch Allyn-408282 | OTOOPHTHALMOSCOPE |  |  |  |  | Welch Allyn | Oto/Ophthalmoscope |  | OTOOPHTHALMOSCOPE-Welch Allyn-408282 |  | 9/7/17 |  |  | Covered PM Repair - Biomedical | MHHS-TMC
NO | YES |  |  |  | 029-11631 | 029-11631 | Welch Allyn Inc | 408282 OPTHALMOSCOPE |  | 029-11631 | Woodlands-ER | MHHS-Woodlands |  | Oto/Ophthalmoscope |  | 029-11631 | 029-11631 | Woodlands | MHHS-Woodlands | Woodlands-ER | Room 16 | 2/1/17 |  |  |  | LIGHTS, EXAMINATION | Oto/Ophthalmoscope | OTOOPHTHALMOSCOPE-Welch Allyn-408282 | OTOOPHTHALMOSCOPE |  |  |  |  | Welch Allyn | Oto/Ophthalmoscope |  | OTOOPHTHALMOSCOPE-Welch Allyn-408282 |  | 1/23/15 |  |  | Covered PM Repair - Biomedical | MHHS-Woodlands | [8 empty] | OTOOPHTHALMOSCOPE | Oto/Ophthalmoscope | Welch Allyn
NO | YES |  |  |  | 029-11635 | 029-11635 | Welch Allyn Inc | 408282 OPTHALMOSCOPE |  | 029-11635 | Woodlands-ER | MHHS-Woodlands |  | Oto/Ophthalmoscope |  | 029-11635 | 029-11635 | Woodlands | MHHS-Woodlands | Woodlands-ER | Room 18 | 2/1/17 |  |  |  | LIGHTS, EXAMINATION | Oto/Ophthalmoscope | OTOOPHTHALMOSCOPE-Welch Allyn-408282 | OTOOPHTHALMOSCOPE |  |  |  |  | Welch Allyn | Oto/Ophthalmoscope |  | OTOOPHTHALMOSCOPE-Welch Allyn-408282 |  | 1/23/15 |  |  | Covered PM Repair - Biomedical | MHHS-Woodlands | [8 empty] | OTOOPHTHALMOSCOPE | Oto/Ophthalmoscope | Welch Allyn
NO | YES |  |  |  | 029-11673 | 029-11673 | Welch Allyn Inc | 408282 OPTHALMOSCOPE |  | 029-11673 | Woodlands-ER | MHHS-Woodlands |  | Oto/Ophthalmoscope |  | 029-11673 | 029-11673 | Woodlands | MHHS-Woodlands | Woodlands-ER | Storage equipment | 2/1/17 |  |  |  | LIGHTS, EXAMINATION | Oto/Ophthalmoscope | OTOOPHTHALMOSCOPE-Welch Allyn-408282 | OTOOPHTHALMOSCOPE |  |  |  |  | Welch Allyn | Oto/Ophthalmoscope |  | OTOOPHTHALMOSCOPE-Welch Allyn-408282 |  | 1/23/15 |  |  | Covered PM Repair - Biomedical | MHHS-Woodlands | [8 empty] | OTOOPHTHALMOSCOPE | Oto/Ophthalmoscope | Welch Allyn
NO | YES |  |  |  | 029-11681 | 029-11687 | Welch Allyn Inc | 408282 OPTHALMOSCOPE |  | 029-11681 | Woodlands-ER | MHHS-Woodlands |  | Oto/Ophthalmoscope |  | 029-11681 | 029-11687 | Woodlands | MHHS-Woodlands | Woodlands-ER | ER 25 | 2/1/17 |  |  |  | LIGHTS, EXAMINATION | Oto/Ophthalmoscope | OTOOPHTHALMOSCOPE-Welch Allyn-408282 | OTOOPHTHALMOSCOPE |  |  |  |  | Welch Allyn | Oto/Ophthalmoscope |  | OTOOPHTHALMOSCOPE-Welch Allyn-408282 |  | 1/23/15 |  |  | Covered PM Repair - Biomedical | MHHS-Woodlands | [8 empty] | OTOOPHTHALMOSCOPE | Oto/Ophthalmoscope | Welch Allyn
NO | YES |  |  |  | 029-11695 | 029-11695 | Welch Allyn Inc | 408282 OPTHALMOSCOPE |  |  | Woodlands-ER | MHHS-Woodlands |  | Oto/Ophthalmoscope |  | 029-11695 | 029-11695 | Woodlands | MHHS-Woodlands | Woodlands-ER | Room 9 |  |  |  |  | LIGHTS, EXAMINATION | Oto/Ophthalmoscope | OTOOPHTHALMOSCOPE-Welch Allyn-408282 | OTOOPHTHALMOSCOPE |  |  |  |  | Welch Allyn | Oto/Ophthalmoscope |  | OTOOPHTHALMOSCOPE-Welch Allyn-408282 |  | 1/23/15 |  |  | Covered PM Repair - Biomedical | MHHS-Woodlands | [8 empty] | OTOOPHTHALMOSCOPE | Oto/Ophthalmoscope | Welch Allyn
NO | YES |  |  |  | 029-11699 | 029-11699 | Welch Allyn Inc | 408282 OPTHALMOSCOPE |  |  | Woodlands-ER | MHHS-Woodlands |  | Oto/Ophthalmoscope |  | 029-11699 | 029-11699 | Woodlands | MHHS-Woodlands | Woodlands-ER | Room 14 | 2/1/17 |  |  |  | LIGHTS, EXAMINATION | Oto/Ophthalmoscope | OTOOPHTHALMOSCOPE-Welch Allyn-408282 | OTOOPHTHALMOSCOPE |  |  |  |  | Welch Allyn | Oto/Ophthalmoscope |  | OTOOPHTHALMOSCOPE-Welch Allyn-408282 |  | 1/23/15 |  |  | Covered PM Repair - Biomedical | MHHS-Woodlands | [8 empty] | OTOOPHTHALMOSCOPE | Oto/Ophthalmoscope | Welch Allyn
NO | YES |  |  |  | 029-11703 | 029-11703 | Welch Allyn Inc | 408282 OPTHALMOSCOPE |  |  | Woodlands-ER | MHHS-Woodlands |  | Oto/Ophthalmoscope |  | 029-11703 | 029-11703 | Woodlands | MHHS-Woodlands | Woodlands-ER | Room 13 | 2/1/17 |  |  |  | LIGHTS, EXAMINATION | Oto/Ophthalmoscope | OTOOPHTHALMOSCOPE-Welch Allyn-408282 | OTOOPHTHALMOSCOPE |  |  |  |  | Welch Allyn | Oto/Ophthalmoscope |  | OTOOPHTHALMOSCOPE-Welch Allyn-408282 |  | 1/23/15 |  |  | Covered PM Repair - Biomedical | MHHS-Woodlands | [8 empty] | OTOOPHTHALMOSCOPE | Oto/Ophthalmoscope | Welch Allyn
NO | YES |  |  |  | 029-11711 | 029-11711 | Welch Allyn Inc | 408282 OPTHALMOSCOPE |  |  | Woodlands-ER | MHHS-Woodlands |  | Oto/Ophthalmoscope |  | 029-11711 | 029-11711 | Woodlands | MHHS-Woodlands | Woodlands-ER | Room 11 | 2/1/17 |  |  | ?Auone time inspection?Au sticker | LIGHTS, EXAMINATION | Oto/Ophthalmoscope | OTOOPHTHALMOSCOPE-Welch Allyn-408282 | OTOOPHTHALMOSCOPE |  |  |  |  | Welch Allyn | Oto/Ophthalmoscope |  | OTOOPHTHALMOSCOPE-Welch Allyn-408282 |  | 1/23/15 |  |  | Covered PM Repair - Biomedical | MHHS-Woodlands | [8 empty] | OTOOPHTHALMOSCOPE | Oto/Ophthalmoscope | Welch Allyn
NO | YES |  |  |  |  | 029-13599 | Welch Allyn Inc | 408282 OPTHALMOSCOPE |  |  | Woodlands-ER | MHHS-Woodlands |  | Oto/Ophthalmoscope |  |  | 029-13599 | Woodlands | MHHS-Woodlands | Woodlands-ER | Room 8 | 8/1/16 |  |  |  | LIGHTS, EXAMINATION | Oto/Ophthalmoscope | OTOOPHTHALMOSCOPE-Welch Allyn-408282 | OTOOPHTHALMOSCOPE |  |  |  |  | Welch Allyn | Oto/Ophthalmoscope |  | OTOOPHTHALMOSCOPE-Welch Allyn-408282 |  | 1/23/15 |  |  | Covered PM Repair - Biomedical | MHHS-Woodlands | [8 empty] | OTOOPHTHALMOSCOPE | Oto/Ophthalmoscope | Welch Allyn
NO | YES | [5 empty] | Welch Allyn Inc | 408282 OPTHALMOSCOPE |  |  | Woodlands-ER | MHHS-Woodlands |  | Oto/Ophthalmoscope |  |  |  | Woodlands | MHHS-Woodlands | Woodlands-ER | Room 6 |  |  |  |  | LIGHTS, EXAMINATION | Oto/Ophthalmoscope | OTOOPHTHALMOSCOPE-Welch Allyn-408282 | OTOOPHTHALMOSCOPE |  |  |  |  | Welch Allyn | Oto/Ophthalmoscope |  | OTOOPHTHALMOSCOPE-Welch Allyn-408282 |  | 1/23/15 |  |  | Covered PM Repair - Biomedical | MHHS-Woodlands | [8 empty] | OTOOPHTHALMOSCOPE | Oto/Ophthalmoscope | Welch Allyn
NO | YES |  |  |  |  | 142-09473 | Welch Allyn Inc | 408282 OPTHALMOSCOPE |  |  | Woodlands-ER | MHHS-Woodlands |  | Oto/Ophthalmoscope |  |  | 142-09473 | Woodlands | MHHS-Woodlands | Woodlands-ER | ER | 8/1/16 |  |  |  | LIGHTS, EXAMINATION | Oto/Ophthalmoscope | OTOOPHTHALMOSCOPE-Welch Allyn-408282 | OTOOPHTHALMOSCOPE |  |  |  |  | Welch Allyn | Oto/Ophthalmoscope |  | OTOOPHTHALMOSCOPE-Welch Allyn-408282 |  |  |  |  | Covered PM Repair - Biomedical | MHHS-Woodlands | [8 empty] | OTOOPHTHALMOSCOPE | Oto/Ophthalmoscope | Welch Allyn
NO | YES |  |  |  |  | 099-02810 | Welch Allyn Inc | 408282 OPTHALMOSCOPE |  |  | Woodlands-Peds | MHHS-Woodlands |  | Oto/Ophthalmoscope |  |  | 099-02810 | Woodlands | MHHS-Woodlands | Woodlands-Peds | Room 2 |  |  |  |  | LIGHTS, EXAMINATION | Oto/Ophthalmoscope | OTOOPHTHALMOSCOPE-Welch Allyn-408282 | OTOOPHTHALMOSCOPE |  |  |  |  | Welch Allyn | Oto/Ophthalmoscope |  | OTOOPHTHALMOSCOPE-Welch Allyn-408282 |  | 6/1/14 |  |  | Covered PM Repair - Biomedical | MHHS-Woodlands | [8 empty] | OTOOPHTHALMOSCOPE | Oto/Ophthalmoscope | Welch Allyn
NO | YES | [5 empty] | Welch Allyn Inc | 408282 OPTHALMOSCOPE |  |  | Woodlands-ER-Peds | MHHS-Woodlands |  | Oto/Ophthalmoscope |  |  |  | Woodlands | MHHS-Woodlands | Woodlands-ER-Peds | Pedi ER 3 |  |  | 3/1/20 |  | LIGHTS, EXAMINATION | Oto/Ophthalmoscope | OTOOPHTHALMOSCOPE-Welch Allyn-408282 | OTOOPHTHALMOSCOPE |  |  |  |  | Welch Allyn | Oto/Ophthalmoscope |  | OTOOPHTHALMOSCOPE-Welch Allyn-408282 |  |  |  |  | Covered PM Repair - Biomedical | MHHS-Woodlands | [8 empty] | OTOOPHTHALMOSCOPE | Oto/Ophthalmoscope | Welch Allyn
YES | YES | Serial Number Cnf |  |  | 099-04614 | 099-04614 | Welch Allyn Inc | 408282 OPTHALMOSCOPE |  | Cnf | PEARLAND - EMERGENCY CENTER |  |  |  |  | 099-04614 | 099-04614 | Pearland | Memorial Hermann Pearland Hospital | PEARLAND - EMERGENCY CENTER | ER 15 | [5 empty] | Oto/Ophthalmoscope | OTOOPHTHALMOSCOPE-Welch Allyn-408282 | [23 empty] | OTOOPHTHALMOSCOPE | Oto/Ophthalmoscope | Welch Allyn
YES | YES | Serial Number Cnf |  |  | 099-04618 | 099-04618 | Welch Allyn Inc | 408282 OPTHALMOSCOPE |  | Cnf | PEARLAND - EMERGENCY CENTER |  |  |  |  | 099-04618 | 099-04618 | Pearland | Memorial Hermann Pearland Hospital | PEARLAND - EMERGENCY CENTER | ER 14 | [5 empty] | Oto/Ophthalmoscope | OTOOPHTHALMOSCOPE-Welch Allyn-408282 | [23 empty] | OTOOPHTHALMOSCOPE | Oto/Ophthalmoscope | Welch Allyn
YES | YES |  |  |  | 099-04092 | 099-04092 | Welch Allyn Inc | 408282 OPTHALMOSCOPE |  |  | PEARLAND - EMERGENCY CENTER |  |  |  |  | 099-04092 | 099-04092 | Pearland | Memorial Hermann Pearland Hospital | PEARLAND - EMERGENCY CENTER | Treatment 2 | [5 empty] | Oto/Ophthalmoscope | OTOOPHTHALMOSCOPE-Welch Allyn-408282 | [23 empty] | OTOOPHTHALMOSCOPE | Oto/Ophthalmoscope | Welch Allyn
YES | YES | Serial Number Cnf |  |  | 099-04622 | 099-04622 | Welch Allyn Inc | 408282 OPTHALMOSCOPE |  | Cnf | PEARLAND - EMERGENCY CENTER |  |  |  |  | 099-04622 | 099-04622 | Pearland | Memorial Hermann Pearland Hospital | PEARLAND - EMERGENCY CENTER | ER 16 | [5 empty] | Oto/Ophthalmoscope | OTOOPHTHALMOSCOPE-Welch Allyn-408282 | [23 empty] | OTOOPHTHALMOSCOPE | Oto/Ophthalmoscope | Welch Allyn
YES | YES | Serial Number Cnf |  |  | 099-04736 | 099-04736 | Welch Allyn Inc | 408282 OPTHALMOSCOPE |  | CNF | PEARLAND - EMERGENCY CENTER |  |  |  |  | 099-04736 | 099-04736 | Pearland | Memorial Hermann Pearland Hospital | PEARLAND - EMERGENCY CENTER | CDU 11 | 2/1/20 |  |  |  |  | Oto/Ophthalmoscope | OTOOPHTHALMOSCOPE-Welch Allyn-408282 | [23 empty] | OTOOPHTHALMOSCOPE | Oto/Ophthalmoscope | Welch Allyn
YES | YES | Serial Number Cnf |  |  | 099-04626 | 099-04626 | Welch Allyn Inc | 408282 OPTHALMOSCOPE |  | Cnf | PEARLAND - EMERGENCY CENTER |  |  |  |  | 099-04626 | 099-04626 | Pearland | Memorial Hermann Pearland Hospital | PEARLAND - EMERGENCY CENTER | ER 17 | [5 empty] | Oto/Ophthalmoscope | OTOOPHTHALMOSCOPE-Welch Allyn-408282 | [23 empty] | OTOOPHTHALMOSCOPE | Oto/Ophthalmoscope | Welch Allyn
YES | YES | Serial Number Cnf |  |  | 099-04732 | 099-04732 | Welch Allyn Inc | 408282 OPTHALMOSCOPE |  | CNF | PEARLAND - EMERGENCY CENTER |  |  |  |  | 099-04732 | 099-04732 | Pearland | Memorial Hermann Pearland Hospital | PEARLAND - EMERGENCY CENTER | CDU 10 | [5 empty] | Oto/Ophthalmoscope | OTOOPHTHALMOSCOPE-Welch Allyn-408282 | [23 empty] | OTOOPHTHALMOSCOPE | Oto/Ophthalmoscope | Welch Allyn
YES | YES | Serial Number Cnf |  |  | 099-04716 | 099-04716 | Welch Allyn Inc | 408282 OPTHALMOSCOPE |  | CNF | PEARLAND - EMERGENCY CENTER |  |  |  |  | 099-04716 | 099-04716 | Pearland | Memorial Hermann Pearland Hospital | PEARLAND - EMERGENCY CENTER | CDU 9 | [5 empty] | Oto/Ophthalmoscope | OTOOPHTHALMOSCOPE-Welch Allyn-408282 | [23 empty] | OTOOPHTHALMOSCOPE | Oto/Ophthalmoscope | Welch Allyn
YES | YES | Serial Number Cnf |  |  | 099-04720 | 099-04720 | Welch Allyn Inc | 408282 OPTHALMOSCOPE |  | CNF | PEARLAND - EMERGENCY CENTER |  |  |  |  | 099-04720 | 099-04720 | Pearland | Memorial Hermann Pearland Hospital | PEARLAND - EMERGENCY CENTER | CDU 8 | [5 empty] | Oto/Ophthalmoscope | OTOOPHTHALMOSCOPE-Welch Allyn-408282 | [23 empty] | OTOOPHTHALMOSCOPE | Oto/Ophthalmoscope | Welch Allyn
YES | YES | Serial Number Cnf |  |  | 099-04630 | 099-04630 | Welch Allyn Inc | 408282 OPTHALMOSCOPE |  | Cnf | Surgery Center |  |  |  |  | 099-04630 | 099-04630 | Pearland | Memorial Hermann Pearland Hospital | Surgery Center | ER 18 | [5 empty] | Oto/Ophthalmoscope | OTOOPHTHALMOSCOPE-Welch Allyn-408282 | [23 empty] | OTOOPHTHALMOSCOPE | Oto/Ophthalmoscope | Welch Allyn
YES | YES | Serial Number Cnf |  |  | 099-04724 | 099-04724 | Welch Allyn Inc | 408282 OPTHALMOSCOPE |  | CNF | PEARLAND - EMERGENCY CENTER |  |  |  |  | 099-04724 | 099-04724 | Pearland | Memorial Hermann Pearland Hospital | PEARLAND - EMERGENCY CENTER | CDU 7 | [5 empty] | Oto/Ophthalmoscope | OTOOPHTHALMOSCOPE-Welch Allyn-408282 | [23 empty] | OTOOPHTHALMOSCOPE | Oto/Ophthalmoscope | Welch Allyn
YES | YES |  |  |  | 099-04104 | 099-04104 | Welch Allyn Inc | 408282 OPTHALMOSCOPE |  |  | PEARLAND - EMERGENCY CENTER |  |  |  |  | 099-04104 | 099-04104 | Pearland | Memorial Hermann Pearland Hospital | PEARLAND - EMERGENCY CENTER | Er 23 | [5 empty] | Oto/Ophthalmoscope | OTOOPHTHALMOSCOPE-Welch Allyn-408282 | [23 empty] | OTOOPHTHALMOSCOPE | Oto/Ophthalmoscope | Welch Allyn
YES | YES | Serial Number Cnf |  |  | 099-04728 | 099-04728 | Welch Allyn Inc | 408282 OPTHALMOSCOPE |  | CNF | PEARLAND - EMERGENCY CENTER |  |  |  |  | 099-04728 | 099-04728 | Pearland | Memorial Hermann Pearland Hospital | PEARLAND - EMERGENCY CENTER | CDU 6 | [5 empty] | Oto/Ophthalmoscope | OTOOPHTHALMOSCOPE-Welch Allyn-408282 | [23 empty] | OTOOPHTHALMOSCOPE | Oto/Ophthalmoscope | Welch Allyn
YES | YES |  |  |  | 099-04868 | 099-04868 | Welch Allyn Inc | 408282 OPTHALMOSCOPE |  |  | PEARLAND - EMERGENCY CENTER |  |  |  |  | 099-04868 | 099-04868 | Pearland | Memorial Hermann Pearland Hospital | PEARLAND - EMERGENCY CENTER | Er 24 | [5 empty] | Oto/Ophthalmoscope | OTOOPHTHALMOSCOPE-Welch Allyn-408282 | [23 empty] | OTOOPHTHALMOSCOPE | Oto/Ophthalmoscope | Welch Allyn
YES | YES | Serial Number Cnf |  |  | 099-00458 | 099-00458 | Welch Allyn Inc | 408282 OPTHALMOSCOPE |  | Cnf | KATY - ER |  |  |  |  | 099-00458 | 099-00458 | Katy | Memorial Hermann Katy Hospital | KATY - ER | RN 1 | [5 empty] | Oto/Ophthalmoscope | OTOOPHTHALMOSCOPE-Welch Allyn-408282 | [23 empty] | OTOOPHTHALMOSCOPE | Oto/Ophthalmoscope | Welch Allyn
YES | YES |  |  |  | 029-13596 | 029-13596 | Welch Allyn Inc | 408282 OPTHALMOSCOPE |  |  | WOODLANDS - PCU6 |  |  |  |  | 029-13596 | 029-13596 |  |  | WOODLANDS - PCU6 | Room 15 | [6 empty] | OTOOPHTHALMOSCOPE-Welch Allyn-408282
NO | NO |  |  |  | 133-09675 |  | Welch Allyn Inc | 408282 OPTHALMOSCOPE |  | NONE | KATY - ER | MHHS-Katy |  | Oto/Ophthalmoscope |  | 133-09675 |  | Katy |  | KATY - ER | [5 empty] | LIGHTS, EXAMINATION |  | OTOOPHTHALMOSCOPE-Welch Allyn-408282 | OTOOPHTHALMOSCOPE |  |  |  |  | Welch Allyn | Oto/Ophthalmoscope |  | OTOOPHTHALMOSCOPE-Welch Allyn-408282 |  |  |  |  | Covered PM Repair - Biomedical | MHHS-Katy
NO | NO |  |  |  | 005-11461 |  | Welch Allyn Inc | 408282 OPTHALMOSCOPE |  |  | PEARLAND - ICU/IMCU | MHHS-Pearland Hospital |  | Oto/Ophthalmoscope |  | 005-11461 |  | Pearland |  | PEARLAND - ICU/IMCU | [5 empty] | LIGHTS, EXAMINATION |  | OTOOPHTHALMOSCOPE-Welch Allyn-408282 | OTOOPHTHALMOSCOPE |  |  |  |  | Welch Allyn | Oto/Ophthalmoscope |  | OTOOPHTHALMOSCOPE-Welch Allyn-408282 |  |  |  |  | Covered PM Repair - Biomedical | MHHS-Pearland Hospital
NO | NO |  |  |  | 145-01024 |  | Welch Allyn Inc | 408282 OPTHALMOSCOPE |  | LOT# 15324 | PEARLAND - LABOR & DELIVERY | MHHS-Pearland Hospital |  | Oto/Ophthalmoscope |  | 145-01024 |  | Pearland |  | PEARLAND - LABOR & DELIVERY | [5 empty] | LIGHTS, EXAMINATION |  | OTOOPHTHALMOSCOPE-Welch Allyn-408282 | OTOOPHTHALMOSCOPE |  |  |  |  | Welch Allyn | Oto/Ophthalmoscope |  | OTOOPHTHALMOSCOPE-Welch Allyn-408282 |  |  |  |  | Covered PM Repair - Biomedical | MHHS-Pearland Hospital
NO | NO |  |  |  | 005-10639 |  | Welch Allyn Inc | 408282 OPTHALMOSCOPE |  |  | SE - EMERGENCY CENTER | MHHS-Southeast |  | Oto/Ophthalmoscope |  | 005-10639 |  | Southeast & Bay Area |  | SE - EMERGENCY CENTER | [5 empty] | LIGHTS, EXAMINATION |  | OTOOPHTHALMOSCOPE-Welch Allyn-408282 | OTOOPHTHALMOSCOPE |  |  |  |  | Welch Allyn | Oto/Ophthalmoscope |  | OTOOPHTHALMOSCOPE-Welch Allyn-408282 |  |  |  |  | Covered PM Repair - Biomedical | MHHS-Southeast
NO | NO |  |  |  | 005-12994 |  | Welch Allyn Inc | 408282 OPTHALMOSCOPE |  | 005-11992 | SE - EMERGENCY CENTER | MHHS-Southeast |  | Oto/Ophthalmoscope |  | 005-12994 |  | Southeast & Bay Area |  | SE - EMERGENCY CENTER | [5 empty] | LIGHTS, EXAMINATION |  | OTOOPHTHALMOSCOPE-Welch Allyn-408282 | OTOOPHTHALMOSCOPE |  |  |  |  | Welch Allyn | Oto/Ophthalmoscope |  | OTOOPHTHALMOSCOPE-Welch Allyn-408282 |  |  |  |  | Covered PM Repair - Biomedical | MHHS-Southeast
NO | NO |  |  |  | 005-13078 |  | Welch Allyn Inc | 408282 OPTHALMOSCOPE |  | LOT# 15345 | SE - LABOR & DELIVERY | MHHS-Southeast |  | Oto/Ophthalmoscope |  | 005-13078 |  | Southeast & Bay Area |  | SE - LABOR & DELIVERY | [5 empty] | LIGHTS, EXAMINATION |  | OTOOPHTHALMOSCOPE-Welch Allyn-408282 | OTOOPHTHALMOSCOPE |  |  |  |  | Welch Allyn | Oto/Ophthalmoscope |  | OTOOPHTHALMOSCOPE-Welch Allyn-408282 |  |  |  |  | Covered PM Repair - Biomedical | MHHS-Southeast
NO | NO |  |  |  | LOT15314 |  | Welch Allyn Inc | 408282 OPTHALMOSCOPE |  | LOT15314-02 | TMC - JONES - HYPERBARIC/WOUND CARE (JG) | MHHS-TMC |  | Oto/Ophthalmoscope |  | LOT15314 |  | TMC |  | TMC - JONES - HYPERBARIC/WOUND CARE (JG) | [5 empty] | LIGHTS, EXAMINATION |  | OTOOPHTHALMOSCOPE-Welch Allyn-408282 | OTOOPHTHALMOSCOPE |  |  |  |  | Welch Allyn | Oto/Ophthalmoscope |  | OTOOPHTHALMOSCOPE-Welch Allyn-408282 |  |  |  |  | Covered PM Repair - Biomedical | MHHS-TMC
NO | NO |  |  |  | LOT15314 |  | Welch Allyn Inc | 408282 OPTHALMOSCOPE |  | LOT15314-01 | TMC - JONES - HYPERBARIC/WOUND CARE (JG) | MHHS-TMC |  | Oto/Ophthalmoscope |  | LOT15314 |  | TMC |  | TMC - JONES - HYPERBARIC/WOUND CARE (JG) | [5 empty] | LIGHTS, EXAMINATION |  | OTOOPHTHALMOSCOPE-Welch Allyn-408282 | OTOOPHTHALMOSCOPE |  |  |  |  | Welch Allyn | Oto/Ophthalmoscope |  | OTOOPHTHALMOSCOPE-Welch Allyn-408282 |  |  |  |  | Covered PM Repair - Biomedical | MHHS-TMC
NO | NO |  |  |  | 029-10360 |  | Welch Allyn Inc | 408282 OPTHALMOSCOPE |  | 029-10360 | WOODLANDS - ER | MHHS-Woodlands |  | Oto/Ophthalmoscope |  | 029-10360 |  | Woodlands |  | WOODLANDS - ER | [5 empty] | LIGHTS, EXAMINATION |  | OTOOPHTHALMOSCOPE-Welch Allyn-408282 | OTOOPHTHALMOSCOPE |  |  |  |  | Welch Allyn | Oto/Ophthalmoscope |  | OTOOPHTHALMOSCOPE-Welch Allyn-408282 |  |  |  |  | Covered PM Repair - Biomedical | MHHS-Woodlands
NO | NO |  |  |  | 029-11639 |  | Welch Allyn Inc | 408282 OPTHALMOSCOPE |  | 029-11639 | WOODLANDS - ER | MHHS-Woodlands |  | Oto/Ophthalmoscope |  | 029-11639 |  | Woodlands |  | WOODLANDS - ER | [5 empty] | LIGHTS, EXAMINATION |  | OTOOPHTHALMOSCOPE-Welch Allyn-408282 | OTOOPHTHALMOSCOPE |  |  |  |  | Welch Allyn | Oto/Ophthalmoscope |  | OTOOPHTHALMOSCOPE-Welch Allyn-408282 |  |  |  |  | Covered PM Repair - Biomedical | MHHS-Woodlands
NO | NO |  |  |  | 029-11643 |  | Welch Allyn Inc | 408282 OPTHALMOSCOPE |  | 029-11643 | WOODLANDS - ER | MHHS-Woodlands |  | Oto/Ophthalmoscope |  | 029-11643 |  | Woodlands |  | WOODLANDS - ER | [5 empty] | LIGHTS, EXAMINATION |  | OTOOPHTHALMOSCOPE-Welch Allyn-408282 | OTOOPHTHALMOSCOPE |  |  |  |  | Welch Allyn | Oto/Ophthalmoscope |  | OTOOPHTHALMOSCOPE-Welch Allyn-408282 |  |  |  |  | Covered PM Repair - Biomedical | MHHS-Woodlands
NO | NO |  |  |  | 029-11685 |  | Welch Allyn Inc | 408282 OPTHALMOSCOPE |  |  | WOODLANDS - ER | MHHS-Woodlands |  | Oto/Ophthalmoscope |  | 029-11685 |  | Woodlands |  | WOODLANDS - ER | [5 empty] | LIGHTS, EXAMINATION |  | OTOOPHTHALMOSCOPE-Welch Allyn-408282 | OTOOPHTHALMOSCOPE |  |  |  |  | Welch Allyn | Oto/Ophthalmoscope |  | OTOOPHTHALMOSCOPE-Welch Allyn-408282 |  |  |  |  | Covered PM Repair - Biomedical | MHHS-Woodlands
NO | NO |  |  |  | 029-11688 |  | Welch Allyn Inc | 408282 OPTHALMOSCOPE |  |  | WOODLANDS - ER | MHHS-Woodlands |  | Oto/Ophthalmoscope |  | 029-11688 |  | Woodlands |  | WOODLANDS - ER | [5 empty] | LIGHTS, EXAMINATION |  | OTOOPHTHALMOSCOPE-Welch Allyn-408282 | OTOOPHTHALMOSCOPE |  |  |  |  | Welch Allyn | Oto/Ophthalmoscope |  | OTOOPHTHALMOSCOPE-Welch Allyn-408282 |  |  |  |  | Covered PM Repair - Biomedical | MHHS-Woodlands
NO | NO |  |  |  | 029-11707 |  | Welch Allyn Inc | 408282 OPTHALMOSCOPE |  |  | WOODLANDS - ER | MHHS-Woodlands |  | Oto/Ophthalmoscope |  | 029-11707 |  | Woodlands |  | WOODLANDS - ER | [5 empty] | LIGHTS, EXAMINATION |  | OTOOPHTHALMOSCOPE-Welch Allyn-408282 | OTOOPHTHALMOSCOPE |  |  |  |  | Welch Allyn | Oto/Ophthalmoscope |  | OTOOPHTHALMOSCOPE-Welch Allyn-408282 |  |  |  |  | Covered PM Repair - Biomedical | MHHS-Woodlands
NO | NO | [5 empty] | Welch Allyn Inc | 408282 OPTHALMOSCOPE |  |  | WOODLANDS - ER | MHHS-Woodlands |  | Oto/Ophthalmoscope |  |  |  | Woodlands |  | WOODLANDS - ER | [5 empty] | LIGHTS, EXAMINATION |  | OTOOPHTHALMOSCOPE-Welch Allyn-408282 | OTOOPHTHALMOSCOPE |  |  |  |  | Welch Allyn | Oto/Ophthalmoscope |  | OTOOPHTHALMOSCOPE-Welch Allyn-408282 |  |  |  |  | Covered PM Repair - Biomedical | MHHS-Woodlands
NO | NO | [5 empty] | Welch Allyn Inc | 408282 OPTHALMOSCOPE |  |  | WOODLANDS - ER | MHHS-Woodlands |  | Oto/Ophthalmoscope |  |  |  | Woodlands |  | WOODLANDS - ER | [5 empty] | LIGHTS, EXAMINATION |  | OTOOPHTHALMOSCOPE-Welch Allyn-408282 | OTOOPHTHALMOSCOPE |  |  |  |  | Welch Allyn | Oto/Ophthalmoscope |  | OTOOPHTHALMOSCOPE-Welch Allyn-408282 |  |  |  |  | Covered PM Repair - Biomedical | MHHS-Woodlands
NO | NO | [5 empty] | Welch Allyn Inc | 408282 OPTHALMOSCOPE |  |  | WOODLANDS - ER | MHHS-Woodlands |  | Oto/Ophthalmoscope |  |  |  | Woodlands |  | WOODLANDS - ER | [5 empty] | LIGHTS, EXAMINATION |  | OTOOPHTHALMOSCOPE-Welch Allyn-408282 | OTOOPHTHALMOSCOPE |  |  |  |  | Welch Allyn | Oto/Ophthalmoscope |  | OTOOPHTHALMOSCOPE-Welch Allyn-408282 |  |  |  |  | Covered PM Repair - Biomedical | MHHS-Woodlands
NO | NO | [5 empty] | Welch Allyn Inc | 408282 OPTHALMOSCOPE |  |  | WOODLANDS - ER | MHHS-Woodlands |  | Oto/Ophthalmoscope |  |  |  | Woodlands |  | WOODLANDS - ER | [5 empty] | LIGHTS, EXAMINATION |  | OTOOPHTHALMOSCOPE-Welch Allyn-408282 | OTOOPHTHALMOSCOPE |  |  |  |  | Welch Allyn | Oto/Ophthalmoscope |  | OTOOPHTHALMOSCOPE-Welch Allyn-408282 |  |  |  |  | Covered PM Repair - Biomedical | MHHS-Woodlands
NO | NO | [5 empty] | Welch Allyn Inc | 408282 OPTHALMOSCOPE |  |  | WOODLANDS - ER - PEDS | MHHS-Woodlands |  | Oto/Ophthalmoscope |  |  |  | Woodlands |  | WOODLANDS - ER - PEDS | [5 empty] | LIGHTS, EXAMINATION |  | OTOOPHTHALMOSCOPE-Welch Allyn-408282 | OTOOPHTHALMOSCOPE |  |  |  |  | Welch Allyn | Oto/Ophthalmoscope |  | OTOOPHTHALMOSCOPE-Welch Allyn-408282 |  |  |  |  | Covered PM Repair - Biomedical | MHHS-Woodlands
NO | YES |  |  |  | 583-00739 | 583-00739 | Welch Allyn Inc | 420TB-E1 |  |  | CAHF-(KY)-Katy [Mp2-Ste200] | MHHS - Heart Failure Clinics |  |  |  | 583-00739 | 583-00739 | Central | MHHS-Others | CAHF-(KY)-Katy [Mp2-Ste200] | Cardiology | 1/1/19 | 1/1/20 |  |  | MONITORS, PHYSIOLOGIC, VITAL SIGNS | Monitor, Vital Signs | MONITORVITALSIGNS-Welch Allyn-420TB |  |  |  |  | MONITORVITALSIGNS-Welch Allyn-420TB | Welch Allyn | [6 empty] | MVS-A | Covered PM Repair - Biomedical | MHHS - Heart Failure Clinics | [8 empty] | MONITORVITALSIGNS | Monitor, Vital Signs | Welch Allyn
NO | YES |  |  |  | 005-09333 | 005-09333 | Welch Allyn Inc | 420TB-E1 |  |  | MH MG - (SW) - BELLAIRE CENTER | MHHS-MG |  |  |  | 005-09333 | 005-09333 | Southeast | Katy | MH MG - (SW) - BELLAIRE CENTER | Bel Air | 2/1/19 | 2/1/20 |  |  | MONITORS, PHYSIOLOGIC, VITAL SIGNS | Monitor, Vital Signs | MONITORVITALSIGNS-Welch Allyn-420TB |  |  |  |  | MONITORVITALSIGNS-Welch Allyn-420TB | Welch Allyn | [6 empty] | MVS-A | Covered PM Repair - Radiology, Low End | MHHS-MG | [8 empty] | MONITORVITALSIGNS | Monitor, Vital Signs | Welch Allyn
NO | YES |  |  |  | 142-00200 | 142-00200 | Welch Allyn Inc | 420TB-E1 |  |  | SMR-(NE)-Ne Hospital | MHHS-SMR |  |  |  | 142-00200 | 142-00200 | Katy | MHHS-Others | SMR-(NE)-Ne Hospital | Sports Med Procedure Room | 9/1/19 | 9/1/20 |  |  | MONITORS, PHYSIOLOGIC, VITAL SIGNS | Monitor, Vital Signs | MONITORVITALSIGNS-Welch Allyn-420TB |  |  |  |  | MONITORVITALSIGNS-Welch Allyn-420TB | Welch Allyn | [6 empty] | MVS-A | Not Covered Vendor Only - Rad, Low End | MHHS-SMR | [8 empty] | MONITORVITALSIGNS | Monitor, Vital Signs | Welch Allyn
NO | YES |  |  |  | 013-18381 | 013-18381 | Welch Allyn Inc | 420TB-E1 |  |  | SW-Med/Surg 6 | MHHS-Southwest |  |  |  | 013-18381 | 013-18381 | Southwest | MHHS-Southwest | SW-Med/Surg 6 | C wing storage | 11/1/18 |  | 11/1/19 |  | MONITORS, PHYSIOLOGIC, VITAL SIGNS | Monitor, Vital Signs | MONITORVITALSIGNS-Welch Allyn-420TB |  |  |  |  | MONITORVITALSIGNS-Welch Allyn-420TB | Welch Allyn |  |  |  |  | 6/8/19 |  | MVS-A | Covered PM Repair - Biomedical | MHHS-Southwest | [8 empty] | MONITORVITALSIGNS | Monitor, Vital Signs | Welch Allyn
NO | YES |  |  |  | 069-29410 |  | Welch Allyn Inc | 420TB-E1 |  |  | J9473 | MHHS-TMC |  |  |  | 069-29410 |  | TMC | Memorial Hermann-Texas Medical Center | J9473 | 9Johns TMC | 1/1/19 |  | 1/1/20 |  | MONITORS, PHYSIOLOGIC, VITAL SIGNS | Monitor, Vital Signs | MONITORVITALSIGNS-Welch Allyn-420TB |  |  |  |  | MONITORVITALSIGNS-Welch Allyn-420TB | Welch Allyn | [6 empty] | MVS-A | Not Covered Vendor Only - Biomedical | MHHS-TMC | [8 empty] | MONITORVITALSIGNS | Monitor, Vital Signs | Welch Allyn
NO | NO |  |  |  | 009-09968 |  | Welch Allyn Inc | 420TB-E1 |  |  | CAHF - (GH) - GREATER HEIGHTS [MP1-STE250] | MHHS - Heart Failure Clinics |  |  |  | 009-09968 |  | Central & Greater Heights |  | CAHF - (GH) - GREATER HEIGHTS [MP1-STE250] | [5 empty] | MONITORS, PHYSIOLOGIC, VITAL SIGNS |  | MONITORVITALSIGNS-Welch Allyn-420TB |  |  |  |  | MONITORVITALSIGNS-Welch Allyn-420TB | Welch Allyn | [7 empty] | Covered PM Repair - Biomedical | MHHS - Heart Failure Clinics
NO | NO |  |  |  | 009-09698 |  | Welch Allyn Inc | 420TB-E1 |  |  | GH - WOUND CARE | MHHS-Greater Heights |  |  |  | 009-09698 |  | Central & Greater Heights |  | GH - WOUND CARE | [5 empty] | MONITORS, PHYSIOLOGIC, VITAL SIGNS |  | MONITORVITALSIGNS-Welch Allyn-420TB |  |  |  |  | MONITORVITALSIGNS-Welch Allyn-420TB | Welch Allyn | [7 empty] | Covered PM Repair - Biomedical | MHHS-Greater Heights
NO | NO |  |  |  | 009-09699 |  | Welch Allyn Inc | 420TB-E1 |  |  | GH - WOUND CARE | MHHS-Greater Heights |  |  |  | 009-09699 |  | Central & Greater Heights |  | GH - WOUND CARE | [5 empty] | MONITORS, PHYSIOLOGIC, VITAL SIGNS |  | MONITORVITALSIGNS-Welch Allyn-420TB |  |  |  |  | MONITORVITALSIGNS-Welch Allyn-420TB | Welch Allyn | [7 empty] | Covered PM Repair - Biomedical | MHHS-Greater Heights
NO | NO |  |  |  | 005-09331 |  | Welch Allyn Inc | 420TB-E1 |  |  | MH MG - (SE) - UROLOGY ASSOCIATES - WEBSTER | MHHS-MG |  |  |  | 005-09331 |  | Southeast & Bay Area |  | MH MG - (SE) - UROLOGY ASSOCIATES - WEBSTER | [5 empty] | MONITORS, PHYSIOLOGIC, VITAL SIGNS |  | MONITORVITALSIGNS-Welch Allyn-420TB |  |  |  |  | MONITORVITALSIGNS-Welch Allyn-420TB | Welch Allyn | [7 empty] | Covered PM Repair - Radiology, Low End | MHHS-MG
NO | NO |  |  |  | 129-04305 |  | Welch Allyn Inc | 420TB-E1 |  |  | SUGAR LAND - WOUND CARE | MHHS-Sugarland |  |  |  | 129-04305 |  | Sugar Land |  | SUGAR LAND - WOUND CARE | [5 empty] | MONITORS, PHYSIOLOGIC, VITAL SIGNS |  | MONITORVITALSIGNS-Welch Allyn-420TB |  |  |  |  | MONITORVITALSIGNS-Welch Allyn-420TB | Welch Allyn | [7 empty] | Covered PM Repair - Biomedical | MHHS-Sugarland
NO | NO |  |  |  | 129-04666 |  | Welch Allyn Inc | 420TB-E1 |  |  | SUGAR LAND - WOUND CARE | MHHS-Sugarland |  |  |  | 129-04666 |  | Sugar Land |  | SUGAR LAND - WOUND CARE | [5 empty] | MONITORS, PHYSIOLOGIC, VITAL SIGNS |  | MONITORVITALSIGNS-Welch Allyn-420TB |  |  |  |  | MONITORVITALSIGNS-Welch Allyn-420TB | Welch Allyn | [7 empty] | Covered PM Repair - Radiology, High End | MHHS-Sugarland
NO | NO |  |  |  | 069-38790 |  | Welch Allyn Inc | 420TB-E1 |  |  | TMC - JONES - APHERESIS (9J) | MHHS-TMC |  |  |  | 069-38790 |  | TMC |  | TMC - JONES - APHERESIS (9J) | [5 empty] | MONITORS, PHYSIOLOGIC, VITAL SIGNS |  | MONITORVITALSIGNS-Welch Allyn-420TB |  |  |  |  | MONITORVITALSIGNS-Welch Allyn-420TB | Welch Allyn | [7 empty] | Covered PM Repair - Biomedical | MHHS-TMC
NO | NO | [5 empty] | Welch Allyn Inc | 420TB-E1 |  |  | TMC - LABORATORY - BLOOD BANK (1R) | MHHS-TMC | [5 empty] | TMC |  | TMC - LABORATORY - BLOOD BANK (1R) | [5 empty] | MONITORS, PHYSIOLOGIC, VITAL SIGNS |  | MONITORVITALSIGNS-Welch Allyn-420TB |  |  |  |  | MONITORVITALSIGNS-Welch Allyn-420TB | Welch Allyn | [7 empty] | Covered PM Repair - Biomedical | MHHS-TMC
NO | YES |  |  |  |  | 013-18225 | Welch Allyn Inc | 42MOB |  |  | SW-Wound Care | MHHS-Southwest |  | Monitor, Vital Signs |  |  | 013-18225 | Southwest | MHHS-Southwest | SW-Wound Care | Wound Care Room 2 | 9/1/18 |  | 9/1/19 |  | MONITORS, PHYSIOLOGIC, VITAL SIGNS | Monitor, Vital Signs | MONITORVITALSIGNS-Welch Allyn-42MOB | MONITORVITALSIGNS | 42MOB |  |  |  | Welch Allyn | Monitor, Vital Signs |  | MONITORVITALSIGNS-Welch Allyn-42MOB |  |  |  | MVS-A | Covered PM Repair - Biomedical | MHHS-Southwest | [8 empty] | MONITORVITALSIGNS | Monitor, Vital Signs | Welch Allyn
NO | NO |  |  |  | 069-33125 |  | Welch Allyn Inc | 42MOB |  |  | TMC - MHTMC - CLINICAL ENGINEERING | MHHS-TMC |  | Monitor, Vital Signs |  | 069-33125 |  | TMC |  | TMC - MHTMC - CLINICAL ENGINEERING | [5 empty] | MONITORS, PHYSIOLOGIC, VITAL SIGNS |  | MONITORVITALSIGNS-Welch Allyn-42MOB | MONITORVITALSIGNS | 42MOB |  |  |  | Welch Allyn | Monitor, Vital Signs |  | MONITORVITALSIGNS-Welch Allyn-42MOB |  |  |  |  | Covered PM Repair - Radiology, Low End | MHHS-TMC
NO | YES |  |  |  | 925-00928 | 925-00928 | Welch Allyn Inc | 42MTB-E1 |  |  | MHOSH-Anesthesia | MHHS Orthopedic & Spine |  |  |  | 925-00928 | 925-00928 | Central & Greater Heights | MHHS-Orthopedic & Spine | MHOSH-Anesthesia |  | 6/12/19 |  |  |  | MONITORS, BEDSIDE, BLOOD PRESSURE | Monitor, Vital Signs | MONITORVITALSIGNS-Welch Allyn-42MTB |  |  |  |  | MONITORVITALSIGNS-Welch Allyn-42MTB | Welch Allyn | [5 empty] | MHOSH Inventory Dec 2019 into 2020 - Copy.xls - Newly Verified | MVS-A | Covered PM Repair - Biomedical | MHHS Orthopedic & Spine | [8 empty] | MONITORVITALSIGNS | Monitor, Vital Signs | Welch Allyn
NO | YES |  |  |  | 925-00929 | 925-00929 | Welch Allyn Inc | 42MTB-E1 |  |  | MHOSH-Anesthesia | MHHS Orthopedic & Spine |  |  |  | 925-00929 | 925-00929 | Central & Greater Heights | MHHS-Orthopedic & Spine | MHOSH-Anesthesia |  | 6/12/19 |  |  |  | MONITORS, BEDSIDE, BLOOD PRESSURE | Monitor, Vital Signs | MONITORVITALSIGNS-Welch Allyn-42MTB |  |  |  |  | MONITORVITALSIGNS-Welch Allyn-42MTB | Welch Allyn | [5 empty] | MHOSH Inventory Dec 2019 into 2020 - Copy.xls - Newly Verified | MVS-A | Covered PM Repair - Biomedical | MHHS Orthopedic & Spine | [8 empty] | MONITORVITALSIGNS | Monitor, Vital Signs | Welch Allyn
NO | YES |  |  |  | 925-00930 | 925-00930 | Welch Allyn Inc | 42MTB-E1 |  |  | MHOSH-Anesthesia | MHHS Orthopedic & Spine |  |  |  | 925-00930 | 925-00930 | Central & Greater Heights | MHHS-Orthopedic & Spine | MHOSH-Anesthesia |  | 6/12/19 |  |  |  | MONITORS, BEDSIDE, BLOOD PRESSURE | Monitor, Vital Signs | MONITORVITALSIGNS-Welch Allyn-42MTB |  |  |  |  | MONITORVITALSIGNS-Welch Allyn-42MTB | Welch Allyn | [5 empty] | MHOSH Inventory Dec 2019 into 2020 - Copy.xls - Newly Verified | MVS-A | Covered PM Repair - Biomedical | MHHS Orthopedic & Spine | [8 empty] | MONITORVITALSIGNS | Monitor, Vital Signs | Welch Allyn
NO | YES |  |  |  | 929-01032 | 929-01032 | Welch Allyn Inc | 42MTB-E1 |  |  | MHOSH-Anesthesia | MHHS Orthopedic & Spine |  |  |  | 929-01032 | 929-01032 | Central & Greater Heights | MHHS-Orthopedic & Spine | MHOSH-Anesthesia |  | 6/12/19 |  |  |  | MONITORS, BEDSIDE, BLOOD PRESSURE | Monitor, Vital Signs | MONITORVITALSIGNS-Welch Allyn-42MTB |  |  |  |  | MONITORVITALSIGNS-Welch Allyn-42MTB | Welch Allyn | [5 empty] | MHOSH Inventory Dec 2019 into 2020 - Copy.xls - Newly Verified | MVS-A | Covered PM Repair - Biomedical | MHHS Orthopedic & Spine | [8 empty] | MONITORVITALSIGNS | Monitor, Vital Signs | Welch Allyn
NO | YES | [5 empty] | Welch Allyn Inc | 42MTB-E1 |  |  | SW-Med/Surg Floors | MHHS-Southwest | [5 empty] | Southwest | MHHS-Southwest | SW-Med/Surg Floors | D Wing Storage | 9/1/19 |  | 9/1/20 |  | MONITORS, BEDSIDE, BLOOD PRESSURE | Monitor, Vital Signs | MONITORVITALSIGNS-Welch Allyn-42MTB |  |  |  |  | MONITORVITALSIGNS-Welch Allyn-42MTB | Welch Allyn |  |  |  |  | 5/18/13 |  | MVS-A | Covered PM Repair - Biomedical | MHHS-Southwest | [8 empty] | MONITORVITALSIGNS | Monitor, Vital Signs | Welch Allyn
NO | YES | [5 empty] | Welch Allyn Inc | 42MTB-E1 |  |  | SW-Nursery | MHHS-Southwest | [5 empty] | Southwest | MHHS-Southwest | SW-Nursery | Nursery | 8/1/19 |  | 8/1/20 |  | MONITORS, BEDSIDE, BLOOD PRESSURE | Monitor, Vital Signs | MONITORVITALSIGNS-Welch Allyn-42MTB |  |  |  |  | MONITORVITALSIGNS-Welch Allyn-42MTB | Welch Allyn |  |  |  |  | 12/28/17 |  | MVS-A | Covered PM Repair - Biomedical | MHHS-Southwest | [8 empty] | MONITORVITALSIGNS | Monitor, Vital Signs | Welch Allyn
NO | YES |  |  |  |  | 013-20114 | Welch Allyn Inc | 42MTB-E1 |  |  | SW-Preadmitting | MHHS-Southwest |  |  |  |  | 013-20114 | Southwest | MHHS-Southwest | SW-Preadmitting | Room 6 | 8/1/19 |  | 8/1/20 |  | MONITORS, BEDSIDE, BLOOD PRESSURE | Monitor, Vital Signs | MONITORVITALSIGNS-Welch Allyn-42MTB |  |  |  |  | MONITORVITALSIGNS-Welch Allyn-42MTB | Welch Allyn |  |  |  |  | 12/21/18 |  | MVS-A | Covered PM Repair - Biomedical | MHHS-Southwest | [8 empty] | MONITORVITALSIGNS | Monitor, Vital Signs | Welch Allyn
NO | YES |  |  |  |  | 013-20116 | Welch Allyn Inc | 42MTB-E1 |  |  | SW-Preadmitting | MHHS-Southwest |  |  |  |  | 013-20116 | Southwest | MHHS-Southwest | SW-Preadmitting | Room 5 | 8/1/19 |  | 8/1/20 |  | MONITORS, BEDSIDE, BLOOD PRESSURE | Monitor, Vital Signs | MONITORVITALSIGNS-Welch Allyn-42MTB |  |  |  |  | MONITORVITALSIGNS-Welch Allyn-42MTB | Welch Allyn |  |  |  |  | 5/18/13 |  | MVS-A | Covered PM Repair - Biomedical | MHHS-Southwest | [8 empty] | MONITORVITALSIGNS | Monitor, Vital Signs | Welch Allyn
NO | YES | Asset Tag 013-20118 |  |  | 013-20118 | 013-20118 | Welch Allyn Inc | 42MTB-E1 |  |  | SW-Preadmitting | MHHS-Southwest |  |  |  | 013-20118 | 013-20118 | Southwest | MHHS-Southwest | SW-Preadmitting |  | 9/12/19 |  |  |  | MONITORS, BEDSIDE, BLOOD PRESSURE | Monitor, Vital Signs | MONITORVITALSIGNS-Welch Allyn-42MTB |  |  |  |  | MONITORVITALSIGNS-Welch Allyn-42MTB | Welch Allyn | [5 empty] | Finished from Script 3/27/2020 12:11:52pm (Central) | MVS-A | Covered PM Repair - Biomedical | MHHS-Southwest | [8 empty] | MONITORVITALSIGNS | Monitor, Vital Signs | Welch Allyn
NO | YES |  |  |  |  | 013-20120 | Welch Allyn Inc | 42MTB-E1 |  |  | SW-Preadmitting | MHHS-Southwest |  |  |  |  | 013-20120 | Southwest | MHHS-Southwest | SW-Preadmitting | Room 4 | 8/1/19 |  | 8/1/20 |  | MONITORS, BEDSIDE, BLOOD PRESSURE | Monitor, Vital Signs | MONITORVITALSIGNS-Welch Allyn-42MTB |  |  |  |  | MONITORVITALSIGNS-Welch Allyn-42MTB | Welch Allyn |  |  |  |  | 5/20/13 |  | MVS-A | Covered PM Repair - Biomedical | MHHS-Southwest | [8 empty] | MONITORVITALSIGNS | Monitor, Vital Signs | Welch Allyn
NO | YES |  |  |  | 069-41222 | 069-41222 | Welch Allyn Inc | 42MTB-E1 |  |  | TMC - Oncology | MHHS-TMC |  |  |  | 069-41222 | 069-41222 | TMC | Memorial Hermann- Texas Medical Center | TMC - Oncology | Central Monitoring | 1/1/20 |  | 3/1/20 |  | MONITORS, BEDSIDE, BLOOD PRESSURE | Monitor, Vital Signs | MONITORVITALSIGNS-Welch Allyn-42MTB |  |  |  |  | MONITORVITALSIGNS-Welch Allyn-42MTB | Welch Allyn | [6 empty] | MVS-A | Covered PM Repair - Biomedical | MHHS-TMC | [8 empty] | MONITORVITALSIGNS | Monitor, Vital Signs | Welch Allyn
NO | YES |  |  |  | 069-41265 | 069-41265 | Welch Allyn Inc | 42MTB-E1 |  |  | J5 | MHHS-TMC |  |  |  | 069-41265 | 069-41265 | TMC | Memorial Hermann-Texas Medical Center | J5 | J531 | 1/1/20 |  | 1/1/21 |  | MONITORS, BEDSIDE, BLOOD PRESSURE | Monitor, Vital Signs | MONITORVITALSIGNS-Welch Allyn-42MTB |  |  |  |  | MONITORVITALSIGNS-Welch Allyn-42MTB | Welch Allyn |  |  |  |  | 5/25/19 |  | MVS-A | Covered PM Repair - Biomedical | MHHS-TMC | [8 empty] | MONITORVITALSIGNS | Monitor, Vital Signs | Welch Allyn
NO | YES |  |  |  | 069-41268 | 069-41268 | Welch Allyn Inc | 42MTB-E1 |  |  | J5 | MHHS-TMC |  |  |  | 069-41268 | 069-41268 | TMC | Memorial Hermann-Texas Medical Center | J5 | J531 | 12/1/18 |  | 12/1/19 |  | MONITORS, BEDSIDE, BLOOD PRESSURE | Monitor, Vital Signs | MONITORVITALSIGNS-Welch Allyn-42MTB |  |  |  |  | MONITORVITALSIGNS-Welch Allyn-42MTB | Welch Allyn | [6 empty] | MVS-A | Covered PM Repair - Biomedical | MHHS-TMC | [8 empty] | MONITORVITALSIGNS | Monitor, Vital Signs | Welch Allyn
NO | YES |  |  |  | 069-41143 | 069-41143 | Welch Allyn Inc | 42MTB-E1 |  |  | TWC- In patient Rehabilitation | MHHS-TMC |  |  |  | 069-41143 | 069-41143 | TMC | Memorial Hermann-Texas Medical Center | TWC- In patient Rehabilitation | J4 Hallway | 1/1/19 |  | 1/1/20 |  | MONITORS, BEDSIDE, BLOOD PRESSURE | Monitor, Vital Signs | MONITORVITALSIGNS-Welch Allyn-42MTB |  |  |  |  | MONITORVITALSIGNS-Welch Allyn-42MTB | Welch Allyn |  |  |  |  | 3/1/14 |  | MVS-A | Covered PM Repair - Biomedical | MHHS-TMC | [8 empty] | MONITORVITALSIGNS | Monitor, Vital Signs | Welch Allyn
NO | NO |  |  |  | 000-04134 |  | Welch Allyn Inc | 42MTB-E1 |  |  | CAHF - (GH) - GREATER HEIGHTS [MP1-STE250] | MHHS - Heart Failure Clinics |  |  |  | 000-04134 |  | TMC |  | CAHF - (GH) - GREATER HEIGHTS [MP1-STE250] | [5 empty] | MONITORS, BEDSIDE, BLOOD PRESSURE |  | MONITORVITALSIGNS-Welch Allyn-42MTB |  |  |  |  | MONITORVITALSIGNS-Welch Allyn-42MTB | Welch Allyn | [7 empty] | Covered PM Repair - Biomedical | MHHS - Heart Failure Clinics
NO | NO |  |  |  | 069-38753 |  | Welch Allyn Inc | 42MTB-E1 |  |  | CAHF - (TMC) - TMC MEDICAL PLAZA [MHMP-STE2500] | MHHS - Heart Failure Clinics |  |  |  | 069-38753 |  | TMC |  | CAHF - (TMC) - TMC MEDICAL PLAZA [MHMP-STE2500] | [5 empty] | MONITORS, BEDSIDE, BLOOD PRESSURE |  | MONITORVITALSIGNS-Welch Allyn-42MTB |  |  |  |  | MONITORVITALSIGNS-Welch Allyn-42MTB | Welch Allyn | [7 empty] | Covered PM Repair - Biomedical | MHHS - Heart Failure Clinics
NO | NO |  |  |  | 069-38754 |  | Welch Allyn Inc | 42MTB-E1 |  |  | CAHF - (TMC) - TMC MEDICAL PLAZA [MHMP-STE2500] | MHHS - Heart Failure Clinics |  |  |  | 069-38754 |  | TMC |  | CAHF - (TMC) - TMC MEDICAL PLAZA [MHMP-STE2500] | [5 empty] | MONITORS, BEDSIDE, BLOOD PRESSURE |  | MONITORVITALSIGNS-Welch Allyn-42MTB |  |  |  |  | MONITORVITALSIGNS-Welch Allyn-42MTB | Welch Allyn | [7 empty] | Covered PM Repair - Biomedical | MHHS - Heart Failure Clinics
NO | NO |  |  |  | 069-38755 |  | Welch Allyn Inc | 42MTB-E1 |  |  | CAHF - (TMC) - TMC MEDICAL PLAZA [MHMP-STE2500] | MHHS - Heart Failure Clinics |  |  |  | 069-38755 |  | TMC |  | CAHF - (TMC) - TMC MEDICAL PLAZA [MHMP-STE2500] | [5 empty] | MONITORS, BEDSIDE, BLOOD PRESSURE |  | MONITORVITALSIGNS-Welch Allyn-42MTB |  |  |  |  | MONITORVITALSIGNS-Welch Allyn-42MTB | Welch Allyn | [7 empty] | Covered PM Repair - Biomedical | MHHS - Heart Failure Clinics
NO | NO |  |  |  | 009-08456 |  | Welch Allyn Inc | 42MTB-E1 |  |  | GH - CARDIAC REHAB | MHHS-Greater Heights |  |  |  | 009-08456 |  | Central & Greater Heights |  | GH - CARDIAC REHAB | [5 empty] | MONITORS, BEDSIDE, BLOOD PRESSURE |  | MONITORVITALSIGNS-Welch Allyn-42MTB |  |  |  |  | MONITORVITALSIGNS-Welch Allyn-42MTB | Welch Allyn | [7 empty] | Covered PM Repair - Biomedical | MHHS-Greater Heights
NO | NO | [5 empty] | Welch Allyn Inc | 42MTB-E1 |  |  | GH - CV ICU | MHHS-Greater Heights | [5 empty] | Central & Greater Heights |  | GH - CV ICU | [5 empty] | MONITORS, BEDSIDE, BLOOD PRESSURE |  | MONITORVITALSIGNS-Welch Allyn-42MTB |  |  |  |  | MONITORVITALSIGNS-Welch Allyn-42MTB | Welch Allyn | [7 empty] | Covered PM Repair - Biomedical | MHHS-Greater Heights
NO | NO |  |  |  | 009-08460 |  | Welch Allyn Inc | 42MTB-E1 |  |  | GH - ER | MHHS-Greater Heights |  |  |  | 009-08460 |  | Central & Greater Heights |  | GH - ER | [5 empty] | MONITORS, BEDSIDE, BLOOD PRESSURE |  | MONITORVITALSIGNS-Welch Allyn-42MTB |  |  |  |  | MONITORVITALSIGNS-Welch Allyn-42MTB | Welch Allyn | [7 empty] | Covered PM Repair - Biomedical | MHHS-Greater Heights
NO | NO | [5 empty] | Welch Allyn Inc | 42MTB-E1 |  |  | GH - GENERAL SURGERY 3 SOUTH | MHHS-Greater Heights | [5 empty] | Central & Greater Heights |  | GH - GENERAL SURGERY 3 SOUTH | [5 empty] | MONITORS, BEDSIDE, BLOOD PRESSURE |  | MONITORVITALSIGNS-Welch Allyn-42MTB |  |  |  |  | MONITORVITALSIGNS-Welch Allyn-42MTB | Welch Allyn | [7 empty] | Covered PM Repair - Biomedical | MHHS-Greater Heights
NO | NO | [5 empty] | Welch Allyn Inc | 42MTB-E1 |  |  | GH - GENERAL SURGERY 3 SOUTH | MHHS-Greater Heights | [5 empty] | Central & Greater Heights |  | GH - GENERAL SURGERY 3 SOUTH | [5 empty] | MONITORS, BEDSIDE, BLOOD PRESSURE |  | MONITORVITALSIGNS-Welch Allyn-42MTB |  |  |  |  | MONITORVITALSIGNS-Welch Allyn-42MTB | Welch Allyn | [7 empty] | Covered PM Repair - Biomedical | MHHS-Greater Heights
NO | NO | [5 empty] | Welch Allyn Inc | 42MTB-E1 |  |  | GH - GENERAL SURGERY 3 SOUTH | MHHS-Greater Heights | [5 empty] | Central & Greater Heights |  | GH - GENERAL SURGERY 3 SOUTH | [5 empty] | MONITORS, BEDSIDE, BLOOD PRESSURE |  | MONITORVITALSIGNS-Welch Allyn-42MTB |  |  |  |  | MONITORVITALSIGNS-Welch Allyn-42MTB | Welch Allyn | [7 empty] | Covered PM Repair - Biomedical | MHHS-Greater Heights
NO | NO | [5 empty] | Welch Allyn Inc | 42MTB-E1 |  |  | GH - GENERAL SURGERY 3 SOUTH | MHHS-Greater Heights | [5 empty] | Central & Greater Heights |  | GH - GENERAL SURGERY 3 SOUTH | [5 empty] | MONITORS, BEDSIDE, BLOOD PRESSURE |  | MONITORVITALSIGNS-Welch Allyn-42MTB |  |  |  |  | MONITORVITALSIGNS-Welch Allyn-42MTB | Welch Allyn | [7 empty] | Covered PM Repair - Biomedical | MHHS-Greater Heights
NO | NO | [5 empty] | Welch Allyn Inc | 42MTB-E1 |  |  | GH - IMU | MHHS-Greater Heights | [5 empty] | Central & Greater Heights |  | GH - IMU | [5 empty] | MONITORS, BEDSIDE, BLOOD PRESSURE |  | MONITORVITALSIGNS-Welch Allyn-42MTB |  |  |  |  | MONITORVITALSIGNS-Welch Allyn-42MTB | Welch Allyn | [7 empty] | Covered PM Repair - Biomedical | MHHS-Greater Heights
NO | NO | [5 empty] | Welch Allyn Inc | 42MTB-E1 |  |  | GH - MOTHER & BABY | MHHS-Greater Heights | [5 empty] | Central & Greater Heights |  | GH - MOTHER & BABY | [5 empty] | MONITORS, BEDSIDE, BLOOD PRESSURE |  | MONITORVITALSIGNS-Welch Allyn-42MTB |  |  |  |  | MONITORVITALSIGNS-Welch Allyn-42MTB | Welch Allyn | [7 empty] | Covered PM Repair - Biomedical | MHHS-Greater Heights
NO | NO | [5 empty] | Welch Allyn Inc | 42MTB-E1 |  |  | GH - MOTHER & BABY | MHHS-Greater Heights | [5 empty] | Central & Greater Heights |  | GH - MOTHER & BABY | [5 empty] | MONITORS, BEDSIDE, BLOOD PRESSURE |  | MONITORVITALSIGNS-Welch Allyn-42MTB |  |  |  |  | MONITORVITALSIGNS-Welch Allyn-42MTB | Welch Allyn | [7 empty] | Covered PM Repair - Biomedical | MHHS-Greater Heights
NO | NO | [5 empty] | Welch Allyn Inc | 42MTB-E1 |  |  | GH - ORTHO JOINT CENTER 4N | MHHS-Greater Heights | [5 empty] | Central & Greater Heights |  | GH - ORTHO JOINT CENTER 4N | [5 empty] | MONITORS, BEDSIDE, BLOOD PRESSURE |  | MONITORVITALSIGNS-Welch Allyn-42MTB |  |  |  |  | MONITORVITALSIGNS-Welch Allyn-42MTB | Welch Allyn | [7 empty] | Covered PM Repair - Biomedical | MHHS-Greater Heights
NO | NO |  |  |  | 041-19281 |  | Welch Allyn Inc | 42MTB-E1 |  |  | MH MG - (MC) - MENTAL HEALTH CRISIS CENTER - SPRING BRANCH | MHHS-MG |  |  |  | 041-19281 |  | West & Memorial City |  | MH MG - (MC) - MENTAL HEALTH CRISIS CENTER - SPRING BRANCH | [5 empty] | MONITORS, BEDSIDE, BLOOD PRESSURE |  | MONITORVITALSIGNS-Welch Allyn-42MTB |  |  |  |  | MONITORVITALSIGNS-Welch Allyn-42MTB | Welch Allyn | [7 empty] | Covered PM Repair - Biomedical | MHHS-MG
NO | NO |  |  |  | 041-20704 |  | Welch Allyn Inc | 42MTB-E1 |  | (21) 201700624 | MEMORIAL CITY - WOUND CARE | MHHS-Mem City |  |  |  | 041-20704 |  | West & Memorial City |  | MEMORIAL CITY - WOUND CARE | [5 empty] | MONITORS, BEDSIDE, BLOOD PRESSURE |  | MONITORVITALSIGNS-Welch Allyn-42MTB |  |  |  |  | MONITORVITALSIGNS-Welch Allyn-42MTB | Welch Allyn | [7 empty] | Covered PM Repair - Biomedical | MHHS-Mem City
NO | NO |  |  |  | 041-20705 |  | Welch Allyn Inc | 42MTB-E1 |  | (21) 201700033 | MEMORIAL CITY - WOUND CARE | MHHS-Mem City |  |  |  | 041-20705 |  | West & Memorial City |  | MEMORIAL CITY - WOUND CARE | [5 empty] | MONITORS, BEDSIDE, BLOOD PRESSURE |  | MONITORVITALSIGNS-Welch Allyn-42MTB |  |  |  |  | MONITORVITALSIGNS-Welch Allyn-42MTB | Welch Allyn | [7 empty] | Covered PM Repair - Biomedical | MHHS-Mem City
NO | NO |  |  |  | 009-07564 |  | Welch Allyn Inc | 42MTB-E1 |  |  | MH MG - (GH) - EP Heart (MP2 Suite 100) | MHHS-MG |  |  |  | 009-07564 |  | Central & Greater Heights |  | MH MG - (GH) - EP Heart (MP2 Suite 100) | [5 empty] | MONITORS, BEDSIDE, BLOOD PRESSURE |  | MONITORVITALSIGNS-Welch Allyn-42MTB |  |  |  |  | MONITORVITALSIGNS-Welch Allyn-42MTB | Welch Allyn | [7 empty] | Covered PM Repair - Biomedical | MHHS-MG
NO | NO |  |  |  | 009-07567 |  | Welch Allyn Inc | 42MTB-E1 |  |  | MH MG - (GH) - EP Heart (MP2 Suite 100) | MHHS-MG |  |  |  | 009-07567 |  | Central & Greater Heights |  | MH MG - (GH) - EP Heart (MP2 Suite 100) | [5 empty] | MONITORS, BEDSIDE, BLOOD PRESSURE |  | MONITORVITALSIGNS-Welch Allyn-42MTB |  |  |  |  | MONITORVITALSIGNS-Welch Allyn-42MTB | Welch Allyn | [7 empty] | Covered PM Repair - Biomedical | MHHS-MG
NO | NO |  |  |  | 000-03296 |  | Welch Allyn Inc | 42MTB-E1 |  |  | MH MG - (SW) - MENTAL HEALTH CRISIS CLINIC - MEYERLAND | MHHS-MG |  |  |  | 000-03296 |  | Southwest |  | MH MG - (SW) - MENTAL HEALTH CRISIS CLINIC - MEYERLAND | [5 empty] | MONITORS, BEDSIDE, BLOOD PRESSURE |  | MONITORVITALSIGNS-Welch Allyn-42MTB |  |  |  |  | MONITORVITALSIGNS-Welch Allyn-42MTB | Welch Allyn | [7 empty] | Covered PM Repair - Biomedical | MHHS-MG
NO | NO | [5 empty] | Welch Allyn Inc | 42MTB-E1 |  |  | SW - ICU | MHHS-Southwest | [5 empty] | Southwest |  | SW - ICU | [5 empty] | MONITORS, BEDSIDE, BLOOD PRESSURE |  | MONITORVITALSIGNS-Welch Allyn-42MTB |  |  |  |  | MONITORVITALSIGNS-Welch Allyn-42MTB | Welch Allyn | [7 empty] | Covered PM Repair - Biomedical | MHHS-Southwest
NO | NO |  |  |  | 013-20115 |  | Welch Allyn Inc | 42MTB-E1 |  |  | SW - PREADMITTING | MHHS-Southwest |  |  |  | 013-20115 |  | Southwest |  | SW - PREADMITTING | [5 empty] | MONITORS, BEDSIDE, BLOOD PRESSURE |  | MONITORVITALSIGNS-Welch Allyn-42MTB |  |  |  |  | MONITORVITALSIGNS-Welch Allyn-42MTB | Welch Allyn | [7 empty] | Covered PM Repair - Biomedical | MHHS-Southwest
NO | NO |  |  |  | 013-20117 |  | Welch Allyn Inc | 42MTB-E1 |  |  | SW - PREADMITTING | MHHS-Southwest |  |  |  | 013-20117 |  | Southwest |  | SW - PREADMITTING | [5 empty] | MONITORS, BEDSIDE, BLOOD PRESSURE |  | MONITORVITALSIGNS-Welch Allyn-42MTB |  |  |  |  | MONITORVITALSIGNS-Welch Allyn-42MTB | Welch Allyn | [7 empty] | Covered PM Repair - Biomedical | MHHS-Southwest
NO | NO |  |  |  | 013-20119 |  | Welch Allyn Inc | 42MTB-E1 |  |  | SW - PREADMITTING | MHHS-Southwest |  |  |  | 013-20119 |  | Southwest |  | SW - PREADMITTING | [5 empty] | MONITORS, BEDSIDE, BLOOD PRESSURE |  | MONITORVITALSIGNS-Welch Allyn-42MTB |  |  |  |  | MONITORVITALSIGNS-Welch Allyn-42MTB | Welch Allyn | [7 empty] | Covered PM Repair - Biomedical | MHHS-Southwest
NO | NO | [5 empty] | Welch Allyn Inc | 42MTB-E1 |  |  | SW - REHAB | MHHS-Southwest | [5 empty] | Southwest |  | SW - REHAB | [5 empty] | MONITORS, BEDSIDE, BLOOD PRESSURE |  | MONITORVITALSIGNS-Welch Allyn-42MTB |  |  |  |  | MONITORVITALSIGNS-Welch Allyn-42MTB | Welch Allyn | [7 empty] | Covered PM Repair - Biomedical | MHHS-Southwest
NO | NO | [5 empty] | Welch Allyn Inc | 42MTB-E1 |  |  | SW - REHAB | MHHS-Southwest | [5 empty] | Southwest |  | SW - REHAB | [5 empty] | MONITORS, BEDSIDE, BLOOD PRESSURE |  | MONITORVITALSIGNS-Welch Allyn-42MTB |  |  |  |  | MONITORVITALSIGNS-Welch Allyn-42MTB | Welch Allyn | [7 empty] | Covered PM Repair - Biomedical | MHHS-Southwest
NO | NO |  |  |  | 013-18385 |  | Welch Allyn Inc | 42MTB-E1 |  |  | SW - TELEMETRY | MHHS-Southwest |  |  |  | 013-18385 |  | Southwest |  | SW - TELEMETRY | [5 empty] | MONITORS, BEDSIDE, BLOOD PRESSURE |  | MONITORVITALSIGNS-Welch Allyn-42MTB |  |  |  |  | MONITORVITALSIGNS-Welch Allyn-42MTB | Welch Allyn | [7 empty] | Covered PM Repair - Biomedical | MHHS-Southwest
NO | NO |  |  |  | 069-41223 |  | Welch Allyn Inc | 42MTB-E1 |  |  | TMC - CULLEN - ONCOLOGY/HEMATOLOGY (4C) | MHHS-TMC |  |  |  | 069-41223 |  | TMC |  | TMC - CULLEN - ONCOLOGY/HEMATOLOGY (4C) | [5 empty] | MONITORS, BEDSIDE, BLOOD PRESSURE |  | MONITORVITALSIGNS-Welch Allyn-42MTB |  |  |  |  | MONITORVITALSIGNS-Welch Allyn-42MTB | Welch Allyn | [7 empty] | Covered PM Repair - Biomedical | MHHS-TMC
NO | NO |  |  |  | 069-39661 |  | Welch Allyn Inc | 42MTB-E1 |  |  | TMC - EPILEPSY - ADULT EMU (3J) | MHHS-TMC |  |  |  | 069-39661 |  | TMC |  | TMC - EPILEPSY - ADULT EMU (3J) | [5 empty] | MONITORS, BEDSIDE, BLOOD PRESSURE |  | MONITORVITALSIGNS-Welch Allyn-42MTB |  |  |  |  | MONITORVITALSIGNS-Welch Allyn-42MTB | Welch Allyn | [7 empty] | Not Covered Vendor Only - Rad, High End | MHHS-TMC
NO | NO |  |  |  | 069-29409 |  | Welch Allyn Inc | 42MTB-E1 |  |  | TMC - JONES - BURN UNIT (8J) | MHHS-TMC |  |  |  | 069-29409 |  | TMC |  | TMC - JONES - BURN UNIT (8J) | [5 empty] | MONITORS, BEDSIDE, BLOOD PRESSURE |  | MONITORVITALSIGNS-Welch Allyn-42MTB |  |  |  |  | MONITORVITALSIGNS-Welch Allyn-42MTB | Welch Allyn | [7 empty] | Covered PM Repair - Biomedical | MHHS-TMC
NO | NO |  |  |  | 069-46820 |  | Welch Allyn Inc | 42MTB-E1 |  |  | TMC - JONES - HYPERBARIC/WOUND CARE (JG) | MHHS-TMC |  |  |  | 069-46820 |  | TMC |  | TMC - JONES - HYPERBARIC/WOUND CARE (JG) | [5 empty] | MONITORS, BEDSIDE, BLOOD PRESSURE |  | MONITORVITALSIGNS-Welch Allyn-42MTB |  |  |  |  | MONITORVITALSIGNS-Welch Allyn-42MTB | Welch Allyn | [7 empty] | Covered PM Repair - Biomedical | MHHS-TMC
NO | NO |  |  |  | 069-41267 |  | Welch Allyn Inc | 42MTB-E1 |  |  | TMC - JONES - NEURO ACUTE CARE (5J) | MHHS-TMC |  |  |  | 069-41267 |  | TMC |  | TMC - JONES - NEURO ACUTE CARE (5J) | [5 empty] | MONITORS, BEDSIDE, BLOOD PRESSURE |  | MONITORVITALSIGNS-Welch Allyn-42MTB |  |  |  |  | MONITORVITALSIGNS-Welch Allyn-42MTB | Welch Allyn | [7 empty] | Covered PM Repair - Biomedical | MHHS-TMC
NO | NO | [5 empty] | Welch Allyn Inc | 42MTB-E1 |  |  | TMC - PACU - ADULT (2HP) | MHHS-TMC | [5 empty] | TMC |  | TMC - PACU - ADULT (2HP) | [5 empty] | MONITORS, BEDSIDE, BLOOD PRESSURE |  | MONITORVITALSIGNS-Welch Allyn-42MTB |  |  |  |  | MONITORVITALSIGNS-Welch Allyn-42MTB | Welch Allyn | [7 empty] | Covered PM Repair - Biomedical | MHHS-TMC
NO | NO |  |  |  | 069-35232 |  | Welch Allyn Inc | 42MTB-E1 |  |  | TMC - PLAZA - ANESTHESIA CLINIC (UTPB, STE 600) | MHHS-TMC |  |  |  | 069-35232 |  | TMC |  | TMC - PLAZA - ANESTHESIA CLINIC (UTPB, STE 600) | [5 empty] | MONITORS, BEDSIDE, BLOOD PRESSURE |  | MONITORVITALSIGNS-Welch Allyn-42MTB |  |  |  |  | MONITORVITALSIGNS-Welch Allyn-42MTB | Welch Allyn | [7 empty] | Covered PM Repair - Biomedical | MHHS-TMC
NO | NO |  |  |  | 069-35233 |  | Welch Allyn Inc | 42MTB-E1 |  |  | TMC - PLAZA - ANESTHESIA CLINIC (UTPB, STE 600) | MHHS-TMC |  |  |  | 069-35233 |  | TMC |  | TMC - PLAZA - ANESTHESIA CLINIC (UTPB, STE 600) | [5 empty] | MONITORS, BEDSIDE, BLOOD PRESSURE |  | MONITORVITALSIGNS-Welch Allyn-42MTB |  |  |  |  | MONITORVITALSIGNS-Welch Allyn-42MTB | Welch Allyn | [7 empty] | Covered PM Repair - Biomedical | MHHS-TMC
NO | NO |  |  |  | 069-26390 |  | Welch Allyn Inc | 42MTB-E1 |  |  | TMC - PLAZA - ERTAN DDC (STE 1400) | MHHS-TMC |  |  |  | 069-26390 |  | TMC |  | TMC - PLAZA - ERTAN DDC (STE 1400) | [5 empty] | MONITORS, BEDSIDE, BLOOD PRESSURE |  | MONITORVITALSIGNS-Welch Allyn-42MTB |  |  |  |  | MONITORVITALSIGNS-Welch Allyn-42MTB | Welch Allyn | [7 empty] | Covered PM Repair - Biomedical | MHHS-TMC
NO | YES |  |  |  | 925-01142 | 925-01142 | Welch Allyn Inc | 42NOB-E1 |  | NSN | MH MG-(SW)-Bellaire Center | MHHS-MG |  |  |  | 925-01142 | 925-01142 | Southwest | MHHS-MG | MH MG-(SW)-Bellaire Center |  | 4/1/19 |  |  |  | MONITORS, PHYSIOLOGIC, VITAL SIGNS | Monitor, Vital Signs | MONITORVITALSIGNS-Welch Allyn-42MTB |  |  |  |  | MONITORVITALSIGNS-Welch Allyn-42MTB | Welch Allyn |  |  |  |  | 11/30/17 |  | MVS-A | Covered PM Repair - Biomedical | MHHS-MG | [8 empty] | MONITORVITALSIGNS | Monitor, Vital Signs | Welch Allyn
NO | YES |  |  |  | 005-09309 | 005-09309 | Welch Allyn Inc | 42NTB |  |  | MH MG-(PL)-Pearland Clinic | MHHS-MG |  | Monitor, Vital Signs |  | 005-09309 | 005-09309 | Pearland | MHHS-MG | MH MG-(PL)-Pearland Clinic | Exam 17 | 9/1/19 | 9/1/20 |  |  | MONITORS, PHYSIOLOGIC, VITAL SIGNS | Monitor, Vital Signs | MONITORVITALSIGNS-Welch Allyn-42NTB | MONITORVITALSIGNS | 42NTB |  |  |  | Welch Allyn | Monitor, Vital Signs |  | MONITORVITALSIGNS-Welch Allyn-42NTB |  | 11/30/17 |  | MVS-A | Covered PM Repair - Biomedical | MHHS-MG | [8 empty] | MONITORVITALSIGNS | Monitor, Vital Signs | Welch Allyn
NO | YES |  |  |  | 000-03879 | 000-03879 | Welch Allyn Inc | 42NTB |  |  | MH MG-(SL)-Physicians At Sugar Creek | MHHS-MG |  | Monitor, Vital Signs |  | 000-03879 | 000-03879 | Sugar Land | MHHS-MG | MH MG-(SL)-Physicians At Sugar Creek | Exam 4 | 11/1/19 |  |  |  | MONITORS, PHYSIOLOGIC, VITAL SIGNS | Monitor, Vital Signs | MONITORVITALSIGNS-Welch Allyn-42NTB | MONITORVITALSIGNS | 42NTB |  |  |  | Welch Allyn | Monitor, Vital Signs |  | MONITORVITALSIGNS-Welch Allyn-42NTB |  | 11/30/17 |  | MVS-A | Covered PM Repair - Biomedical | MHHS-MG | [8 empty] | MONITORVITALSIGNS | Monitor, Vital Signs | Welch Allyn
NO | NO |  |  |  | 041-32043 |  | Welch Allyn Inc |  |  | None | CAHF - (MC) - MEMORIAL CITY [MP3-STE300] | MHHS - Heart Failure Clinics |  | Lamp, Exam |  | 041-32043 |  | West & Memorial City |  | CAHF - (MC) - MEMORIAL CITY [MP3-STE300] | [5 empty] | LIGHTS, EXAMINATION |  | LAMPEXAM-Welch Allyn-44100 | LAMPEXAM |  |  |  |  | Welch Allyn | Lamp, Exam |  | LAMPEXAM-Welch Allyn-44100 |  |  |  |  | No Coverage Specified | MHHS - Heart Failure Clinics
NO | YES |  |  |  | 583-00709 | 583-00709 | Welch Allyn Inc | 45MTO-E1 |  |  | Katy Rehab-1St Fl Physical Therapy | MHHS-Katy Rehab |  |  |  | 583-00709 | 583-00709 | Katy | MHHS-Others | Katy Rehab-1St Fl Physical Therapy | Nurses station | 3/1/19 | 3/1/20 |  |  | MONITORS, BEDSIDE, BLOOD PRESSURE | Monitor, Vital Signs | MONITORVITALSIGNS-Welch Allyn-45MT0-E1 |  |  |  |  | MONITORVITALSIGNS-Welch Allyn-45MT0-E1 | Welch Allyn |  |  |  |  | 11/30/17 |  | MVS-A | Covered PM Repair - Biomedical | MHHS-Katy Rehab | [8 empty] | MONITORVITALSIGNS | Monitor, Vital Signs | Welch Allyn
NO | YES |  |  |  | 041-14149 | 041-14149 | Welch Allyn Inc | 45MTO-E1 |  |  | MH MG - (MC) - MEMORIAL CITY (MP3) | MHHS-MG |  |  |  | 041-14149 | 041-14149 | West | MHHS-MG | MH MG - (MC) - MEMORIAL CITY (MP3) | Suite 100 | 6/1/19 |  |  |  | MONITORS, BEDSIDE, BLOOD PRESSURE |  | MONITORVITALSIGNS-Welch Allyn-45MT0-E1 |  |  |  |  | MONITORVITALSIGNS-Welch Allyn-45MT0-E1 | Welch Allyn |  |  |  |  | 11/30/17 |  |  | Covered PM Repair - Biomedical | MHHS-MG
NO | YES |  |  |  | 005-10315 | 005-10315 | Welch Allyn Inc | 45MTO-E1 |  |  | MH MG - (SE) - SOUTHEAST COLON AND RECTAL (MP2) | MHHS-MG |  |  |  | 005-10315 | 005-10315 | Southeast | Memorial Hermann Medical Group Colon | MH MG - (SE) - SOUTHEAST COLON AND RECTAL (MP2) | Admin Room | 3/1/19 |  | 3/1/20 |  | MONITORS, BEDSIDE, BLOOD PRESSURE | Monitor, Vital Signs | MONITORVITALSIGNS-Welch Allyn-45MT0-E1 |  |  |  |  | MONITORVITALSIGNS-Welch Allyn-45MT0-E1 | Welch Allyn |  |  |  |  | 11/30/17 |  | MVS-A | Covered PM Repair - Biomedical | MHHS-MG | [8 empty] | MONITORVITALSIGNS | Monitor, Vital Signs | Welch Allyn
NO | YES |  |  |  | 005-10214 | 005-10214 | Welch Allyn Inc | 45MTO-E1 |  |  | MH MG - (SE) - SOUTHEAST GENERAL SURGERY (MP2) | MHHS-MG |  |  |  | 005-10214 | 005-10214 | Southeast | Memorial Hermann Medical Group Southeast General Surgery Medical Plaza 1 (#350) | MH MG - (SE) - SOUTHEAST GENERAL SURGERY (MP2) | Room 4 | 2/1/20 |  | 2/1/21 |  | MONITORS, BEDSIDE, BLOOD PRESSURE | Monitor, Vital Signs | MONITORVITALSIGNS-Welch Allyn-45MT0-E1 |  |  |  |  | MONITORVITALSIGNS-Welch Allyn-45MT0-E1 | Welch Allyn |  |  |  |  | 11/30/17 |  | MVS-A | Covered PM Repair - Biomedical | MHHS-MG | [8 empty] | MONITORVITALSIGNS | Monitor, Vital Signs | Welch Allyn
NO | YES |  |  |  | 013-36019 | 013-36019 | Welch Allyn Inc | 45MTO-E1 |  |  | MH MG-(SW)-Bellaire Center | MHHS-MG |  |  |  | 013-36019 | 013-36019 | Southwest | MHHS-MG | MH MG-(SW)-Bellaire Center | Bel Air | 4/1/19 | 4/1/20 |  |  | MONITORS, BEDSIDE, BLOOD PRESSURE | Monitor, Vital Signs | MONITORVITALSIGNS-Welch Allyn-45MT0-E1 |  |  |  |  | MONITORVITALSIGNS-Welch Allyn-45MT0-E1 | Welch Allyn |  |  |  |  | 11/30/17 |  | MVS-A | Covered PM Repair - Biomedical | MHHS-MG | [8 empty] | MONITORVITALSIGNS | Monitor, Vital Signs | Welch Allyn
NO | YES | [5 empty] | Welch Allyn Inc | 45MTO-E1 |  |  | MH MG-(SW)-SW Medical Plaza 4 (Mp4) | MHHS-MG | [5 empty] | Southwest | MHHS-MG | MH MG-(SW)-SW Medical Plaza 4 (Mp4) | Exam rm 15 | 8/1/19 |  | 8/1/20 |  | MONITORS, BEDSIDE, BLOOD PRESSURE | Monitor, Vital Signs | MONITORVITALSIGNS-Welch Allyn-45MT0-E1 |  |  |  |  | MONITORVITALSIGNS-Welch Allyn-45MT0-E1 | Welch Allyn |  |  |  |  | 11/30/17 |  | MVS-A | Covered PM Repair - Biomedical | MHHS-MG | [8 empty] | MONITORVITALSIGNS | Monitor, Vital Signs | Welch Allyn
NO | YES |  |  |  | 069-33896 | 069-33896 | Welch Allyn Inc | 45MTO-E1 |  |  | MH MG - (TMC) - OB-GYN/NEUROLOGY (STE 2440) | MHHS-MG |  |  |  | 069-33896 | 069-33896 | TMC | Memorial Hermann-Texas Medical Center | MH MG - (TMC) - OB-GYN/NEUROLOGY (STE 2440) |  | 5/1/19 |  | 5/1/20 |  | MONITORS, BEDSIDE, BLOOD PRESSURE | Monitor, Vital Signs | MONITORVITALSIGNS-Welch Allyn-45MT0-E1 |  |  |  |  | MONITORVITALSIGNS-Welch Allyn-45MT0-E1 | Welch Allyn |  |  |  |  | 11/30/17 |  | MVS-A | Covered PM Repair - Biomedical | MHHS-MG | [8 empty] | MONITORVITALSIGNS | Monitor, Vital Signs | Welch Allyn
NO | YES |  |  |  | 029-07905 | 029-07905 | Welch Allyn Inc | 45MTO-E1 |  |  | MH MG-(WDLS)-Twl Cardiology (Ste 300) | MHHS-MG |  |  |  | 029-07905 | 029-07905 | Woodlands | MHHS-MG | MH MG-(WDLS)-Twl Cardiology (Ste 300) | Cardiology - MP4 - 4th floor | 1/1/20 |  | 1/1/21 |  | MONITORS, BEDSIDE, BLOOD PRESSURE | Monitor, Vital Signs | MONITORVITALSIGNS-Welch Allyn-45MT0-E1 |  |  |  |  | MONITORVITALSIGNS-Welch Allyn-45MT0-E1 | Welch Allyn |  |  |  |  | 11/30/17 |  | MVS-A | Covered PM Repair - Biomedical | MHHS-MG | [8 empty] | MONITORVITALSIGNS | Monitor, Vital Signs | Welch Allyn
NO | YES |  |  |  | 041-20414 | 041-20414 | Welch Allyn Inc | 45MTO-E1 |  |  | Parc-Gessner Inpatient Rehab | MHHS-PARC |  |  |  | 041-20414 | 041-20414 | Central | MHHS-Others | Parc-Gessner Inpatient Rehab |  | 4/1/19 |  |  |  | MONITORS, BEDSIDE, BLOOD PRESSURE | Monitor, Vital Signs | MONITORVITALSIGNS-Welch Allyn-45MT0-E1 |  |  |  |  | MONITORVITALSIGNS-Welch Allyn-45MT0-E1 | Welch Allyn |  |  |  |  | 11/30/17 |  | MVS-A | Covered PM Repair - Biomedical | MHHS-PARC | [8 empty] | MONITORVITALSIGNS | Monitor, Vital Signs | Welch Allyn
NO | YES | [5 empty] | Welch Allyn Inc | 45MTO-E1 |  |  | MH MG-(SW)-SW Medical Plaza 4 (Mp4) | MHHS-Southwest | [5 empty] | Southwest | MHHS-MG | MH MG-(SW)-SW Medical Plaza 4 (Mp4) | Hallway | 8/1/19 |  | 8/1/20 |  | MONITORS, BEDSIDE, BLOOD PRESSURE | Monitor, Vital Signs | MONITORVITALSIGNS-Welch Allyn-45MT0-E1 |  |  |  |  | MONITORVITALSIGNS-Welch Allyn-45MT0-E1 | Welch Allyn |  |  |  |  | 1/23/15 |  | MVS-A | Covered PM Repair - Biomedical | MHHS-Southwest | [8 empty] | MONITORVITALSIGNS | Monitor, Vital Signs | Welch Allyn
NO | YES |  |  |  | 013-36018 | 013-36018 | Welch Allyn Inc | 45MTO-E1 |  |  | SW-Radiology | MHHS-Southwest |  |  |  | 013-36018 | 013-36018 | Southwest | MHHS-Southwest | SW-Radiology | Xray |  |  |  |  | MONITORS, BEDSIDE, BLOOD PRESSURE | Monitor, Vital Signs | MONITORVITALSIGNS-Welch Allyn-45MT0-E1 |  |  |  |  | MONITORVITALSIGNS-Welch Allyn-45MT0-E1 | Welch Allyn | [6 empty] | MVS-A | Covered PM Repair - Biomedical | MHHS-Southwest | [8 empty] | MONITORVITALSIGNS | Monitor, Vital Signs | Welch Allyn
NO | YES |  |  |  | 241-03220 | 241-03220 | Welch Allyn Inc | 45MTO-E1 |  |  | TIRR-Therapy Gym | MHHS-TIRR |  |  |  | 241-03220 | 241-03220 | TMC | MHHS-Others | TIRR-Therapy Gym | St scan | 7/1/19 |  |  |  | MONITORS, BEDSIDE, BLOOD PRESSURE | Monitor, Vital Signs | MONITORVITALSIGNS-Welch Allyn-45MT0-E1 |  |  |  |  | MONITORVITALSIGNS-Welch Allyn-45MT0-E1 | Welch Allyn |  |  |  |  | 11/30/17 |  | MVS-A | Covered PM Repair - Biomedical | MHHS-TIRR | [8 empty] | MONITORVITALSIGNS | Monitor, Vital Signs | Welch Allyn
NO | YES |  |  |  | 241-03221 | 241-03221 | Welch Allyn Inc | 45MTO-E1 |  |  | TIRR-Therapy Gym | MHHS-TIRR |  |  |  | 241-03221 | 241-03221 | TMC | MHHS-Others | TIRR-Therapy Gym | Rehab | 7/1/19 |  |  |  | MONITORS, BEDSIDE, BLOOD PRESSURE | Monitor, Vital Signs | MONITORVITALSIGNS-Welch Allyn-45MT0-E1 |  |  |  |  | MONITORVITALSIGNS-Welch Allyn-45MT0-E1 | Welch Allyn |  |  |  |  | 11/30/17 |  | MVS-A | Covered PM Repair - Biomedical | MHHS-TIRR | [8 empty] | MONITORVITALSIGNS | Monitor, Vital Signs | Welch Allyn
NO | YES |  |  |  | 069-44376 | 069-44376 | Welch Allyn Inc | 45MTO-E1 |  |  | TMC-Plaza-Cancer Center (Ste 2900) | MHHS-TMC |  |  |  | 069-44376 | 069-44376 | TMC | MHHS-TMC | TMC-Plaza-Cancer Center (Ste 2900) | Nurses Station | 8/1/19 |  | 8/1/20 |  | MONITORS, BEDSIDE, BLOOD PRESSURE | Monitor, Vital Signs | MONITORVITALSIGNS-Welch Allyn-45MT0-E1 |  |  |  |  | MONITORVITALSIGNS-Welch Allyn-45MT0-E1 | Welch Allyn |  |  |  |  | 11/30/17 |  | MVS-A | Covered PM Repair - Biomedical | MHHS-TMC | [8 empty] | MONITORVITALSIGNS | Monitor, Vital Signs | Welch Allyn
YES | YES |  |  |  | 029-07868 | 029-07868 | Welch Allyn Inc | 45MTO-E1 |  |  | MH MG - (WDLS) - TWL CARDIOLOGY (STE 300) |  |  |  |  | 029-07868 | 029-07868 | Woodlands | Memorial Hermann The Woodlands Medical Center | MH MG - (WDLS) - TWL CARDIOLOGY (STE 300) | Cardiology - MP4 - 4th floor | 1/1/20 |  | 1/1/21 | ?AuNot working?Au post-it on fron of unit |  | Monitor, Vital Signs | MONITORVITALSIGNS-Welch Allyn-45MT0-E1 | [12 empty] | MVS-A | [10 empty] | MONITORVITALSIGNS | Monitor, Vital Signs | Welch Allyn
NO | NO | [5 empty] | Welch Allyn Inc | 45MTO-E1 |  |  | GH - GENERAL SURGERY 3 SOUTH | MHHS-Greater Heights | [5 empty] | Central & Greater Heights |  | GH - GENERAL SURGERY 3 SOUTH | [5 empty] | MONITORS, BEDSIDE, BLOOD PRESSURE |  | MONITORVITALSIGNS-Welch Allyn-45MT0-E1 |  |  |  |  | MONITORVITALSIGNS-Welch Allyn-45MT0-E1 | Welch Allyn | [7 empty] | Covered PM Repair - Biomedical | MHHS-Greater Heights
NO | NO |  |  |  | 069-20392 |  | Welch Allyn Inc | 45MTO-E1 |  |  | MH MG - (TMC) - INT MED/ENDOCRINOLOGY (STE 2015) | MHHS-MG |  |  |  | 069-20392 |  | TMC |  | MH MG - (TMC) - INT MED/ENDOCRINOLOGY (STE 2015) | [5 empty] | MONITORS, BEDSIDE, BLOOD PRESSURE |  | MONITORVITALSIGNS-Welch Allyn-45MT0-E1 |  |  |  |  | MONITORVITALSIGNS-Welch Allyn-45MT0-E1 | Welch Allyn | [7 empty] | Covered PM Repair - Biomedical | MHHS-MG
NO | NO |  |  |  | 041-20033 |  | Welch Allyn Inc | 45MTO-E1 |  | 21 20160208597 | PARC - GESSNER INPATIENT REHAB | MHHS-PARC |  |  |  | 041-20033 |  | Central & Greater Heights |  | PARC - GESSNER INPATIENT REHAB | [5 empty] | MONITORS, BEDSIDE, BLOOD PRESSURE |  | MONITORVITALSIGNS-Welch Allyn-45MT0-E1 |  |  |  |  | MONITORVITALSIGNS-Welch Allyn-45MT0-E1 | Welch Allyn | [7 empty] | Covered PM Repair - Biomedical | MHHS-PARC
NO | NO |  |  |  | 041-20412 |  | Welch Allyn Inc | 45MTO-E1 |  |  | PARC - GESSNER INPATIENT REHAB | MHHS-PARC |  |  |  | 041-20412 |  | Central & Greater Heights |  | PARC - GESSNER INPATIENT REHAB | [5 empty] | MONITORS, BEDSIDE, BLOOD PRESSURE |  | MONITORVITALSIGNS-Welch Allyn-45MT0-E1 |  |  |  |  | MONITORVITALSIGNS-Welch Allyn-45MT0-E1 | Welch Allyn | [7 empty] | Covered PM Repair - Biomedical | MHHS-PARC
NO | NO |  |  |  | 041-20413 |  | Welch Allyn Inc | 45MTO-E1 |  |  | PARC - GESSNER INPATIENT REHAB | MHHS-PARC |  |  |  | 041-20413 |  | Central & Greater Heights |  | PARC - GESSNER INPATIENT REHAB | [5 empty] | MONITORS, BEDSIDE, BLOOD PRESSURE |  | MONITORVITALSIGNS-Welch Allyn-45MT0-E1 |  |  |  |  | MONITORVITALSIGNS-Welch Allyn-45MT0-E1 | Welch Allyn | [7 empty] | Covered PM Repair - Biomedical | MHHS-PARC
NO | NO | [5 empty] | Welch Allyn Inc | 45MTO-E1 |  |  | SW - MED/SURG FLOORS | MHHS-Southwest | [5 empty] | Southwest |  | SW - MED/SURG FLOORS | [5 empty] | MONITORS, BEDSIDE, BLOOD PRESSURE |  | MONITORVITALSIGNS-Welch Allyn-45MT0-E1 |  |  |  |  | MONITORVITALSIGNS-Welch Allyn-45MT0-E1 | Welch Allyn | [7 empty] | Covered PM Repair - Biomedical | MHHS-Southwest
NO | YES |  |  |  | 151-03443 | 151-03443 | Welch Allyn Inc | 4802D-AX |  | U107233192450 | CY-NICU | MHHS-Cypress |  |  |  | 151-03443 | 151-03443 | Northwest | MHHS-Cypress | CY-NICU | Post partum telemetry 266 | 9/1/19 | 9/1/20 |  |  | SCALES, INFANT | Scale, Infant | SCALEINFANT-Welch Allyn-4802D |  |  |  |  | SCALEINFANT-Welch Allyn-4802D | Welch Allyn |  |  |  |  | 1/23/15 |  | SI-A | Covered PM Repair - Biomedical | MHHS-Cypress | [8 empty] | SCALEINFANT | Scale, Infant | Welch Allyn
NO | YES |  |  |  | 029-12641 | 029-12641 | Welch Allyn Inc | 4802D-AX |  | 21U107219191611 | Woodlands-NICU | MHHS-Woodlands |  |  |  | 029-12641 | 029-12641 | Woodlands | MHHS-Woodlands | Woodlands-NICU | Storage room | 11/1/19 |  | 8/1/20 |  | SCALES, INFANT | Scale, Infant | SCALEINFANT-Welch Allyn-4802D |  |  |  |  | SCALEINFANT-Welch Allyn-4802D | Welch Allyn |  |  |  |  | 1/23/15 |  | SI-A | Covered PM Repair - Biomedical | MHHS-Woodlands | [8 empty] | SCALEINFANT | Scale, Infant | Welch Allyn
NO | YES |  |  |  | 029-12644 | 029-12644 | Welch Allyn Inc | 4802D-AX |  | 21U107219191617 | Woodlands-NICU | MHHS-Woodlands |  |  |  | 029-12644 | 029-12644 | Woodlands | MHHS-Woodlands | Woodlands-NICU | Storage room | 11/1/19 |  | 8/1/20 |  | SCALES, INFANT | Scale, Infant | SCALEINFANT-Welch Allyn-4802D |  |  |  |  | SCALEINFANT-Welch Allyn-4802D | Welch Allyn |  |  |  |  | 1/23/15 |  | SI-A | Covered PM Repair - Biomedical | MHHS-Woodlands | [8 empty] | SCALEINFANT | Scale, Infant | Welch Allyn
NO | YES |  |  |  | 029-12645 | 029-12645 | Welch Allyn Inc | 4802D-AX |  | 21U107219191616 | Woodlands-NICU (New) | MHHS-Woodlands |  |  |  | 029-12645 | 029-12645 | Woodlands | MHHS-Woodlands | Woodlands-NICU (New) | Storage room | 11/1/19 |  | 8/1/20 |  | SCALES, INFANT | Scale, Infant | SCALEINFANT-Welch Allyn-4802D |  |  |  |  | SCALEINFANT-Welch Allyn-4802D | Welch Allyn |  |  |  |  | 1/23/15 |  | SI-A | Covered PM Repair - Biomedical | MHHS-Woodlands | [8 empty] | SCALEINFANT | Scale, Infant | Welch Allyn
NO | YES |  |  |  | 029-12642 | 029-12642 | Welch Allyn Inc | 4802D-AX |  | U107219191620 | Woodlands-NICU (New) |  |  |  |  | 029-12642 | 029-12642 | Woodlands | MHHS-Woodlands | Woodlands-NICU (New) | Stirage room |  |  | 8/1/20 |  |  | Scale, Infant | SCALEINFANT-Welch Allyn-4802D | [12 empty] | SI-A | [10 empty] | SCALEINFANT | Scale, Infant | Welch Allyn
NO | YES |  |  |  | 013-35492 |  | Welch Allyn Inc |  |  |  | MH MG-(STX)-South Texas-Rosenberg | MHHS-MG |  | Lamp, Exam |  | 013-35492 |  | South | MHHS-MG | MH MG-(STX)-South Texas-Rosenberg | Exam Room 18 |  |  |  | No PM Sticker | LIGHTS, SURGICAL | Lamp, Exam | LAMPEXAM-Welch Allyn-48740 | LAMPEXAM |  |  |  |  | Welch Allyn | Lamp, Exam |  | LAMPEXAM-Welch Allyn-48740 |  | 12/1/17 |  |  | Covered PM Repair - Biomedical | MHHS-MG | [8 empty] | LAMPEXAM | Lamp, Exam | Welch Allyn
NO | YES |  |  |  | 009-01590 | 009-01590 | Welch Allyn Inc |  |  | NSN | GH-Cancer Center | MHHS-Greater Heights |  | Lamp, Head |  | 009-01590 | 009-01590 | Central | MHHS-Greater Heights | GH-Cancer Center | Cencer Center | 6/1/18 |  |  |  | LIGHT SOURCES, FIBEROPTIC | Lamp, Head | LAMPHEAD-Welch Allyn-49003 | LAMPHEAD |  |  |  |  | Welch Allyn | Lamp, Head |  | LAMPHEAD-Welch Allyn-49003 |  | 12/1/17 |  |  | Covered PM Repair - Biomedical | MHHS-Greater Heights | [8 empty] | LAMPHEAD | Lamp, Head | Welch Allyn
NO | YES |  |  |  | 009-01596 | 009-01596 | Welch Allyn Inc |  |  | NSN | GH-Cancer Center | MHHS-Greater Heights |  | Lamp, Head |  | 009-01596 | 009-01596 | Central & Greater Heights | MHHS-Greater Heights | GH-Cancer Center | Room 2 | 6/1/18 |  |  |  | LIGHT SOURCES, FIBEROPTIC | Lamp, Head | LAMPHEAD-Welch Allyn-49003 | LAMPHEAD |  |  |  |  | Welch Allyn | Lamp, Head |  | LAMPHEAD-Welch Allyn-49003 |  | 12/1/17 |  |  | Covered PM Repair - Biomedical | MHHS-Greater Heights | [8 empty] | LAMPHEAD | Lamp, Head | Welch Allyn
NO | YES |  |  |  | 009-01599 | 009-01599 | Welch Allyn Inc |  |  | NSN | GH-Cancer Center | MHHS-Greater Heights |  | Lamp, Head |  | 009-01599 | 009-01599 | Central | MHHS-Greater Heights | GH-Cancer Center | Suite 150 |  |  |  |  | LIGHT SOURCES, FIBEROPTIC | Lamp, Head | LAMPHEAD-Welch Allyn-49003 | LAMPHEAD |  |  |  |  | Welch Allyn | Lamp, Head |  | LAMPHEAD-Welch Allyn-49003 |  | 12/1/17 |  |  | Covered PM Repair - Biomedical | MHHS-Greater Heights | [8 empty] | LAMPHEAD | Lamp, Head | Welch Allyn
NO | YES |  |  |  | 009-10400 | 009-10400 | Welch Allyn Inc |  |  | NSN | GH-Cancer Center | MHHS-Greater Heights |  | Lamp, Head |  | 009-10400 | 009-10400 | Central & Greater Heights | MHHS-Greater Heights | GH-Cancer Center | Room 4 | 6/1/18 |  |  |  | LIGHT SOURCES, FIBEROPTIC | Lamp, Head | LAMPHEAD-Welch Allyn-49003 | LAMPHEAD |  |  |  |  | Welch Allyn | Lamp, Head |  | LAMPHEAD-Welch Allyn-49003 |  |  |  |  | Covered PM Repair - Biomedical | MHHS-Greater Heights | [8 empty] | LAMPHEAD | Lamp, Head | Welch Allyn
NO | YES |  |  |  | 013-11651 | 013-11651 | Welch Allyn Inc |  |  | JA007613 | SW-Med/Surg 9 Joint Camp | MHHS-Southwest |  |  |  | 013-11651 | 013-11651 | Southwest | MHHS-Southwest | SW-Med/Surg 9 Joint Camp | S wing storage | 10/1/19 |  | 10/1/20 |  | MONITORS, BEDSIDE, BLOOD PRESSURE | Monitor, Cardiac, Fixed | MONITORCARDIACFIXED-Welch Allyn-52000 SERIES |  |  |  |  | MONITORCARDIACFIXED-Welch Allyn-52000 SERIES | Welch Allyn |  |  |  |  | 11/26/19 |  | MCH-A | No Coverage Specified | MHHS-Southwest | [8 empty] | MONITORCARDIACFIXED | Monitor, Cardiac, Fixed | Welch Allyn
NO | YES |  |  |  |  | 013-09532 | Welch Allyn Inc |  |  |  | SW-Nursery | MHHS-Southwest |  |  |  |  | 013-09532 | Southwest | MHHS-Southwest | SW-Nursery | Equipment Room | 11/1/19 |  | 11/1/20 |  | MONITORS, BEDSIDE, BLOOD PRESSURE | Monitor, Cardiac, Fixed | MONITORCARDIACFIXED-Welch Allyn-52000 SERIES |  |  |  |  | MONITORCARDIACFIXED-Welch Allyn-52000 SERIES | Welch Allyn |  |  |  |  | 11/26/19 |  | MCH-A | No Coverage Specified | MHHS-Southwest | [8 empty] | MONITORCARDIACFIXED | Monitor, Cardiac, Fixed | Welch Allyn
NO | YES |  |  |  | 129-01621 | 129-01621 | Welch Allyn Inc |  |  |  | Sugar Land-Radiology | MHHS-Sugarland |  |  |  | 129-01621 | 129-01621 | Sugar Land | MHHS-Sugarland | Sugar Land-Radiology | W1 328.5 | 12/1/19 |  |  |  | MONITORS, BEDSIDE, BLOOD PRESSURE | Monitor, Cardiac, Fixed | MONITORCARDIACFIXED-Welch Allyn-52000 SERIES |  |  |  |  | MONITORCARDIACFIXED-Welch Allyn-52000 SERIES | Welch Allyn |  |  |  |  | 3/8/19 |  | MCH-A | Covered PM Repair - Biomedical | MHHS-Sugarland | [8 empty] | MONITORCARDIACFIXED | Monitor, Cardiac, Fixed | Welch Allyn
NO | NO |  |  |  | 041-04597 |  | Welch Allyn Inc |  |  |  | MEMORIAL CITY - OUTPATIENT SURGERY | MHHS-Mem City |  |  |  | 041-04597 |  | West & Memorial City |  | MEMORIAL CITY - OUTPATIENT SURGERY | [5 empty] | MONITORS, BEDSIDE, BLOOD PRESSURE |  | MONITORCARDIACFIXED-Welch Allyn-52000 SERIES |  |  |  |  | MONITORCARDIACFIXED-Welch Allyn-52000 SERIES | Welch Allyn | [7 empty] | Covered PM Repair - Biomedical | MHHS-Mem City
NO | NO |  |  |  | 041-04602 |  | Welch Allyn Inc |  |  |  | MEMORIAL CITY - OUTPATIENT SURGERY | MHHS-Mem City |  |  |  | 041-04602 |  | West & Memorial City |  | MEMORIAL CITY - OUTPATIENT SURGERY | [5 empty] | MONITORS, BEDSIDE, BLOOD PRESSURE |  | MONITORCARDIACFIXED-Welch Allyn-52000 SERIES |  |  |  |  | MONITORCARDIACFIXED-Welch Allyn-52000 SERIES | Welch Allyn | [7 empty] | Covered PM Repair - Biomedical | MHHS-Mem City
NO | NO | [5 empty] | Welch Allyn Inc |  |  |  | MEMORIAL CITY - OUTPATIENT SURGERY | MHHS-Mem City | [5 empty] | West & Memorial City |  | MEMORIAL CITY - OUTPATIENT SURGERY | [5 empty] | MONITORS, BEDSIDE, BLOOD PRESSURE |  | MONITORCARDIACFIXED-Welch Allyn-52000 SERIES |  |  |  |  | MONITORCARDIACFIXED-Welch Allyn-52000 SERIES | Welch Allyn | [7 empty] | No Coverage Specified | MHHS-Mem City
NO | NO | [5 empty] | Welch Allyn Inc |  |  |  | MEMORIAL CITY - OUTPATIENT SURGERY | MHHS-Mem City | [5 empty] | West & Memorial City |  | MEMORIAL CITY - OUTPATIENT SURGERY | [5 empty] | MONITORS, BEDSIDE, BLOOD PRESSURE |  | MONITORCARDIACFIXED-Welch Allyn-52000 SERIES |  |  |  |  | MONITORCARDIACFIXED-Welch Allyn-52000 SERIES | Welch Allyn | [7 empty] | No Coverage Specified | MHHS-Mem City
NO | NO | [5 empty] | Welch Allyn Inc |  |  |  | MEMORIAL CITY - OUTPATIENT SURGERY | MHHS-Mem City | [5 empty] | West & Memorial City |  | MEMORIAL CITY - OUTPATIENT SURGERY | [5 empty] | MONITORS, BEDSIDE, BLOOD PRESSURE |  | MONITORCARDIACFIXED-Welch Allyn-52000 SERIES |  |  |  |  | MONITORCARDIACFIXED-Welch Allyn-52000 SERIES | Welch Allyn | [7 empty] | No Coverage Specified | MHHS-Mem City
NO | NO | [5 empty] | Welch Allyn Inc |  |  |  | MEMORIAL CITY - OUTPATIENT SURGERY | MHHS-Mem City | [5 empty] | West & Memorial City |  | MEMORIAL CITY - OUTPATIENT SURGERY | [5 empty] | MONITORS, BEDSIDE, BLOOD PRESSURE |  | MONITORCARDIACFIXED-Welch Allyn-52000 SERIES |  |  |  |  | MONITORCARDIACFIXED-Welch Allyn-52000 SERIES | Welch Allyn | [7 empty] | Not Covered Vendor Only - Biomedical | MHHS-Mem City
NO | NO | [5 empty] | Welch Allyn Inc |  |  | JA007627 | SW - MED/SURG FLOORS | MHHS-Southwest | [5 empty] | Southwest |  | SW - MED/SURG FLOORS | [5 empty] | MONITORS, BEDSIDE, BLOOD PRESSURE |  | MONITORCARDIACFIXED-Welch Allyn-52000 SERIES |  |  |  |  | MONITORCARDIACFIXED-Welch Allyn-52000 SERIES | Welch Allyn | [7 empty] | No Coverage Specified | MHHS-Southwest
NO | NO |  |  |  | 069-29408 |  | Welch Allyn Inc |  |  |  | TMC - JONES - BURN UNIT (8J) | MHHS-TMC |  |  |  | 069-29408 |  | TMC |  | TMC - JONES - BURN UNIT (8J) | [5 empty] | MONITORS, BEDSIDE, BLOOD PRESSURE |  | MONITORCARDIACFIXED-Welch Allyn-52000 SERIES |  |  |  |  | MONITORCARDIACFIXED-Welch Allyn-52000 SERIES | Welch Allyn | [7 empty] | Covered PM Repair - Biomedical | MHHS-TMC
NO | NO |  |  |  | 069-35273 |  | Welch Allyn Inc |  |  |  | TMC - JONES - BURN UNIT (8J) | MHHS-TMC |  |  |  | 069-35273 |  | TMC |  | TMC - JONES - BURN UNIT (8J) | [5 empty] | MONITORS, BEDSIDE, BLOOD PRESSURE |  | MONITORCARDIACFIXED-Welch Allyn-52000 SERIES |  |  |  |  | MONITORCARDIACFIXED-Welch Allyn-52000 SERIES | Welch Allyn | [7 empty] | Covered PM Repair - Biomedical | MHHS-TMC
NO | NO |  |  |  | 069-42091 |  | Welch Allyn Inc |  |  |  | TMC - JONES - BURN UNIT (8J) | MHHS-TMC |  |  |  | 069-42091 |  | TMC |  | TMC - JONES - BURN UNIT (8J) | [5 empty] | MONITORS, BEDSIDE, BLOOD PRESSURE |  | MONITORCARDIACFIXED-Welch Allyn-52000 SERIES |  |  |  |  | MONITORCARDIACFIXED-Welch Allyn-52000 SERIES | Welch Allyn | [7 empty] | Covered PM Repair - Biomedical | MHHS-TMC
NO | YES |  |  |  | 041-13529 | 041-13529 | Welch Allyn Inc |  |  | JA077905 | Parc-Gessner Inpatient Rehab | MHHS-PARC |  | Monitor, Vital Signs |  | 041-13529 | 041-13529 | Katy | MHHS-Others | Parc-Gessner Inpatient Rehab | Storage Closet | 4/1/19 | 4/1/20 |  |  | MONITORS, BEDSIDE, BLOOD PRESSURE | Monitor, Vital Signs | MONITORVITALSIGNS-Welch Allyn-53000 | MONITORVITALSIGNS |  |  |  |  | Welch Allyn | Monitor, Vital Signs |  | MONITORVITALSIGNS-Welch Allyn-53000 |  | 11/30/16 |  | MVS-A | Covered PM Repair - Biomedical | MHHS-PARC | [8 empty] | MONITORVITALSIGNS | Monitor, Vital Signs | Welch Allyn
NO | YES |  |  |  |  | 241-00727 | Welch Allyn Inc |  |  | JA106112 | TIRR-Kirby Glenn | MHHS-TIRR |  | Monitor, Vital Signs |  |  | 241-00727 | TMC | MHHS-Others | TIRR-Kirby Glenn | TIRR - KIRBY GLENN | 7/1/19 |  | 7/1/20 |  | MONITORS, BEDSIDE, BLOOD PRESSURE | Monitor, Vital Signs | MONITORVITALSIGNS-Welch Allyn-53000 | MONITORVITALSIGNS |  |  |  |  | Welch Allyn | Monitor, Vital Signs |  | MONITORVITALSIGNS-Welch Allyn-53000 |  | 5/18/17 |  | MVS-A | Covered PM Repair - Biomedical | MHHS-TIRR | [8 empty] | MONITORVITALSIGNS | Monitor, Vital Signs | Welch Allyn
NO | NO |  |  |  | 041-09043 |  | Welch Allyn Inc |  |  | JA022400 | MEMORIAL CITY - CATH LAB | MHHS-Mem City |  | Monitor, Vital Signs |  | 041-09043 |  | West & Memorial City |  | MEMORIAL CITY - CATH LAB | [5 empty] | MONITORS, BEDSIDE, BLOOD PRESSURE |  | MONITORVITALSIGNS-Welch Allyn-53000 | MONITORVITALSIGNS |  |  |  |  | Welch Allyn | Monitor, Vital Signs |  | MONITORVITALSIGNS-Welch Allyn-53000 |  |  |  |  | Covered PM Repair - Biomedical | MHHS-Mem City
NO | NO |  |  |  | 041-09044 |  | Welch Allyn Inc |  |  | JA022402 | MEMORIAL CITY - CATH LAB | MHHS-Mem City |  | Monitor, Vital Signs |  | 041-09044 |  | West & Memorial City |  | MEMORIAL CITY - CATH LAB | [5 empty] | MONITORS, BEDSIDE, BLOOD PRESSURE |  | MONITORVITALSIGNS-Welch Allyn-53000 | MONITORVITALSIGNS |  |  |  |  | Welch Allyn | Monitor, Vital Signs |  | MONITORVITALSIGNS-Welch Allyn-53000 |  |  |  |  | Covered PM Repair - Biomedical | MHHS-Mem City
NO | NO | [5 empty] | Welch Allyn Inc |  |  | JA005179 | MEMORIAL CITY - MHT - ONCOLOGY | MHHS-Mem City |  | Monitor, Vital Signs |  |  |  | West & Memorial City |  | MEMORIAL CITY - MHT - ONCOLOGY | [5 empty] | MONITORS, BEDSIDE, BLOOD PRESSURE |  | MONITORVITALSIGNS-Welch Allyn-53000 | MONITORVITALSIGNS |  |  |  |  | Welch Allyn | Monitor, Vital Signs |  | MONITORVITALSIGNS-Welch Allyn-53000 |  |  |  |  | Covered PM Repair - Biomedical | MHHS-Mem City
NO | NO |  |  |  | 041-14086 |  | Welch Allyn Inc |  |  | JA077906 | MEMORIAL CITY - NUCLEAR MEDICINE | MHHS-Mem City |  | Monitor, Vital Signs |  | 041-14086 |  | West & Memorial City |  | MEMORIAL CITY - NUCLEAR MEDICINE | [5 empty] | MONITORS, BEDSIDE, BLOOD PRESSURE |  | MONITORVITALSIGNS-Welch Allyn-53000 | MONITORVITALSIGNS |  |  |  |  | Welch Allyn | Monitor, Vital Signs |  | MONITORVITALSIGNS-Welch Allyn-53000 |  |  |  |  | Covered PM Repair - Biomedical | MHHS-Mem City
NO | NO |  |  |  | 041-10892 |  | Welch Allyn Inc |  |  | JA005474 | MEMORIAL CITY - RADIOLOGY - INPATIENT | MHHS-Mem City |  | Monitor, Vital Signs |  | 041-10892 |  | West & Memorial City |  | MEMORIAL CITY - RADIOLOGY - INPATIENT | [5 empty] | MONITORS, BEDSIDE, BLOOD PRESSURE |  | MONITORVITALSIGNS-Welch Allyn-53000 | MONITORVITALSIGNS |  |  |  |  | Welch Allyn | Monitor, Vital Signs |  | MONITORVITALSIGNS-Welch Allyn-53000 |  |  |  |  | Covered PM Repair - Biomedical | MHHS-Mem City
NO | NO |  |  |  | 241-03104 |  | Welch Allyn Inc |  |  | JA013310 | TIRR - PATIENT CARE UNIT 5 - 2414376 | MHHS-TIRR |  | Monitor, Vital Signs |  | 241-03104 |  | TMC |  | TIRR - PATIENT CARE UNIT 5 - 2414376 | [5 empty] | MONITORS, BEDSIDE, BLOOD PRESSURE |  | MONITORVITALSIGNS-Welch Allyn-53000 | MONITORVITALSIGNS |  |  |  |  | Welch Allyn | Monitor, Vital Signs |  | MONITORVITALSIGNS-Welch Allyn-53000 |  |  |  |  | Covered PM Repair - Biomedical | MHHS-TIRR
NO | NO |  |  |  | 069-46398 |  | Welch Allyn Inc |  |  | JA096019 | TMC - CULLEN - SIG SUITES (5C) | MHHS-TMC |  | Monitor, Vital Signs |  | 069-46398 |  | TMC |  | TMC - CULLEN - SIG SUITES (5C) | [5 empty] | MONITORS, BEDSIDE, BLOOD PRESSURE |  | MONITORVITALSIGNS-Welch Allyn-53000 | MONITORVITALSIGNS |  |  |  |  | Welch Allyn | Monitor, Vital Signs |  | MONITORVITALSIGNS-Welch Allyn-53000 |  |  |  |  | Covered PM Repair - Biomedical | MHHS-TMC
NO | NO |  |  |  | 069-33100 |  | Welch Allyn Inc |  |  | JA091816 | TMC - JONES - INPATIENT REHAB (4J) | MHHS-TMC |  | Monitor, Vital Signs |  | 069-33100 |  | TMC |  | TMC - JONES - INPATIENT REHAB (4J) | [5 empty] | MONITORS, BEDSIDE, BLOOD PRESSURE |  | MONITORVITALSIGNS-Welch Allyn-53000 | MONITORVITALSIGNS |  |  |  |  | Welch Allyn | Monitor, Vital Signs |  | MONITORVITALSIGNS-Welch Allyn-53000 |  |  |  |  | Covered PM Repair - Biomedical | MHHS-TMC
NO | NO |  |  |  | 069-29685 |  | Welch Allyn Inc |  |  | JA092027 | TMC - JONES - OCC HEALTH (JB) | MHHS-TMC |  | Monitor, Vital Signs |  | 069-29685 |  | TMC |  | TMC - JONES - OCC HEALTH (JB) | [5 empty] | MONITORS, BEDSIDE, BLOOD PRESSURE |  | MONITORVITALSIGNS-Welch Allyn-53000 | MONITORVITALSIGNS |  |  |  |  | Welch Allyn | Monitor, Vital Signs |  | MONITORVITALSIGNS-Welch Allyn-53000 |  |  |  |  | Covered PM Repair - Biomedical | MHHS-TMC
NO | YES |  |  |  | 583-01162 | 583-01162 | Welch Allyn Inc | 530T0 |  | JA119623 | Katy Rehab-Outpatient Rehab 3rd Floor | MHHS-Katy Rehab |  |  |  | 583-01162 | 583-01162 | Katy | MHHS-Others | Katy Rehab-Outpatient Rehab 3rd Floor | Outpatient Rehab | 3/1/19 | 3/1/20 |  |  | MONITORS, PHYSIOLOGIC, VITAL SIGNS | Monitor, Cardiac, Fixed | MONITORCARDIACFIXED-Welch Allyn-530TO |  |  |  |  | MONITORCARDIACFIXED-Welch Allyn-530TO | Welch Allyn |  |  |  |  | 10/22/19 |  | MCH-A | Covered PM Repair - Biomedical | MHHS-Katy Rehab | [8 empty] | MONITORCARDIACFIXED | Monitor, Cardiac, Fixed | Welch Allyn
NO | YES |  |  |  | 241-02069 | 241-02069 | Welch Allyn Inc | 530T0 |  | JA112062 | TIRR-Kirby Glenn | MHHS-TIRR |  |  |  | 241-02069 | 241-02069 | TMC | MHHS-Others | TIRR-Kirby Glenn | TIRR - KIRBY GLENN | 2/1/19 |  |  |  | MONITORS, PHYSIOLOGIC, VITAL SIGNS | Monitor, Cardiac, Fixed | MONITORCARDIACFIXED-Welch Allyn-530TO |  |  |  |  | MONITORCARDIACFIXED-Welch Allyn-530TO | Welch Allyn | [6 empty] | MCH-A | Covered PM Repair - Biomedical | MHHS-TIRR | [8 empty] | MONITORCARDIACFIXED | Monitor, Cardiac, Fixed | Welch Allyn
NO | YES |  |  |  | 041-16857 | 041-16857 | Welch Allyn Inc | 530T0 |  | JA114733 | SMR - (MC) - MC IRONMAN [GARAGE5-STE101] | MHHS-TIRR |  |  |  | 041-16857 | 041-16857 | West | MHHS-Others | SMR - (MC) - MC IRONMAN [GARAGE5-STE101] |  | 12/1/19 |  |  |  | MONITORS, PHYSIOLOGIC, VITAL SIGNS |  | MONITORCARDIACFIXED-Welch Allyn-530TO |  |  |  |  | MONITORCARDIACFIXED-Welch Allyn-530TO | Welch Allyn |  |  |  |  | 7/16/13 |  |  | Covered PM Repair - Biomedical | MHHS-TIRR
NO | YES |  |  |  | 041-16858 | 041-16858 | Welch Allyn Inc | 530T0 |  | JA114734 | TIRR-Memorial City | MHHS-TIRR |  |  |  | 041-16858 | 041-16858 | West | MHHS-Others | TIRR-Memorial City | Treatment RM 1 | 12/1/19 |  |  |  | MONITORS, PHYSIOLOGIC, VITAL SIGNS |  | MONITORCARDIACFIXED-Welch Allyn-530TO |  |  |  |  | MONITORCARDIACFIXED-Welch Allyn-530TO | Welch Allyn |  |  |  |  | 7/16/13 |  |  | Covered PM Repair - Biomedical | MHHS-TIRR
NO | YES |  |  |  | 241-02562 | 241-02562 | Welch Allyn Inc | 530T0 |  | JA122208 | TIRR-Patient Care Unit 2-C-2414368 | MHHS-TIRR |  |  |  | 241-02562 | 241-02562 | TMC | MHHS-Others | TIRR-Patient Care Unit 2-C-2414368 | Multi-purpose Room | 3/1/19 |  | 3/1/20 |  | MONITORS, PHYSIOLOGIC, VITAL SIGNS | Monitor, Cardiac, Fixed | MONITORCARDIACFIXED-Welch Allyn-530TO |  |  |  |  | MONITORCARDIACFIXED-Welch Allyn-530TO | Welch Allyn |  |  |  |  | 7/16/13 |  | MCH-A | Covered PM Repair - Biomedical | MHHS-TIRR | [8 empty] | MONITORCARDIACFIXED | Monitor, Cardiac, Fixed | Welch Allyn
NO | YES |  |  |  | 241-02564 | 241-02564 | Welch Allyn Inc | 530T0 |  | JA122212 | TIRR - 2C | MHHS-TIRR |  |  |  | 241-02564 | 241-02564 | TMC | TIRR Memorial Hermann | TIRR - 2C | Nurses Station | 5/1/19 |  | 5/1/20 |  | MONITORS, PHYSIOLOGIC, VITAL SIGNS | Monitor, Cardiac, Fixed | MONITORCARDIACFIXED-Welch Allyn-530TO |  |  |  |  | MONITORCARDIACFIXED-Welch Allyn-530TO | Welch Allyn |  |  |  |  | 8/14/14 |  | MCH-A | Covered PM Repair - Biomedical | MHHS-TIRR | [8 empty] | MONITORCARDIACFIXED | Monitor, Cardiac, Fixed | Welch Allyn
NO | YES |  |  |  |  | 241-01805 | Welch Allyn Inc | 530T0 |  | JA111116 | TIRR-Patient Care Unit 4-2414374 | MHHS-TIRR |  |  |  |  | 241-01805 | TMC | MHHS-Others | TIRR-Patient Care Unit 4-2414374 | Nurses Station | 9/1/19 |  | 9/1/20 |  | MONITORS, PHYSIOLOGIC, VITAL SIGNS | Monitor, Cardiac, Fixed | MONITORCARDIACFIXED-Welch Allyn-530TO |  |  |  |  | MONITORCARDIACFIXED-Welch Allyn-530TO | Welch Allyn |  |  |  |  | 6/15/14 |  | MCH-A | Covered PM Repair - Biomedical | MHHS-TIRR | [8 empty] | MONITORCARDIACFIXED | Monitor, Cardiac, Fixed | Welch Allyn
NO | YES |  |  |  | 241-03109 | 241-03109 | Welch Allyn Inc | 530T0 |  | JA103896 | TIRR-PCU 3C | MHHS-TIRR |  |  |  | 241-03109 | 241-03109 | TMC | MHHS-Others | TIRR-PCU 3C | Room 327 | 10/1/19 |  | 10/1/20 |  | MONITORS, PHYSIOLOGIC, VITAL SIGNS | Monitor, Cardiac, Fixed | MONITORCARDIACFIXED-Welch Allyn-530TO |  |  |  |  | MONITORCARDIACFIXED-Welch Allyn-530TO | Welch Allyn |  |  |  |  | 6/18/14 |  | MCH-A | Covered PM Repair - Biomedical | MHHS-TIRR | [8 empty] | MONITORCARDIACFIXED | Monitor, Cardiac, Fixed | Welch Allyn
NO | YES |  |  |  | 241-02829 | 241-02829 | Welch Allyn Inc | 530T0 |  | JA111112 | TIRR-Sleep Lab | MHHS-TIRR |  |  |  | 241-02829 | 241-02829 | TMC | MHHS-Others | TIRR-Sleep Lab | TIRR - SLEEP LAB | 1/1/19 |  | 3/1/21 |  | MONITORS, PHYSIOLOGIC, VITAL SIGNS | Monitor, Cardiac, Fixed | MONITORCARDIACFIXED-Welch Allyn-530TO |  |  |  |  | MONITORCARDIACFIXED-Welch Allyn-530TO | Welch Allyn | [6 empty] | MCH-A | Covered PM Repair - Biomedical | MHHS-TIRR | [8 empty] | MONITORCARDIACFIXED | Monitor, Cardiac, Fixed | Welch Allyn
NO | YES |  |  |  | 069-20991 |  | Welch Allyn Inc | 530T0 |  | JA015485 | Memorial Hermann- Texas Medical - Jonson - GMI | MHHS-TMC |  |  |  | 069-20991 |  | TMC | TMC | Memorial Hermann- Texas Medical - Jonson - GMI | JB432 | 7/1/19 |  | 7/1/20 |  | MONITORS, PHYSIOLOGIC, VITAL SIGNS |  | MONITORCARDIACFIXED-Welch Allyn-530TO |  |  |  |  | MONITORCARDIACFIXED-Welch Allyn-530TO | Welch Allyn | [7 empty] | Covered PM Repair - Biomedical | MHHS-TMC
NO | YES |  |  |  | 241-05058 | 241-05058 | Welch Allyn Inc | 530T0 |  | JA122211 | TIRR - 2C |  |  |  |  | 241-05058 | 241-05058 | TMC | TIRR Memorial Hermann | TIRR - 2C | Nurses Station | 3/1/19 |  | 3/1/20
NO | NO | [5 empty] | Welch Allyn Inc | 530T0 |  | JA007504 | GH - THERAPY SERVICES | MHHS-Greater Heights | [5 empty] | Central & Greater Heights |  | GH - THERAPY SERVICES | [5 empty] | MONITORS, PHYSIOLOGIC, VITAL SIGNS |  | MONITORCARDIACFIXED-Welch Allyn-530TO |  |  |  |  | MONITORCARDIACFIXED-Welch Allyn-530TO | Welch Allyn | [7 empty] | Covered PM Repair - Biomedical | MHHS-Greater Heights
NO | NO |  |  |  | 009-09274 |  | Welch Allyn Inc | 530T0 |  | JA114732 | TIRR - GREATER HEIGHTS | MHHS-TIRR |  |  |  | 009-09274 |  | Central & Greater Heights |  | TIRR - GREATER HEIGHTS | [5 empty] | MONITORS, PHYSIOLOGIC, VITAL SIGNS |  | MONITORCARDIACFIXED-Welch Allyn-530TO |  |  |  |  | MONITORCARDIACFIXED-Welch Allyn-530TO | Welch Allyn | [7 empty] | Not Covered Vendor Only - Biomedical | MHHS-TIRR
NO | NO |  |  |  | 241-02358 |  | Welch Allyn Inc | 530T0 |  | JA116878 | TIRR - KIRBY GLENN | MHHS-TIRR |  |  |  | 241-02358 |  | TMC |  | TIRR - KIRBY GLENN | [5 empty] | MONITORS, PHYSIOLOGIC, VITAL SIGNS |  | MONITORCARDIACFIXED-Welch Allyn-530TO |  |  |  |  | MONITORCARDIACFIXED-Welch Allyn-530TO | Welch Allyn | [7 empty] | Covered PM Repair - Biomedical | MHHS-TIRR
NO | YES | [5 empty] | Welch Allyn Inc | 53NTO |  | JA007616 | SW-Med/Surg Floors | MHHS-Southwest |  | Monitor, Vital Signs |  |  |  | Southwest | MHHS-Southwest | SW-Med/Surg Floors | Storage D Wing | 12/1/19 |  | 12/1/20 |  | MONITORS, PHYSIOLOGIC, VITAL SIGNS | Monitor, Vital Signs | MONITORVITALSIGNS-Welch Allyn-53NTO | MONITORVITALSIGNS | 53NTO |  |  |  | Welch Allyn | Monitor, Vital Signs |  | MONITORVITALSIGNS-Welch Allyn-53NTO |  | 7/2/15 |  | MVS-A | Covered PM Repair - Biomedical | MHHS-Southwest | [8 empty] | MONITORVITALSIGNS | Monitor, Vital Signs | Welch Allyn
NO | YES |  |  |  | 013-11648 | 013-11648 | Welch Allyn Inc | 53NTO |  | JA007628 | SW-Med/Surg 9 Joint Camp | MHHS-Southwest |  | Monitor, Vital Signs |  | 013-11648 | 013-11648 | Southwest | MHHS-Southwest | SW-Med/Surg 9 Joint Camp | S wing storage | 10/1/19 |  | 10/1/20 |  | MONITORS, PHYSIOLOGIC, VITAL SIGNS | Monitor, Vital Signs | MONITORVITALSIGNS-Welch Allyn-53NTO | MONITORVITALSIGNS | 53NTO |  |  |  | Welch Allyn | Monitor, Vital Signs |  | MONITORVITALSIGNS-Welch Allyn-53NTO |  |  |  | MVS-A | Covered PM Repair - Biomedical | MHHS-Southwest | [8 empty] | MONITORVITALSIGNS | Monitor, Vital Signs | Welch Allyn
NO | YES | [5 empty] | Welch Allyn Inc | 53NTO |  | JA007713 | SW-Med/Surg Floors | MHHS-Southwest |  | Monitor, Vital Signs |  |  |  | Southwest | MHHS-Southwest | SW-Med/Surg Floors | Storage D Wing | 1/1/19 |  | 1/1/20 |  | MONITORS, PHYSIOLOGIC, VITAL SIGNS | Monitor, Vital Signs | MONITORVITALSIGNS-Welch Allyn-53NTO | MONITORVITALSIGNS | 53NTO |  |  |  | Welch Allyn | Monitor, Vital Signs |  | MONITORVITALSIGNS-Welch Allyn-53NTO |  |  |  | MVS-A | Covered PM Repair - Biomedical | MHHS-Southwest | [8 empty] | MONITORVITALSIGNS | Monitor, Vital Signs | Welch Allyn
NO | YES |  |  |  | 099-14121 | 099-14121 | Welch Allyn Inc | 53NTO |  | JA001082 | SW-Med/Surg Floors | MHHS-Southwest |  | Monitor, Vital Signs |  | 099-14121 | 099-14121 | Southwest | MHHS-Southwest | SW-Med/Surg Floors | Doppler storage | 10/1/19 |  | 10/1/20 |  | MONITORS, PHYSIOLOGIC, VITAL SIGNS | Monitor, Vital Signs | MONITORVITALSIGNS-Welch Allyn-53NTO | MONITORVITALSIGNS | 53NTO |  |  |  | Welch Allyn | Monitor, Vital Signs |  | MONITORVITALSIGNS-Welch Allyn-53NTO |  |  |  | MVS-A | Covered PM Repair - Biomedical | MHHS-Southwest | [8 empty] | MONITORVITALSIGNS | Monitor, Vital Signs | Welch Allyn
NO | NO |  |  |  | 041-15458 |  | Welch Allyn Inc | 53NTO |  | JA100912 | MEMORIAL CITY - TEXAS ONCOLOGY | MHHS-Mem City |  | Monitor, Vital Signs |  | 041-15458 |  | West & Memorial City |  | MEMORIAL CITY - TEXAS ONCOLOGY | [5 empty] | MONITORS, PHYSIOLOGIC, VITAL SIGNS |  | MONITORVITALSIGNS-Welch Allyn-53NTO | MONITORVITALSIGNS | 53NTO |  |  |  | Welch Allyn | Monitor, Vital Signs |  | MONITORVITALSIGNS-Welch Allyn-53NTO |  |  |  |  | Covered PM Repair - Biomedical | MHHS-Mem City
NO | NO | [5 empty] | Welch Allyn Inc | 53NTO |  | JA007625 | SW - CDU | MHHS-Southwest |  | Monitor, Vital Signs |  |  |  | Southwest |  | SW - CDU | [5 empty] | MONITORS, PHYSIOLOGIC, VITAL SIGNS |  | MONITORVITALSIGNS-Welch Allyn-53NTO | MONITORVITALSIGNS | 53NTO |  |  |  | Welch Allyn | Monitor, Vital Signs |  | MONITORVITALSIGNS-Welch Allyn-53NTO |  |  |  |  | Covered PM Repair - Biomedical | MHHS-Southwest
NO | NO | [5 empty] | Welch Allyn Inc | 53NTO |  | JA007710 | SW - CDU | MHHS-Southwest |  | Monitor, Vital Signs |  |  |  | Southwest |  | SW - CDU | [5 empty] | MONITORS, PHYSIOLOGIC, VITAL SIGNS |  | MONITORVITALSIGNS-Welch Allyn-53NTO | MONITORVITALSIGNS | 53NTO |  |  |  | Welch Allyn | Monitor, Vital Signs |  | MONITORVITALSIGNS-Welch Allyn-53NTO |  |  |  |  | Covered PM Repair - Biomedical | MHHS-Southwest
NO | NO | [5 empty] | Welch Allyn Inc | 53NTO |  | JA007632 | SW - CDU | MHHS-Southwest |  | Monitor, Vital Signs |  |  |  | Southwest |  | SW - CDU | [5 empty] | MONITORS, PHYSIOLOGIC, VITAL SIGNS |  | MONITORVITALSIGNS-Welch Allyn-53NTO | MONITORVITALSIGNS | 53NTO |  |  |  | Welch Allyn | Monitor, Vital Signs |  | MONITORVITALSIGNS-Welch Allyn-53NTO |  |  |  |  | Covered PM Repair - Biomedical | MHHS-Southwest
NO | NO | [5 empty] | Welch Allyn Inc | 53NTO |  | JA007712 | SW - MED/SURG FLOORS | MHHS-Southwest |  | Monitor, Vital Signs |  |  |  | Southwest |  | SW - MED/SURG FLOORS | [5 empty] | MONITORS, PHYSIOLOGIC, VITAL SIGNS |  | MONITORVITALSIGNS-Welch Allyn-53NTO | MONITORVITALSIGNS | 53NTO |  |  |  | Welch Allyn | Monitor, Vital Signs |  | MONITORVITALSIGNS-Welch Allyn-53NTO |  |  |  |  | Covered PM Repair - Biomedical | MHHS-Southwest
NO | NO | [5 empty] | Welch Allyn Inc | 53NTO |  | JA021118 | SW - NURSERY | MHHS-Southwest |  | Monitor, Vital Signs |  |  |  | Southwest |  | SW - NURSERY | [5 empty] | MONITORS, PHYSIOLOGIC, VITAL SIGNS |  | MONITORVITALSIGNS-Welch Allyn-53NTO | MONITORVITALSIGNS | 53NTO |  |  |  | Welch Allyn | Monitor, Vital Signs |  | MONITORVITALSIGNS-Welch Allyn-53NTO |  |  |  |  | Covered PM Repair - Biomedical | MHHS-Southwest
NO | NO | [5 empty] | Welch Allyn Inc | 53NTO |  | JA002328 | SW - NURSERY | MHHS-Southwest |  | Monitor, Vital Signs |  |  |  | Southwest |  | SW - NURSERY | [5 empty] | MONITORS, PHYSIOLOGIC, VITAL SIGNS |  | MONITORVITALSIGNS-Welch Allyn-53NTO | MONITORVITALSIGNS | 53NTO |  |  |  | Welch Allyn | Monitor, Vital Signs |  | MONITORVITALSIGNS-Welch Allyn-53NTO |  |  |  |  | Covered PM Repair - Biomedical | MHHS-Southwest
NO | NO | [5 empty] | Welch Allyn Inc | 53NTO |  | JA003567 | SW - NURSERY | MHHS-Southwest |  | Monitor, Vital Signs |  |  |  | Southwest |  | SW - NURSERY | [5 empty] | MONITORS, PHYSIOLOGIC, VITAL SIGNS |  | MONITORVITALSIGNS-Welch Allyn-53NTO | MONITORVITALSIGNS | 53NTO |  |  |  | Welch Allyn | Monitor, Vital Signs |  | MONITORVITALSIGNS-Welch Allyn-53NTO |  |  |  |  | Covered PM Repair - Biomedical | MHHS-Southwest
NO | NO | [5 empty] | Welch Allyn Inc | 53NTO |  | JA021115 | SW - NURSERY | MHHS-Southwest |  | Monitor, Vital Signs |  |  |  | Southwest |  | SW - NURSERY | [5 empty] | MONITORS, PHYSIOLOGIC, VITAL SIGNS |  | MONITORVITALSIGNS-Welch Allyn-53NTO | MONITORVITALSIGNS | 53NTO |  |  |  | Welch Allyn | Monitor, Vital Signs |  | MONITORVITALSIGNS-Welch Allyn-53NTO |  |  |  |  | Covered PM Repair - Biomedical | MHHS-Southwest
NO | YES |  |  |  | 069-41133 | 069-41133 | Welch Allyn Inc | 53NTP |  | JA099219 | TMC-Cullen-Cardiac Telemetry (5C) | MHHS-TMC |  | Monitor, Vital Signs |  | 069-41133 | 069-41133 | TMC | MHHS-TMC | TMC-Cullen-Cardiac Telemetry (5C) | C525 | 1/1/20 |  | 1/1/21 |  | MONITORS, PHYSIOLOGIC, VITAL SIGNS | Monitor, Vital Signs | MONITORVITALSIGNS-Welch Allyn-53NTP | MONITORVITALSIGNS | 53NTP |  |  |  | Welch Allyn | Monitor, Vital Signs |  | MONITORVITALSIGNS-Welch Allyn-53NTP |  |  |  | MVS-A | Covered PM Repair - Biomedical | MHHS-TMC | [8 empty] | MONITORVITALSIGNS | Monitor, Vital Signs | Welch Allyn
NO | NO |  |  |  | 921-00562 |  | Welch Allyn Inc | 53NTP |  | JA004983 | PARC - GESSNER INPATIENT REHAB | MHHS-PARC |  | Monitor, Vital Signs |  | 921-00562 |  | Central & Greater Heights |  | PARC - GESSNER INPATIENT REHAB | [5 empty] | MONITORS, PHYSIOLOGIC, VITAL SIGNS |  | MONITORVITALSIGNS-Welch Allyn-53NTP | MONITORVITALSIGNS | 53NTP |  |  |  | Welch Allyn | Monitor, Vital Signs |  | MONITORVITALSIGNS-Welch Allyn-53NTP |  |  |  |  | Covered PM Repair - Biomedical | MHHS-PARC
NO | NO |  |  |  | 921-00606 |  | Welch Allyn Inc | 53NTP |  | JA001287 | PARC - GESSNER INPATIENT REHAB | MHHS-PARC |  | Monitor, Vital Signs |  | 921-00606 |  | Central & Greater Heights |  | PARC - GESSNER INPATIENT REHAB | [5 empty] | MONITORS, PHYSIOLOGIC, VITAL SIGNS |  | MONITORVITALSIGNS-Welch Allyn-53NTP | MONITORVITALSIGNS | 53NTP |  |  |  | Welch Allyn | Monitor, Vital Signs |  | MONITORVITALSIGNS-Welch Allyn-53NTP |  |  |  |  | Covered PM Repair - Biomedical | MHHS-PARC
NO | NO |  |  |  | 005-08095 |  | Welch Allyn Inc | 53NTP |  | JA088947 | SE - UNIT 3A (IMU) | MHHS-Southeast |  | Monitor, Vital Signs |  | 005-08095 |  | Southeast & Bay Area |  | SE - UNIT 3A (IMU) | [5 empty] | MONITORS, PHYSIOLOGIC, VITAL SIGNS |  | MONITORVITALSIGNS-Welch Allyn-53NTP | MONITORVITALSIGNS | 53NTP |  |  |  | Welch Allyn | Monitor, Vital Signs |  | MONITORVITALSIGNS-Welch Allyn-53NTP |  |  |  |  | Covered PM Repair - Biomedical | MHHS-Southeast
NO | NO |  |  |  | 241-05149 |  | Welch Allyn Inc | 53NTP |  | JA098927 | TIRR - PATIENT CARE UNIT 6 - 2414378 | MHHS-TIRR |  | Monitor, Vital Signs |  | 241-05149 |  | TMC |  | TIRR - PATIENT CARE UNIT 6 - 2414378 | [5 empty] | MONITORS, PHYSIOLOGIC, VITAL SIGNS |  | MONITORVITALSIGNS-Welch Allyn-53NTP | MONITORVITALSIGNS | 53NTP |  |  |  | Welch Allyn | Monitor, Vital Signs |  | MONITORVITALSIGNS-Welch Allyn-53NTP |  |  |  |  | Covered PM Repair - Biomedical | MHHS-TIRR
NO | NO | [5 empty] | Welch Allyn Inc | 53NTP |  | JA020332 | TMC - CHILDRENS - NICU (7HP) | MHHS-TMC |  | Monitor, Vital Signs |  |  |  | TMC |  | TMC - CHILDRENS - NICU (7HP) | [5 empty] | MONITORS, PHYSIOLOGIC, VITAL SIGNS |  | MONITORVITALSIGNS-Welch Allyn-53NTP | MONITORVITALSIGNS | 53NTP |  |  |  | Welch Allyn | Monitor, Vital Signs |  | MONITORVITALSIGNS-Welch Allyn-53NTP |  |  |  |  | Covered PM Repair - Biomedical | MHHS-TMC
NO | YES |  |  |  | 583-01148 | 583-01148 | Welch Allyn Inc | 53STO |  | JA106367 | Katy Rehab-Outpatient Rehab 3rd Floor | MHHS-Katy Rehab |  |  |  | 583-01148 | 583-01148 | Katy | MHHS-Others | Katy Rehab-Outpatient Rehab 3rd Floor | Wound care | 3/1/19 |  |  |  | MONITORS, PHYSIOLOGIC, VITAL SIGNS | Monitor, Vital Signs | MONITORVITALSIGNS-Welch Allyn-53S00 |  |  |  |  | MONITORVITALSIGNS-Welch Allyn-53S00 | Welch Allyn | [6 empty] | MVS-A | Covered PM Repair - Biomedical | MHHS-Katy Rehab | [8 empty] | MONITORVITALSIGNS | Monitor, Vital Signs | Welch Allyn
NO | YES |  |  |  | 583-01442 | 583-01442 | Welch Allyn Inc | 53STO |  | JA106366 | Katy Rehab-Nursing | MHHS-Katy Rehab |  |  |  | 583-01442 | 583-01442 | Katy | MHHS-Others | Katy Rehab-Nursing | Hallway | 3/1/19 | 3/1/20 |  |  | MONITORS, PHYSIOLOGIC, VITAL SIGNS | Monitor, Vital Signs | MONITORVITALSIGNS-Welch Allyn-53S00 |  |  |  |  | MONITORVITALSIGNS-Welch Allyn-53S00 | Welch Allyn |  |  |  |  | 10/10/17 |  | MVS-A | Covered PM Repair - Biomedical | MHHS-Katy Rehab | [8 empty] | MONITORVITALSIGNS | Monitor, Vital Signs | Welch Allyn
NO | YES |  |  |  | 583-01444 | 583-01444 | Welch Allyn Inc | 53STO |  | JA106368 | Katy Rehab-Nursing | MHHS-Katy Rehab |  |  |  | 583-01444 | 583-01444 | Katy | MHHS-Others | Katy Rehab-Nursing | Hallway | 5/1/19 | 5/1/20 |  |  | MONITORS, PHYSIOLOGIC, VITAL SIGNS | Monitor, Vital Signs | MONITORVITALSIGNS-Welch Allyn-53S00 |  |  |  |  | MONITORVITALSIGNS-Welch Allyn-53S00 | Welch Allyn | [6 empty] | MVS-A | Covered PM Repair - Biomedical | MHHS-Katy Rehab | [8 empty] | MONITORVITALSIGNS | Monitor, Vital Signs | Welch Allyn
NO | YES |  |  |  | 583-01445 | 583-01445 | Welch Allyn Inc | 53STO |  | JA106376 | Katy Rehab-Nursing | MHHS-Katy Rehab |  |  |  | 583-01445 | 583-01445 | Katy | MHHS-Others | Katy Rehab-Nursing | Hallway | 3/1/19 | 3/1/20 |  |  | MONITORS, PHYSIOLOGIC, VITAL SIGNS | Monitor, Vital Signs | MONITORVITALSIGNS-Welch Allyn-53S00 |  |  |  |  | MONITORVITALSIGNS-Welch Allyn-53S00 | Welch Allyn | [6 empty] | MVS-A | Covered PM Repair - Biomedical | MHHS-Katy Rehab | [8 empty] | MONITORVITALSIGNS | Monitor, Vital Signs | Welch Allyn
NO | YES |  |  |  | 583-01446 | 583-01446 | Welch Allyn Inc | 53STO |  | JA106365 | Katy Rehab-Nursing | MHHS-Katy Rehab |  |  |  | 583-01446 | 583-01446 | Katy | MHHS-Others | Katy Rehab-Nursing | Hallway | 5/1/19 | 5/1/20 |  |  | MONITORS, PHYSIOLOGIC, VITAL SIGNS | Monitor, Vital Signs | MONITORVITALSIGNS-Welch Allyn-53S00 |  |  |  |  | MONITORVITALSIGNS-Welch Allyn-53S00 | Welch Allyn | [6 empty] | MVS-A | Covered PM Repair - Biomedical | MHHS-Katy Rehab | [8 empty] | MONITORVITALSIGNS | Monitor, Vital Signs | Welch Allyn
NO | YES |  |  |  | 583-01143 | 583-01143 | Welch Allyn Inc | 53STO |  | JA106374 | Katy Rehab-Nursing | MHHS-Katy Rehab |  |  |  | 583-01143 | 583-01143 | Katy | MHHS-Others | Katy Rehab-Nursing | Hallway | 3/1/19 | 3/1/20 |  |  | MONITORS, PHYSIOLOGIC, VITAL SIGNS | Monitor, Vital Signs | MONITORVITALSIGNS-Welch Allyn-53S00 |  |  |  |  | MONITORVITALSIGNS-Welch Allyn-53S00 | Welch Allyn | [6 empty] | MVS-A | Covered PM Repair - Biomedical | MHHS-Katy Rehab | [8 empty] | MONITORVITALSIGNS | Monitor, Vital Signs | Welch Allyn
NO | YES |  |  |  | 583-01150 | 583-01150 | Welch Allyn Inc | 53STO |  | JA106375 | Katy Rehab-Nursing | MHHS-Katy Rehab |  |  |  | 583-01150 | 583-01150 | Katy | MHHS-Others | Katy Rehab-Nursing | Hallway | 3/1/19 | 3/1/20 |  |  | MONITORS, PHYSIOLOGIC, VITAL SIGNS | Monitor, Vital Signs | MONITORVITALSIGNS-Welch Allyn-53S00 |  |  |  |  | MONITORVITALSIGNS-Welch Allyn-53S00 | Welch Allyn | [6 empty] | MVS-A | Covered PM Repair - Biomedical | MHHS-Katy Rehab | [8 empty] | MONITORVITALSIGNS | Monitor, Vital Signs | Welch Allyn
NO | YES |  |  |  | 029-07934 | 029-07934 | Welch Allyn Inc | 53STO |  | JA093239 | Family Practice | MHHS-MG |  |  |  | 029-07934 | 029-07934 | Woodlands | Memorial Hermann Medical Group The Woodlands Endocrinology (#302) | Family Practice | Suite 100 | 8/1/19 |  | 8/1/20 |  | MONITORS, PHYSIOLOGIC, VITAL SIGNS | Monitor, Vital Signs | MONITORVITALSIGNS-Welch Allyn-53S00 |  |  |  |  | MONITORVITALSIGNS-Welch Allyn-53S00 | Welch Allyn | [6 empty] | MVS-A | Covered PM Repair - Biomedical | MHHS-MG | [8 empty] | MONITORVITALSIGNS | Monitor, Vital Signs | Welch Allyn
NO | YES |  |  |  | 029-08837 | 029-08837 | Welch Allyn Inc | 53STO |  | JA093246 | MH MG-(WDLS)-Twl Pinecroft (100/101) | MHHS-MG |  |  |  | 029-08837 | 029-08837 | Woodlands | MHHS-MG | MH MG-(WDLS)-Twl Pinecroft (100/101) |  | 8/1/19 |  | 8/1/20 |  | MONITORS, PHYSIOLOGIC, VITAL SIGNS | Monitor, Vital Signs | MONITORVITALSIGNS-Welch Allyn-53S00 |  |  |  |  | MONITORVITALSIGNS-Welch Allyn-53S00 | Welch Allyn |  |  |  |  | 8/1/12 |  | MVS-A | Covered PM Repair - Biomedical | MHHS-MG | [8 empty] | MONITORVITALSIGNS | Monitor, Vital Signs | Welch Allyn
NO | YES |  |  |  |  | 142-01720 | Welch Allyn Inc | 53STO |  | JA091594 | NE-Wound Care | MHHS-Northeast |  |  |  |  | 142-01720 | Katy | MHHS-Northeast | NE-Wound Care | Ex 2 | 6/1/19 | 6/1/20 |  |  | MONITORS, PHYSIOLOGIC, VITAL SIGNS | Monitor, Vital Signs | MONITORVITALSIGNS-Welch Allyn-53S00 |  |  |  |  | MONITORVITALSIGNS-Welch Allyn-53S00 | Welch Allyn |  |  |  |  | 2/28/17 |  | MVS-A | Covered PM Repair - Biomedical | MHHS-Northeast | [8 empty] | MONITORVITALSIGNS | Monitor, Vital Signs | Welch Allyn
NO | YES |  |  |  |  | 142-01717 | Welch Allyn Inc | 53STO |  | 007-0430-00 | NE-Hemodialysis | MHHS-Northeast |  |  |  |  | 142-01717 | Katy | MHHS-Northeast | NE-Hemodialysis | Dialysis | 1/1/19 | 1/1/20 |  |  | MONITORS, PHYSIOLOGIC, VITAL SIGNS | Monitor, Vital Signs | MONITORVITALSIGNS-Welch Allyn-53S00 |  |  |  |  | MONITORVITALSIGNS-Welch Allyn-53S00 | Welch Allyn |  |  |  |  | 2/28/17 |  | MVS-A | Covered PM Repair - Biomedical | MHHS-Northeast | [8 empty] | MONITORVITALSIGNS | Monitor, Vital Signs | Welch Allyn
NO | YES |  |  |  |  | 142-01715 | Welch Allyn Inc | 53STO |  | JA091590 | NE-Nursery | MHHS-Northeast |  |  |  |  | 142-01715 | Katy | MHHS-Northeast | NE-Nursery | Nursery | 8/1/19 | 8/1/20 |  |  | MONITORS, PHYSIOLOGIC, VITAL SIGNS | Monitor, Vital Signs | MONITORVITALSIGNS-Welch Allyn-53S00 |  |  |  |  | MONITORVITALSIGNS-Welch Allyn-53S00 | Welch Allyn |  |  |  |  | 2/28/17 |  | MVS-A | Covered PM Repair - Biomedical | MHHS-Northeast | [8 empty] | MONITORVITALSIGNS | Monitor, Vital Signs | Welch Allyn
NO | YES |  |  |  |  | 142-01721 | Welch Allyn Inc | 53STO |  | JA091916 | NE-Wound Care | MHHS-Northeast |  |  |  |  | 142-01721 | Katy | MHHS-Northeast | NE-Wound Care | Nursing | 1/1/19 | 1/1/20 |  |  | MONITORS, PHYSIOLOGIC, VITAL SIGNS | Monitor, Vital Signs | MONITORVITALSIGNS-Welch Allyn-53S00 |  |  |  |  | MONITORVITALSIGNS-Welch Allyn-53S00 | Welch Allyn | [6 empty] | MVS-A | Covered PM Repair - Biomedical | MHHS-Northeast | [8 empty] | MONITORVITALSIGNS | Monitor, Vital Signs | Welch Allyn
NO | YES |  |  |  | 133-08722 | 133-08722 | Welch Allyn Inc | 53STO |  | JA112267 | OPID-(KY)-Katy-445 (Mp1) | MHHS-OPID |  |  |  | 133-08722 | 133-08722 | Katy | MHHS-Others | OPID-(KY)-Katy-445 (Mp1) |  | 1/1/19 | 1/1/21 |  |  | MONITORS, PHYSIOLOGIC, VITAL SIGNS | Monitor, Vital Signs | MONITORVITALSIGNS-Welch Allyn-53S00 |  |  |  |  | MONITORVITALSIGNS-Welch Allyn-53S00 | Welch Allyn | [6 empty] | MVS-A | Covered PM Repair - Biomedical | MHHS-OPID | [8 empty] | MONITORVITALSIGNS | Monitor, Vital Signs | Welch Allyn
NO | YES |  |  |  | 005-09134 | 005-09134 | Welch Allyn Inc | 53STO |  | JA108559 | OPID-(PL)-Pearland-406 (Mp1) | MHHS-OPID |  |  |  | 005-09134 | 005-09134 | Pearland | MHHS-Others | OPID-(PL)-Pearland-406 (Mp1) | Radiology 1 | 10/1/19 | 10/1/20 |  |  | MONITORS, PHYSIOLOGIC, VITAL SIGNS | Monitor, Vital Signs | MONITORVITALSIGNS-Welch Allyn-53S00 |  |  |  |  | MONITORVITALSIGNS-Welch Allyn-53S00 | Welch Allyn | [6 empty] | MVS-A | Covered PM Repair - Biomedical | MHHS-OPID | [8 empty] | MONITORVITALSIGNS | Monitor, Vital Signs | Welch Allyn
NO | YES |  |  |  | 129-04699 | 129-04699 | Welch Allyn Inc | 53STO |  | JA109369 | OPID - (SL) - SUGAR LAND - 449 (MP1) | MHHS-OPID |  |  |  | 129-04699 | 129-04699 | Sugar Land |  | OPID - (SL) - SUGAR LAND - 449 (MP1) | R/F Room | 5/1/19 |  | 5/1/20 |  | MONITORS, PHYSIOLOGIC, VITAL SIGNS | Monitor, Vital Signs | MONITORVITALSIGNS-Welch Allyn-53S00 |  |  |  |  | MONITORVITALSIGNS-Welch Allyn-53S00 | Welch Allyn |  |  |  |  | 7/29/19 |  | MVS-A | Covered PM Repair - Biomedical | MHHS-OPID | [8 empty] | MONITORVITALSIGNS | Monitor, Vital Signs | Welch Allyn
NO | YES |  |  |  | 241-01748 | 241-01748 | Welch Allyn Inc | 53STO |  | JA112285 | TIRR-PCU 6 | MHHS-OPID |  |  |  | 241-01748 | 241-01748 | TMC | MHHS-Others | TIRR-PCU 6 | Hallway | 1/1/19 |  | 1/1/20 |  | MONITORS, PHYSIOLOGIC, VITAL SIGNS | Monitor, Vital Signs | MONITORVITALSIGNS-Welch Allyn-53S00 |  |  |  |  | MONITORVITALSIGNS-Welch Allyn-53S00 | Welch Allyn | [6 empty] | MVS-A | Covered PM Repair - Biomedical | MHHS-OPID | [8 empty] | MONITORVITALSIGNS | Monitor, Vital Signs | Welch Allyn
NO | YES |  |  |  | 029-07503 | 029-07503 | Welch Allyn Inc | 53STO |  | JA091449 | OPID-(WDLS)-Woodlands Breast Care [Mp3-Ste150]-451 | MHHS-OPID |  |  |  | 029-07503 | 029-07503 | Woodlands | MHHS-Others | OPID-(WDLS)-Woodlands Breast Care [Mp3-Ste150]-451 | OPID | 6/1/19 |  | 8/1/20 |  | MONITORS, PHYSIOLOGIC, VITAL SIGNS | Monitor, Vital Signs | MONITORVITALSIGNS-Welch Allyn-53S00 |  |  |  |  | MONITORVITALSIGNS-Welch Allyn-53S00 | Welch Allyn | [6 empty] | MVS-A | Covered PM Repair - Biomedical | MHHS-OPID | [8 empty] | MONITORVITALSIGNS | Monitor, Vital Signs | Welch Allyn
NO | YES |  |  |  | 013-19395 | 013-19395 | Welch Allyn Inc | 53STO |  | JA107140 | SW-HVI-Noninvasive Cardiology | MHHS-Southwest |  |  |  | 013-19395 | 013-19395 | Southwest | MHHS-Southwest | SW-HVI-Noninvasive Cardiology | Room 1 treadmill | 8/1/19 |  | 8/1/20 |  | MONITORS, PHYSIOLOGIC, VITAL SIGNS | Monitor, Vital Signs | MONITORVITALSIGNS-Welch Allyn-53S00 |  |  |  |  | MONITORVITALSIGNS-Welch Allyn-53S00 | Welch Allyn | [6 empty] | MVS-A | Covered PM Repair - Biomedical | MHHS-Southwest | [8 empty] | MONITORVITALSIGNS | Monitor, Vital Signs | Welch Allyn
NO | YES |  |  |  | 013-18392 | 013-18392 | Welch Allyn Inc | 53STO |  | JA090766 | SW-Med/Surg Floors | MHHS-Southwest |  |  |  | 013-18392 | 013-18392 | Southwest | MHHS-Southwest | SW-Med/Surg Floors | Storage D Wing | 9/1/19 |  | 9/1/20 |  | MONITORS, PHYSIOLOGIC, VITAL SIGNS | Monitor, Vital Signs | MONITORVITALSIGNS-Welch Allyn-53S00 |  |  |  |  | MONITORVITALSIGNS-Welch Allyn-53S00 | Welch Allyn |  |  |  |  | 2/28/17 |  | MVS-A | Not Covered Vendor Only - Biomedical | MHHS-Southwest | [8 empty] | MONITORVITALSIGNS | Monitor, Vital Signs | Welch Allyn
NO | YES | Serial Number Cnf |  |  |  | 013-18384 | Welch Allyn Inc | 53STO |  | CNF | SW-Med/Surg Floors | MHHS-Southwest |  |  |  |  | 013-18384 | Southwest | MHHS-Southwest | SW-Med/Surg Floors | Storage D Wing |  |  |  |  | MONITORS, PHYSIOLOGIC, VITAL SIGNS | Monitor, Vital Signs | MONITORVITALSIGNS-Welch Allyn-53S00 |  |  |  |  | MONITORVITALSIGNS-Welch Allyn-53S00 | Welch Allyn |  |  |  |  | 2/28/17 |  | MVS-A | Not Covered Vendor Only - Biomedical | MHHS-Southwest | [8 empty] | MONITORVITALSIGNS | Monitor, Vital Signs | Welch Allyn
NO | YES | [5 empty] | Welch Allyn Inc | 53STO |  | JA090756 | SW-Med/Surg 6 | MHHS-Southwest | [5 empty] | Southwest | MHHS-Southwest | SW-Med/Surg 6 | C wing storage | 11/1/18 |  | 11/1/19 |  | MONITORS, PHYSIOLOGIC, VITAL SIGNS | Monitor, Vital Signs | MONITORVITALSIGNS-Welch Allyn-53S00 |  |  |  |  | MONITORVITALSIGNS-Welch Allyn-53S00 | Welch Allyn |  |  |  |  | 2/28/17 |  | MVS-A | Not Covered Vendor Only - Biomedical | MHHS-Southwest | [8 empty] | MONITORVITALSIGNS | Monitor, Vital Signs | Welch Allyn
NO | YES |  |  |  | 013-18349 | 013-18349 | Welch Allyn Inc | 53STO |  | JA090750 | SW-Respiratory | MHHS-Southwest |  |  |  | 013-18349 | 013-18349 | Southwest | MHHS-Southwest | SW-Respiratory | Day Surgery PreOp 14 | 9/1/19 |  | 9/1/20 |  | MONITORS, PHYSIOLOGIC, VITAL SIGNS | Monitor, Vital Signs | MONITORVITALSIGNS-Welch Allyn-53S00 |  |  |  |  | MONITORVITALSIGNS-Welch Allyn-53S00 | Welch Allyn |  |  |  |  | 2/28/17 |  | MVS-A | Not Covered Vendor Only - Biomedical | MHHS-Southwest | [8 empty] | MONITORVITALSIGNS | Monitor, Vital Signs | Welch Allyn
NO | YES |  |  |  | 013-18398 | 013-18398 | Welch Allyn Inc | 53STO |  | JA090767 | SW-Endoscopy | MHHS-Southwest |  |  |  | 013-18398 | 013-18398 | Southwest | MHHS-Southwest | SW-Endoscopy | Bay 45 | 9/1/19 |  | 9/1/20 |  | MONITORS, PHYSIOLOGIC, VITAL SIGNS | Monitor, Vital Signs | MONITORVITALSIGNS-Welch Allyn-53S00 |  |  |  |  | MONITORVITALSIGNS-Welch Allyn-53S00 | Welch Allyn | [6 empty] | MVS-A | Covered PM Repair - Biomedical | MHHS-Southwest | [8 empty] | MONITORVITALSIGNS | Monitor, Vital Signs | Welch Allyn
NO | YES | [5 empty] | Welch Allyn Inc | 53STO |  | JA090787 | SW-Respiratory | MHHS-Southwest | [5 empty] | Southwest | MHHS-Southwest | SW-Respiratory | Day Surgery PreOp 9 | 5/1/19 |  | 5/1/20 |  | MONITORS, PHYSIOLOGIC, VITAL SIGNS | Monitor, Vital Signs | MONITORVITALSIGNS-Welch Allyn-53S00 |  |  |  |  | MONITORVITALSIGNS-Welch Allyn-53S00 | Welch Allyn | [6 empty] | MVS-A | Covered PM Repair - Biomedical | MHHS-Southwest | [8 empty] | MONITORVITALSIGNS | Monitor, Vital Signs | Welch Allyn
NO | YES | [5 empty] | Welch Allyn Inc | 53STO |  | JA090757 | SW-Prof Bldg 1-Same Day Surgery | MHHS-Southwest | [5 empty] | Southwest | MHHS-Southwest | SW-Prof Bldg 1-Same Day Surgery | Rm 12 | 5/1/19 |  | 5/1/20 |  | MONITORS, PHYSIOLOGIC, VITAL SIGNS | Monitor, Vital Signs | MONITORVITALSIGNS-Welch Allyn-53S00 |  |  |  |  | MONITORVITALSIGNS-Welch Allyn-53S00 | Welch Allyn | [6 empty] | MVS-A | Covered PM Repair - Biomedical | MHHS-Southwest | [8 empty] | MONITORVITALSIGNS | Monitor, Vital Signs | Welch Allyn
NO | YES |  |  |  |  | 013-18411 | Welch Allyn Inc | 53STO |  | JA091157 | SW-Endoscopy | MHHS-Southwest |  |  |  |  | 013-18411 | Memorial Hermann Hospital - Southwest | MHHS-Southwest | SW-Endoscopy | Endo Pacu | 4/1/19 |  | 4/1/20 |  | MONITORS, PHYSIOLOGIC, VITAL SIGNS | Monitor, Vital Signs | MONITORVITALSIGNS-Welch Allyn-53S00 |  |  |  |  | MONITORVITALSIGNS-Welch Allyn-53S00 | Welch Allyn | [6 empty] | MVS-A | Covered PM Repair - Biomedical | MHHS-Southwest | [8 empty] | MONITORVITALSIGNS | Monitor, Vital Signs | Welch Allyn
NO | YES |  |  |  |  | 013-18394 | Welch Allyn Inc | 53STO |  | JA090789 | SW-OR | MHHS-Southwest |  |  |  |  | 013-18394 | Southwest | MHHS-Southwest | SW-OR | Pre-Op | 10/1/19 |  |  |  | MONITORS, PHYSIOLOGIC, VITAL SIGNS | Monitor, Vital Signs | MONITORVITALSIGNS-Welch Allyn-53S00 |  |  |  |  | MONITORVITALSIGNS-Welch Allyn-53S00 | Welch Allyn | [6 empty] | MVS-A | Covered PM Repair - Biomedical | MHHS-Southwest | [8 empty] | MONITORVITALSIGNS | Monitor, Vital Signs | Welch Allyn
NO | YES | [5 empty] | Welch Allyn Inc | 53STO |  | JA090790 | SW-Prof Bldg 1-Same Day Surgery | MHHS-Southwest | [5 empty] | Southwest | MHHS-Southwest | SW-Prof Bldg 1-Same Day Surgery | Rm 15 | 5/1/19 |  | 5/1/20 |  | MONITORS, PHYSIOLOGIC, VITAL SIGNS | Monitor, Vital Signs | MONITORVITALSIGNS-Welch Allyn-53S00 |  |  |  |  | MONITORVITALSIGNS-Welch Allyn-53S00 | Welch Allyn | [6 empty] | MVS-A | Covered PM Repair - Biomedical | MHHS-Southwest | [8 empty] | MONITORVITALSIGNS | Monitor, Vital Signs | Welch Allyn
NO | YES | [5 empty] | Welch Allyn Inc | 53STO |  | JA090762 | SW-Prof Bldg 1-Same Day Surgery | MHHS-Southwest | [5 empty] | Southwest | MHHS-Southwest | SW-Prof Bldg 1-Same Day Surgery | Rm 17 | 5/1/19 |  | 5/1/20 |  | MONITORS, PHYSIOLOGIC, VITAL SIGNS | Monitor, Vital Signs | MONITORVITALSIGNS-Welch Allyn-53S00 |  |  |  |  | MONITORVITALSIGNS-Welch Allyn-53S00 | Welch Allyn | [6 empty] | MVS-A | Covered PM Repair - Biomedical | MHHS-Southwest | [8 empty] | MONITORVITALSIGNS | Monitor, Vital Signs | Welch Allyn
NO | YES |  |  |  |  | 013-18354 | Welch Allyn Inc | 53STO |  | JA090781 | SW-OR | MHHS-Southwest |  |  |  |  | 013-18354 | Southwest | MHHS-Southwest | SW-OR | Pre-Op | 5/1/19 |  |  |  | MONITORS, PHYSIOLOGIC, VITAL SIGNS | Monitor, Vital Signs | MONITORVITALSIGNS-Welch Allyn-53S00 |  |  |  |  | MONITORVITALSIGNS-Welch Allyn-53S00 | Welch Allyn | [6 empty] | MVS-A | Covered PM Repair - Biomedical | MHHS-Southwest | [8 empty] | MONITORVITALSIGNS | Monitor, Vital Signs | Welch Allyn
NO | YES | [5 empty] | Welch Allyn Inc | 53STO |  | JA090780 | SW-Respiratory | MHHS-Southwest | [5 empty] | Southwest | MHHS-Southwest | SW-Respiratory | Day Surgery PreOp 2 | 5/1/19 |  | 5/1/20 |  | MONITORS, PHYSIOLOGIC, VITAL SIGNS | Monitor, Vital Signs | MONITORVITALSIGNS-Welch Allyn-53S00 |  |  |  |  | MONITORVITALSIGNS-Welch Allyn-53S00 | Welch Allyn | [6 empty] | MVS-A | Covered PM Repair - Respiratory/Steriliz | MHHS-Southwest | [8 empty] | MONITORVITALSIGNS | Monitor, Vital Signs | Welch Allyn
NO | YES |  |  |  |  | 013-18403 | Welch Allyn Inc | 53STO |  | JA090785 | SW-Preop | MHHS-Southwest |  |  |  |  | 013-18403 | Southwest | MHHS-Southwest | SW-Preop | Room 18 | 5/1/19 |  | 5/1/20 |  | MONITORS, PHYSIOLOGIC, VITAL SIGNS | Monitor, Vital Signs | MONITORVITALSIGNS-Welch Allyn-53S00 |  |  |  |  | MONITORVITALSIGNS-Welch Allyn-53S00 | Welch Allyn | [6 empty] | MVS-A | Covered PM Repair - Biomedical | MHHS-Southwest | [8 empty] | MONITORVITALSIGNS | Monitor, Vital Signs | Welch Allyn
NO | YES | [5 empty] | Welch Allyn Inc | 53STO |  | JA090765 | SW-Prof Bldg 1-Same Day Surgery | MHHS-Southwest | [5 empty] | Southwest | MHHS-Southwest | SW-Prof Bldg 1-Same Day Surgery | Rm 6 | 5/1/19 |  | 5/1/20 |  | MONITORS, PHYSIOLOGIC, VITAL SIGNS | Monitor, Vital Signs | MONITORVITALSIGNS-Welch Allyn-53S00 |  |  |  |  | MONITORVITALSIGNS-Welch Allyn-53S00 | Welch Allyn | [6 empty] | MVS-A | Covered PM Repair - Biomedical | MHHS-Southwest | [8 empty] | MONITORVITALSIGNS | Monitor, Vital Signs | Welch Allyn
NO | YES | [5 empty] | Welch Allyn Inc | 53STO |  | JA090755 | SW-Prof Bldg 1-Same Day Surgery | MHHS-Southwest | [5 empty] | Southwest | MHHS-Southwest | SW-Prof Bldg 1-Same Day Surgery | Rm 3 | 5/1/19 |  | 5/1/20 |  | MONITORS, PHYSIOLOGIC, VITAL SIGNS | Monitor, Vital Signs | MONITORVITALSIGNS-Welch Allyn-53S00 |  |  |  |  | MONITORVITALSIGNS-Welch Allyn-53S00 | Welch Allyn | [6 empty] | MVS-A | Covered PM Repair - Biomedical | MHHS-Southwest | [8 empty] | MONITORVITALSIGNS | Monitor, Vital Signs | Welch Allyn
NO | YES | [5 empty] | Welch Allyn Inc | 53STO |  | JA090779 | SW-Prof Bldg 1-Same Day Surgery | MHHS-Southwest | [5 empty] | Southwest | MHHS-Southwest | SW-Prof Bldg 1-Same Day Surgery | Rm 4 | 5/1/19 |  | 5/1/20 |  | MONITORS, PHYSIOLOGIC, VITAL SIGNS | Monitor, Vital Signs | MONITORVITALSIGNS-Welch Allyn-53S00 |  |  |  |  | MONITORVITALSIGNS-Welch Allyn-53S00 | Welch Allyn |  |  |  |  | 2/28/17 |  | MVS-A | Covered PM Repair - Biomedical | MHHS-Southwest | [8 empty] | MONITORVITALSIGNS | Monitor, Vital Signs | Welch Allyn
NO | YES | [5 empty] | Welch Allyn Inc | 53STO |  | JA091179 | SW-Prof Bldg 1-Same Day Surgery | MHHS-Southwest | [5 empty] | Southwest | MHHS-Southwest | SW-Prof Bldg 1-Same Day Surgery | Rm 8 | 5/1/19 |  | 5/1/20 |  | MONITORS, PHYSIOLOGIC, VITAL SIGNS | Monitor, Vital Signs | MONITORVITALSIGNS-Welch Allyn-53S00 |  |  |  |  | MONITORVITALSIGNS-Welch Allyn-53S00 | Welch Allyn | [6 empty] | MVS-A | Covered PM Repair - Biomedical | MHHS-Southwest | [8 empty] | MONITORVITALSIGNS | Monitor, Vital Signs | Welch Allyn
NO | YES | [5 empty] | Welch Allyn Inc | 53STO |  | JA090768 | SW-Rehab | MHHS-Southwest | [5 empty] | Southwest | MHHS-Southwest | SW-Rehab | E Wing Rehab | 10/1/19 |  | 10/1/20 |  | MONITORS, PHYSIOLOGIC, VITAL SIGNS | Monitor, Vital Signs | MONITORVITALSIGNS-Welch Allyn-53S00 |  |  |  |  | MONITORVITALSIGNS-Welch Allyn-53S00 | Welch Allyn | [6 empty] | MVS-A | Covered PM Repair - Biomedical | MHHS-Southwest | [8 empty] | MONITORVITALSIGNS | Monitor, Vital Signs | Welch Allyn
NO | YES | [5 empty] | Welch Allyn Inc | 53STO |  | JA090749 | SW-Preop | MHHS-Southwest | [5 empty] | Southwest | MHHS-Southwest | SW-Preop | Room 19 | 5/1/19 |  | 5/1/20 |  | MONITORS, PHYSIOLOGIC, VITAL SIGNS | Monitor, Vital Signs | MONITORVITALSIGNS-Welch Allyn-53S00 |  |  |  |  | MONITORVITALSIGNS-Welch Allyn-53S00 | Welch Allyn |  |  |  |  | 6/14/19 |  | MVS-A | Covered PM Repair - Biomedical | MHHS-Southwest | [8 empty] | MONITORVITALSIGNS | Monitor, Vital Signs | Welch Allyn
NO | YES |  |  |  | 013-18415 | 013-18415 | Welch Allyn Inc | 53STO |  | ja091156 | SW-Nurse Call | MHHS-Southwest |  |  |  | 013-18415 | 013-18415 | Southwest | MHHS-Southwest | SW-Nurse Call | Doppler storage | 10/1/19 |  | 10/1/20 |  | MONITORS, PHYSIOLOGIC, VITAL SIGNS | Monitor, Vital Signs | MONITORVITALSIGNS-Welch Allyn-53S00 |  |  |  |  | MONITORVITALSIGNS-Welch Allyn-53S00 | Welch Allyn | [6 empty] | MVS-A | Covered PM Repair - Biomedical | MHHS-Southwest | [8 empty] | MONITORVITALSIGNS | Monitor, Vital Signs | Welch Allyn
NO | YES | [5 empty] | Welch Allyn Inc | 53STO |  | JA090761 | SW-Med/Surg Floors | MHHS-Southwest | [5 empty] | Southwest | MHHS-Southwest | SW-Med/Surg Floors | Storage D Wing | 11/1/19 |  | 11/1/20 |  | MONITORS, PHYSIOLOGIC, VITAL SIGNS | Monitor, Vital Signs | MONITORVITALSIGNS-Welch Allyn-53S00 |  |  |  |  | MONITORVITALSIGNS-Welch Allyn-53S00 | Welch Allyn | [6 empty] | MVS-A | Covered PM Repair - Biomedical | MHHS-Southwest | [8 empty] | MONITORVITALSIGNS | Monitor, Vital Signs | Welch Allyn
NO | YES | [5 empty] | Welch Allyn Inc | 53STO |  | JA090778 | SW-Med/Surg Floors | MHHS-Southwest | [5 empty] | Southwest | MHHS-Southwest | SW-Med/Surg Floors | Storage D Wing | 9/1/19 |  | 9/1/20 |  | MONITORS, PHYSIOLOGIC, VITAL SIGNS | Monitor, Vital Signs | MONITORVITALSIGNS-Welch Allyn-53S00 |  |  |  |  | MONITORVITALSIGNS-Welch Allyn-53S00 | Welch Allyn |  |  |  |  | 2/28/17 |  | MVS-A | Covered PM Repair - Biomedical | MHHS-Southwest | [8 empty] | MONITORVITALSIGNS | Monitor, Vital Signs | Welch Allyn
NO | YES |  |  |  | 013-18373 | 013-18373 | Welch Allyn Inc | 53STO |  | JA090784 | SW-Med/Surg 6 | MHHS-Southwest |  |  |  | 013-18373 | 013-18373 | Southwest | MHHS-Southwest | SW-Med/Surg 6 | C wing storage | 11/1/18 |  | 11/1/19 |  | MONITORS, PHYSIOLOGIC, VITAL SIGNS | Monitor, Vital Signs | MONITORVITALSIGNS-Welch Allyn-53S00 |  |  |  |  | MONITORVITALSIGNS-Welch Allyn-53S00 | Welch Allyn |  |  |  |  | 2/28/17 |  | MVS-A | Covered PM Repair - Biomedical | MHHS-Southwest | [8 empty] | MONITORVITALSIGNS | Monitor, Vital Signs | Welch Allyn
NO | YES |  |  |  | 013-18390 | 013-18390 | Welch Allyn Inc | 53STO |  | JA090788 | SW-Labor & Delivery | MHHS-Southwest |  |  |  | 013-18390 | 013-18390 | Southwest | MHHS-Southwest | SW-Labor & Delivery | C Wing | 8/1/19 |  | 8/1/20 |  | MONITORS, PHYSIOLOGIC, VITAL SIGNS | Monitor, Vital Signs | MONITORVITALSIGNS-Welch Allyn-53S00 |  |  |  |  | MONITORVITALSIGNS-Welch Allyn-53S00 | Welch Allyn |  |  |  |  | 2/28/17 |  | MVS-A | Covered PM Repair - Biomedical | MHHS-Southwest | [8 empty] | MONITORVITALSIGNS | Monitor, Vital Signs | Welch Allyn
NO | YES |  |  |  | 013-18355 | 013-18355 | Welch Allyn Inc | 53STO |  | JA090776 | SW-Med/Surg Floors | MHHS-Southwest |  |  |  | 013-18355 | 013-18355 | Southwest | MHHS-Southwest | SW-Med/Surg Floors | D Wing Storage | 9/1/19 |  | 9/1/20 |  | MONITORS, PHYSIOLOGIC, VITAL SIGNS | Monitor, Vital Signs | MONITORVITALSIGNS-Welch Allyn-53S00 |  |  |  |  | MONITORVITALSIGNS-Welch Allyn-53S00 | Welch Allyn |  |  |  |  | 2/28/17 |  | MVS-A | Covered PM Repair - Biomedical | MHHS-Southwest | [8 empty] | MONITORVITALSIGNS | Monitor, Vital Signs | Welch Allyn
NO | YES |  |  |  | 241-03103 | 241-03103 | Welch Allyn Inc | 53STO |  | JA093244 | TIRR-Kirby Glenn | MHHS-TIRR |  |  |  | 241-03103 | 241-03103 | TMC | MHHS-Others | TIRR-Kirby Glenn | Front | 7/1/19 |  |  |  | MONITORS, PHYSIOLOGIC, VITAL SIGNS | Monitor, Vital Signs | MONITORVITALSIGNS-Welch Allyn-53S00 |  |  |  |  | MONITORVITALSIGNS-Welch Allyn-53S00 | Welch Allyn |  |  |  |  | 2/28/17 |  | MVS-A | Covered PM Repair - Biomedical | MHHS-TIRR | [8 empty] | MONITORVITALSIGNS | Monitor, Vital Signs | Welch Allyn
NO | YES |  |  |  | 029-09140 | 029-09140 | Welch Allyn Inc | 53STO |  | JA120024 | TIRR-Op-Woodlands (Mp2, Ste 200) | MHHS-TIRR |  |  |  | 029-09140 | 029-09140 | Woodlands | MHHS-Others | TIRR-Op-Woodlands (Mp2, Ste 200) | MP2 suite 270 | 8/1/19 |  | 8/1/20 |  | MONITORS, PHYSIOLOGIC, VITAL SIGNS | Monitor, Vital Signs | MONITORVITALSIGNS-Welch Allyn-53S00 |  |  |  |  | MONITORVITALSIGNS-Welch Allyn-53S00 | Welch Allyn |  |  |  |  | 2/28/17 |  | MVS-A | Covered PM Repair - Biomedical | MHHS-TIRR | [8 empty] | MONITORVITALSIGNS | Monitor, Vital Signs | Welch Allyn
NO | YES |  |  |  | 029-09141 | 029-09141 | Welch Allyn Inc | 53STO |  | JA120025 | TIRR-Op-Woodlands (Mp2, Ste 200) | MHHS-TIRR |  |  |  | 029-09141 | 029-09141 | Woodlands | MHHS-Others | TIRR-Op-Woodlands (Mp2, Ste 200) | MP2 suite 270 | 8/1/19 |  | 8/1/20 |  | MONITORS, PHYSIOLOGIC, VITAL SIGNS | Monitor, Vital Signs | MONITORVITALSIGNS-Welch Allyn-53S00 |  |  |  |  | MONITORVITALSIGNS-Welch Allyn-53S00 | Welch Allyn |  |  |  |  | 2/28/17 |  | MVS-A | Covered PM Repair - Biomedical | MHHS-TIRR | [8 empty] | MONITORVITALSIGNS | Monitor, Vital Signs | Welch Allyn
NO | YES |  |  |  | 069-38186 | 069-38186 | Welch Allyn Inc | 53STO |  | JA091574 | TMC-Children's-NICU (7Hp) | MHHS-TMC |  |  |  | 069-38186 | 069-38186 | TMC | MHHS-TMC | TMC-Children's-NICU (7Hp) |  | 2/15/19 |  |  |  | MONITORS, PHYSIOLOGIC, VITAL SIGNS |  | MONITORVITALSIGNS-Welch Allyn-53S00 |  |  |  |  | MONITORVITALSIGNS-Welch Allyn-53S00 | Welch Allyn |  |  |  |  | 9/19/19 | Verified 3/29/2020 11:26:am (Central) |  | Covered PM Repair - Biomedical | MHHS-TMC
NO | YES |  |  |  | 069-38185 | 069-38185 | Welch Allyn Inc | 53STO |  | JA091581 | TMC-Cullen-Cardiac Telemetry (5C) | MHHS-TMC |  |  |  | 069-38185 | 069-38185 | TMC | MHHS-TMC | TMC-Cullen-Cardiac Telemetry (5C) | C525 | 1/1/20 |  | 1/1/21 |  | MONITORS, PHYSIOLOGIC, VITAL SIGNS | Monitor, Vital Signs | MONITORVITALSIGNS-Welch Allyn-53S00 |  |  |  |  | MONITORVITALSIGNS-Welch Allyn-53S00 | Welch Allyn |  |  |  |  | 7/18/13 |  | MVS-A | Covered PM Repair - Biomedical | MHHS-TMC | [8 empty] | MONITORVITALSIGNS | Monitor, Vital Signs | Welch Allyn
NO | YES | Asset Tag 069-35078 |  |  | 069-35078 | 069-35078 | Welch Allyn Inc | 53STO |  | JA091163 | Ace | MHHS-TMC |  |  |  | 069-35078 | 069-35078 | TMC | Memorial Hermann-Texas Medical Center | Ace |  | 1/1/20 |  | 1/1/21 |  | MONITORS, PHYSIOLOGIC, VITAL SIGNS | Monitor, Vital Signs | MONITORVITALSIGNS-Welch Allyn-53S00 |  |  |  |  | MONITORVITALSIGNS-Welch Allyn-53S00 | Welch Allyn |  |  |  |  | 7/10/20 |  | MVS-A | Not Covered Vendor Only - Biomedical | MHHS-TMC | [8 empty] | MONITORVITALSIGNS | Monitor, Vital Signs | Welch Allyn
NO | YES |  |  |  | 069-38929 | 069-38929 | Welch Allyn Inc | 53STO |  | JA098933 | TMC-Cullen-Oncology/Hematology (4C) | MHHS-TMC |  |  |  | 069-38929 | 069-38929 | TMC | MHHS-TMC | TMC-Cullen-Oncology/Hematology (4C) | ONCOLOGY/HEMATOLOGY | 12/1/18 |  |  |  | MONITORS, PHYSIOLOGIC, VITAL SIGNS | Monitor, Vital Signs | MONITORVITALSIGNS-Welch Allyn-53S00 |  |  |  |  | MONITORVITALSIGNS-Welch Allyn-53S00 | Welch Allyn |  |  |  |  | 1/25/26 |  | MVS-A | Not Covered Vendor Only - Biomedical | MHHS-TMC | [8 empty] | MONITORVITALSIGNS | Monitor, Vital Signs | Welch Allyn
NO | YES |  |  |  | 069-41137 | 069-41137 | Welch Allyn Inc | 53STO |  | JA091579 | TMC-Cullen-Oncology/Hematology (4C) | MHHS-TMC |  |  |  | 069-41137 | 069-41137 | TMC | MHHS-TMC | TMC-Cullen-Oncology/Hematology (4C) | Clean room | 12/1/18 |  | 12/1/19 | Past Due | MONITORS, PHYSIOLOGIC, VITAL SIGNS | Monitor, Vital Signs | MONITORVITALSIGNS-Welch Allyn-53S00 |  |  |  |  | MONITORVITALSIGNS-Welch Allyn-53S00 | Welch Allyn | [6 empty] | MVS-A | Covered PM Repair - Biomedical | MHHS-TMC | [8 empty] | MONITORVITALSIGNS | Monitor, Vital Signs | Welch Allyn
NO | YES |  |  |  | 069-33070 | 069-33070 | Welch Allyn Inc | 53STO |  | JA091576 | TMC-Cullen-Sig Suites (5C) | MHHS-TMC |  |  |  | 069-33070 | 069-33070 | TMC | MHHS-TMC | TMC-Cullen-Sig Suites (5C) |  | 12/24/18 |  |  |  | MONITORS, PHYSIOLOGIC, VITAL SIGNS |  | MONITORVITALSIGNS-Welch Allyn-53S00 |  |  |  |  | MONITORVITALSIGNS-Welch Allyn-53S00 | Welch Allyn | [5 empty] | Verified 3/29/2020 11:26:am (Central) |  | Covered PM Repair - Biomedical | MHHS-TMC
NO | YES |  |  |  | 069-46397 | 069-46397 | Welch Allyn Inc | 53STO |  | JA091560 | TMC-Cullen-Sig Suites (5C) | MHHS-TMC |  |  |  | 069-46397 | 069-46397 | TMC | MHHS-TMC | TMC-Cullen-Sig Suites (5C) | TIRR BIOMED | 12/1/18 |  | 12/1/19 |  | MONITORS, PHYSIOLOGIC, VITAL SIGNS | Monitor, Vital Signs | MONITORVITALSIGNS-Welch Allyn-53S00 |  |  |  |  | MONITORVITALSIGNS-Welch Allyn-53S00 | Welch Allyn |  |  |  |  | 4/17/20 |  | MVS-A | Not Covered Vendor Only - Biomedical | MHHS-TMC | [8 empty] | MONITORVITALSIGNS | Monitor, Vital Signs | Welch Allyn
NO | YES |  |  |  | 069-42420 | 069-42420 | Welch Allyn Inc | 53STO |  | JA091775 | TMC - JONES - B | MHHS-TMC |  |  |  | 069-42420 | 069-42420 | TMC | Memorial Hermann-tmc | TMC - JONES - B | J100.18 | 5/1/19 |  | 5/1/20 |  | MONITORS, PHYSIOLOGIC, VITAL SIGNS |  | MONITORVITALSIGNS-Welch Allyn-53S00 |  |  |  |  | MONITORVITALSIGNS-Welch Allyn-53S00 | Welch Allyn | [7 empty] | Covered PM Repair - Biomedical | MHHS-TMC
NO | YES |  |  |  | 069-35000 | 069-35000 | Welch Allyn Inc | 53STO |  | JA104652 | TMC-Jones-Hyperbaric/Wound Care (Jg) | MHHS-TMC |  |  |  | 069-35000 | 069-35000 | TMC | MHHS-TMC | TMC-Jones-Hyperbaric/Wound Care (Jg) | Gym | 1/1/20 |  | 1/1/21 |  | MONITORS, PHYSIOLOGIC, VITAL SIGNS |  | MONITORVITALSIGNS-Welch Allyn-53S00 |  |  |  |  | MONITORVITALSIGNS-Welch Allyn-53S00 | Welch Allyn | [7 empty] | Covered PM Repair - Biomedical | MHHS-TMC
NO | YES |  |  |  | 069-35277 | 069-35277 | Welch Allyn Inc | 53STO |  | JA091578 | TMC-Rehab-Ot/Pt Clinic (4J) | MHHS-TMC |  |  |  | 069-35277 | 069-35277 | TMC | MHHS-TMC | TMC-Rehab-Ot/Pt Clinic (4J) | Inpatient rehab J403 | 12/1/19 |  | 12/1/20 |  | MONITORS, PHYSIOLOGIC, VITAL SIGNS | Monitor, Vital Signs | MONITORVITALSIGNS-Welch Allyn-53S00 |  |  |  |  | MONITORVITALSIGNS-Welch Allyn-53S00 | Welch Allyn | [6 empty] | MVS-A | Covered PM Repair - Biomedical | MHHS-TMC | [8 empty] | MONITORVITALSIGNS | Monitor, Vital Signs | Welch Allyn
NO | YES |  |  |  | 069-38711 | 069-38711 | Welch Allyn Inc | 53STO |  | JA091555 | TMC-Jones-Inpatient Rehab (4J) | MHHS-TMC |  |  |  | 069-38711 | 069-38711 | TMC | MHHS-TMC | TMC-Jones-Inpatient Rehab (4J) |  | 1/25/19 |  |  |  | MONITORS, PHYSIOLOGIC, VITAL SIGNS |  | MONITORVITALSIGNS-Welch Allyn-53S00 |  |  |  |  | MONITORVITALSIGNS-Welch Allyn-53S00 | Welch Allyn | [5 empty] | Verified 3/30/2020 4:07pm (Central) |  | Covered PM Repair - Biomedical | MHHS-TMC
NO | YES |  |  |  | 069-41788 | 069-41788 | Welch Allyn Inc | 53STO |  | JA091496 | TWC- Acute Care | MHHS-TMC |  |  |  | 069-41788 | 069-41788 | TMC | Memorial Hermann-Texas Medical Center | TWC- Acute Care | J531 | 12/1/20 |  | 12/1/21 |  | MONITORS, PHYSIOLOGIC, VITAL SIGNS | Monitor, Vital Signs | MONITORVITALSIGNS-Welch Allyn-53S00 |  |  |  |  | MONITORVITALSIGNS-Welch Allyn-53S00 | Welch Allyn |  |  |  |  | 1/29/20 |  | MVS-A | Not Covered Vendor Only - Biomedical | MHHS-TMC | [8 empty] | MONITORVITALSIGNS | Monitor, Vital Signs | Welch Allyn
NO | YES |  |  |  | 069-33114 | 069-33114 | Welch Allyn Inc | 53STO |  | JA091488 | TMC-Jones-Transplant Clinic (1J) | MHHS-TMC |  |  |  | 069-33114 | 069-33114 | TMC | MHHS-TMC | TMC-Jones-Transplant Clinic (1J) | JG/200.28E | 1/1/20 |  | 1/1/21 |  | MONITORS, PHYSIOLOGIC, VITAL SIGNS |  | MONITORVITALSIGNS-Welch Allyn-53S00 |  |  |  |  | MONITORVITALSIGNS-Welch Allyn-53S00 | Welch Allyn | [7 empty] | Covered PM Repair - Biomedical | MHHS-TMC
NO | YES |  |  |  | 069-33091 | 069-33091 | Welch Allyn Inc | 53STO |  | JA091589 | TMC-Sarofim 2-Adult PACU | MHHS-TMC |  |  |  | 069-33091 | 069-33091 | TMC | MHHS-TMC | TMC-Sarofim 2-Adult PACU | Pre-op 56 | 12/1/19 |  | 12/1/20 |  | MONITORS, PHYSIOLOGIC, VITAL SIGNS |  | MONITORVITALSIGNS-Welch Allyn-53S00 |  |  |  |  | MONITORVITALSIGNS-Welch Allyn-53S00 | Welch Allyn |  |  |  |  | 5/20/16 |  |  | Covered PM Repair - Biomedical | MHHS-TMC
NO | YES |  |  |  | 069-33110 |  | Welch Allyn Inc | 53STO |  | JA090975 | Memorial Hermann- T exas Medical Center Childrens OR | MHHS-TMC |  |  |  | 069-33110 |  | TMC | TCM | Memorial Hermann- T exas Medical Center Childrens OR | Hallway | 12/1/19 |  | 12/1/20 |  | MONITORS, PHYSIOLOGIC, VITAL SIGNS |  | MONITORVITALSIGNS-Welch Allyn-53S00 |  |  |  |  | MONITORVITALSIGNS-Welch Allyn-53S00 | Welch Allyn |  |  |  |  | 5/20/16 |  |  | Covered PM Repair - Biomedical | MHHS-TMC
NO | YES | Asset Tag 069-33111 |  |  | 069-33111 | 069-33111 | Welch Allyn Inc | 53STO |  | JA091490 | (null) | MHHS-TMC |  |  |  | 069-33111 | 069-33111 | TMC | (null) | (null) | (null) |  |  |  | (null) | MONITORS, PHYSIOLOGIC, VITAL SIGNS |  | MONITORVITALSIGNS-Welch Allyn-53S00 |  |  |  |  | MONITORVITALSIGNS-Welch Allyn-53S00 | Welch Allyn |  |  |  |  | 5/20/16 |  |  | Covered PM Repair - Biomedical | MHHS-TMC
NO | YES |  |  |  | 069-35001 | 069-35001 | Welch Allyn Inc | 53STO |  | JA104503 | TMC-Jones-Hyperbaric/Wound Care (Jg) | MHHS-TMC |  |  |  | 069-35001 | 069-35001 | TMC | MHHS-TMC | TMC-Jones-Hyperbaric/Wound Care (Jg) | Exam 3 | 1/1/20 |  | 1/1/21 |  | MONITORS, PHYSIOLOGIC, VITAL SIGNS |  | MONITORVITALSIGNS-Welch Allyn-53S00 |  |  |  |  | MONITORVITALSIGNS-Welch Allyn-53S00 | Welch Allyn |  |  |  |  | 5/20/16 |  |  | Covered PM Repair - Biomedical | MHHS-TMC
NO | YES | [5 empty] | Welch Allyn Inc | 53STO |  | JA091347 | Woodlands-PCU4 | MHHS-Woodlands | [5 empty] | Woodlands | MHHS-Woodlands | Woodlands-PCU4 | Equipment Storage | 6/1/19 |  | 6/1/20 |  | MONITORS, PHYSIOLOGIC, VITAL SIGNS | Monitor, Vital Signs | MONITORVITALSIGNS-Welch Allyn-53S00 |  |  |  |  | MONITORVITALSIGNS-Welch Allyn-53S00 | Welch Allyn | [6 empty] | MVS-A | Covered PM Repair - Biomedical | MHHS-Woodlands | [8 empty] | MONITORVITALSIGNS | Monitor, Vital Signs | Welch Allyn
NO | YES |  |  |  | 029-07945 | 029-07945 | Welch Allyn Inc | 53STO |  | JA093243 | Woodlands-Birth Center | MHHS-Woodlands |  |  |  | 029-07945 | 029-07945 | Woodlands | MHHS-Woodlands | Woodlands-Birth Center | Nurse station 2 | 6/1/19 |  | 6/1/20 |  | MONITORS, PHYSIOLOGIC, VITAL SIGNS | Monitor, Vital Signs | MONITORVITALSIGNS-Welch Allyn-53S00 |  |  |  |  | MONITORVITALSIGNS-Welch Allyn-53S00 | Welch Allyn | [6 empty] | MVS-A | Covered PM Repair - Biomedical | MHHS-Woodlands | [8 empty] | MONITORVITALSIGNS | Monitor, Vital Signs | Welch Allyn
NO | YES |  |  |  | 029-07701 | 029-07701 | Welch Allyn Inc | 53STO |  |  | Woodlands-PCU4 | MHHS-Woodlands |  |  |  | 029-07701 | 029-07701 | Woodlands | MHHS-Woodlands | Woodlands-PCU4 | Nurse Station | 6/1/19 |  | 6/1/20 |  | MONITORS, PHYSIOLOGIC, VITAL SIGNS | Monitor, Vital Signs | MONITORVITALSIGNS-Welch Allyn-53S00 |  |  |  |  | MONITORVITALSIGNS-Welch Allyn-53S00 | Welch Allyn | [6 empty] | MVS-A | Covered PM Repair - Biomedical | MHHS-Woodlands | [8 empty] | MONITORVITALSIGNS | Monitor, Vital Signs | Welch Allyn
NO | YES |  |  |  | 029-08654 | 029-08654 | Welch Allyn Inc | 53STO |  | JA113805 | Woodlands-Preadmission | MHHS-Woodlands |  |  |  | 029-08654 | 029-08654 | Woodlands | MHHS-Woodlands | Woodlands-Preadmission | Pre anesthesia | 11/1/18 |  | 11/1/19 |  | MONITORS, PHYSIOLOGIC, VITAL SIGNS | Monitor, Vital Signs | MONITORVITALSIGNS-Welch Allyn-53S00 |  |  |  |  | MONITORVITALSIGNS-Welch Allyn-53S00 | Welch Allyn | [6 empty] | MVS-A | Covered PM Repair - Biomedical | MHHS-Woodlands | [8 empty] | MONITORVITALSIGNS | Monitor, Vital Signs | Welch Allyn
NO | YES |  |  |  | 029-08655 | 029-08655 | Welch Allyn Inc | 53STO |  | JA113825 | Woodlands-Preadmission | MHHS-Woodlands |  |  |  | 029-08655 | 029-08655 | Woodlands | MHHS-Woodlands | Woodlands-Preadmission | Pre anesthesia | 11/1/18 |  | 11/1/19 |  | MONITORS, PHYSIOLOGIC, VITAL SIGNS | Monitor, Vital Signs | MONITORVITALSIGNS-Welch Allyn-53S00 |  |  |  |  | MONITORVITALSIGNS-Welch Allyn-53S00 | Welch Allyn |  |  |  |  | 12/30/19 |  | MVS-A | Covered PM Repair - Biomedical | MHHS-Woodlands | [8 empty] | MONITORVITALSIGNS | Monitor, Vital Signs | Welch Allyn
NO | YES | Asset Tag 013-18367 |  |  | 013-18367 | 013-18367 | Welch Allyn Inc | 53STO |  | JA090772 | SW-Med/Surg Floors |  |  |  |  | 013-18367 | 013-18367 | Southwest | MHHS-Southwest | SW-Med/Surg Floors | D Wing Storage | 8/1/19 |  | 8/1/20
YES | YES | [5 empty] | Welch Allyn Inc | 53STO |  | JA090819 | 6th floor | [6 empty] | Southwest | Memorial Hermann Southwest Hospital | 6th floor | C wing storage
NO | YES |  |  |  | 241-02561 | 241-02561 | Welch Allyn Inc | 53STO |  | JA122210 | TIRR-Therapy Gym |  |  |  |  | 241-02561 | 241-02561 | TMC | MHHS-Others | TIRR-Therapy Gym | TIRR BIOMED
YES | YES |  |  |  | 241-01536 | 241-01536 | Welch Allyn Inc | 53STO |  |  | TIRR - PCU 3 |  |  |  |  | 241-01536 | 241-01536 | TMC | TIRR Memorial Hermann | TIRR - PCU 3 | TIRR - PCU 3 | 10/1/18 |  | 10/1/20
NO | NO | [5 empty] | Welch Allyn Inc | 53STO |  | JA089731 | GH - GENERAL SURGERY 3 SOUTH | MHHS-Greater Heights | [5 empty] | Central & Greater Heights |  | GH - GENERAL SURGERY 3 SOUTH | [5 empty] | MONITORS, PHYSIOLOGIC, VITAL SIGNS |  | MONITORVITALSIGNS-Welch Allyn-53S00 |  |  |  |  | MONITORVITALSIGNS-Welch Allyn-53S00 | Welch Allyn | [7 empty] | Covered PM Repair - Biomedical | MHHS-Greater Heights
NO | NO | [5 empty] | Welch Allyn Inc | 53STO |  | JA089866 | GH - GENERAL SURGERY 3 SOUTH | MHHS-Greater Heights | [5 empty] | Central & Greater Heights |  | GH - GENERAL SURGERY 3 SOUTH | [5 empty] | MONITORS, PHYSIOLOGIC, VITAL SIGNS |  | MONITORVITALSIGNS-Welch Allyn-53S00 |  |  |  |  | MONITORVITALSIGNS-Welch Allyn-53S00 | Welch Allyn | [7 empty] | Covered PM Repair - Biomedical | MHHS-Greater Heights
NO | NO |  |  |  | 009-34363 |  | Welch Allyn Inc | 53STO |  | JA089631 | GH - MED SURG 6 | MHHS-Greater Heights |  |  |  | 009-34363 |  | Central & Greater Heights |  | GH - MED SURG 6 | [5 empty] | MONITORS, PHYSIOLOGIC, VITAL SIGNS |  | MONITORVITALSIGNS-Welch Allyn-53S00 |  |  |  |  | MONITORVITALSIGNS-Welch Allyn-53S00 | Welch Allyn | [7 empty] | Covered PM Repair - Biomedical | MHHS-Greater Heights
NO | NO |  |  |  | 583-01443 |  | Welch Allyn Inc | 53STO |  | JA106373 | KATY REHAB - NURSING | MHHS-Katy Rehab |  |  |  | 583-01443 |  | Katy |  | KATY REHAB - NURSING | [5 empty] | MONITORS, PHYSIOLOGIC, VITAL SIGNS |  | MONITORVITALSIGNS-Welch Allyn-53S00 |  |  |  |  | MONITORVITALSIGNS-Welch Allyn-53S00 | Welch Allyn | [7 empty] | Covered PM Repair - Biomedical | MHHS-Katy Rehab
NO | NO |  |  |  | 041-15976 |  | Welch Allyn Inc | 53STO |  | JA091165 | MEMORIAL CITY - CARDIOLOGY | MHHS-Mem City |  |  |  | 041-15976 |  | West & Memorial City |  | MEMORIAL CITY - CARDIOLOGY | [5 empty] | MONITORS, PHYSIOLOGIC, VITAL SIGNS |  | MONITORVITALSIGNS-Welch Allyn-53S00 |  |  |  |  | MONITORVITALSIGNS-Welch Allyn-53S00 | Welch Allyn | [7 empty] | Covered PM Repair - Biomedical | MHHS-Mem City
NO | NO |  |  |  | 041-15984 |  | Welch Allyn Inc | 53STO |  | JA091171 | MEMORIAL CITY - CARDIOLOGY | MHHS-Mem City |  |  |  | 041-15984 |  | West & Memorial City |  | MEMORIAL CITY - CARDIOLOGY | [5 empty] | MONITORS, PHYSIOLOGIC, VITAL SIGNS |  | MONITORVITALSIGNS-Welch Allyn-53S00 |  |  |  |  | MONITORVITALSIGNS-Welch Allyn-53S00 | Welch Allyn | [7 empty] | Covered PM Repair - Biomedical | MHHS-Mem City
NO | NO |  |  |  | 041-15987 |  | Welch Allyn Inc | 53STO |  | JA091175 | MEMORIAL CITY - CARDIOLOGY | MHHS-Mem City |  |  |  | 041-15987 |  | West & Memorial City |  | MEMORIAL CITY - CARDIOLOGY | [5 empty] | MONITORS, PHYSIOLOGIC, VITAL SIGNS |  | MONITORVITALSIGNS-Welch Allyn-53S00 |  |  |  |  | MONITORVITALSIGNS-Welch Allyn-53S00 | Welch Allyn | [7 empty] | Covered PM Repair - Biomedical | MHHS-Mem City
NO | NO |  |  |  | 041-17497 |  | Welch Allyn Inc | 53STO |  | JA113800 | MEMORIAL CITY - CARDIOLOGY | MHHS-Mem City |  |  |  | 041-17497 |  | West & Memorial City |  | MEMORIAL CITY - CARDIOLOGY | [5 empty] | MONITORS, PHYSIOLOGIC, VITAL SIGNS |  | MONITORVITALSIGNS-Welch Allyn-53S00 |  |  |  |  | MONITORVITALSIGNS-Welch Allyn-53S00 | Welch Allyn | [7 empty] | Covered PM Repair - Biomedical | MHHS-Mem City
NO | NO |  |  |  | 041-17498 |  | Welch Allyn Inc | 53STO |  | JA113068 | MEMORIAL CITY - CARDIOLOGY | MHHS-Mem City |  |  |  | 041-17498 |  | West & Memorial City |  | MEMORIAL CITY - CARDIOLOGY | [5 empty] | MONITORS, PHYSIOLOGIC, VITAL SIGNS |  | MONITORVITALSIGNS-Welch Allyn-53S00 |  |  |  |  | MONITORVITALSIGNS-Welch Allyn-53S00 | Welch Allyn | [7 empty] | Covered PM Repair - Biomedical | MHHS-Mem City
NO | NO |  |  |  | 041-17499 |  | Welch Allyn Inc | 53STO |  | JA113071 | MEMORIAL CITY - CARDIOLOGY | MHHS-Mem City |  |  |  | 041-17499 |  | West & Memorial City |  | MEMORIAL CITY - CARDIOLOGY | [5 empty] | MONITORS, PHYSIOLOGIC, VITAL SIGNS |  | MONITORVITALSIGNS-Welch Allyn-53S00 |  |  |  |  | MONITORVITALSIGNS-Welch Allyn-53S00 | Welch Allyn | [7 empty] | Covered PM Repair - Biomedical | MHHS-Mem City
NO | NO | [5 empty] | Welch Allyn Inc | 53STO |  | JA091164 | MEMORIAL CITY - CARDIOLOGY | MHHS-Mem City | [5 empty] | West & Memorial City |  | MEMORIAL CITY - CARDIOLOGY | [5 empty] | MONITORS, PHYSIOLOGIC, VITAL SIGNS |  | MONITORVITALSIGNS-Welch Allyn-53S00 |  |  |  |  | MONITORVITALSIGNS-Welch Allyn-53S00 | Welch Allyn | [7 empty] | Covered PM Repair - Biomedical | MHHS-Mem City
NO | NO | [5 empty] | Welch Allyn Inc | 53STO |  | JA093230 | MEMORIAL CITY - CARDIOLOGY | MHHS-Mem City | [5 empty] | West & Memorial City |  | MEMORIAL CITY - CARDIOLOGY | [5 empty] | MONITORS, PHYSIOLOGIC, VITAL SIGNS |  | MONITORVITALSIGNS-Welch Allyn-53S00 |  |  |  |  | MONITORVITALSIGNS-Welch Allyn-53S00 | Welch Allyn | [7 empty] | Covered PM Repair - Biomedical | MHHS-Mem City
NO | NO | [5 empty] | Welch Allyn Inc | 53STO |  | JA091160 | MEMORIAL CITY - CATH LAB | MHHS-Mem City | [5 empty] | West & Memorial City |  | MEMORIAL CITY - CATH LAB | [5 empty] | MONITORS, PHYSIOLOGIC, VITAL SIGNS |  | MONITORVITALSIGNS-Welch Allyn-53S00 |  |  |  |  | MONITORVITALSIGNS-Welch Allyn-53S00 | Welch Allyn | [7 empty] | Covered PM Repair - Biomedical | MHHS-Mem City
NO | NO | [5 empty] | Welch Allyn Inc | 53STO |  | JA099187 | MEMORIAL CITY - EAST TOWER - NEUROLOGY | MHHS-Mem City | [5 empty] | West & Memorial City |  | MEMORIAL CITY - EAST TOWER - NEUROLOGY | [5 empty] | MONITORS, PHYSIOLOGIC, VITAL SIGNS |  | MONITORVITALSIGNS-Welch Allyn-53S00 |  |  |  |  | MONITORVITALSIGNS-Welch Allyn-53S00 | Welch Allyn | [7 empty] | Covered PM Repair - Biomedical | MHHS-Mem City
NO | NO | [5 empty] | Welch Allyn Inc | 53STO |  | JA101718 | MEMORIAL CITY - EAST TOWER - NEUROLOGY | MHHS-Mem City | [5 empty] | West & Memorial City |  | MEMORIAL CITY - EAST TOWER - NEUROLOGY | [5 empty] | MONITORS, PHYSIOLOGIC, VITAL SIGNS |  | MONITORVITALSIGNS-Welch Allyn-53S00 |  |  |  |  | MONITORVITALSIGNS-Welch Allyn-53S00 | Welch Allyn | [7 empty] | Covered PM Repair - Biomedical | MHHS-Mem City
NO | NO |  |  |  | 041-16946 |  | Welch Allyn Inc | 53STO |  | JA108077 | MEMORIAL CITY - ER | MHHS-Mem City |  |  |  | 041-16946 |  | West & Memorial City |  | MEMORIAL CITY - ER | [5 empty] | MONITORS, PHYSIOLOGIC, VITAL SIGNS |  | MONITORVITALSIGNS-Welch Allyn-53S00 |  |  |  |  | MONITORVITALSIGNS-Welch Allyn-53S00 | Welch Allyn | [7 empty] | Covered PM Repair - Biomedical | MHHS-Mem City
NO | NO |  |  |  | 041-17494 |  | Welch Allyn Inc | 53STO |  | JA113826 | MEMORIAL CITY - ER | MHHS-Mem City |  |  |  | 041-17494 |  | West & Memorial City |  | MEMORIAL CITY - ER | [5 empty] | MONITORS, PHYSIOLOGIC, VITAL SIGNS |  | MONITORVITALSIGNS-Welch Allyn-53S00 |  |  |  |  | MONITORVITALSIGNS-Welch Allyn-53S00 | Welch Allyn | [7 empty] | Covered PM Repair - Biomedical | MHHS-Mem City
NO | NO |  |  |  | 041-17495 |  | Welch Allyn Inc | 53STO |  | JA113823 | MEMORIAL CITY - ER | MHHS-Mem City |  |  |  | 041-17495 |  | West & Memorial City |  | MEMORIAL CITY - ER | [5 empty] | MONITORS, PHYSIOLOGIC, VITAL SIGNS |  | MONITORVITALSIGNS-Welch Allyn-53S00 |  |  |  |  | MONITORVITALSIGNS-Welch Allyn-53S00 | Welch Allyn | [7 empty] | Covered PM Repair - Biomedical | MHHS-Mem City
NO | NO | [5 empty] | Welch Allyn Inc | 53STO |  | JA101307 | MEMORIAL CITY - ER | MHHS-Mem City | [5 empty] | West & Memorial City |  | MEMORIAL CITY - ER | [5 empty] | MONITORS, PHYSIOLOGIC, VITAL SIGNS |  | MONITORVITALSIGNS-Welch Allyn-53S00 |  |  |  |  | MONITORVITALSIGNS-Welch Allyn-53S00 | Welch Allyn | [7 empty] | Covered PM Repair - Biomedical | MHHS-Mem City
NO | NO | [5 empty] | Welch Allyn Inc | 53STO |  | JA101238 | MEMORIAL CITY - ER | MHHS-Mem City | [5 empty] | West & Memorial City |  | MEMORIAL CITY - ER | [5 empty] | MONITORS, PHYSIOLOGIC, VITAL SIGNS |  | MONITORVITALSIGNS-Welch Allyn-53S00 |  |  |  |  | MONITORVITALSIGNS-Welch Allyn-53S00 | Welch Allyn | [7 empty] | Covered PM Repair - Biomedical | MHHS-Mem City
NO | NO |  |  |  | 041-15904 |  | Welch Allyn Inc | 53STO |  | JA091170 | MEMORIAL CITY - EXPRESS ADMITTING | MHHS-Mem City |  |  |  | 041-15904 |  | West & Memorial City |  | MEMORIAL CITY - EXPRESS ADMITTING | [5 empty] | MONITORS, PHYSIOLOGIC, VITAL SIGNS |  | MONITORVITALSIGNS-Welch Allyn-53S00 |  |  |  |  | MONITORVITALSIGNS-Welch Allyn-53S00 | Welch Allyn | [7 empty] | Covered PM Repair - Biomedical | MHHS-Mem City
NO | NO |  |  |  | 041-15999 |  | Welch Allyn Inc | 53STO |  | JA091325 | MEMORIAL CITY - EXPRESS ADMITTING | MHHS-Mem City |  |  |  | 041-15999 |  | West & Memorial City |  | MEMORIAL CITY - EXPRESS ADMITTING | [5 empty] | MONITORS, PHYSIOLOGIC, VITAL SIGNS |  | MONITORVITALSIGNS-Welch Allyn-53S00 |  |  |  |  | MONITORVITALSIGNS-Welch Allyn-53S00 | Welch Allyn | [7 empty] | Not Covered Vendor Only - Biomedical | MHHS-Mem City
NO | NO |  |  |  | 041-16729 |  | Welch Allyn Inc | 53STO |  | JA105365 | MEMORIAL CITY - MED/SURG | MHHS-Mem City |  |  |  | 041-16729 |  | West & Memorial City |  | MEMORIAL CITY - MED/SURG | [5 empty] | MONITORS, PHYSIOLOGIC, VITAL SIGNS |  | MONITORVITALSIGNS-Welch Allyn-53S00 |  |  |  |  | MONITORVITALSIGNS-Welch Allyn-53S00 | Welch Allyn | [7 empty] | Covered PM Repair - Biomedical | MHHS-Mem City
NO | NO |  |  |  | 041-18607 |  | Welch Allyn Inc | 53STO |  | JA105366 | MEMORIAL CITY - MED/SURG | MHHS-Mem City |  |  |  | 041-18607 |  | West & Memorial City |  | MEMORIAL CITY - MED/SURG | [5 empty] | MONITORS, PHYSIOLOGIC, VITAL SIGNS |  | MONITORVITALSIGNS-Welch Allyn-53S00 |  |  |  |  | MONITORVITALSIGNS-Welch Allyn-53S00 | Welch Allyn | [7 empty] | Covered PM Repair - Biomedical | MHHS-Mem City
NO | NO | [5 empty] | Welch Allyn Inc | 53STO |  | JA105364 | MEMORIAL CITY - MED/SURG | MHHS-Mem City | [5 empty] | West & Memorial City |  | MEMORIAL CITY - MED/SURG | [5 empty] | MONITORS, PHYSIOLOGIC, VITAL SIGNS |  | MONITORVITALSIGNS-Welch Allyn-53S00 |  |  |  |  | MONITORVITALSIGNS-Welch Allyn-53S00 | Welch Allyn | [7 empty] | Covered PM Repair - Biomedical | MHHS-Mem City
NO | NO | [5 empty] | Welch Allyn Inc | 53STO |  | JA091159 | MEMORIAL CITY - NUCLEAR MEDICINE | MHHS-Mem City | [5 empty] | West & Memorial City |  | MEMORIAL CITY - NUCLEAR MEDICINE | [5 empty] | MONITORS, PHYSIOLOGIC, VITAL SIGNS |  | MONITORVITALSIGNS-Welch Allyn-53S00 |  |  |  |  | MONITORVITALSIGNS-Welch Allyn-53S00 | Welch Allyn | [7 empty] | Covered PM Repair - Biomedical | MHHS-Mem City
NO | NO | [5 empty] | Welch Allyn Inc | 53STO |  | JA091154 | MEMORIAL CITY - NUCLEAR MEDICINE | MHHS-Mem City | [5 empty] | West & Memorial City |  | MEMORIAL CITY - NUCLEAR MEDICINE | [5 empty] | MONITORS, PHYSIOLOGIC, VITAL SIGNS |  | MONITORVITALSIGNS-Welch Allyn-53S00 |  |  |  |  | MONITORVITALSIGNS-Welch Allyn-53S00 | Welch Allyn | [7 empty] | Covered PM Repair - Biomedical | MHHS-Mem City
NO | NO | [5 empty] | Welch Allyn Inc | 53STO |  | JA091161 | MEMORIAL CITY - NUCLEAR MEDICINE | MHHS-Mem City | [5 empty] | West & Memorial City |  | MEMORIAL CITY - NUCLEAR MEDICINE | [5 empty] | MONITORS, PHYSIOLOGIC, VITAL SIGNS |  | MONITORVITALSIGNS-Welch Allyn-53S00 |  |  |  |  | MONITORVITALSIGNS-Welch Allyn-53S00 | Welch Allyn | [7 empty] | Covered PM Repair - Biomedical | MHHS-Mem City
NO | NO | [5 empty] | Welch Allyn Inc | 53STO |  | JA091162 | MEMORIAL CITY - NUCLEAR MEDICINE | MHHS-Mem City | [5 empty] | West & Memorial City |  | MEMORIAL CITY - NUCLEAR MEDICINE | [5 empty] | MONITORS, PHYSIOLOGIC, VITAL SIGNS |  | MONITORVITALSIGNS-Welch Allyn-53S00 |  |  |  |  | MONITORVITALSIGNS-Welch Allyn-53S00 | Welch Allyn | [7 empty] | Covered PM Repair - Biomedical | MHHS-Mem City
NO | NO | [5 empty] | Welch Allyn Inc | 53STO |  | JA091573 | NE - MED/SURG | MHHS-Northeast | [5 empty] | Katy |  | NE - MED/SURG | [5 empty] | MONITORS, PHYSIOLOGIC, VITAL SIGNS |  | MONITORVITALSIGNS-Welch Allyn-53S00 |  |  |  |  | MONITORVITALSIGNS-Welch Allyn-53S00 | Welch Allyn | [7 empty] | Covered PM Repair - Biomedical | MHHS-Northeast
NO | NO | [5 empty] | Welch Allyn Inc | 53STO |  | JA103848 | NE - OCCUPATIONAL HEALTH | MHHS-Northeast | [5 empty] | Katy |  | NE - OCCUPATIONAL HEALTH | [5 empty] | MONITORS, PHYSIOLOGIC, VITAL SIGNS |  | MONITORVITALSIGNS-Welch Allyn-53S00 |  |  |  |  | MONITORVITALSIGNS-Welch Allyn-53S00 | Welch Allyn | [7 empty] | Covered PM Repair - Biomedical | MHHS-Northeast
NO | NO |  |  |  | 041-17303 |  | Welch Allyn Inc | 53STO |  | JA110135 | PARC - GESSNER INPATIENT REHAB | MHHS-PARC |  |  |  | 041-17303 |  | Central & Greater Heights |  | PARC - GESSNER INPATIENT REHAB | [5 empty] | MONITORS, PHYSIOLOGIC, VITAL SIGNS |  | MONITORVITALSIGNS-Welch Allyn-53S00 |  |  |  |  | MONITORVITALSIGNS-Welch Allyn-53S00 | Welch Allyn | [7 empty] | Covered PM Repair - Biomedical | MHHS-PARC
NO | NO |  |  |  | 041-17304 |  | Welch Allyn Inc | 53STO |  | JA110136 | PARC - GESSNER INPATIENT REHAB | MHHS-PARC |  |  |  | 041-17304 |  | Central & Greater Heights |  | PARC - GESSNER INPATIENT REHAB | [5 empty] | MONITORS, PHYSIOLOGIC, VITAL SIGNS |  | MONITORVITALSIGNS-Welch Allyn-53S00 |  |  |  |  | MONITORVITALSIGNS-Welch Allyn-53S00 | Welch Allyn | [7 empty] | Covered PM Repair - Biomedical | MHHS-PARC
NO | NO |  |  |  | 041-17305 |  | Welch Allyn Inc | 53STO |  | JA110137 | PARC - GESSNER INPATIENT REHAB | MHHS-PARC |  |  |  | 041-17305 |  | Central & Greater Heights |  | PARC - GESSNER INPATIENT REHAB | [5 empty] | MONITORS, PHYSIOLOGIC, VITAL SIGNS |  | MONITORVITALSIGNS-Welch Allyn-53S00 |  |  |  |  | MONITORVITALSIGNS-Welch Allyn-53S00 | Welch Allyn | [7 empty] | Covered PM Repair - Biomedical | MHHS-PARC
NO | NO | [5 empty] | Welch Allyn Inc | 53STO |  | JA090786 | SW - CDU | MHHS-Southwest | [5 empty] | Southwest |  | SW - CDU | [5 empty] | MONITORS, PHYSIOLOGIC, VITAL SIGNS |  | MONITORVITALSIGNS-Welch Allyn-53S00 |  |  |  |  | MONITORVITALSIGNS-Welch Allyn-53S00 | Welch Allyn | [7 empty] | Covered PM Repair - Biomedical | MHHS-Southwest
NO | NO |  |  |  | 013-19394 |  | Welch Allyn Inc | 53STO |  | JA107137 | SW - HVI - NONINVASIVE CARDIOLOGY | MHHS-Southwest |  |  |  | 013-19394 |  | Southwest |  | SW - HVI - NONINVASIVE CARDIOLOGY | [5 empty] | MONITORS, PHYSIOLOGIC, VITAL SIGNS |  | MONITORVITALSIGNS-Welch Allyn-53S00 |  |  |  |  | MONITORVITALSIGNS-Welch Allyn-53S00 | Welch Allyn | [7 empty] | Covered PM Repair - Biomedical | MHHS-Southwest
NO | NO | [5 empty] | Welch Allyn Inc | 53STO |  | ja090746 | SW - NEUOROLOGY | MHHS-Southwest | [5 empty] | Southwest |  | SW - NEUOROLOGY | [5 empty] | MONITORS, PHYSIOLOGIC, VITAL SIGNS |  | MONITORVITALSIGNS-Welch Allyn-53S00 |  |  |  |  | MONITORVITALSIGNS-Welch Allyn-53S00 | Welch Allyn | [7 empty] | Not Covered Vendor Only - Biomedical | MHHS-Southwest
NO | NO |  |  |  | 013-18364 |  | Welch Allyn Inc | 53STO |  | JA090769 | SW - PROF BLDG 1 - SAME DAY SURGERY | MHHS-Southwest |  |  |  | 013-18364 |  | Southwest |  | SW - PROF BLDG 1 - SAME DAY SURGERY | [5 empty] | MONITORS, PHYSIOLOGIC, VITAL SIGNS |  | MONITORVITALSIGNS-Welch Allyn-53S00 |  |  |  |  | MONITORVITALSIGNS-Welch Allyn-53S00 | Welch Allyn | [7 empty] | Covered PM Repair - Biomedical | MHHS-Southwest
NO | NO |  |  |  | 241-02132 |  | Welch Allyn Inc | 53STO |  | JA088664 | TIRR - UROLOGY/SPEC PROC (17) | MHHS-TIRR |  |  |  | 241-02132 |  | TMC |  | TIRR - UROLOGY/SPEC PROC (17) | [5 empty] | MONITORS, PHYSIOLOGIC, VITAL SIGNS |  | MONITORVITALSIGNS-Welch Allyn-53S00 |  |  |  |  | MONITORVITALSIGNS-Welch Allyn-53S00 | Welch Allyn | [7 empty] | Covered PM Repair - Biomedical | MHHS-TIRR
NO | NO |  |  |  | 069-43696 |  | Welch Allyn Inc | 53STO |  | JA091827 | TMC - CULLEN - ACE (4C) | MHHS-TMC |  |  |  | 069-43696 |  | TMC |  | TMC - CULLEN - ACE (4C) | [5 empty] | MONITORS, PHYSIOLOGIC, VITAL SIGNS |  | MONITORVITALSIGNS-Welch Allyn-53S00 |  |  |  |  | MONITORVITALSIGNS-Welch Allyn-53S00 | Welch Allyn | [7 empty] | Covered PM Repair - Biomedical | MHHS-TMC
NO | NO |  |  |  | 069-33079 |  | Welch Allyn Inc | 53STO |  | JA091582 | TMC - CULLEN - CARDIAC TELEMETRY (5C) | MHHS-TMC |  |  |  | 069-33079 |  | TMC |  | TMC - CULLEN - CARDIAC TELEMETRY (5C) | [5 empty] | MONITORS, PHYSIOLOGIC, VITAL SIGNS |  | MONITORVITALSIGNS-Welch Allyn-53S00 |  |  |  |  | MONITORVITALSIGNS-Welch Allyn-53S00 | Welch Allyn | [7 empty] | Covered PM Repair - Biomedical | MHHS-TMC
NO | NO |  |  |  | 069-38720 |  | Welch Allyn Inc | 53STO |  | JA091828 | TMC - CULLEN - CARDIAC TELEMETRY (5C) | MHHS-TMC |  |  |  | 069-38720 |  | TMC |  | TMC - CULLEN - CARDIAC TELEMETRY (5C) | [5 empty] | MONITORS, PHYSIOLOGIC, VITAL SIGNS |  | MONITORVITALSIGNS-Welch Allyn-53S00 |  |  |  |  | MONITORVITALSIGNS-Welch Allyn-53S00 | Welch Allyn | [7 empty] | Covered PM Repair - Biomedical | MHHS-TMC
NO | NO | [5 empty] | Welch Allyn Inc | 53STO |  | JA091482 | TMC - CULLEN - CARDIAC TELEMETRY (5C) | MHHS-TMC | [5 empty] | TMC |  | TMC - CULLEN - CARDIAC TELEMETRY (5C) | [5 empty] | MONITORS, PHYSIOLOGIC, VITAL SIGNS |  | MONITORVITALSIGNS-Welch Allyn-53S00 |  |  |  |  | MONITORVITALSIGNS-Welch Allyn-53S00 | Welch Allyn | [7 empty] | Covered PM Repair - Biomedical | MHHS-TMC
NO | NO | [5 empty] | Welch Allyn Inc | 53STO |  | JA091558 | TMC - CULLEN - GENERAL MEDICINE (3C) | MHHS-TMC | [5 empty] | TMC |  | TMC - CULLEN - GENERAL MEDICINE (3C) | [5 empty] | MONITORS, PHYSIOLOGIC, VITAL SIGNS |  | MONITORVITALSIGNS-Welch Allyn-53S00 |  |  |  |  | MONITORVITALSIGNS-Welch Allyn-53S00 | Welch Allyn | [7 empty] | Covered PM Repair - Biomedical | MHHS-TMC
NO | NO |  |  |  | 069-40191 |  | Welch Allyn Inc | 53STO |  | JA091577 | TMC - CULLEN - ONCOLOGY/HEMATOLOGY (4C) | MHHS-TMC |  |  |  | 069-40191 |  | TMC |  | TMC - CULLEN - ONCOLOGY/HEMATOLOGY (4C) | [5 empty] | MONITORS, PHYSIOLOGIC, VITAL SIGNS |  | MONITORVITALSIGNS-Welch Allyn-53S00 |  |  |  |  | MONITORVITALSIGNS-Welch Allyn-53S00 | Welch Allyn | [7 empty] | Covered PM Repair - Biomedical | MHHS-TMC
NO | NO |  |  |  | 069-41138 |  | Welch Allyn Inc | 53STO |  | JA091583 | TMC - CULLEN - ONCOLOGY/HEMATOLOGY (4C) | MHHS-TMC |  |  |  | 069-41138 |  | TMC |  | TMC - CULLEN - ONCOLOGY/HEMATOLOGY (4C) | [5 empty] | MONITORS, PHYSIOLOGIC, VITAL SIGNS |  | MONITORVITALSIGNS-Welch Allyn-53S00 |  |  |  |  | MONITORVITALSIGNS-Welch Allyn-53S00 | Welch Allyn | [7 empty] | Covered PM Repair - Biomedical | MHHS-TMC
NO | NO |  |  |  | 069-33078 |  | Welch Allyn Inc | 53STO |  | JA091556 | TMC - EPILEPSY - ADULT EMU (3J) | MHHS-TMC |  |  |  | 069-33078 |  | TMC |  | TMC - EPILEPSY - ADULT EMU (3J) | [5 empty] | MONITORS, PHYSIOLOGIC, VITAL SIGNS |  | MONITORVITALSIGNS-Welch Allyn-53S00 |  |  |  |  | MONITORVITALSIGNS-Welch Allyn-53S00 | Welch Allyn | [7 empty] | Covered PM Repair - Biomedical | MHHS-TMC
NO | NO |  |  |  | 069-33088 |  | Welch Allyn Inc | 53STO |  | JA091587 | TMC - EPILEPSY - PEDI EMU (10HP) | MHHS-TMC |  |  |  | 069-33088 |  | TMC |  | TMC - EPILEPSY - PEDI EMU (10HP) | [5 empty] | MONITORS, PHYSIOLOGIC, VITAL SIGNS |  | MONITORVITALSIGNS-Welch Allyn-53S00 |  |  |  |  | MONITORVITALSIGNS-Welch Allyn-53S00 | Welch Allyn | [7 empty] | Covered PM Repair - Biomedical | MHHS-TMC
NO | NO |  |  |  | 069-38924 |  | Welch Allyn Inc | 53STO |  | JA091169 | TMC - JONES - BARIATRICS (9EJ) | MHHS-TMC |  |  |  | 069-38924 |  | TMC |  | TMC - JONES - BARIATRICS (9EJ) | [5 empty] | MONITORS, PHYSIOLOGIC, VITAL SIGNS |  | MONITORVITALSIGNS-Welch Allyn-53S00 |  |  |  |  | MONITORVITALSIGNS-Welch Allyn-53S00 | Welch Allyn | [7 empty] | Covered PM Repair - Biomedical | MHHS-TMC
NO | NO |  |  |  | 069-33089 |  | Welch Allyn Inc | 53STO |  | JA091823 | TMC - JONES - BURN UNIT (8J) | MHHS-TMC |  |  |  | 069-33089 |  | TMC |  | TMC - JONES - BURN UNIT (8J) | [5 empty] | MONITORS, PHYSIOLOGIC, VITAL SIGNS |  | MONITORVITALSIGNS-Welch Allyn-53S00 |  |  |  |  | MONITORVITALSIGNS-Welch Allyn-53S00 | Welch Allyn | [7 empty] | Covered PM Repair - Biomedical | MHHS-TMC
NO | NO |  |  |  | 069-41142 |  | Welch Allyn Inc | 53STO |  | JA091557 | TMC - JONES - BURN UNIT (8J) | MHHS-TMC |  |  |  | 069-41142 |  | TMC |  | TMC - JONES - BURN UNIT (8J) | [5 empty] | MONITORS, PHYSIOLOGIC, VITAL SIGNS |  | MONITORVITALSIGNS-Welch Allyn-53S00 |  |  |  |  | MONITORVITALSIGNS-Welch Allyn-53S00 | Welch Allyn | [7 empty] | Covered PM Repair - Biomedical | MHHS-TMC
NO | NO |  |  |  | 069-41158 |  | Welch Allyn Inc | 53STO |  | JA091584 | TMC - JONES - BURN UNIT (8J) | MHHS-TMC |  |  |  | 069-41158 |  | TMC |  | TMC - JONES - BURN UNIT (8J) | [5 empty] | MONITORS, PHYSIOLOGIC, VITAL SIGNS |  | MONITORVITALSIGNS-Welch Allyn-53S00 |  |  |  |  | MONITORVITALSIGNS-Welch Allyn-53S00 | Welch Allyn | [7 empty] | Covered PM Repair - Biomedical | MHHS-TMC
NO | NO |  |  |  | 069-38724 |  | Welch Allyn Inc | 53STO |  | JA091572 | TMC - JONES - INPATIENT REHAB (4J) | MHHS-TMC |  |  |  | 069-38724 |  | TMC |  | TMC - JONES - INPATIENT REHAB (4J) | [5 empty] | MONITORS, PHYSIOLOGIC, VITAL SIGNS |  | MONITORVITALSIGNS-Welch Allyn-53S00 |  |  |  |  | MONITORVITALSIGNS-Welch Allyn-53S00 | Welch Allyn | [7 empty] | Covered PM Repair - Biomedical | MHHS-TMC
NO | NO |  |  |  | 069-38328 |  | Welch Allyn Inc | 53STO |  | JA091824 | TMC - JONES - SILVER TRAUMA/TCU (8J) | MHHS-TMC |  |  |  | 069-38328 |  | TMC |  | TMC - JONES - SILVER TRAUMA/TCU (8J) | [5 empty] | MONITORS, PHYSIOLOGIC, VITAL SIGNS |  | MONITORVITALSIGNS-Welch Allyn-53S00 |  |  |  |  | MONITORVITALSIGNS-Welch Allyn-53S00 | Welch Allyn | [7 empty] | Covered PM Repair - Biomedical | MHHS-TMC
NO | NO |  |  |  | 069-38918 |  | Welch Allyn Inc | 53STO |  | JA091552 | TMC - JONES - SILVER TRAUMA/TCU (8J) | MHHS-TMC |  |  |  | 069-38918 |  | TMC |  | TMC - JONES - SILVER TRAUMA/TCU (8J) | [5 empty] | MONITORS, PHYSIOLOGIC, VITAL SIGNS |  | MONITORVITALSIGNS-Welch Allyn-53S00 |  |  |  |  | MONITORVITALSIGNS-Welch Allyn-53S00 | Welch Allyn | [7 empty] | Covered PM Repair - Biomedical | MHHS-TMC
NO | NO |  |  |  | 069-38710 |  | Welch Allyn Inc | 53STO |  | JA091825 | TMC - JONES - TX TRAUMA (6J) | MHHS-TMC |  |  |  | 069-38710 |  | TMC |  | TMC - JONES - TX TRAUMA (6J) | [5 empty] | MONITORS, PHYSIOLOGIC, VITAL SIGNS |  | MONITORVITALSIGNS-Welch Allyn-53S00 |  |  |  |  | MONITORVITALSIGNS-Welch Allyn-53S00 | Welch Allyn | [7 empty] | Covered PM Repair - Biomedical | MHHS-TMC
NO | NO |  |  |  | 069-38835 |  | Welch Allyn Inc | 53STO |  | JA098928 | TMC - JONES - TX TRAUMA (6J) | MHHS-TMC |  |  |  | 069-38835 |  | TMC |  | TMC - JONES - TX TRAUMA (6J) | [5 empty] | MONITORS, PHYSIOLOGIC, VITAL SIGNS |  | MONITORVITALSIGNS-Welch Allyn-53S00 |  |  |  |  | MONITORVITALSIGNS-Welch Allyn-53S00 | Welch Allyn | [7 empty] | Covered PM Repair - Biomedical | MHHS-TMC
NO | NO |  |  |  | 077-08175 |  | Welch Allyn Inc | 53STO |  | JA091575 | TMC - JONES - TX TRAUMA (6J) | MHHS-TMC |  |  |  | 077-08175 |  | TMC |  | TMC - JONES - TX TRAUMA (6J) | [5 empty] | MONITORS, PHYSIOLOGIC, VITAL SIGNS |  | MONITORVITALSIGNS-Welch Allyn-53S00 |  |  |  |  | MONITORVITALSIGNS-Welch Allyn-53S00 | Welch Allyn | [7 empty] | Covered PM Repair - Biomedical | MHHS-TMC
NO | NO |  |  |  | 069-33123 |  | Welch Allyn Inc | 53STO |  |  | TMC - OR - ROBERTSON (2R) | MHHS-TMC |  |  |  | 069-33123 |  | TMC |  | TMC - OR - ROBERTSON (2R) | [5 empty] | MONITORS, PHYSIOLOGIC, VITAL SIGNS |  | MONITORVITALSIGNS-Welch Allyn-53S00 |  |  |  |  | MONITORVITALSIGNS-Welch Allyn-53S00 | Welch Allyn | [7 empty] | Covered PM Repair - Biomedical | MHHS-TMC
NO | NO |  |  |  | 069-33093 |  | Welch Allyn Inc | 53STO |  | JA091585 | TMC - PLAZA - CARDIAC REHAB (UT POB) | MHHS-TMC |  |  |  | 069-33093 |  | TMC |  | TMC - PLAZA - CARDIAC REHAB (UT POB) | [5 empty] | MONITORS, PHYSIOLOGIC, VITAL SIGNS |  | MONITORVITALSIGNS-Welch Allyn-53S00 |  |  |  |  | MONITORVITALSIGNS-Welch Allyn-53S00 | Welch Allyn | [7 empty] | Covered PM Repair - Biomedical | MHHS-TMC
NO | NO |  |  |  | 029-08653 |  | Welch Allyn Inc | 53STO |  | JA113807 | WOODLANDS - PREADMISSION | MHHS-Woodlands |  |  |  | 029-08653 |  | Woodlands |  | WOODLANDS - PREADMISSION | [5 empty] | MONITORS, PHYSIOLOGIC, VITAL SIGNS |  | MONITORVITALSIGNS-Welch Allyn-53S00 |  |  |  |  | MONITORVITALSIGNS-Welch Allyn-53S00 | Welch Allyn | [7 empty] | Covered PM Repair - Biomedical | MHHS-Woodlands
NO | YES |  |  |  | 133-10068 | 133-10068 | Welch Allyn Inc | 53STP-E1 |  | JA091329 | Katy-Biomedical Services | MHHS-Katy |  |  |  | 133-10068 | 133-10068 | Katy | MHHS-Katy | Katy-Biomedical Services | Pepi ER Unit | 10/1/19 | 10/1/20 |  |  | MONITORS, BEDSIDE, BLOOD PRESSURE | Monitor, Vital Signs | MONITORVITALSIGNS-Welch Allyn-53S00 |  |  |  |  | MONITORVITALSIGNS-Welch Allyn-53S00 | Welch Allyn | [6 empty] | MVS-A | Covered PM Repair - Biomedical | MHHS-Katy | [8 empty] | MONITORVITALSIGNS | Monitor, Vital Signs | Welch Allyn
NO | YES |  |  |  | 133-06676 | 133-06676 | Welch Allyn Inc | 53STP-E1 |  | JA088418 | Katy-ER | MHHS-Katy |  |  |  | 133-06676 | 133-06676 | Katy | MHHS-Katy | Katy-ER | Katy - ER | 1/1/19 |  |  |  | MONITORS, BEDSIDE, BLOOD PRESSURE | Monitor, Vital Signs | MONITORVITALSIGNS-Welch Allyn-53S00 |  |  |  |  | MONITORVITALSIGNS-Welch Allyn-53S00 | Welch Allyn | [6 empty] | MVS-A | Covered PM Repair - Biomedical | MHHS-Katy | [8 empty] | MONITORVITALSIGNS | Monitor, Vital Signs | Welch Allyn
NO | YES |  |  |  | 133-06677 | 133-06677 | Welch Allyn Inc | 53STP-E1 |  | JA088419 | KATY - AMBULATORY CARE | MHHS-Katy |  |  |  | 133-06677 | 133-06677 | Katy | Memorial Hermann Katy Hospital | KATY - AMBULATORY CARE | W1-228 | 8/1/19 |  |  |  | MONITORS, BEDSIDE, BLOOD PRESSURE | Monitor, Vital Signs | MONITORVITALSIGNS-Welch Allyn-53S00 |  |  |  |  | MONITORVITALSIGNS-Welch Allyn-53S00 | Welch Allyn | [6 empty] | MVS-A | Covered PM Repair - Biomedical | MHHS-Katy | [8 empty] | MONITORVITALSIGNS | Monitor, Vital Signs | Welch Allyn
NO | YES |  |  |  | 133-06678 | 133-06678 | Welch Allyn Inc | 53STP-E1 |  | JA088420 | KATY - AMBULATORY CARE | MHHS-Katy |  |  |  | 133-06678 | 133-06678 | Katy | Memorial Hermann Katy Hospital | KATY - AMBULATORY CARE | W1-228 | 8/1/19 | 8/1/20 |  |  | MONITORS, BEDSIDE, BLOOD PRESSURE | Monitor, Vital Signs | MONITORVITALSIGNS-Welch Allyn-53S00 |  |  |  |  | MONITORVITALSIGNS-Welch Allyn-53S00 | Welch Allyn | [6 empty] | MVS-A | Covered PM Repair - Biomedical | MHHS-Katy | [8 empty] | MONITORVITALSIGNS | Monitor, Vital Signs | Welch Allyn
NO | YES |  |  |  | 133-07173 | 133-07173 | Welch Allyn Inc | 53STP-E1 |  | JA086545 | Katy-Med/Surg 5th Floor | MHHS-Katy |  |  |  | 133-07173 | 133-07173 | Katy | MHHS-Katy | Katy-Med/Surg 5th Floor | Equipment Storage W5:160.1 | 10/1/19 | 10/1/20 |  |  | MONITORS, BEDSIDE, BLOOD PRESSURE | Monitor, Vital Signs | MONITORVITALSIGNS-Welch Allyn-53S00 |  |  |  |  | MONITORVITALSIGNS-Welch Allyn-53S00 | Welch Allyn | [6 empty] | MVS-A | Covered PM Repair - Biomedical | MHHS-Katy | [8 empty] | MONITORVITALSIGNS | Monitor, Vital Signs | Welch Allyn
NO | YES |  |  |  | 133-07722 | 133-07722 | Welch Allyn Inc | 53STP-E1 |  | JA091331 | Katy-Med/Surg 5th Floor | MHHS-Katy |  |  |  | 133-07722 | 133-07722 | Katy | MHHS-Katy | Katy-Med/Surg 5th Floor | MEDSURG Storage W5 144.5 | 10/1/19 | 10/1/20 |  |  | MONITORS, BEDSIDE, BLOOD PRESSURE | Monitor, Vital Signs | MONITORVITALSIGNS-Welch Allyn-53S00 |  |  |  |  | MONITORVITALSIGNS-Welch Allyn-53S00 | Welch Allyn |  |  |  |  | 1/11/16 |  | MVS-A | Covered PM Repair - Biomedical | MHHS-Katy | [8 empty] | MONITORVITALSIGNS | Monitor, Vital Signs | Welch Allyn
NO | YES |  |  |  | 133-07724 | 133-07724 | Welch Allyn Inc | 53STP-E1 |  | JA091328 | Katy-Med/Surg 6th Floor | MHHS-Katy |  |  |  | 133-07724 | 133-07724 | Katy | MHHS-Katy | Katy-Med/Surg 6th Floor | Biomed | 10/1/19 | 10/1/20 |  |  | MONITORS, BEDSIDE, BLOOD PRESSURE | Monitor, Vital Signs | MONITORVITALSIGNS-Welch Allyn-53S00 |  |  |  |  | MONITORVITALSIGNS-Welch Allyn-53S00 | Welch Allyn |  |  |  |  | 1/11/16 |  | MVS-A | Covered PM Repair - Biomedical | MHHS-Katy | [8 empty] | MONITORVITALSIGNS | Monitor, Vital Signs | Welch Allyn
NO | YES |  |  |  | 133-07600 | 133-07600 | Welch Allyn Inc | 53STP-E1 |  | JA101091 | Katy-Med/Surg 6th Floor | MHHS-Katy |  |  |  | 133-07600 | 133-07600 | Katy | MHHS-Katy | Katy-Med/Surg 6th Floor | Biomed | 10/1/19 | 10/1/20 |  |  | MONITORS, BEDSIDE, BLOOD PRESSURE | Monitor, Vital Signs | MONITORVITALSIGNS-Welch Allyn-53S00 |  |  |  |  | MONITORVITALSIGNS-Welch Allyn-53S00 | Welch Allyn |  |  |  |  | 1/11/16 |  | MVS-A | Covered PM Repair - Biomedical | MHHS-Katy | [8 empty] | MONITORVITALSIGNS | Monitor, Vital Signs | Welch Allyn
NO | YES |  |  |  | 133-07660 | 133-07660 | Welch Allyn Inc | 53STP-E1 |  | JA104999 | OPID-(KY)-Katy-445 (Mp1) | MHHS-Katy |  |  |  | 133-07660 | 133-07660 | Katy | MHHS-Others | OPID-(KY)-Katy-445 (Mp1) |  | 12/1/19 | 12/1/20 |  |  | MONITORS, BEDSIDE, BLOOD PRESSURE | Monitor, Vital Signs | MONITORVITALSIGNS-Welch Allyn-53S00 |  |  |  |  | MONITORVITALSIGNS-Welch Allyn-53S00 | Welch Allyn |  |  |  |  | 1/11/16 |  | MVS-A | Covered PM Repair - Biomedical | MHHS-Katy | [8 empty] | MONITORVITALSIGNS | Monitor, Vital Signs | Welch Allyn
NO | YES |  |  |  | 133-07175 | 133-07175 | Welch Allyn Inc | 53STP-E1 |  | JA086542 | Katy-Postpartum-2W | MHHS-Katy |  |  |  | 133-07175 | 133-07175 | Katy | MHHS-Katy | Katy-Postpartum-2W | Hallway | 11/1/19 | 11/1/20 |  |  | MONITORS, BEDSIDE, BLOOD PRESSURE | Monitor, Vital Signs | MONITORVITALSIGNS-Welch Allyn-53S00 |  |  |  |  | MONITORVITALSIGNS-Welch Allyn-53S00 | Welch Allyn |  |  |  |  | 1/11/16 |  | MVS-A | Covered PM Repair - Biomedical | MHHS-Katy | [8 empty] | MONITORVITALSIGNS | Monitor, Vital Signs | Welch Allyn
NO | YES |  |  |  | 133-07599 | 133-07599 | Welch Allyn Inc | 53STP-E1 |  | JA101882 | Katy-Postpartum-2W | MHHS-Katy |  |  |  | 133-07599 | 133-07599 | Katy | MHHS-Katy | Katy-Postpartum-2W | Room 315 | 7/1/19 | 7/1/20 |  |  | MONITORS, BEDSIDE, BLOOD PRESSURE | Monitor, Vital Signs | MONITORVITALSIGNS-Welch Allyn-53S00 |  |  |  |  | MONITORVITALSIGNS-Welch Allyn-53S00 | Welch Allyn |  |  |  |  | 1/11/16 |  | MVS-A | Covered PM Repair - Biomedical | MHHS-Katy | [8 empty] | MONITORVITALSIGNS | Monitor, Vital Signs | Welch Allyn
NO | YES |  |  |  | 133-07601 | 133-07601 | Welch Allyn Inc | 53STP-E1 |  | JA101883 | Katy-Postpartum-2W | MHHS-Katy |  |  |  | 133-07601 | 133-07601 | Katy | MHHS-Katy | Katy-Postpartum-2W | Hallway | 5/1/19 | 5/1/20 |  |  | MONITORS, BEDSIDE, BLOOD PRESSURE | Monitor, Vital Signs | MONITORVITALSIGNS-Welch Allyn-53S00 |  |  |  |  | MONITORVITALSIGNS-Welch Allyn-53S00 | Welch Allyn |  |  |  |  | 1/11/16 |  | MVS-A | Covered PM Repair - Biomedical | MHHS-Katy | [8 empty] | MONITORVITALSIGNS | Monitor, Vital Signs | Welch Allyn
NO | YES |  |  |  | 005-09176 | 005-09176 | Welch Allyn Inc | 53STP-E1 |  | ja090265 | CBC - (SE) - MATTHYS ELEMENTARY SCHOOL | MHHS-Neighborhood Clinics |  |  |  | 005-09176 | 005-09176 | Southeast & Bay Area |  | CBC - (SE) - MATTHYS ELEMENTARY SCHOOL |  | 04/12/2019 |  |  |  | MONITORS, BEDSIDE, BLOOD PRESSURE |  | MONITORVITALSIGNS-Welch Allyn-53S00 |  |  |  |  | MONITORVITALSIGNS-Welch Allyn-53S00 | Welch Allyn | [7 empty] | Covered PM Repair - Biomedical | MHHS-Neighborhood Clinics
NO | YES | [5 empty] | Welch Allyn Inc | 53STP-E1 |  | JA091327 | Memorial city - out patient surgery | MHHS-Mem City | [5 empty] | West and memorial city | Memorial city - memorial herman hospital | Memorial city - out patient surgery | Minor prcedure one |  |  |  |  | MONITORS, BEDSIDE, BLOOD PRESSURE |  | MONITORVITALSIGNS-Welch Allyn-53S00 |  |  |  |  | MONITORVITALSIGNS-Welch Allyn-53S00 | Welch Allyn | [7 empty] | Covered PM Repair - Biomedical | MHHS-Mem City
NO | YES |  |  |  | 133-07659 | 133-07659 | Welch Allyn Inc | 53STP-E1 |  | JA105001 | OPID-(KY)-Katy-445 (Mp1) | MHHS-OPID |  |  |  | 133-07659 | 133-07659 | Katy | MHHS-Others | OPID-(KY)-Katy-445 (Mp1) |  | 1/1/19 | 1/1/21 |  |  | MONITORS, BEDSIDE, BLOOD PRESSURE | Monitor, Vital Signs | MONITORVITALSIGNS-Welch Allyn-53S00 |  |  |  |  | MONITORVITALSIGNS-Welch Allyn-53S00 | Welch Allyn | [6 empty] | MVS-A | Covered PM Repair - Biomedical | MHHS-OPID | [8 empty] | MONITORVITALSIGNS | Monitor, Vital Signs | Welch Allyn
NO | YES |  |  |  | 041-16003 | 041-16003 | Welch Allyn Inc | 53STP-E1 |  | JA088972 | Breast care womens center | MHHS-OPID |  |  |  | 041-16003 | 041-16003 | West | Memorial Hermann Imaging Center - Memorial City-915-#100 | Breast care womens center | Biopsy ultrasound 322 | 6/1/19 |  | 6/1/20 |  | MONITORS, BEDSIDE, BLOOD PRESSURE |  | MONITORVITALSIGNS-Welch Allyn-53S00 |  |  |  |  | MONITORVITALSIGNS-Welch Allyn-53S00 | Welch Allyn | [7 empty] | Covered PM Repair - Biomedical | MHHS-OPID
NO | YES |  |  |  | 029-06631 | 029-06631 | Welch Allyn Inc | 53STP-E1 |  | JA093885 | OPID-(WDLS)-Woodlands-430 (Mp3) | MHHS-OPID |  |  |  | 029-06631 | 029-06631 | Woodlands | MHHS-Others | OPID-(WDLS)-Woodlands-430 (Mp3) | Hallway | 6/1/19 |  | 8/1/20 |  | MONITORS, BEDSIDE, BLOOD PRESSURE | Monitor, Vital Signs | MONITORVITALSIGNS-Welch Allyn-53S00 |  |  |  |  | MONITORVITALSIGNS-Welch Allyn-53S00 | Welch Allyn | [6 empty] | MVS-A | Covered PM Repair - Biomedical | MHHS-OPID | [8 empty] | MONITORVITALSIGNS | Monitor, Vital Signs | Welch Allyn
NO | YES |  |  |  | 029-06632 | 029-06632 | Welch Allyn Inc | 53STP-E1 |  | JA093881 | OPID-(WDLS)-Woodlands-430 (Mp3) | MHHS-OPID |  |  |  | 029-06632 | 029-06632 | Woodlands | MHHS-Others | OPID-(WDLS)-Woodlands-430 (Mp3) |  | 8/1/19 |  | 8/1/20 |  | MONITORS, BEDSIDE, BLOOD PRESSURE | Monitor, Vital Signs | MONITORVITALSIGNS-Welch Allyn-53S00 |  |  |  |  | MONITORVITALSIGNS-Welch Allyn-53S00 | Welch Allyn | [6 empty] | MVS-A | Covered PM Repair - Biomedical | MHHS-OPID | [8 empty] | MONITORVITALSIGNS | Monitor, Vital Signs | Welch Allyn
NO | YES |  |  |  | 005-08104 | 005-08104 | Welch Allyn Inc | 53STP-E1 |  | JA089145 | SE-Outpatient Lab | MHHS-Southeast |  |  |  | 005-08104 | 005-08104 | Southeast | MHHS-Southeast | SE-Outpatient Lab | 4 floor storage | 2/1/19 |  | 2/1/20 |  | MONITORS, BEDSIDE, BLOOD PRESSURE |  | MONITORVITALSIGNS-Welch Allyn-53S00 |  |  |  |  | MONITORVITALSIGNS-Welch Allyn-53S00 | Welch Allyn |  |  |  |  | 11/30/17 |  |  | Covered PM Repair - Biomedical | MHHS-Southeast
NO | YES |  |  |  | 005-08081 | 005-08081 | Welch Allyn Inc | 53STP-E1 |  | JA088959 | SE-Emergency Center | MHHS-Southeast |  |  |  | 005-08081 | 005-08081 | Southeast | MHHS-Southeast | SE-Emergency Center | 4 th floor storage | 11/1/19 |  |  |  | MONITORS, BEDSIDE, BLOOD PRESSURE |  | MONITORVITALSIGNS-Welch Allyn-53S00 |  |  |  |  | MONITORVITALSIGNS-Welch Allyn-53S00 | Welch Allyn |  |  |  |  | 11/30/17 |  |  | Covered PM Repair - Biomedical | MHHS-Southeast
NO | YES |  |  |  | 005-08097 | 005-08097 | Welch Allyn Inc | 53STP-E1 |  | JA088968 | SE-Emergency Center | MHHS-Southeast |  |  |  | 005-08097 | 005-08097 | Southeast | MHHS-Southeast | SE-Emergency Center | 4th floor storage | 12/1/19 |  |  |  | MONITORS, BEDSIDE, BLOOD PRESSURE |  | MONITORVITALSIGNS-Welch Allyn-53S00 |  |  |  |  | MONITORVITALSIGNS-Welch Allyn-53S00 | Welch Allyn | [7 empty] | Covered PM Repair - Biomedical | MHHS-Southeast
NO | YES |  |  |  | 005-08078 | 005-08078 | Welch Allyn Inc | 53STP-E1 |  | JA089060 | SE-Noninvasive Cardiology | MHHS-Southeast |  |  |  | 005-08078 | 005-08078 | Southeast | MHHS-Southeast | SE-Noninvasive Cardiology | 4 floor storage | 7/1/19 |  | 7/1/20 |  | MONITORS, BEDSIDE, BLOOD PRESSURE |  | MONITORVITALSIGNS-Welch Allyn-53S00 |  |  |  |  | MONITORVITALSIGNS-Welch Allyn-53S00 | Welch Allyn |  |  |  |  | 9/2/16 |  |  | Covered PM Repair - Biomedical | MHHS-Southeast
NO | YES |  |  |  |  | 013-18414 | Welch Allyn Inc | 53STP-E1 |  | JA091177 | SW-Preop | MHHS-Southwest |  |  |  |  | 013-18414 | Southwest | MHHS-Southwest | SW-Preop | Room 20 | 9/1/19 |  | 9/1/20 |  | MONITORS, BEDSIDE, BLOOD PRESSURE | Monitor, Vital Signs | MONITORVITALSIGNS-Welch Allyn-53S00 |  |  |  |  | MONITORVITALSIGNS-Welch Allyn-53S00 | Welch Allyn |  |  |  |  | 1/11/16 |  | MVS-A | Covered PM Repair - Biomedical | MHHS-Southwest | [8 empty] | MONITORVITALSIGNS | Monitor, Vital Signs | Welch Allyn
NO | YES |  |  |  | 099-14082 | 099-14082 | Welch Allyn Inc | 53STP-E1 |  | JA090820 | SW-Med/Surg Floors | MHHS-Southwest |  |  |  | 099-14082 | 099-14082 | Southwest | MHHS-Southwest | SW-Med/Surg Floors | Floor 9 | 10/1/19 |  |  |  | MONITORS, BEDSIDE, BLOOD PRESSURE | Monitor, Vital Signs | MONITORVITALSIGNS-Welch Allyn-53S00 |  |  |  |  | MONITORVITALSIGNS-Welch Allyn-53S00 | Welch Allyn |  |  |  |  | 7/15/16 |  | MVS-A | Covered PM Repair - Biomedical | MHHS-Southwest | [8 empty] | MONITORVITALSIGNS | Monitor, Vital Signs | Welch Allyn
NO | YES | [5 empty] | Welch Allyn Inc | 53STP-E1 |  | JA088596 | SW-Nursery | MHHS-Southwest | [5 empty] | Southwest | MHHS-Southwest | SW-Nursery |  | 11/1/19 |  | 11/1/20 |  | MONITORS, BEDSIDE, BLOOD PRESSURE | Monitor, Vital Signs | MONITORVITALSIGNS-Welch Allyn-53S00 |  |  |  |  | MONITORVITALSIGNS-Welch Allyn-53S00 | Welch Allyn | [6 empty] | MVS-A | Covered PM Repair - Biomedical | MHHS-Southwest | [8 empty] | MONITORVITALSIGNS | Monitor, Vital Signs | Welch Allyn
NO | YES | [5 empty] | Welch Allyn Inc | 53STP-E1 |  | JA090984 | SW-Nursery | MHHS-Southwest | [5 empty] | Southwest | MHHS-Southwest | SW-Nursery |  | 8/1/19 |  |  |  | MONITORS, BEDSIDE, BLOOD PRESSURE | Monitor, Vital Signs | MONITORVITALSIGNS-Welch Allyn-53S00 |  |  |  |  | MONITORVITALSIGNS-Welch Allyn-53S00 | Welch Allyn |  |  |  |  | 11/17/16 |  | MVS-A | Covered PM Repair - Biomedical | MHHS-Southwest | [8 empty] | MONITORVITALSIGNS | Monitor, Vital Signs | Welch Allyn
NO | YES | Asset Tag 013-18367 |  |  | 013-18367 | 013-18367 | Welch Allyn Inc | 53STP-E1 |  | JA090772 | SW-Senior Medicine | MHHS-Southwest |  |  |  | 013-18367 | 013-18367 | Southwest | MHHS-Southwest | SW-Senior Medicine |  | 9/23/19 |  |  |  | MONITORS, BEDSIDE, BLOOD PRESSURE | Monitor, Vital Signs | MONITORVITALSIGNS-Welch Allyn-53S00 |  |  |  |  | MONITORVITALSIGNS-Welch Allyn-53S00 | Welch Allyn |  |  |  |  | 7/16/20 | Finished from Script 3/27/2020 12:11:52pm (Central) | MVS-A | Not Covered Vendor Only - Biomedical | MHHS-Southwest | [8 empty] | MONITORVITALSIGNS | Monitor, Vital Signs | Welch Allyn
NO | YES |  |  |  | 029-06625 | 029-06625 | Welch Allyn Inc | 53STP-E1 |  | JA093893 | TIRR-Op-Woodlands (Mp2, Ste 200) | MHHS-TIRR |  |  |  | 029-06625 | 029-06625 | Woodlands | MHHS-Others | TIRR-Op-Woodlands (Mp2, Ste 200) | Pedi Rehab | 9/1/19 |  | 9/1/20 |  | MONITORS, BEDSIDE, BLOOD PRESSURE | Monitor, Vital Signs | MONITORVITALSIGNS-Welch Allyn-53S00 |  |  |  |  | MONITORVITALSIGNS-Welch Allyn-53S00 | Welch Allyn |  |  |  |  | 7/16/20 |  | MVS-A | Not Covered Vendor Only - Biomedical | MHHS-TIRR | [8 empty] | MONITORVITALSIGNS | Monitor, Vital Signs | Welch Allyn
NO | YES |  |  |  | 069-35276 | 069-35276 | Welch Allyn Inc | 53STP-E1 |  | JA091776 | Biomed shop | MHHS-TMC |  |  |  | 069-35276 | 069-35276 | TMC | Memorial Hermann-Texas Medical Center | Biomed shop | Biomed shop | 12/1/18 |  | 12/1/19 |  | MONITORS, BEDSIDE, BLOOD PRESSURE | Monitor, Vital Signs | MONITORVITALSIGNS-Welch Allyn-53S00 |  |  |  |  | MONITORVITALSIGNS-Welch Allyn-53S00 | Welch Allyn |  |  |  |  | 12/21/20 |  | MVS-A | No Coverage Specified | MHHS-TMC | [8 empty] | MONITORVITALSIGNS | Monitor, Vital Signs | Welch Allyn
NO | YES |  |  |  | 069-38919 | 069-38919 | Welch Allyn Inc | 53STP-E1 |  | JA098935 | TMC-Cullen-Oncology/Hematology (4C) | MHHS-TMC |  |  |  | 069-38919 | 069-38919 | TMC | MHHS-TMC | TMC-Cullen-Oncology/Hematology (4C) | Clean shop | 2/1/19 |  | 2/1/20 | PM Past Due | MONITORS, BEDSIDE, BLOOD PRESSURE | Monitor, Vital Signs | MONITORVITALSIGNS-Welch Allyn-53S00 |  |  |  |  | MONITORVITALSIGNS-Welch Allyn-53S00 | Welch Allyn | [6 empty] | MVS-A | Covered PM Repair - Biomedical | MHHS-TMC | [8 empty] | MONITORVITALSIGNS | Monitor, Vital Signs | Welch Allyn
NO | YES |  |  |  | 069-41134 | 069-41134 | Welch Allyn Inc | 53STP-E1 |  | JA098931 | TMC-Cullen-Oncology/Hematology (4C) | MHHS-TMC |  |  |  | 069-41134 | 069-41134 | TMC | MHHS-TMC | TMC-Cullen-Oncology/Hematology (4C) |  | 12/1/18 |  |  |  | MONITORS, BEDSIDE, BLOOD PRESSURE | Monitor, Vital Signs | MONITORVITALSIGNS-Welch Allyn-53S00 |  |  |  |  | MONITORVITALSIGNS-Welch Allyn-53S00 | Welch Allyn | [6 empty] | MVS-A | Covered PM Repair - Biomedical | MHHS-TMC | [8 empty] | MONITORVITALSIGNS | Monitor, Vital Signs | Welch Allyn
NO | YES |  |  |  | 069-42079 | 069-42079 | Welch Allyn Inc | 53STP-E1 |  | JA091777 | TMC-Cullen-Oncology/Hematology (4C) | MHHS-TMC |  |  |  | 069-42079 | 069-42079 | TMC | MHHS-TMC | TMC-Cullen-Oncology/Hematology (4C) | Clean shop | 12/1/18 |  | 12/1/19 | PM Past Due | MONITORS, BEDSIDE, BLOOD PRESSURE | Monitor, Vital Signs | MONITORVITALSIGNS-Welch Allyn-53S00 |  |  |  |  | MONITORVITALSIGNS-Welch Allyn-53S00 | Welch Allyn | [6 empty] | MVS-A | Covered PM Repair - Biomedical | MHHS-TMC | [8 empty] | MONITORVITALSIGNS | Monitor, Vital Signs | Welch Allyn
NO | YES |  |  |  | 069-29457 | 069-29457 | Welch Allyn Inc | 53STP-E1 |  | JA089407 | TMC-Sarofim 2-Adult PACU | MHHS-TMC |  |  |  | 069-29457 | 069-29457 | TMC | MHHS-TMC | TMC-Sarofim 2-Adult PACU | Pre-op 56 | 12/1/19 |  | 12/1/20 |  | MONITORS, BEDSIDE, BLOOD PRESSURE |  | MONITORVITALSIGNS-Welch Allyn-53S00 |  |  |  |  | MONITORVITALSIGNS-Welch Allyn-53S00 | Welch Allyn |  |  |  |  | 3/3/15 |  |  | Covered PM Repair - Biomedical | MHHS-TMC
NO | YES |  |  |  | 029-06334 | 029-06334 | Welch Allyn Inc | 53STP-E1 |  | JA089288 | Woodlands-Birth Center | MHHS-Woodlands |  |  |  | 029-06334 | 029-06334 | Woodlands | MHHS-Woodlands | Woodlands-Birth Center | PEDS hallway | 10/1/19 |  | 10/1/20 |  | MONITORS, BEDSIDE, BLOOD PRESSURE | Monitor, Vital Signs | MONITORVITALSIGNS-Welch Allyn-53S00 |  |  |  |  | MONITORVITALSIGNS-Welch Allyn-53S00 | Welch Allyn |  |  |  |  | 1/11/16 |  | MVS-A | Covered PM Repair - Biomedical | MHHS-Woodlands | [8 empty] | MONITORVITALSIGNS | Monitor, Vital Signs | Welch Allyn
NO | YES |  |  |  | 029-06619 | 029-06619 | Welch Allyn Inc | 53STP-E1 |  | JA093899 | Woodlands-Birth Center | MHHS-Woodlands |  |  |  | 029-06619 | 029-06619 | Woodlands | MHHS-Woodlands | Woodlands-Birth Center |  | 10/1/19 |  | 10/1/20 |  | MONITORS, BEDSIDE, BLOOD PRESSURE | Monitor, Vital Signs | MONITORVITALSIGNS-Welch Allyn-53S00 |  |  |  |  | MONITORVITALSIGNS-Welch Allyn-53S00 | Welch Allyn |  |  |  |  | 1/11/16 |  | MVS-A | Covered PM Repair - Biomedical | MHHS-Woodlands | [8 empty] | MONITORVITALSIGNS | Monitor, Vital Signs | Welch Allyn
NO | YES |  |  |  | 029-06628 | 029-06628 | Welch Allyn Inc | 53STP-E1 |  | JA093902 | Woodlands-Birth Center | MHHS-Woodlands |  |  |  | 029-06628 | 029-06628 | Woodlands | MHHS-Woodlands | Woodlands-Birth Center | Biomed | 6/1/19 | 6/1/20 | 6/1/20 |  | MONITORS, BEDSIDE, BLOOD PRESSURE | Monitor, Vital Signs | MONITORVITALSIGNS-Welch Allyn-53S00 |  |  |  |  | MONITORVITALSIGNS-Welch Allyn-53S00 | Welch Allyn |  |  |  |  | 1/11/16 |  | MVS-A | Covered PM Repair - Biomedical | MHHS-Woodlands | [8 empty] | MONITORVITALSIGNS | Monitor, Vital Signs | Welch Allyn
NO | YES |  |  |  | 029-06630 | 029-06630 | Welch Allyn Inc | 53STP-E1 |  | JA093880 | Woodlands-Birth Center | MHHS-Woodlands |  |  |  | 029-06630 | 029-06630 | Woodlands | MHHS-Woodlands | Woodlands-Birth Center | Birth Center | 5/1/19 |  | 5/1/20 |  | MONITORS, BEDSIDE, BLOOD PRESSURE | Monitor, Vital Signs | MONITORVITALSIGNS-Welch Allyn-53S00 |  |  |  |  | MONITORVITALSIGNS-Welch Allyn-53S00 | Welch Allyn |  |  |  |  | 1/11/16 |  | MVS-A | Covered PM Repair - Biomedical | MHHS-Woodlands | [8 empty] | MONITORVITALSIGNS | Monitor, Vital Signs | Welch Allyn
NO | YES |  |  |  | 029-06335 | 029-06335 | Welch Allyn Inc | 53STP-E1 |  | JA089287 | Woodlands-PCU4 | MHHS-Woodlands |  |  |  | 029-06335 | 029-06335 | Woodlands | MHHS-Woodlands | Woodlands-PCU4 | Equipment Storage | 8/1/19 |  | 8/1/20 |  | MONITORS, BEDSIDE, BLOOD PRESSURE | Monitor, Vital Signs | MONITORVITALSIGNS-Welch Allyn-53S00 |  |  |  |  | MONITORVITALSIGNS-Welch Allyn-53S00 | Welch Allyn |  |  |  |  | 1/11/16 |  | MVS-A | Covered PM Repair - Biomedical | MHHS-Woodlands | [8 empty] | MONITORVITALSIGNS | Monitor, Vital Signs | Welch Allyn
NO | YES |  |  |  | 029-06621 | 029-06621 | Welch Allyn Inc | 53STP-E1 |  | JA093895 | Woodlands-PCU4 | MHHS-Woodlands |  |  |  | 029-06621 | 029-06621 | Woodlands | MHHS-Woodlands | Woodlands-PCU4 | Equipment Storage | 8/1/19 |  | 8/1/20 |  | MONITORS, BEDSIDE, BLOOD PRESSURE | Monitor, Vital Signs | MONITORVITALSIGNS-Welch Allyn-53S00 |  |  |  |  | MONITORVITALSIGNS-Welch Allyn-53S00 | Welch Allyn |  |  |  |  | 1/11/16 |  | MVS-A | Covered PM Repair - Biomedical | MHHS-Woodlands | [8 empty] | MONITORVITALSIGNS | Monitor, Vital Signs | Welch Allyn
NO | YES |  |  |  | 029-06638 | 029-06638 | Welch Allyn Inc | 53STP-E1 |  | JA093906 | Woodlands-PCU5 | MHHS-Woodlands |  |  |  | 029-06638 | 029-06638 | Woodlands | MHHS-Woodlands | Woodlands-PCU5 | Nurse Station | 7/1/19 |  | 7/1/20 |  | MONITORS, BEDSIDE, BLOOD PRESSURE | Monitor, Vital Signs | MONITORVITALSIGNS-Welch Allyn-53S00 |  |  |  |  | MONITORVITALSIGNS-Welch Allyn-53S00 | Welch Allyn |  |  |  |  | 7/1/16 |  | MVS-A | Covered PM Repair - Biomedical | MHHS-Woodlands | [8 empty] | MONITORVITALSIGNS | Monitor, Vital Signs | Welch Allyn
NO | YES |  |  |  | 029-06699 | 029-06699 | Welch Allyn Inc | 53STP-E1 |  | JA096469 | Woodlands-Diabetes Education | MHHS-Woodlands |  |  |  | 029-06699 | 029-06699 | Woodlands | MHHS-Woodlands | Woodlands-Diabetes Education | MOB 1 suite 240 | 1/1/20 |  | 1/1/21 |  | MONITORS, BEDSIDE, BLOOD PRESSURE | Monitor, Vital Signs | MONITORVITALSIGNS-Welch Allyn-53S00 |  |  |  |  | MONITORVITALSIGNS-Welch Allyn-53S00 | Welch Allyn |  |  |  |  | 7/1/16 |  | MVS-A | Covered PM Repair - Biomedical | MHHS-Woodlands | [8 empty] | MONITORVITALSIGNS | Monitor, Vital Signs | Welch Allyn
NO | YES | [5 empty] | Welch Allyn Inc | 53STP-E1 |  | JA096463 | Woodlands-Infusion Suite | MHHS-Woodlands | [5 empty] | Woodlands | MHHS-Woodlands | Woodlands-Infusion Suite | Hallway | 7/1/19 |  | 7/1/20 |  | MONITORS, BEDSIDE, BLOOD PRESSURE | Monitor, Vital Signs | MONITORVITALSIGNS-Welch Allyn-53S00 |  |  |  |  | MONITORVITALSIGNS-Welch Allyn-53S00 | Welch Allyn |  |  |  |  | 7/1/16 |  | MVS-A | Covered PM Repair - Biomedical | MHHS-Woodlands | [8 empty] | MONITORVITALSIGNS | Monitor, Vital Signs | Welch Allyn
NO | YES |  |  |  |  | 029-06472 | Welch Allyn Inc | 53STP-E1 |  | JA089405 | Woodlands-Cardic Rehab | MHHS-Woodlands |  |  |  |  | 029-06472 | Woodlands | MHHS-Woodlands | Woodlands-Cardic Rehab | MH woodlands 1st floor | 11/1/19 |  | 11/1/20 |  | MONITORS, BEDSIDE, BLOOD PRESSURE | Monitor, Vital Signs | MONITORVITALSIGNS-Welch Allyn-53S00 |  |  |  |  | MONITORVITALSIGNS-Welch Allyn-53S00 | Welch Allyn |  |  |  |  | 7/1/16 |  | MVS-A | Covered PM Repair - Biomedical | MHHS-Woodlands | [8 empty] | MONITORVITALSIGNS | Monitor, Vital Signs | Welch Allyn
NO | YES |  |  |  | 029-06620 | 029-06620 | Welch Allyn Inc | 53STP-E1 |  | JA093903 | Woodlands-Observation | MHHS-Woodlands |  |  |  | 029-06620 | 029-06620 | Woodlands | MHHS-Woodlands | Woodlands-Observation | Hallway | 7/1/19 |  | 7/1/20 |  | MONITORS, BEDSIDE, BLOOD PRESSURE | Monitor, Vital Signs | MONITORVITALSIGNS-Welch Allyn-53S00 |  |  |  |  | MONITORVITALSIGNS-Welch Allyn-53S00 | Welch Allyn |  |  |  |  | 7/1/16 |  | MVS-A | Covered PM Repair - Biomedical | MHHS-Woodlands | [8 empty] | MONITORVITALSIGNS | Monitor, Vital Signs | Welch Allyn
NO | YES |  |  |  | 029-06637 | 029-06637 | Welch Allyn Inc | 53STP-E1 |  | JA093886 | Woodlands-PCU6 | MHHS-Woodlands |  |  |  | 029-06637 | 029-06637 | Woodlands | MHHS-Woodlands | Woodlands-PCU6 | Nurse Station | 10/1/19 |  | 10/1/20 |  | MONITORS, BEDSIDE, BLOOD PRESSURE | Monitor, Vital Signs | MONITORVITALSIGNS-Welch Allyn-53S00 |  |  |  |  | MONITORVITALSIGNS-Welch Allyn-53S00 | Welch Allyn |  |  |  |  | 7/1/16 |  | MVS-A | Covered PM Repair - Biomedical | MHHS-Woodlands | [8 empty] | MONITORVITALSIGNS | Monitor, Vital Signs | Welch Allyn
NO | YES |  |  |  | 029-06469 | 029-06469 | Welch Allyn Inc | 53STP-E1 |  | JA089341 | Woodlands-PCU2 | MHHS-Woodlands |  |  |  | 029-06469 | 029-06469 | Woodlands | MHHS-Woodlands | Woodlands-PCU2 | Nursing statiom | 5/1/19 |  | 5/1/20 |  | MONITORS, BEDSIDE, BLOOD PRESSURE | Monitor, Vital Signs | MONITORVITALSIGNS-Welch Allyn-53S00 |  |  |  |  | MONITORVITALSIGNS-Welch Allyn-53S00 | Welch Allyn |  |  |  |  | 7/1/16 |  | MVS-A | Covered PM Repair - Biomedical | MHHS-Woodlands | [8 empty] | MONITORVITALSIGNS | Monitor, Vital Signs | Welch Allyn
NO | YES |  |  |  | 029-06627 | 029-0662 | Welch Allyn Inc | 53STP-E1 |  | JA093897 | Rehab | MHHS-Woodlands |  |  |  | 029-06627 | 029-0662 | Woodlands |  | Rehab | Gym | 8/1/19 |  | 8/1/20 |  | MONITORS, BEDSIDE, BLOOD PRESSURE | Monitor, Vital Signs | MONITORVITALSIGNS-Welch Allyn-53S00 |  |  |  |  | MONITORVITALSIGNS-Welch Allyn-53S00 | Welch Allyn |  |  |  |  | 7/1/16 |  | MVS-A | Covered PM Repair - Biomedical | MHHS-Woodlands | [8 empty] | MONITORVITALSIGNS | Monitor, Vital Signs | Welch Allyn
NO | YES |  |  |  | 029-06470 | 029-06470 | Welch Allyn Inc | 53STP-E1 |  | JA089342 | Woodlands-PCU5 | MHHS-Woodlands |  |  |  | 029-06470 | 029-06470 | Woodlands | MHHS-Woodlands | Woodlands-PCU5 | Hallway | 7/1/19 |  | 7/1/20 |  | MONITORS, BEDSIDE, BLOOD PRESSURE | Monitor, Vital Signs | MONITORVITALSIGNS-Welch Allyn-53S00 |  |  |  |  | MONITORVITALSIGNS-Welch Allyn-53S00 | Welch Allyn | [6 empty] | MVS-A | Covered PM Repair - Biomedical | MHHS-Woodlands | [8 empty] | MONITORVITALSIGNS | Monitor, Vital Signs | Welch Allyn
NO | YES |  |  |  | 029-06634 | 029-06634 | Welch Allyn Inc | 53STP-E1 |  | JA093892 | Woodlands-Diabetes Education | MHHS-Woodlands |  |  |  | 029-06634 | 029-06634 | Woodlands | MHHS-Woodlands | Woodlands-Diabetes Education | MOB 1 suite 240 | 1/1/20 |  | 1/1/21 |  | MONITORS, BEDSIDE, BLOOD PRESSURE | Monitor, Vital Signs | MONITORVITALSIGNS-Welch Allyn-53S00 |  |  |  |  | MONITORVITALSIGNS-Welch Allyn-53S00 | Welch Allyn | [6 empty] | MVS-A | Covered PM Repair - Biomedical | MHHS-Woodlands | [8 empty] | MONITORVITALSIGNS | Monitor, Vital Signs | Welch Allyn
NO | YES |  |  |  | 029-06622 | 029-06622 | Welch Allyn Inc | 53STP-E1 |  | JA093904 | Woodlands-PCU6 | MHHS-Woodlands |  |  |  | 029-06622 | 029-06622 | Woodlands | MHHS-Woodlands | Woodlands-PCU6 | Equipment room | 7/1/19 |  | 10/1/20 |  | MONITORS, BEDSIDE, BLOOD PRESSURE | Monitor, Vital Signs | MONITORVITALSIGNS-Welch Allyn-53S00 |  |  |  |  | MONITORVITALSIGNS-Welch Allyn-53S00 | Welch Allyn |  |  |  |  | 7/1/16 |  | MVS-A | Covered PM Repair - Biomedical | MHHS-Woodlands | [8 empty] | MONITORVITALSIGNS | Monitor, Vital Signs | Welch Allyn
NO | YES |  |  |  | 029-06701 | 029-06701 | Welch Allyn Inc | 53STP-E1 |  | JA096474 | Woodlands-Diabetes Education |  |  |  |  | 029-06701 | 029-06701 | Woodlands | MHHS-Woodlands | Woodlands-Diabetes Education | MOB 1 suite 240 | 11/1/19 |  | 11/1/20
NO | YES |  |  |  | 029-06700 | 029-06700 | Welch Allyn Inc | 53STP-E1 |  | JA096473 | Woodlands-Diabetes Education |  |  |  |  | 029-06700 | 029-06700 | Woodlands | MHHS-Woodlands | Woodlands-Diabetes Education | MOB 1 suite 240 | 1/1/20 |  | 1/1/21
NO | YES |  |  |  | 029-06554 | 029-06554 | Welch Allyn Inc | 53STP-E1 |  | JA093101 | Woodlands-Diabetes Education |  |  |  |  | 029-06554 | 029-06554 | Woodlands | MHHS-Woodlands | Woodlands-Diabetes Education | MOB 1 suite 240 | 11/1/19 |  | 11/1/20
YES | YES |  |  |  | 013-11631 | 013-11631 | Welch Allyn Inc | 53STP-E1 |  |  | Floor 5 |  |  |  |  | 013-11631 | 013-11631 | Southwest | Memorial Hermann Southwest Hospital | Floor 5 | Floor 5 | 3/1/20
YES | YES |  |  |  | 013-11663 | 013-11663 | Welch Allyn Inc | 53STP-E1 |  |  | Floor 5 |  |  |  |  | 013-11663 | 013-11663 | Southwest | Memorial Hermann Southwest Hospital | Floor 5 | Floor 5
NO | NO |  |  |  | 009-07677 |  | Welch Allyn Inc | 53STP-E1 |  | JA089338 | GH - IMU | MHHS-Greater Heights |  |  |  | 009-07677 |  | Central & Greater Heights |  | GH - IMU | [5 empty] | MONITORS, BEDSIDE, BLOOD PRESSURE |  | MONITORVITALSIGNS-Welch Allyn-53S00 |  |  |  |  | MONITORVITALSIGNS-Welch Allyn-53S00 | Welch Allyn | [7 empty] | Covered PM Repair - Biomedical | MHHS-Greater Heights
NO | NO | [5 empty] | Welch Allyn Inc | 53STP-E1 |  | JA089280 | GH - MED SURG 6 | MHHS-Greater Heights | [5 empty] | Central & Greater Heights |  | GH - MED SURG 6 | [5 empty] | MONITORS, BEDSIDE, BLOOD PRESSURE |  | MONITORVITALSIGNS-Welch Allyn-53S00 |  |  |  |  | MONITORVITALSIGNS-Welch Allyn-53S00 | Welch Allyn | [7 empty] | Covered PM Repair - Biomedical | MHHS-Greater Heights
NO | NO | [5 empty] | Welch Allyn Inc | 53STP-E1 |  | JA089190 | GH - MED SURG 6 | MHHS-Greater Heights | [5 empty] | Central & Greater Heights |  | GH - MED SURG 6 | [5 empty] | MONITORS, BEDSIDE, BLOOD PRESSURE |  | MONITORVITALSIGNS-Welch Allyn-53S00 |  |  |  |  | MONITORVITALSIGNS-Welch Allyn-53S00 | Welch Allyn | [7 empty] | Covered PM Repair - Biomedical | MHHS-Greater Heights
NO | NO | [5 empty] | Welch Allyn Inc | 53STP-E1 |  | JA089286 | GH - MOTHER & BABY | MHHS-Greater Heights | [5 empty] | Central & Greater Heights |  | GH - MOTHER & BABY | [5 empty] | MONITORS, BEDSIDE, BLOOD PRESSURE |  | MONITORVITALSIGNS-Welch Allyn-53S00 |  |  |  |  | MONITORVITALSIGNS-Welch Allyn-53S00 | Welch Allyn | [7 empty] | Covered PM Repair - Biomedical | MHHS-Greater Heights
NO | NO |  |  |  | 009-06809 |  | Welch Allyn Inc | 53STP-E1 |  | JA089284 | GH - NEURO 5N | MHHS-Greater Heights |  |  |  | 009-06809 |  | Central & Greater Heights |  | GH - NEURO 5N | [5 empty] | MONITORS, BEDSIDE, BLOOD PRESSURE |  | MONITORVITALSIGNS-Welch Allyn-53S00 |  |  |  |  | MONITORVITALSIGNS-Welch Allyn-53S00 | Welch Allyn | [7 empty] | Covered PM Repair - Biomedical | MHHS-Greater Heights
NO | NO | [5 empty] | Welch Allyn Inc | 53STP-E1 |  | JA107132 | GH - NEURO 5N | MHHS-Greater Heights | [5 empty] | Central & Greater Heights |  | GH - NEURO 5N | [5 empty] | MONITORS, BEDSIDE, BLOOD PRESSURE |  | MONITORVITALSIGNS-Welch Allyn-53S00 |  |  |  |  | MONITORVITALSIGNS-Welch Allyn-53S00 | Welch Allyn | [7 empty] | Covered PM Repair - Biomedical | MHHS-Greater Heights
NO | NO |  |  |  | 009-07678 |  | Welch Allyn Inc | 53STP-E1 |  | JA089471 | GH - OUTPATIENT TESTING | MHHS-Greater Heights |  |  |  | 009-07678 |  | Central & Greater Heights |  | GH - OUTPATIENT TESTING | [5 empty] | MONITORS, BEDSIDE, BLOOD PRESSURE |  | MONITORVITALSIGNS-Welch Allyn-53S00 |  |  |  |  | MONITORVITALSIGNS-Welch Allyn-53S00 | Welch Allyn | [7 empty] | Covered PM Repair - Biomedical | MHHS-Greater Heights
NO | NO | [5 empty] | Welch Allyn Inc | 53STP-E1 |  | JA089285 | GH - RADIOLOGY | MHHS-Greater Heights | [5 empty] | Central & Greater Heights |  | GH - RADIOLOGY | [5 empty] | MONITORS, BEDSIDE, BLOOD PRESSURE |  | MONITORVITALSIGNS-Welch Allyn-53S00 |  |  |  |  | MONITORVITALSIGNS-Welch Allyn-53S00 | Welch Allyn | [7 empty] | Covered PM Repair - Biomedical | MHHS-Greater Heights
NO | NO | [5 empty] | Welch Allyn Inc | 53STP-E1 |  | JA089864 | GH - THERAPY SERVICES | MHHS-Greater Heights | [5 empty] | Central & Greater Heights |  | GH - THERAPY SERVICES | [5 empty] | MONITORS, BEDSIDE, BLOOD PRESSURE |  | MONITORVITALSIGNS-Welch Allyn-53S00 |  |  |  |  | MONITORVITALSIGNS-Welch Allyn-53S00 | Welch Allyn | [7 empty] | Covered PM Repair - Biomedical | MHHS-Greater Heights
NO | NO | [5 empty] | Welch Allyn Inc | 53STP-E1 |  | JA090980 | MEMORIAL CITY - EAST TOWER - NEUROLOGY | MHHS-Mem City | [5 empty] | West & Memorial City |  | MEMORIAL CITY - EAST TOWER - NEUROLOGY | [5 empty] | MONITORS, BEDSIDE, BLOOD PRESSURE |  | MONITORVITALSIGNS-Welch Allyn-53S00 |  |  |  |  | MONITORVITALSIGNS-Welch Allyn-53S00 | Welch Allyn | [7 empty] | Covered PM Repair - Biomedical | MHHS-Mem City
NO | NO |  |  |  | 041-16007 |  | Welch Allyn Inc | 53STP-E1 |  | JA090823 | MEMORIAL CITY - OUTPATIENT SURGERY | MHHS-Mem City |  |  |  | 041-16007 |  | West & Memorial City |  | MEMORIAL CITY - OUTPATIENT SURGERY | [5 empty] | MONITORS, BEDSIDE, BLOOD PRESSURE |  | MONITORVITALSIGNS-Welch Allyn-53S00 |  |  |  |  | MONITORVITALSIGNS-Welch Allyn-53S00 | Welch Allyn | [7 empty] | Covered PM Repair - Biomedical | MHHS-Mem City
NO | NO | [5 empty] | Welch Allyn Inc | 53STP-E1 |  | JA090981 | MEMORIAL CITY - OUTPATIENT SURGERY | MHHS-Mem City | [5 empty] | West & Memorial City |  | MEMORIAL CITY - OUTPATIENT SURGERY | [5 empty] | MONITORS, BEDSIDE, BLOOD PRESSURE |  | MONITORVITALSIGNS-Welch Allyn-53S00 |  |  |  |  | MONITORVITALSIGNS-Welch Allyn-53S00 | Welch Allyn | [7 empty] | Covered PM Repair - Biomedical | MHHS-Mem City
NO | NO | [5 empty] | Welch Allyn Inc | 53STP-E1 |  | JA090815 | MEMORIAL CITY - OUTPATIENT SURGERY | MHHS-Mem City | [5 empty] | West & Memorial City |  | MEMORIAL CITY - OUTPATIENT SURGERY | [5 empty] | MONITORS, BEDSIDE, BLOOD PRESSURE |  | MONITORVITALSIGNS-Welch Allyn-53S00 |  |  |  |  | MONITORVITALSIGNS-Welch Allyn-53S00 | Welch Allyn | [7 empty] | Covered PM Repair - Biomedical | MHHS-Mem City
NO | NO | [5 empty] | Welch Allyn Inc | 53STP-E1 |  | JA091323 | MEMORIAL CITY - OUTPATIENT SURGERY | MHHS-Mem City | [5 empty] | West & Memorial City |  | MEMORIAL CITY - OUTPATIENT SURGERY | [5 empty] | MONITORS, BEDSIDE, BLOOD PRESSURE |  | MONITORVITALSIGNS-Welch Allyn-53S00 |  |  |  |  | MONITORVITALSIGNS-Welch Allyn-53S00 | Welch Allyn | [7 empty] | Covered PM Repair - Biomedical | MHHS-Mem City
NO | NO | [5 empty] | Welch Allyn Inc | 53STP-E1 |  | JA090824 | MEMORIAL CITY - OUTPATIENT SURGERY | MHHS-Mem City | [5 empty] | West & Memorial City |  | MEMORIAL CITY - OUTPATIENT SURGERY | [5 empty] | MONITORS, BEDSIDE, BLOOD PRESSURE |  | MONITORVITALSIGNS-Welch Allyn-53S00 |  |  |  |  | MONITORVITALSIGNS-Welch Allyn-53S00 | Welch Allyn | [7 empty] | Covered PM Repair - Biomedical | MHHS-Mem City
NO | NO | [5 empty] | Welch Allyn Inc | 53STP-E1 |  | JA090822 | MEMORIAL CITY - OUTPATIENT SURGERY | MHHS-Mem City | [5 empty] | West & Memorial City |  | MEMORIAL CITY - OUTPATIENT SURGERY | [5 empty] | MONITORS, BEDSIDE, BLOOD PRESSURE |  | MONITORVITALSIGNS-Welch Allyn-53S00 |  |  |  |  | MONITORVITALSIGNS-Welch Allyn-53S00 | Welch Allyn | [7 empty] | Covered PM Repair - Biomedical | MHHS-Mem City
NO | NO | [5 empty] | Welch Allyn Inc | 53STP-E1 |  | JA090814 | MEMORIAL CITY - OUTPATIENT SURGERY | MHHS-Mem City | [5 empty] | West & Memorial City |  | MEMORIAL CITY - OUTPATIENT SURGERY | [5 empty] | MONITORS, BEDSIDE, BLOOD PRESSURE |  | MONITORVITALSIGNS-Welch Allyn-53S00 |  |  |  |  | MONITORVITALSIGNS-Welch Allyn-53S00 | Welch Allyn | [7 empty] | Covered PM Repair - Biomedical | MHHS-Mem City
NO | NO | [5 empty] | Welch Allyn Inc | 53STP-E1 |  | JA090821 | MEMORIAL CITY - OUTPATIENT SURGERY | MHHS-Mem City | [5 empty] | West & Memorial City |  | MEMORIAL CITY - OUTPATIENT SURGERY | [5 empty] | MONITORS, BEDSIDE, BLOOD PRESSURE |  | MONITORVITALSIGNS-Welch Allyn-53S00 |  |  |  |  | MONITORVITALSIGNS-Welch Allyn-53S00 | Welch Allyn | [7 empty] | Covered PM Repair - Biomedical | MHHS-Mem City
NO | NO |  |  |  | 041-32767 |  | Welch Allyn Inc | 53STP-E1 |  | JA105000 | MEMORIAL CITY - OUTPATIENT SURGERY PREOP | MHHS-Mem City |  |  |  | 041-32767 |  | West & Memorial City |  | MEMORIAL CITY - OUTPATIENT SURGERY PREOP | [5 empty] | MONITORS, BEDSIDE, BLOOD PRESSURE |  | MONITORVITALSIGNS-Welch Allyn-53S00 |  |  |  |  | MONITORVITALSIGNS-Welch Allyn-53S00 | Welch Allyn | [7 empty] | Covered PM Repair - Biomedical | MHHS-Mem City
NO | NO | [5 empty] | Welch Allyn Inc | 53STP-E1 |  | JA090812 | SW - BIOMEDICAL SERVICES | MHHS-Southwest | [5 empty] | Southwest |  | SW - BIOMEDICAL SERVICES | [5 empty] | MONITORS, BEDSIDE, BLOOD PRESSURE |  | MONITORVITALSIGNS-Welch Allyn-53S00 |  |  |  |  | MONITORVITALSIGNS-Welch Allyn-53S00 | Welch Allyn | [7 empty] | Covered PM Repair - Biomedical | MHHS-Southwest
NO | NO |  |  |  | 013-18388 |  | Welch Allyn Inc | 53STP-E1 |  | JA090987 | SW - HVI - CV ICU | MHHS-Southwest |  |  |  | 013-18388 |  | Southwest |  | SW - HVI - CV ICU | [5 empty] | MONITORS, BEDSIDE, BLOOD PRESSURE |  | MONITORVITALSIGNS-Welch Allyn-53S00 |  |  |  |  | MONITORVITALSIGNS-Welch Allyn-53S00 | Welch Allyn | [7 empty] | Covered PM Repair - Radiology, Low End | MHHS-Southwest
NO | NO | [5 empty] | Welch Allyn Inc | 53STP-E1 |  | JA090986 | SW - HVI - CV ICU | MHHS-Southwest | [5 empty] | Southwest |  | SW - HVI - CV ICU | [5 empty] | MONITORS, BEDSIDE, BLOOD PRESSURE |  | MONITORVITALSIGNS-Welch Allyn-53S00 |  |  |  |  | MONITORVITALSIGNS-Welch Allyn-53S00 | Welch Allyn | [7 empty] | Covered PM Repair - Biomedical | MHHS-Southwest
NO | NO | [5 empty] | Welch Allyn Inc | 53STP-E1 |  | JA090983 | SW - HVI - NONINVASIVE CARDIOLOGY | MHHS-Southwest | [5 empty] | Southwest |  | SW - HVI - NONINVASIVE CARDIOLOGY | [5 empty] | MONITORS, BEDSIDE, BLOOD PRESSURE |  | MONITORVITALSIGNS-Welch Allyn-53S00 |  |  |  |  | MONITORVITALSIGNS-Welch Allyn-53S00 | Welch Allyn | [7 empty] | Covered PM Repair - Biomedical | MHHS-Southwest
NO | NO | [5 empty] | Welch Allyn Inc | 53STP-E1 |  | JA090811 | SW - HVI - NONINVASIVE CARDIOLOGY | MHHS-Southwest | [5 empty] | Southwest |  | SW - HVI - NONINVASIVE CARDIOLOGY | [5 empty] | MONITORS, BEDSIDE, BLOOD PRESSURE |  | MONITORVITALSIGNS-Welch Allyn-53S00 |  |  |  |  | MONITORVITALSIGNS-Welch Allyn-53S00 | Welch Allyn | [7 empty] | Covered PM Repair - Biomedical | MHHS-Southwest
NO | NO | [5 empty] | Welch Allyn Inc | 53STP-E1 |  | JA090982 | SW - HVI - NONINVASIVE CARDIOLOGY | MHHS-Southwest | [5 empty] | Southwest |  | SW - HVI - NONINVASIVE CARDIOLOGY | [5 empty] | MONITORS, BEDSIDE, BLOOD PRESSURE |  | MONITORVITALSIGNS-Welch Allyn-53S00 |  |  |  |  | MONITORVITALSIGNS-Welch Allyn-53S00 | Welch Allyn | [7 empty] | Covered PM Repair - Biomedical | MHHS-Southwest
NO | NO | [5 empty] | Welch Allyn Inc | 53STP-E1 |  | JA090816 | SW - HVI - TELEMETRY | MHHS-Southwest | [5 empty] | Southwest |  | SW - HVI - TELEMETRY | [5 empty] | MONITORS, BEDSIDE, BLOOD PRESSURE |  | MONITORVITALSIGNS-Welch Allyn-53S00 |  |  |  |  | MONITORVITALSIGNS-Welch Allyn-53S00 | Welch Allyn | [7 empty] | Covered PM Repair - Biomedical | MHHS-Southwest
NO | NO | [5 empty] | Welch Allyn Inc | 53STP-E1 |  | JA088562 | SW - NURSERY | MHHS-Southwest | [5 empty] | Southwest |  | SW - NURSERY | [5 empty] | MONITORS, BEDSIDE, BLOOD PRESSURE |  | MONITORVITALSIGNS-Welch Allyn-53S00 |  |  |  |  | MONITORVITALSIGNS-Welch Allyn-53S00 | Welch Allyn | [7 empty] | Covered PM Repair - Biomedical | MHHS-Southwest
NO | NO |  |  |  | 241-02088 |  | Welch Allyn Inc | 53STP-E1 |  | JA091333 | TIRR - UROLOGY/SPEC PROC (17) | MHHS-TIRR |  |  |  | 241-02088 |  | TMC |  | TIRR - UROLOGY/SPEC PROC (17) | [5 empty] | MONITORS, BEDSIDE, BLOOD PRESSURE |  | MONITORVITALSIGNS-Welch Allyn-53S00 |  |  |  |  | MONITORVITALSIGNS-Welch Allyn-53S00 | Welch Allyn | [7 empty] | Not Covered Vendor Only - Biomedical | MHHS-TIRR
NO | NO |  |  |  | 241-02133 |  | Welch Allyn Inc | 53STP-E1 |  | JA091336 | TIRR - UROLOGY/SPEC PROC (17) | MHHS-TIRR |  |  |  | 241-02133 |  | TMC |  | TIRR - UROLOGY/SPEC PROC (17) | [5 empty] | MONITORS, BEDSIDE, BLOOD PRESSURE |  | MONITORVITALSIGNS-Welch Allyn-53S00 |  |  |  |  | MONITORVITALSIGNS-Welch Allyn-53S00 | Welch Allyn | [7 empty] | Not Covered Vendor Only - Biomedical | MHHS-TIRR
NO | NO |  |  |  | 069-35081 |  | Welch Allyn Inc | 53STP-E1 |  | JA098924 | TMC - CULLEN - CARDIAC TELEMETRY (5C) | MHHS-TMC |  |  |  | 069-35081 |  | TMC |  | TMC - CULLEN - CARDIAC TELEMETRY (5C) | [5 empty] | MONITORS, BEDSIDE, BLOOD PRESSURE |  | MONITORVITALSIGNS-Welch Allyn-53S00 |  |  |  |  | MONITORVITALSIGNS-Welch Allyn-53S00 | Welch Allyn | [7 empty] | Covered PM Repair - Biomedical | MHHS-TMC
NO | NO |  |  |  | 069-42099 |  | Welch Allyn Inc | 53STP-E1 |  | JA091773 | TMC - EPILEPSY - ADULT EMU (3J) | MHHS-TMC |  |  |  | 069-42099 |  | TMC |  | TMC - EPILEPSY - ADULT EMU (3J) | [5 empty] | MONITORS, BEDSIDE, BLOOD PRESSURE |  | MONITORVITALSIGNS-Welch Allyn-53S00 |  |  |  |  | MONITORVITALSIGNS-Welch Allyn-53S00 | Welch Allyn | [7 empty] | Covered PM Repair - Biomedical | MHHS-TMC
NO | NO |  |  |  | 069-42082 |  | Welch Allyn Inc | 53STP-E1 |  | JA098932 | TMC - EPILEPSY - PEDI EMU (10HP) | MHHS-TMC |  |  |  | 069-42082 |  | TMC |  | TMC - EPILEPSY - PEDI EMU (10HP) | [5 empty] | MONITORS, BEDSIDE, BLOOD PRESSURE |  | MONITORVITALSIGNS-Welch Allyn-53S00 |  |  |  |  | MONITORVITALSIGNS-Welch Allyn-53S00 | Welch Allyn | [7 empty] | Covered PM Repair - Biomedical | MHHS-TMC
NO | NO |  |  |  | 069-38936 |  | Welch Allyn Inc | 53STP-E1 |  | JA098925 | TMC - JONES - NEURO ACUTE CARE (5J) | MHHS-TMC |  |  |  | 069-38936 |  | TMC |  | TMC - JONES - NEURO ACUTE CARE (5J) | [5 empty] | MONITORS, BEDSIDE, BLOOD PRESSURE |  | MONITORVITALSIGNS-Welch Allyn-53S00 |  |  |  |  | MONITORVITALSIGNS-Welch Allyn-53S00 | Welch Allyn | [7 empty] | Covered PM Repair - Biomedical | MHHS-TMC
NO | NO |  |  |  | 069-42097 |  | Welch Allyn Inc | 53STP-E1 |  | JA099220 | TMC - JONES - NEURO ACUTE CARE (5J) | MHHS-TMC |  |  |  | 069-42097 |  | TMC |  | TMC - JONES - NEURO ACUTE CARE (5J) | [5 empty] | MONITORS, BEDSIDE, BLOOD PRESSURE |  | MONITORVITALSIGNS-Welch Allyn-53S00 |  |  |  |  | MONITORVITALSIGNS-Welch Allyn-53S00 | Welch Allyn | [7 empty] | Covered PM Repair - Biomedical | MHHS-TMC
NO | NO |  |  |  | 069-45752 |  | Welch Allyn Inc | 53STP-E1 |  | JA098934 | TMC - JONES - SILVER TRAUMA/TCU (8J) | MHHS-TMC |  |  |  | 069-45752 |  | TMC |  | TMC - JONES - SILVER TRAUMA/TCU (8J) | [5 empty] | MONITORS, BEDSIDE, BLOOD PRESSURE |  | MONITORVITALSIGNS-Welch Allyn-53S00 |  |  |  |  | MONITORVITALSIGNS-Welch Allyn-53S00 | Welch Allyn | [7 empty] | Covered PM Repair - Biomedical | MHHS-TMC
NO | NO |  |  |  | 069-37370 |  | Welch Allyn Inc | 53STP-E1 |  | JA098926 | TMC - JONES - TX TRAUMA (6J) | MHHS-TMC |  |  |  | 069-37370 |  | TMC |  | TMC - JONES - TX TRAUMA (6J) | [5 empty] | MONITORS, BEDSIDE, BLOOD PRESSURE |  | MONITORVITALSIGNS-Welch Allyn-53S00 |  |  |  |  | MONITORVITALSIGNS-Welch Allyn-53S00 | Welch Allyn | [7 empty] | Covered PM Repair - Biomedical | MHHS-TMC
NO | NO |  |  |  | 069-29456 |  | Welch Allyn Inc | 53STP-E1 |  | JA089281 | TMC - PACU - ADULT (2HP) | MHHS-TMC |  |  |  | 069-29456 |  | TMC |  | TMC - PACU - ADULT (2HP) | [5 empty] | MONITORS, BEDSIDE, BLOOD PRESSURE |  | MONITORVITALSIGNS-Welch Allyn-53S00 |  |  |  |  | MONITORVITALSIGNS-Welch Allyn-53S00 | Welch Allyn | [7 empty] | Covered PM Repair - Biomedical | MHHS-TMC
NO | NO |  |  |  | 069-33660 |  | Welch Allyn Inc | 53STP-E1 |  | JA093553 | TMC - PACU - ADULT (2HP) | MHHS-TMC |  |  |  | 069-33660 |  | TMC |  | TMC - PACU - ADULT (2HP) | [5 empty] | MONITORS, BEDSIDE, BLOOD PRESSURE |  | MONITORVITALSIGNS-Welch Allyn-53S00 |  |  |  |  | MONITORVITALSIGNS-Welch Allyn-53S00 | Welch Allyn | [7 empty] | Covered PM Repair - Biomedical | MHHS-TMC
NO | NO | [5 empty] | Welch Allyn Inc | 53STP-E1 |  | JA089409 | WOODLANDS - BIOMEDICAL SERVICES | MHHS-Woodlands | [5 empty] | Woodlands |  | WOODLANDS - BIOMEDICAL SERVICES | [5 empty] | MONITORS, BEDSIDE, BLOOD PRESSURE |  | MONITORVITALSIGNS-Welch Allyn-53S00 |  |  |  |  | MONITORVITALSIGNS-Welch Allyn-53S00 | Welch Allyn | [7 empty] | Covered PM Repair - Biomedical | MHHS-Woodlands
NO | NO |  |  |  | 029-06333 |  | Welch Allyn Inc | 53STP-E1 |  | JA089289 | WOODLANDS - BIRTH CENTER | MHHS-Woodlands |  |  |  | 029-06333 |  | Woodlands |  | WOODLANDS - BIRTH CENTER | [5 empty] | MONITORS, BEDSIDE, BLOOD PRESSURE |  | MONITORVITALSIGNS-Welch Allyn-53S00 |  |  |  |  | MONITORVITALSIGNS-Welch Allyn-53S00 | Welch Allyn | [7 empty] | Covered PM Repair - Biomedical | MHHS-Woodlands
NO | NO |  |  |  | 029-06336 |  | Welch Allyn Inc | 53STP-E1 |  | JA089336 | WOODLANDS - BIRTH CENTER | MHHS-Woodlands |  |  |  | 029-06336 |  | Woodlands |  | WOODLANDS - BIRTH CENTER | [5 empty] | MONITORS, BEDSIDE, BLOOD PRESSURE |  | MONITORVITALSIGNS-Welch Allyn-53S00 |  |  |  |  | MONITORVITALSIGNS-Welch Allyn-53S00 | Welch Allyn | [7 empty] | Covered PM Repair - Biomedical | MHHS-Woodlands
NO | NO | [5 empty] | Welch Allyn Inc | 53STP-E1 |  | JA093883 | WOODLANDS - BIRTH CENTER | MHHS-Woodlands | [5 empty] | Woodlands |  | WOODLANDS - BIRTH CENTER | [5 empty] | MONITORS, BEDSIDE, BLOOD PRESSURE |  | MONITORVITALSIGNS-Welch Allyn-53S00 |  |  |  |  | MONITORVITALSIGNS-Welch Allyn-53S00 | Welch Allyn | [7 empty] | Covered PM Repair - Biomedical | MHHS-Woodlands
NO | NO | [5 empty] | Welch Allyn Inc | 53STP-E1 |  | JA093882 | WOODLANDS - INFUSION SUITE | MHHS-Woodlands | [5 empty] | Woodlands |  | WOODLANDS - INFUSION SUITE | [5 empty] | MONITORS, BEDSIDE, BLOOD PRESSURE |  | MONITORVITALSIGNS-Welch Allyn-53S00 |  |  |  |  | MONITORVITALSIGNS-Welch Allyn-53S00 | Welch Allyn | [7 empty] | Covered PM Repair - Biomedical | MHHS-Woodlands
NO | NO |  |  |  | 029-06623 |  | Welch Allyn Inc | 53STP-E1 |  | JA093894 | WOODLANDS - PCU3 | MHHS-Woodlands |  |  |  | 029-06623 |  | Woodlands |  | WOODLANDS - PCU3 | [5 empty] | MONITORS, BEDSIDE, BLOOD PRESSURE |  | MONITORVITALSIGNS-Welch Allyn-53S00 |  |  |  |  | MONITORVITALSIGNS-Welch Allyn-53S00 | Welch Allyn | [7 empty] | Covered PM Repair - Biomedical | MHHS-Woodlands
NO | NO |  |  |  | 029-06626 |  | Welch Allyn Inc | 53STP-E1 |  | JA093896 | WOODLANDS - PCU3 | MHHS-Woodlands |  |  |  | 029-06626 |  | Woodlands |  | WOODLANDS - PCU3 | [5 empty] | MONITORS, BEDSIDE, BLOOD PRESSURE |  | MONITORVITALSIGNS-Welch Allyn-53S00 |  |  |  |  | MONITORVITALSIGNS-Welch Allyn-53S00 | Welch Allyn | [7 empty] | Covered PM Repair - Biomedical | MHHS-Woodlands
NO | NO | [5 empty] | Welch Allyn Inc | 53STP-E1 |  | JA089408 | WOODLANDS - PCU4 | MHHS-Woodlands | [5 empty] | Woodlands |  | WOODLANDS - PCU4 | [5 empty] | MONITORS, BEDSIDE, BLOOD PRESSURE |  | MONITORVITALSIGNS-Welch Allyn-53S00 |  |  |  |  | MONITORVITALSIGNS-Welch Allyn-53S00 | Welch Allyn | [7 empty] | Covered PM Repair - Biomedical | MHHS-Woodlands
NO | NO |  |  |  | 041-18366 |  | Welch Allyn Inc | 6200 SERIES |  |  | MEMORIAL CITY - OCCUPATIONAL HEALTH | MHHS-Mem City |  |  |  | 041-18366 |  | West & Memorial City |  | MEMORIAL CITY - OCCUPATIONAL HEALTH | [5 empty] | MONITORS, PHYSIOLOGIC, VITAL SIGNS |  | MONITORVITALSIGNS-Welch Allyn-6200 |  |  |  |  | MONITORVITALSIGNS-Welch Allyn-6200 | Welch Allyn | [7 empty] | Covered PM Repair - Lab Analyzers/Anesth | MHHS-Mem City
NO | YES |  |  |  | 005-08404 | 005-08404 | Welch Allyn Inc | 64MTPX-B |  |  | SE - UNIT 3B (SCU) | MHHS-Southeast |  |  |  | 005-08404 | 005-08404 | Southeast | Memorial Herman North East | SE - UNIT 3B (SCU) | NE 5th floor storage. |  |  |  |  | MONITORS, PHYSIOLOGIC, VITAL SIGNS |  | MONITORVITALSIGNS-Welch Allyn-64MTXX-B |  |  |  |  | MONITORVITALSIGNS-Welch Allyn-64MTXX-B | Welch Allyn | [7 empty] | Not Covered Vendor Only - Biomedical | MHHS-Southeast
NO | YES |  |  |  | 005-08708 | 005-08708 | Welch Allyn Inc | 64MTPX-B |  |  | SE-Neonatal ICU | MHHS-Southeast |  |  |  | 005-08708 | 005-08708 | Southeast | MHHS-Southeast | SE-Neonatal ICU | 4th floor Storage | 10/1/18 |  |  |  | MONITORS, PHYSIOLOGIC, VITAL SIGNS |  | MONITORVITALSIGNS-Welch Allyn-64MTXX-B |  |  |  |  | MONITORVITALSIGNS-Welch Allyn-64MTXX-B | Welch Allyn |  |  |  |  | 10/4/20 |  |  | Not Covered Vendor Only - Biomedical | MHHS-Southeast
NO | YES |  |  |  | 005-08384 | 005-08384 | Welch Allyn Inc | 64MTPX-B |  |  | SE-Outpatient Lab | MHHS-Southeast |  |  |  | 005-08384 | 005-08384 | Southeast | MHHS-Southeast | SE-Outpatient Lab | 4 floor storage | 2/1/19 |  | 2/1/20 |  | MONITORS, PHYSIOLOGIC, VITAL SIGNS |  | MONITORVITALSIGNS-Welch Allyn-64MTXX-B |  |  |  |  | MONITORVITALSIGNS-Welch Allyn-64MTXX-B | Welch Allyn |  |  |  |  | 10/4/20 |  |  | Not Covered Vendor Only - Biomedical | MHHS-Southeast
NO | YES |  |  |  | 005-08385 | 005-08385 | Welch Allyn Inc | 64MTPX-B |  |  | SE-Outpatient Lab | MHHS-Southeast |  |  |  | 005-08385 | 005-08385 | Southeast | MHHS-Southeast | SE-Outpatient Lab | 4 floor storage | 2/1/19 |  | 2/1/20 |  | MONITORS, PHYSIOLOGIC, VITAL SIGNS |  | MONITORVITALSIGNS-Welch Allyn-64MTXX-B |  |  |  |  | MONITORVITALSIGNS-Welch Allyn-64MTXX-B | Welch Allyn |  |  |  |  | 10/4/20 |  |  | Not Covered Vendor Only - Biomedical | MHHS-Southeast
NO | YES |  |  |  | 005-08386 | 005-08386 | Welch Allyn Inc | 64MTPX-B |  |  | SE-Outpatient Lab | MHHS-Southeast |  |  |  | 005-08386 | 005-08386 | Southeast | MHHS-Southeast | SE-Outpatient Lab | 4 floor storage | 2/1/19 |  | 2/1/20 |  | MONITORS, PHYSIOLOGIC, VITAL SIGNS |  | MONITORVITALSIGNS-Welch Allyn-64MTXX-B |  |  |  |  | MONITORVITALSIGNS-Welch Allyn-64MTXX-B | Welch Allyn |  |  |  |  | 10/4/20 |  |  | Not Covered Vendor Only - Biomedical | MHHS-Southeast
NO | YES |  |  |  | 005-08387 | 005-08387 | Welch Allyn Inc | 64MTPX-B |  |  | SE-Outpatient Lab | MHHS-Southeast |  |  |  | 005-08387 | 005-08387 | Southeast | MHHS-Southeast | SE-Outpatient Lab | 4 floor storage | 2/1/19 |  | 2/1/20 |  | MONITORS, PHYSIOLOGIC, VITAL SIGNS |  | MONITORVITALSIGNS-Welch Allyn-64MTXX-B |  |  |  |  | MONITORVITALSIGNS-Welch Allyn-64MTXX-B | Welch Allyn |  |  |  |  | 10/4/20 |  |  | Not Covered Vendor Only - Biomedical | MHHS-Southeast
NO | YES |  |  |  | 005-08388 | 005-08388 | Welch Allyn Inc | 64MTPX-B |  |  | SE-Outpatient Lab | MHHS-Southeast |  |  |  | 005-08388 | 005-08388 | Southeast | MHHS-Southeast | SE-Outpatient Lab | 4 floor storage | 2/1/19 |  | 2/1/20 |  | MONITORS, PHYSIOLOGIC, VITAL SIGNS |  | MONITORVITALSIGNS-Welch Allyn-64MTXX-B |  |  |  |  | MONITORVITALSIGNS-Welch Allyn-64MTXX-B | Welch Allyn |  |  |  |  | 10/4/20 |  |  | Not Covered Vendor Only - Biomedical | MHHS-Southeast
NO | YES |  |  |  | 005-08406 | 005-08406 | Welch Allyn Inc | 64MTPX-B |  |  | SE - UNIT 3B (SCU) | MHHS-Southeast |  |  |  | 005-08406 | 005-08406 | Southeast | Memorial Herman North East | SE - UNIT 3B (SCU) | NE 5th floor storage. |  |  |  |  | MONITORS, PHYSIOLOGIC, VITAL SIGNS |  | MONITORVITALSIGNS-Welch Allyn-64MTXX-B |  |  |  |  | MONITORVITALSIGNS-Welch Allyn-64MTXX-B | Welch Allyn | [7 empty] | Not Covered Vendor Only - Biomedical | MHHS-Southeast
NO | YES |  |  |  | 005-33488 | 005-33488 | Welch Allyn Inc | 64MTPX-B |  |  | SE - UNIT 2A (INPATIENT REHAB) | MHHS-Southeast |  |  |  | 005-33488 | 005-33488 | Southeast | Memorial Hermann Northeast Humble | SE - UNIT 2A (INPATIENT REHAB) | 5th floor storage |  |  |  |  | MONITORS, PHYSIOLOGIC, VITAL SIGNS |  | MONITORVITALSIGNS-Welch Allyn-64MTXX-B |  |  |  |  | MONITORVITALSIGNS-Welch Allyn-64MTXX-B | Welch Allyn | [7 empty] | Not Covered Vendor Only - Biomedical | MHHS-Southeast
NO | YES |  |  |  | 005-08390 | 005-08390 | Welch Allyn Inc | 64MTPX-B |  |  | SE-Unit 2A (Inpatient Rehab) | MHHS-Southeast |  |  |  | 005-08390 | 005-08390 | Southeast | MHHS-Southeast | SE-Unit 2A (Inpatient Rehab) | 4th floor storage | 5/1/19 |  |  |  | MONITORS, PHYSIOLOGIC, VITAL SIGNS |  | MONITORVITALSIGNS-Welch Allyn-64MTXX-B |  |  |  |  | MONITORVITALSIGNS-Welch Allyn-64MTXX-B | Welch Allyn |  |  |  |  | 10/4/20 |  |  | Not Covered Vendor Only - Biomedical | MHHS-Southeast
NO | YES |  |  |  | 005-09147 | 005-09147 | Welch Allyn Inc | 64MTPX-B |  |  | SE - UNIT 3B (SCU) | MHHS-Southeast |  |  |  | 005-09147 | 005-09147 | Southeast | Memorial Herman North East | SE - UNIT 3B (SCU) | NE 5th floor storage. | [6 empty] | MONITORVITALSIGNS-Welch Allyn-64MTXX-B |  |  |  |  | MONITORVITALSIGNS-Welch Allyn-64MTXX-B | Welch Allyn | [7 empty] | Not Covered Vendor Only - Biomedical | MHHS-Southeast
NO | YES |  |  |  | 005-08373 | 005-08373 | Welch Allyn Inc | 64MTPX-B |  |  | SE - UNIT 2A (INPATIENT REHAB) | MHHS-Southeast |  |  |  | 005-08373 | 005-08373 | Southeast | Memorial Hermann Northeast Humble | SE - UNIT 2A (INPATIENT REHAB) | 5th floor storage |  |  |  |  | MONITORS, PHYSIOLOGIC, VITAL SIGNS |  | MONITORVITALSIGNS-Welch Allyn-64MTXX-B |  |  |  |  | MONITORVITALSIGNS-Welch Allyn-64MTXX-B | Welch Allyn | [7 empty] | Not Covered Vendor Only - Biomedical | MHHS-Southeast
NO | YES |  |  |  | 005-08375 | 005-08375 | Welch Allyn Inc | 64MTPX-B |  |  | SE - UNIT 2A (INPATIENT REHAB) | MHHS-Southeast |  |  |  | 005-08375 | 005-08375 | Southeast | Memorial Hermann Northeast Humble | SE - UNIT 2A (INPATIENT REHAB) | 5th floor storage |  |  |  |  | MONITORS, PHYSIOLOGIC, VITAL SIGNS |  | MONITORVITALSIGNS-Welch Allyn-64MTXX-B |  |  |  |  | MONITORVITALSIGNS-Welch Allyn-64MTXX-B | Welch Allyn | [7 empty] | Not Covered Vendor Only - Biomedical | MHHS-Southeast
NO | YES |  |  |  | 005-11947 | 005-11947 | Welch Allyn Inc | 64MTPX-B |  |  | SE-Outpatient Lab | MHHS-Southeast |  |  |  | 005-11947 | 005-11947 | Southeast | MHHS-Southeast | SE-Outpatient Lab | 4 floor storage | 9/1/19 |  | 9/1/20 |  | MONITORS, PHYSIOLOGIC, VITAL SIGNS |  | MONITORVITALSIGNS-Welch Allyn-64MTXX-B |  |  |  |  | MONITORVITALSIGNS-Welch Allyn-64MTXX-B | Welch Allyn |  |  |  |  | 10/4/20 |  |  | Not Covered Vendor Only - Biomedical | MHHS-Southeast
NO | YES |  |  |  | 005-11948 | 005-11948 | Welch Allyn Inc | 64MTPX-B |  |  | SE-Outpatient Lab | MHHS-Southeast |  |  |  | 005-11948 | 005-11948 | Southeast | MHHS-Southeast | SE-Outpatient Lab | 4 floor storage | 2/1/19 |  | 2/1/20 |  | MONITORS, PHYSIOLOGIC, VITAL SIGNS |  | MONITORVITALSIGNS-Welch Allyn-64MTXX-B |  |  |  |  | MONITORVITALSIGNS-Welch Allyn-64MTXX-B | Welch Allyn |  |  |  |  | 10/4/20 |  |  | Not Covered Vendor Only - Biomedical | MHHS-Southeast
NO | YES |  |  |  | 005-11139 | 005-11139 | Welch Allyn Inc | 64MTPX-B |  |  | SE - UNIT 3B (SCU) | MHHS-Southeast |  |  |  | 005-11139 | 005-11139 | Southeast | Memorial Herman North East | SE - UNIT 3B (SCU) | NE 5th floor storage. |  |  |  |  | MONITORS, PHYSIOLOGIC, VITAL SIGNS |  | MONITORVITALSIGNS-Welch Allyn-64MTXX-B |  |  |  |  | MONITORVITALSIGNS-Welch Allyn-64MTXX-B | Welch Allyn | [7 empty] | Not Covered Vendor Only - Biomedical | MHHS-Southeast
NO | YES |  |  |  | 005-08340 | 005-08340 | Welch Allyn Inc | 64MTPX-B |  |  | SE-Outpatient Lab | MHHS-Southeast |  |  |  | 005-08340 | 005-08340 | Southeast | MHHS-Southeast | SE-Outpatient Lab | 4 floor storage | 2/1/20 |  | 2/1/21 |  | MONITORS, PHYSIOLOGIC, VITAL SIGNS |  | MONITORVITALSIGNS-Welch Allyn-64MTXX-B |  |  |  |  | MONITORVITALSIGNS-Welch Allyn-64MTXX-B | Welch Allyn |  |  |  |  | 10/4/20 |  |  | Not Covered Vendor Only - Biomedical | MHHS-Southeast
NO | YES |  |  |  | 005-08342 | 005-08342 | Welch Allyn Inc | 64MTPX-B |  |  | SE-Outpatient Lab | MHHS-Southeast |  |  |  | 005-08342 | 005-08342 | Southeast | MHHS-Southeast | SE-Outpatient Lab | 4 floor storage | 1/1/19 |  | 1/1/20 |  | MONITORS, PHYSIOLOGIC, VITAL SIGNS |  | MONITORVITALSIGNS-Welch Allyn-64MTXX-B |  |  |  |  | MONITORVITALSIGNS-Welch Allyn-64MTXX-B | Welch Allyn |  |  |  |  | 10/4/20 |  |  | Not Covered Vendor Only - Biomedical | MHHS-Southeast
NO | YES |  |  |  | 005-08345 | 005-08345 | Welch Allyn Inc | 64MTPX-B |  |  | SE-Outpatient Lab | MHHS-Southeast |  |  |  | 005-08345 | 005-08345 | Southeast | MHHS-Southeast | SE-Outpatient Lab | 4 floor storage | 7/1/19 |  | 7/1/20 |  | MONITORS, PHYSIOLOGIC, VITAL SIGNS |  | MONITORVITALSIGNS-Welch Allyn-64MTXX-B |  |  |  |  | MONITORVITALSIGNS-Welch Allyn-64MTXX-B | Welch Allyn |  |  |  |  | 10/4/20 |  |  | Not Covered Vendor Only - Biomedical | MHHS-Southeast
YES | YES |  |  |  | 005-11135 | 005-11135 | Welch Allyn Inc | 64MTPX-B |  |  | SE - OUTPATIENT LAB |  |  |  |  | 005-11135 | 005-11135 | Southeast | Memorial Hermann Southeast Hospital | SE - OUTPATIENT LAB | 4 floor storage | 2/1/20 |  | 2/1/21
NO | NO |  |  |  | 005-08397 |  | Welch Allyn Inc | 64MTPX-B |  |  | SE - CANCER CENTER | MHHS-Southeast |  |  |  | 005-08397 |  | Southeast & Bay Area |  | SE - CANCER CENTER | [5 empty] | MONITORS, PHYSIOLOGIC, VITAL SIGNS |  | MONITORVITALSIGNS-Welch Allyn-64MTXX-B |  |  |  |  | MONITORVITALSIGNS-Welch Allyn-64MTXX-B | Welch Allyn | [7 empty] | Not Covered Vendor Only - Biomedical | MHHS-Southeast
NO | NO |  |  |  | 005-08398 |  | Welch Allyn Inc | 64MTPX-B |  |  | SE - CANCER CENTER | MHHS-Southeast |  |  |  | 005-08398 |  | Southeast & Bay Area |  | SE - CANCER CENTER | [5 empty] | MONITORS, PHYSIOLOGIC, VITAL SIGNS |  | MONITORVITALSIGNS-Welch Allyn-64MTXX-B |  |  |  |  | MONITORVITALSIGNS-Welch Allyn-64MTXX-B | Welch Allyn | [7 empty] | Not Covered Vendor Only - Biomedical | MHHS-Southeast
NO | NO |  |  |  | 005-08399 |  | Welch Allyn Inc | 64MTPX-B |  |  | SE - CANCER CENTER | MHHS-Southeast |  |  |  | 005-08399 |  | Southeast & Bay Area |  | SE - CANCER CENTER | [5 empty] | MONITORS, PHYSIOLOGIC, VITAL SIGNS |  | MONITORVITALSIGNS-Welch Allyn-64MTXX-B |  |  |  |  | MONITORVITALSIGNS-Welch Allyn-64MTXX-B | Welch Allyn | [7 empty] | Not Covered Vendor Only - Biomedical | MHHS-Southeast
NO | NO |  |  |  | 005-08400 |  | Welch Allyn Inc | 64MTPX-B |  |  | SE - CANCER CENTER | MHHS-Southeast |  |  |  | 005-08400 |  | Southeast & Bay Area |  | SE - CANCER CENTER | [5 empty] | MONITORS, PHYSIOLOGIC, VITAL SIGNS |  | MONITORVITALSIGNS-Welch Allyn-64MTXX-B |  |  |  |  | MONITORVITALSIGNS-Welch Allyn-64MTXX-B | Welch Allyn | [7 empty] | Not Covered Vendor Only - Biomedical | MHHS-Southeast
NO | NO |  |  |  | 005-08402 |  | Welch Allyn Inc | 64MTPX-B |  |  | SE - CANCER CENTER | MHHS-Southeast |  |  |  | 005-08402 |  | Southeast & Bay Area |  | SE - CANCER CENTER | [5 empty] | MONITORS, PHYSIOLOGIC, VITAL SIGNS |  | MONITORVITALSIGNS-Welch Allyn-64MTXX-B |  |  |  |  | MONITORVITALSIGNS-Welch Allyn-64MTXX-B | Welch Allyn | [7 empty] | Not Covered Vendor Only - Biomedical | MHHS-Southeast
NO | NO |  |  |  | 005-08403 |  | Welch Allyn Inc | 64MTPX-B |  |  | SE - CANCER CENTER | MHHS-Southeast |  |  |  | 005-08403 |  | Southeast & Bay Area |  | SE - CANCER CENTER | [5 empty] | MONITORS, PHYSIOLOGIC, VITAL SIGNS |  | MONITORVITALSIGNS-Welch Allyn-64MTXX-B |  |  |  |  | MONITORVITALSIGNS-Welch Allyn-64MTXX-B | Welch Allyn | [7 empty] | Not Covered Vendor Only - Biomedical | MHHS-Southeast
NO | NO |  |  |  | 005-08408 |  | Welch Allyn Inc | 64MTPX-B |  |  | SE - CANCER CENTER | MHHS-Southeast |  |  |  | 005-08408 |  | Southeast & Bay Area |  | SE - CANCER CENTER | [5 empty] | MONITORS, PHYSIOLOGIC, VITAL SIGNS |  | MONITORVITALSIGNS-Welch Allyn-64MTXX-B |  |  |  |  | MONITORVITALSIGNS-Welch Allyn-64MTXX-B | Welch Allyn | [7 empty] | Not Covered Vendor Only - Biomedical | MHHS-Southeast
NO | NO |  |  |  | 005-08395 |  | Welch Allyn Inc | 64MTPX-B |  |  | SE - EMERGENCY CENTER | MHHS-Southeast |  |  |  | 005-08395 |  | Southeast & Bay Area |  | SE - EMERGENCY CENTER | [5 empty] | MONITORS, PHYSIOLOGIC, VITAL SIGNS |  | MONITORVITALSIGNS-Welch Allyn-64MTXX-B |  |  |  |  | MONITORVITALSIGNS-Welch Allyn-64MTXX-B | Welch Allyn | [7 empty] | Not Covered Vendor Only - Biomedical | MHHS-Southeast
NO | NO |  |  |  | 005-12192 |  | Welch Allyn Inc | 64MTPX-B |  |  | SE - EMERGENCY CENTER | MHHS-Southeast |  |  |  | 005-12192 |  | Southeast & Bay Area |  | SE - EMERGENCY CENTER | [5 empty] | MONITORS, PHYSIOLOGIC, VITAL SIGNS |  | MONITORVITALSIGNS-Welch Allyn-64MTXX-B |  |  |  |  | MONITORVITALSIGNS-Welch Allyn-64MTXX-B | Welch Allyn | [7 empty] | Not Covered Vendor Only - Biomedical | MHHS-Southeast
NO | NO |  |  |  | 005-08393 |  | Welch Allyn Inc | 64MTPX-B |  |  | SE - OCC HEALTH | MHHS-Southeast |  |  |  | 005-08393 |  | Southeast & Bay Area |  | SE - OCC HEALTH | [5 empty] | MONITORS, PHYSIOLOGIC, VITAL SIGNS |  | MONITORVITALSIGNS-Welch Allyn-64MTXX-B |  |  |  |  | MONITORVITALSIGNS-Welch Allyn-64MTXX-B | Welch Allyn | [7 empty] | Not Covered Vendor Only - Biomedical | MHHS-Southeast
NO | NO |  |  |  | 005-08396 |  | Welch Allyn Inc | 64MTPX-B |  |  | SE - UNIT 1A (OBSERVATION) | MHHS-Southeast |  |  |  | 005-08396 |  | Southeast & Bay Area |  | SE - UNIT 1A (OBSERVATION) | [5 empty] | MONITORS, PHYSIOLOGIC, VITAL SIGNS |  | MONITORVITALSIGNS-Welch Allyn-64MTXX-B |  |  |  |  | MONITORVITALSIGNS-Welch Allyn-64MTXX-B | Welch Allyn | [7 empty] | Not Covered Vendor Only - Biomedical | MHHS-Southeast
NO | NO |  |  |  | 005-08407 |  | Welch Allyn Inc | 64MTPX-B |  |  | SE - UNIT 1A (OBSERVATION) | MHHS-Southeast |  |  |  | 005-08407 |  | Southeast & Bay Area |  | SE - UNIT 1A (OBSERVATION) | [5 empty] | MONITORS, PHYSIOLOGIC, VITAL SIGNS |  | MONITORVITALSIGNS-Welch Allyn-64MTXX-B |  |  |  |  | MONITORVITALSIGNS-Welch Allyn-64MTXX-B | Welch Allyn | [7 empty] | Not Covered Vendor Only - Biomedical | MHHS-Southeast
NO | NO |  |  |  | 005-08383 |  | Welch Allyn Inc | 64MTPX-B |  |  | SE - UNIT 1B (MED/SURG) | MHHS-Southeast |  |  |  | 005-08383 |  | Southeast & Bay Area |  | SE - UNIT 1B (MED/SURG) | [5 empty] | MONITORS, PHYSIOLOGIC, VITAL SIGNS |  | MONITORVITALSIGNS-Welch Allyn-64MTXX-B |  |  |  |  | MONITORVITALSIGNS-Welch Allyn-64MTXX-B | Welch Allyn | [7 empty] | Not Covered Vendor Only - Biomedical | MHHS-Southeast
NO | NO |  |  |  | 005-09197 |  | Welch Allyn Inc | 64MTPX-B |  |  | SE - UNIT 1B (MED/SURG) | MHHS-Southeast |  |  |  | 005-09197 |  | Southeast & Bay Area |  | SE - UNIT 1B (MED/SURG) | [5 empty] | MONITORS, PHYSIOLOGIC, VITAL SIGNS |  | MONITORVITALSIGNS-Welch Allyn-64MTXX-B |  |  |  |  | MONITORVITALSIGNS-Welch Allyn-64MTXX-B | Welch Allyn | [7 empty] | Not Covered Vendor Only - Biomedical | MHHS-Southeast
NO | NO |  |  |  | 005-09264 |  | Welch Allyn Inc | 64MTPX-B |  |  | SE - UNIT 1B (MED/SURG) | MHHS-Southeast |  |  |  | 005-09264 |  | Southeast & Bay Area |  | SE - UNIT 1B (MED/SURG) | [5 empty] | MONITORS, PHYSIOLOGIC, VITAL SIGNS |  | MONITORVITALSIGNS-Welch Allyn-64MTXX-B |  |  |  |  | MONITORVITALSIGNS-Welch Allyn-64MTXX-B | Welch Allyn | [7 empty] | Not Covered Vendor Only - Biomedical | MHHS-Southeast
NO | NO |  |  |  | 005-08376 |  | Welch Allyn Inc | 64MTPX-B |  |  | SE - UNIT 2A (INPATIENT REHAB) | MHHS-Southeast |  |  |  | 005-08376 |  | Southeast & Bay Area |  | SE - UNIT 2A (INPATIENT REHAB) | [5 empty] | MONITORS, PHYSIOLOGIC, VITAL SIGNS |  | MONITORVITALSIGNS-Welch Allyn-64MTXX-B |  |  |  |  | MONITORVITALSIGNS-Welch Allyn-64MTXX-B | Welch Allyn | [7 empty] | Not Covered Vendor Only - Biomedical | MHHS-Southeast
NO | NO |  |  |  | 005-08391 |  | Welch Allyn Inc | 64MTPX-B |  |  | SE - UNIT 2A (INPATIENT REHAB) | MHHS-Southeast |  |  |  | 005-08391 |  | Southeast & Bay Area |  | SE - UNIT 2A (INPATIENT REHAB) | [5 empty] | MONITORS, PHYSIOLOGIC, VITAL SIGNS |  | MONITORVITALSIGNS-Welch Allyn-64MTXX-B |  |  |  |  | MONITORVITALSIGNS-Welch Allyn-64MTXX-B | Welch Allyn | [7 empty] | Not Covered Vendor Only - Biomedical | MHHS-Southeast
NO | NO |  |  |  | 005-11523 |  | Welch Allyn Inc | 64MTPX-B |  |  | SE - UNIT 2A (INPATIENT REHAB) | MHHS-Southeast |  |  |  | 005-11523 |  | Southeast & Bay Area |  | SE - UNIT 2A (INPATIENT REHAB) | [5 empty] | MONITORS, PHYSIOLOGIC, VITAL SIGNS |  | MONITORVITALSIGNS-Welch Allyn-64MTXX-B |  |  |  |  | MONITORVITALSIGNS-Welch Allyn-64MTXX-B | Welch Allyn | [7 empty] | Not Covered Vendor Only - Biomedical | MHHS-Southeast
NO | NO |  |  |  | 005-34044 |  | Welch Allyn Inc | 64MTPX-B |  |  | SE - UNIT 2A (INPATIENT REHAB) | MHHS-Southeast |  |  |  | 005-34044 |  | Southeast & Bay Area |  | SE - UNIT 2A (INPATIENT REHAB) | [5 empty] | MONITORS, PHYSIOLOGIC, VITAL SIGNS |  | MONITORVITALSIGNS-Welch Allyn-64MTXX-B |  |  |  |  | MONITORVITALSIGNS-Welch Allyn-64MTXX-B | Welch Allyn | [7 empty] | Not Covered Vendor Only - Biomedical | MHHS-Southeast
NO | NO |  |  |  | 005-08374 |  | Welch Allyn Inc | 64MTPX-B |  |  | SE - UNIT 2B (ONCOLOGY) | MHHS-Southeast |  |  |  | 005-08374 |  | Southeast & Bay Area |  | SE - UNIT 2B (ONCOLOGY) | [5 empty] | MONITORS, PHYSIOLOGIC, VITAL SIGNS |  | MONITORVITALSIGNS-Welch Allyn-64MTXX-B |  |  |  |  | MONITORVITALSIGNS-Welch Allyn-64MTXX-B | Welch Allyn | [7 empty] | Not Covered Vendor Only - Biomedical | MHHS-Southeast
NO | NO |  |  |  | 005-11945 |  | Welch Allyn Inc | 64MTPX-B |  |  | SE - UNIT 3A (IMU) | MHHS-Southeast |  |  |  | 005-11945 |  | Southeast & Bay Area |  | SE - UNIT 3A (IMU) | [5 empty] | MONITORS, PHYSIOLOGIC, VITAL SIGNS |  | MONITORVITALSIGNS-Welch Allyn-64MTXX-B |  |  |  |  | MONITORVITALSIGNS-Welch Allyn-64MTXX-B | Welch Allyn | [7 empty] | Not Covered Vendor Only - Biomedical | MHHS-Southeast
NO | NO |  |  |  | 005-11136 |  | Welch Allyn Inc | 64MTPX-B |  |  | SE - UNIT 3B (SCU) | MHHS-Southeast |  |  |  | 005-11136 |  | Southeast & Bay Area |  | SE - UNIT 3B (SCU) | [5 empty] | MONITORS, PHYSIOLOGIC, VITAL SIGNS |  | MONITORVITALSIGNS-Welch Allyn-64MTXX-B |  |  |  |  | MONITORVITALSIGNS-Welch Allyn-64MTXX-B | Welch Allyn | [7 empty] | Not Covered Vendor Only - Biomedical | MHHS-Southeast
NO | NO |  |  |  | 005-11138 |  | Welch Allyn Inc | 64MTPX-B |  |  | SE - UNIT 3B (SCU) | MHHS-Southeast |  |  |  | 005-11138 |  | Southeast & Bay Area |  | SE - UNIT 3B (SCU) | [5 empty] | MONITORS, PHYSIOLOGIC, VITAL SIGNS |  | MONITORVITALSIGNS-Welch Allyn-64MTXX-B |  |  |  |  | MONITORVITALSIGNS-Welch Allyn-64MTXX-B | Welch Allyn | [7 empty] | Not Covered Vendor Only - Biomedical | MHHS-Southeast
NO | NO |  |  |  | 005-10798 |  | Welch Allyn Inc | 64MTPX-B |  |  | SE - UNIT 4B (WOMENS SERVICES) | MHHS-Southeast |  |  |  | 005-10798 |  | Southeast & Bay Area |  | SE - UNIT 4B (WOMENS SERVICES) | [5 empty] | MONITORS, PHYSIOLOGIC, VITAL SIGNS |  | MONITORVITALSIGNS-Welch Allyn-64MTXX-B |  |  |  |  | MONITORVITALSIGNS-Welch Allyn-64MTXX-B | Welch Allyn | [7 empty] | Not Covered Vendor Only - Biomedical | MHHS-Southeast
NO | YES |  |  |  | 009-10512 | 009-10512 | Welch Allyn Inc | 64MTXX |  | (21) 100086293117 | MH MG-(GH)-GH CCC-Timeshare | MHHS-MG |  |  |  | 009-10512 | 009-10512 | Central | MHHS-MG | MH MG-(GH)-GH CCC-Timeshare |  | 4/1/19 | 4/1/20 |  |  | MONITORS, PHYSIOLOGIC, VITAL SIGNS | Monitor, Vital Signs | MONITORVITALSIGNS-Welch Allyn-64MTXX-B |  |  |  |  | MONITORVITALSIGNS-Welch Allyn-64MTXX-B | Welch Allyn |  |  |  |  | 10/4/20 |  | MVS-A | Not Covered Vendor Only - Biomedical | MHHS-MG | [8 empty] | MONITORVITALSIGNS | Monitor, Vital Signs | Welch Allyn
NO | YES |  |  |  | 009-10513 | 009-10513 | Welch Allyn Inc | 64MTXX |  | (21) 100086273117 | MH MG-(GH)-GH CCC-Timeshare | MHHS-MG |  |  |  | 009-10513 | 009-10513 | Central | MHHS-MG | MH MG-(GH)-GH CCC-Timeshare | Sports | 4/1/19 | 4/1/20 |  |  | MONITORS, PHYSIOLOGIC, VITAL SIGNS | Monitor, Vital Signs | MONITORVITALSIGNS-Welch Allyn-64MTXX-B |  |  |  |  | MONITORVITALSIGNS-Welch Allyn-64MTXX-B | Welch Allyn |  |  |  |  | 10/4/20 |  | MVS-A | Not Covered Vendor Only - Biomedical | MHHS-MG | [8 empty] | MONITORVITALSIGNS | Monitor, Vital Signs | Welch Allyn
NO | YES |  |  |  | 929-00494 | 929-00494 | Welch Allyn Inc | 64MTXX |  |  | MH MG-(KY)-Firethorne | MHHS-MG |  |  |  | 929-00494 | 929-00494 | Katy | MHHS-MG | MH MG-(KY)-Firethorne | Exam 4 | 1/1/20 | 1/1/21 |  |  | MONITORS, PHYSIOLOGIC, VITAL SIGNS | Monitor, Vital Signs | MONITORVITALSIGNS-Welch Allyn-64MTXX-B |  |  |  |  | MONITORVITALSIGNS-Welch Allyn-64MTXX-B | Welch Allyn |  |  |  |  | 10/4/20 |  | MVS-A | Not Covered Vendor Only - Biomedical | MHHS-MG | [8 empty] | MONITORVITALSIGNS | Monitor, Vital Signs | Welch Allyn
NO | YES |  |  |  | 929-00495 | 929-00495 | Welch Allyn Inc | 64MTXX |  |  | MH MG-(KY)-Urgent Care-Fulshear | MHHS-MG |  |  |  | 929-00495 | 929-00495 | Katy | MHHS-MG | MH MG-(KY)-Urgent Care-Fulshear | Exam room 4 | 1/1/19 | 1/1/20 |  |  | MONITORS, PHYSIOLOGIC, VITAL SIGNS | Monitor, Vital Signs | MONITORVITALSIGNS-Welch Allyn-64MTXX-B |  |  |  |  | MONITORVITALSIGNS-Welch Allyn-64MTXX-B | Welch Allyn |  |  |  |  | 10/4/20 |  | MVS-A | Not Covered Vendor Only - Biomedical | MHHS-MG | [8 empty] | MONITORVITALSIGNS | Monitor, Vital Signs | Welch Allyn
NO | YES |  |  |  | 929-00496 | 929-00496 | Welch Allyn Inc | 64MTXX |  |  | MH MG-(KY)-Firethorne | MHHS-MG |  |  |  | 929-00496 | 929-00496 | Katy | MHHS-MG | MH MG-(KY)-Firethorne | Exam 9 | 1/1/20 | 1/1/21 |  |  | MONITORS, PHYSIOLOGIC, VITAL SIGNS | Monitor, Vital Signs | MONITORVITALSIGNS-Welch Allyn-64MTXX-B |  |  |  |  | MONITORVITALSIGNS-Welch Allyn-64MTXX-B | Welch Allyn |  |  |  |  | 10/4/20 |  | MVS-A | Not Covered Vendor Only - Biomedical | MHHS-MG | [8 empty] | MONITORVITALSIGNS | Monitor, Vital Signs | Welch Allyn
NO | YES |  |  |  | 583-00977 | 583-00977 | Welch Allyn Inc | 64MTXX |  |  | MH MG-(KY)-Katy CCC | MHHS-MG |  |  |  | 583-00977 | 583-00977 | Katy | MHHS-MG | MH MG-(KY)-Katy CCC | Hall | 4/1/19 | 4/1/20 |  |  | MONITORS, PHYSIOLOGIC, VITAL SIGNS | Monitor, Vital Signs | MONITORVITALSIGNS-Welch Allyn-64MTXX-B |  |  |  |  | MONITORVITALSIGNS-Welch Allyn-64MTXX-B | Welch Allyn |  |  |  |  | 10/4/20 |  | MVS-A | Not Covered Vendor Only - Biomedical | MHHS-MG | [8 empty] | MONITORVITALSIGNS | Monitor, Vital Signs | Welch Allyn
NO | YES |  |  |  | 013-36443 | 013-36443 | Welch Allyn Inc | 64MTXX |  |  | MH MG-(STX)-South Texas-Wharton | MHHS-MG |  |  |  | 013-36443 | 013-36443 | South | MHHS-MG | MH MG-(STX)-South Texas-Wharton | Exam 7 | 10/1/19 | 10/1/20 |  |  | MONITORS, PHYSIOLOGIC, VITAL SIGNS | Monitor, Vital Signs | MONITORVITALSIGNS-Welch Allyn-64MTXX-B |  |  |  |  | MONITORVITALSIGNS-Welch Allyn-64MTXX-B | Welch Allyn |  |  |  |  | 10/4/20 |  | MVS-A | Not Covered Vendor Only - Biomedical | MHHS-MG | [8 empty] | MONITORVITALSIGNS | Monitor, Vital Signs | Welch Allyn
NO | YES |  |  |  | 013-36444 | 013-36444 | Welch Allyn Inc | 64MTXX |  |  | MH MG-(STX)-South Texas-Wharton | MHHS-MG |  |  |  | 013-36444 | 013-36444 | South | MHHS-MG | MH MG-(STX)-South Texas-Wharton | Exam 4 | 10/1/19 | 10/1/20 |  |  | MONITORS, PHYSIOLOGIC, VITAL SIGNS | Monitor, Vital Signs | MONITORVITALSIGNS-Welch Allyn-64MTXX-B |  |  |  |  | MONITORVITALSIGNS-Welch Allyn-64MTXX-B | Welch Allyn |  |  |  |  | 10/4/20 |  | MVS-A | Not Covered Vendor Only - Biomedical | MHHS-MG | [8 empty] | MONITORVITALSIGNS | Monitor, Vital Signs | Welch Allyn
NO | YES |  |  |  | 929-00583 | 929-00583 | Welch Allyn Inc | 64MTXX |  |  | MH MG-(STX)-South Texas-Wharton | MHHS-MG |  |  |  | 929-00583 | 929-00583 | South | MHHS-MG | MH MG-(STX)-South Texas-Wharton | Exam room 9 | 10/1/19 | 10/1/20 |  |  | MONITORS, PHYSIOLOGIC, VITAL SIGNS | Monitor, Vital Signs | MONITORVITALSIGNS-Welch Allyn-64MTXX-B |  |  |  |  | MONITORVITALSIGNS-Welch Allyn-64MTXX-B | Welch Allyn |  |  |  |  | 10/4/20 |  | MVS-A | Not Covered Vendor Only - Biomedical | MHHS-MG | [8 empty] | MONITORVITALSIGNS | Monitor, Vital Signs | Welch Allyn
NO | YES |  |  |  | 929-00585 | 929-00585 | Welch Allyn Inc | 64MTXX |  |  | MH MG-(STX)-South Texas-Wharton | MHHS-MG |  |  |  | 929-00585 | 929-00585 | South | MHHS-MG | MH MG-(STX)-South Texas-Wharton | Back hallway | 10/1/19 | 10/1/20 |  |  | MONITORS, PHYSIOLOGIC, VITAL SIGNS | Monitor, Vital Signs | MONITORVITALSIGNS-Welch Allyn-64MTXX-B |  |  |  |  | MONITORVITALSIGNS-Welch Allyn-64MTXX-B | Welch Allyn |  |  |  |  | 10/4/20 |  | MVS-A | Not Covered Vendor Only - Biomedical | MHHS-MG | [8 empty] | MONITORVITALSIGNS | Monitor, Vital Signs | Welch Allyn
NO | YES |  |  |  | 929-00587 | 929-00587 | Welch Allyn Inc | 64MTXX |  |  | MH MG-(STX)-South Texas-Wharton | MHHS-MG |  |  |  | 929-00587 | 929-00587 | South | MHHS-MG | MH MG-(STX)-South Texas-Wharton | Exam 2 | 10/1/19 | 10/1/20 |  |  | MONITORS, PHYSIOLOGIC, VITAL SIGNS | Monitor, Vital Signs | MONITORVITALSIGNS-Welch Allyn-64MTXX-B |  |  |  |  | MONITORVITALSIGNS-Welch Allyn-64MTXX-B | Welch Allyn |  |  |  |  | 10/4/20 |  | MVS-A | Not Covered Vendor Only - Biomedical | MHHS-MG | [8 empty] | MONITORVITALSIGNS | Monitor, Vital Signs | Welch Allyn
NO | YES |  |  |  | 929-00588 | 929-00588 | Welch Allyn Inc | 64MTXX |  |  | MH MG-(STX)-South Texas-Wharton | MHHS-MG |  |  |  | 929-00588 | 929-00588 | South | MHHS-MG | MH MG-(STX)-South Texas-Wharton | Hallway | 10/1/19 | 2/1/20 |  |  | MONITORS, PHYSIOLOGIC, VITAL SIGNS | Monitor, Vital Signs | MONITORVITALSIGNS-Welch Allyn-64MTXX-B |  |  |  |  | MONITORVITALSIGNS-Welch Allyn-64MTXX-B | Welch Allyn |  |  |  |  | 10/4/20 |  | MVS-A | Not Covered Vendor Only - Biomedical | MHHS-MG | [8 empty] | MONITORVITALSIGNS | Monitor, Vital Signs | Welch Allyn
NO | YES |  |  |  | 929-00590 | 929-00590 | Welch Allyn Inc | 64MTXX |  |  | MH MG-(STX)-South Texas-Wharton | MHHS-MG |  |  |  | 929-00590 | 929-00590 | South | MHHS-MG | MH MG-(STX)-South Texas-Wharton | Back hallway | 10/1/19 | 10/1/20 |  |  | MONITORS, PHYSIOLOGIC, VITAL SIGNS | Monitor, Vital Signs | MONITORVITALSIGNS-Welch Allyn-64MTXX-B |  |  |  |  | MONITORVITALSIGNS-Welch Allyn-64MTXX-B | Welch Allyn |  |  |  |  | 10/4/20 |  | MVS-A | Not Covered Vendor Only - Biomedical | MHHS-MG | [8 empty] | MONITORVITALSIGNS | Monitor, Vital Signs | Welch Allyn
NO | YES |  |  |  | 929-00591 | 929-00591 | Welch Allyn Inc | 64MTXX |  |  | MH MG-(STX)-South Texas-Wharton | MHHS-MG |  |  |  | 929-00591 | 929-00591 | South | MHHS-MG | MH MG-(STX)-South Texas-Wharton | Back hallway | 10/1/19 | 10/1/20 |  |  | MONITORS, PHYSIOLOGIC, VITAL SIGNS | Monitor, Vital Signs | MONITORVITALSIGNS-Welch Allyn-64MTXX-B |  |  |  |  | MONITORVITALSIGNS-Welch Allyn-64MTXX-B | Welch Allyn |  |  |  |  | 10/4/20 |  | MVS-A | Not Covered Vendor Only - Biomedical | MHHS-MG | [8 empty] | MONITORVITALSIGNS | Monitor, Vital Signs | Welch Allyn
NO | YES |  |  |  | 929-00592 | 929-00592 | Welch Allyn Inc | 64MTXX |  |  | MH MG-(STX)-South Texas-Wharton | MHHS-MG |  |  |  | 929-00592 | 929-00592 | South | MHHS-MG | MH MG-(STX)-South Texas-Wharton | Hallway | 10/1/19 | 10/1/20 |  |  | MONITORS, PHYSIOLOGIC, VITAL SIGNS | Monitor, Vital Signs | MONITORVITALSIGNS-Welch Allyn-64MTXX-B |  |  |  |  | MONITORVITALSIGNS-Welch Allyn-64MTXX-B | Welch Allyn |  |  |  |  | 10/4/20 |  | MVS-A | Not Covered Vendor Only - Biomedical | MHHS-MG | [8 empty] | MONITORVITALSIGNS | Monitor, Vital Signs | Welch Allyn
NO | YES |  |  |  | 929-00593 | 929-00593 | Welch Allyn Inc | 64MTXX |  |  | MH MG-(STX)-South Texas-Wharton | MHHS-MG |  |  |  | 929-00593 | 929-00593 | South | MHHS-MG | MH MG-(STX)-South Texas-Wharton | Hallway | 10/1/19 | 10/1/20 |  |  | MONITORS, PHYSIOLOGIC, VITAL SIGNS | Monitor, Vital Signs | MONITORVITALSIGNS-Welch Allyn-64MTXX-B |  |  |  |  | MONITORVITALSIGNS-Welch Allyn-64MTXX-B | Welch Allyn |  |  |  |  | 9/27/20 |  | MVS-A | Not Covered Vendor Only - Biomedical | MHHS-MG | [8 empty] | MONITORVITALSIGNS | Monitor, Vital Signs | Welch Allyn
NO | YES |  |  |  | 929-00594 | 929-00594 | Welch Allyn Inc | 64MTXX |  |  | MH MG-(STX)-South Texas-Wharton | MHHS-MG |  |  |  | 929-00594 | 929-00594 | South | MHHS-MG | MH MG-(STX)-South Texas-Wharton | Nurses Station | 10/1/19 | 10/1/20 |  |  | MONITORS, PHYSIOLOGIC, VITAL SIGNS | Monitor, Vital Signs | MONITORVITALSIGNS-Welch Allyn-64MTXX-B |  |  |  |  | MONITORVITALSIGNS-Welch Allyn-64MTXX-B | Welch Allyn |  |  |  |  | 9/27/20 |  | MVS-A | Not Covered Vendor Only - Biomedical | MHHS-MG | [8 empty] | MONITORVITALSIGNS | Monitor, Vital Signs | Welch Allyn
NO | YES |  |  |  | 929-00595 | 929-00595 | Welch Allyn Inc | 64MTXX |  |  | MH MG-(STX)-South Texas-Wharton | MHHS-MG |  |  |  | 929-00595 | 929-00595 | South | MHHS-MG | MH MG-(STX)-South Texas-Wharton | Exam 5 | 10/1/19 | 10/1/20 |  |  | MONITORS, PHYSIOLOGIC, VITAL SIGNS | Monitor, Vital Signs | MONITORVITALSIGNS-Welch Allyn-64MTXX-B |  |  |  |  | MONITORVITALSIGNS-Welch Allyn-64MTXX-B | Welch Allyn |  |  |  |  | 9/27/20 |  | MVS-A | Not Covered Vendor Only - Biomedical | MHHS-MG | [8 empty] | MONITORVITALSIGNS | Monitor, Vital Signs | Welch Allyn
NO | YES |  |  |  | 929-00597 | 929-00597 | Welch Allyn Inc | 64MTXX |  |  | MH MG-(STX)-South Texas-Wharton | MHHS-MG |  |  |  | 929-00597 | 929-00597 | South | MHHS-MG | MH MG-(STX)-South Texas-Wharton | Exam 3 | 10/1/19 | 10/1/20 |  |  | MONITORS, PHYSIOLOGIC, VITAL SIGNS | Monitor, Vital Signs | MONITORVITALSIGNS-Welch Allyn-64MTXX-B |  |  |  |  | MONITORVITALSIGNS-Welch Allyn-64MTXX-B | Welch Allyn |  |  |  |  | 9/27/20 |  | MVS-A | Not Covered Vendor Only - Biomedical | MHHS-MG | [8 empty] | MONITORVITALSIGNS | Monitor, Vital Signs | Welch Allyn
NO | YES |  |  |  | 069-41513 | 069-41513 | Welch Allyn Inc | 64MTXX |  |  | OPID - (TMC) - BREAST CARE CENTER [MHMP-STE1600] - 453 | MHHS-OPID |  |  |  | 069-41513 | 069-41513 | TMC |  | OPID - (TMC) - BREAST CARE CENTER [MHMP-STE1600] - 453 |  | 4/10/19 |  |  |  | MONITORS, PHYSIOLOGIC, VITAL SIGNS | Monitor, Vital Signs | MONITORVITALSIGNS-Welch Allyn-64MTXX-B |  |  |  |  | MONITORVITALSIGNS-Welch Allyn-64MTXX-B | Welch Allyn |  |  |  |  | 9/27/20 | Finished from Script 3/27/2020 12:11:52pm (Central) | MVS-A | Not Covered Vendor Only - Biomedical | MHHS-OPID | [8 empty] | MONITORVITALSIGNS | Monitor, Vital Signs | Welch Allyn
NO | YES |  |  |  | 005-08341 | 005-08341 | Welch Allyn Inc | 64MTXX |  |  | SE-Unit 4B (Women'S Services) | MHHS-Southeast |  |  |  | 005-08341 | 005-08341 | Southeast | MHHS-Southeast | SE-Unit 4B (Women'S Services) | 4th floor storage | 1/1/19 |  |  |  | MONITORS, PHYSIOLOGIC, VITAL SIGNS |  | MONITORVITALSIGNS-Welch Allyn-64MTXX-B |  |  |  |  | MONITORVITALSIGNS-Welch Allyn-64MTXX-B | Welch Allyn |  |  |  |  | 10/4/20 |  |  | Not Covered Vendor Only - Biomedical | MHHS-Southeast
NO | YES |  |  |  | 005-08343 | 005-08343 | Welch Allyn Inc | 64MTXX |  |  | SE-Unit 4B (Women'S Services) | MHHS-Southeast |  |  |  | 005-08343 | 005-08343 | Southeast | MHHS-Southeast | SE-Unit 4B (Women'S Services) | 4th floor storage | 10/1/19 |  |  |  | MONITORS, PHYSIOLOGIC, VITAL SIGNS |  | MONITORVITALSIGNS-Welch Allyn-64MTXX-B |  |  |  |  | MONITORVITALSIGNS-Welch Allyn-64MTXX-B | Welch Allyn |  |  |  |  | 10/4/20 |  |  | Not Covered Vendor Only - Biomedical | MHHS-Southeast
NO | YES |  |  |  |  | 013-36093 | Welch Allyn Inc | 64MTXX |  |  | SW-Biomedical Services | MHHS-Southwest |  |  |  |  | 013-36093 | Southwest | MHHS-Southwest | SW-Biomedical Services | Biomed | 10/1/18 | 10/1/19 |  | Physically Damaged PM Past Due | MONITORS, PHYSIOLOGIC, VITAL SIGNS | Monitor, Vital Signs | MONITORVITALSIGNS-Welch Allyn-64MTXX-B |  |  |  |  | MONITORVITALSIGNS-Welch Allyn-64MTXX-B | Welch Allyn |  |  |  |  | 10/4/20 |  | MVS-A | Not Covered Vendor Only - Biomedical | MHHS-Southwest | [8 empty] | MONITORVITALSIGNS | Monitor, Vital Signs | Welch Allyn
NO | YES |  |  |  | 013-36781 | 013-36781 | Welch Allyn Inc | 64MTXX |  |  | SW-ER | MHHS-Southwest |  |  |  | 013-36781 | 013-36781 | Southwest | MHHS-Southwest | SW-ER | Triage |  |  |  |  | MONITORS, PHYSIOLOGIC, VITAL SIGNS | Monitor, Vital Signs | MONITORVITALSIGNS-Welch Allyn-64MTXX-B |  |  |  |  | MONITORVITALSIGNS-Welch Allyn-64MTXX-B | Welch Allyn |  |  |  |  | 10/4/20 |  | MVS-A | Not Covered Vendor Only - Biomedical | MHHS-Southwest | [8 empty] | MONITORVITALSIGNS | Monitor, Vital Signs | Welch Allyn
NO | YES |  |  |  | 013-37306 | 013-37306 | Welch Allyn Inc | 64MTXX |  |  | SW-ER | MHHS-Southwest |  |  |  | 013-37306 | 013-37306 | Southwest | MHHS-Southwest | SW-ER | Triage |  |  |  |  | MONITORS, PHYSIOLOGIC, VITAL SIGNS | Monitor, Vital Signs | MONITORVITALSIGNS-Welch Allyn-64MTXX-B |  |  |  |  | MONITORVITALSIGNS-Welch Allyn-64MTXX-B | Welch Allyn |  |  |  |  | 10/4/20 |  | MVS-A | Not Covered Vendor Only - Biomedical | MHHS-Southwest | [8 empty] | MONITORVITALSIGNS | Monitor, Vital Signs | Welch Allyn
NO | YES |  |  |  | 013-37565 | 013-37565 | Welch Allyn Inc | 64MTXX |  |  | SW-ER | MHHS-Southwest |  |  |  | 013-37565 | 013-37565 | Southwest | MHHS-Southwest | SW-ER | Pod c |  |  |  |  | MONITORS, PHYSIOLOGIC, VITAL SIGNS | Monitor, Vital Signs | MONITORVITALSIGNS-Welch Allyn-64MTXX-B |  |  |  |  | MONITORVITALSIGNS-Welch Allyn-64MTXX-B | Welch Allyn |  |  |  |  | 10/4/20 |  | MVS-A | Not Covered Vendor Only - Biomedical | MHHS-Southwest | [8 empty] | MONITORVITALSIGNS | Monitor, Vital Signs | Welch Allyn
NO | YES |  |  |  | 013-36096 | 013-36096 | Welch Allyn Inc | 64MTXX |  |  | SW-HVI-Noninvasive Cardiology | MHHS-Southwest |  |  |  | 013-36096 | 013-36096 | Southwest | MHHS-Southwest | SW-HVI-Noninvasive Cardiology | Hallway | 11/1/19 |  | 11/1/20 |  | MONITORS, PHYSIOLOGIC, VITAL SIGNS | Monitor, Vital Signs | MONITORVITALSIGNS-Welch Allyn-64MTXX-B |  |  |  |  | MONITORVITALSIGNS-Welch Allyn-64MTXX-B | Welch Allyn |  |  |  |  | 10/4/20 |  | MVS-A | Not Covered Vendor Only - Biomedical | MHHS-Southwest | [8 empty] | MONITORVITALSIGNS | Monitor, Vital Signs | Welch Allyn
NO | YES |  |  |  | 013-36099 | 013-36099 | Welch Allyn Inc | 64MTXX |  |  | SW-HVI-Noninvasive Cardiology | MHHS-Southwest |  |  |  | 013-36099 | 013-36099 | Southwest | MHHS-Southwest | SW-HVI-Noninvasive Cardiology | 121 Nourishment | 9/1/19 |  | 9/1/20 |  | MONITORS, PHYSIOLOGIC, VITAL SIGNS | Monitor, Vital Signs | MONITORVITALSIGNS-Welch Allyn-64MTXX-B |  |  |  |  | MONITORVITALSIGNS-Welch Allyn-64MTXX-B | Welch Allyn |  |  |  |  | 10/4/20 |  | MVS-A | Not Covered Vendor Only - Biomedical | MHHS-Southwest | [8 empty] | MONITORVITALSIGNS | Monitor, Vital Signs | Welch Allyn
NO | YES | Asset Tag 013-36080 |  |  | 013-36080 | 013-36080 | Welch Allyn Inc | 64MTXX |  |  | SW-Med/Surg 6 | MHHS-Southwest |  |  |  | 013-36080 | 013-36080 | Southwest | MHHS-Southwest | SW-Med/Surg 6 |  | 9/27/19 |  |  |  | MONITORS, PHYSIOLOGIC, VITAL SIGNS | Monitor, Vital Signs | MONITORVITALSIGNS-Welch Allyn-64MTXX-B |  |  |  |  | MONITORVITALSIGNS-Welch Allyn-64MTXX-B | Welch Allyn |  |  |  |  | 10/4/20 | Finished from Script 3/27/2020 12:11:52pm (Central) | MVS-A | Not Covered Vendor Only - Biomedical | MHHS-Southwest | [8 empty] | MONITORVITALSIGNS | Monitor, Vital Signs | Welch Allyn
NO | YES |  |  |  |  | 013-36059 | Welch Allyn Inc | 64MTXX |  |  | SW-Med/Surg Floors | MHHS-Southwest |  |  |  |  | 013-36059 | Southwest | MHHS-Southwest | SW-Med/Surg Floors |  | 9/1/19 |  | 9/1/20 |  | MONITORS, PHYSIOLOGIC, VITAL SIGNS | Monitor, Vital Signs | MONITORVITALSIGNS-Welch Allyn-64MTXX-B |  |  |  |  | MONITORVITALSIGNS-Welch Allyn-64MTXX-B | Welch Allyn |  |  |  |  | 10/4/20 |  | MVS-A | Not Covered Vendor Only - Biomedical | MHHS-Southwest | [8 empty] | MONITORVITALSIGNS | Monitor, Vital Signs | Welch Allyn
NO | YES |  |  |  | 013-38392 | 013-38392 | Welch Allyn Inc | 64MTXX |  |  | SW-Med/Surg Floors | MHHS-Southwest |  |  |  | 013-38392 | 013-38392 | Southwest | MHHS-Southwest | SW-Med/Surg Floors | Hallway | 10/1/19 |  | 10/1/20 |  | MONITORS, PHYSIOLOGIC, VITAL SIGNS | Monitor, Vital Signs | MONITORVITALSIGNS-Welch Allyn-64MTXX-B |  |  |  |  | MONITORVITALSIGNS-Welch Allyn-64MTXX-B | Welch Allyn |  |  |  |  | 10/4/20 |  | MVS-A | Not Covered Vendor Only - Biomedical | MHHS-Southwest | [8 empty] | MONITORVITALSIGNS | Monitor, Vital Signs | Welch Allyn
NO | YES |  |  |  | 013-38391 | 013-38391 | Welch Allyn Inc | 64MTXX |  |  | SW | MHHS-Southwest |  |  |  | 013-38391 | 013-38391 | Southwest | Memorial Hermann Southwest Hospital | SW | 8th Floor Rm 886 |  |  |  |  | MONITORS, PHYSIOLOGIC, VITAL SIGNS | Monitor, Vital Signs | MONITORVITALSIGNS-Welch Allyn-64MTXX-B |  |  |  |  | MONITORVITALSIGNS-Welch Allyn-64MTXX-B | Welch Allyn |  |  |  |  | 10/4/20 |  | MVS-A | Not Covered Vendor Only - Biomedical | MHHS-Southwest | [8 empty] | MONITORVITALSIGNS | Monitor, Vital Signs | Welch Allyn
NO | YES |  |  |  |  | 013-36043 | Welch Allyn Inc | 64MTXX |  |  | SW-Biomedical Services | MHHS-Southwest |  |  |  |  | 013-36043 | Southwest | MHHS-Southwest | SW-Biomedical Services | Biomed | 10/1/17 |  |  |  | MONITORS, PHYSIOLOGIC, VITAL SIGNS | Monitor, Vital Signs | MONITORVITALSIGNS-Welch Allyn-64MTXX-B |  |  |  |  | MONITORVITALSIGNS-Welch Allyn-64MTXX-B | Welch Allyn |  |  |  |  | 10/4/20 |  | MVS-A | Not Covered Vendor Only - Biomedical | MHHS-Southwest | [8 empty] | MONITORVITALSIGNS | Monitor, Vital Signs | Welch Allyn
NO | YES | [5 empty] | Welch Allyn Inc | 64MTXX |  |  | SW-Rehab | MHHS-Southwest | [5 empty] | Southwest | MHHS-Southwest | SW-Rehab | Negative pressure room | 11/1/19 |  | 11/1/20 |  | MONITORS, PHYSIOLOGIC, VITAL SIGNS | Monitor, Vital Signs | MONITORVITALSIGNS-Welch Allyn-64MTXX-B |  |  |  |  | MONITORVITALSIGNS-Welch Allyn-64MTXX-B | Welch Allyn |  |  |  |  | 10/4/20 |  | MVS-A | Not Covered Vendor Only - Biomedical | MHHS-Southwest | [8 empty] | MONITORVITALSIGNS | Monitor, Vital Signs | Welch Allyn
NO | YES |  |  |  |  | 013-36045 | Welch Allyn Inc | 64MTXX |  |  | SW-Telemetry | MHHS-Southwest |  |  |  |  | 013-36045 | Southwest | MHHS-Southwest | SW-Telemetry | Nurse station | 12/1/19 |  | 12/1/20 |  | MONITORS, PHYSIOLOGIC, VITAL SIGNS | Monitor, Vital Signs | MONITORVITALSIGNS-Welch Allyn-64MTXX-B |  |  |  |  | MONITORVITALSIGNS-Welch Allyn-64MTXX-B | Welch Allyn |  |  |  |  | 10/4/20 |  | MVS-A | Not Covered Vendor Only - Biomedical | MHHS-Southwest | [8 empty] | MONITORVITALSIGNS | Monitor, Vital Signs | Welch Allyn
NO | YES | [5 empty] | Welch Allyn Inc | 64MTXX |  |  | SW-Med/Surg Floors | MHHS-Southwest | [5 empty] | Southwest | MHHS-Southwest | SW-Med/Surg Floors | Rm 963 | 12/1/19 |  | 12/1/20 |  | MONITORS, PHYSIOLOGIC, VITAL SIGNS | Monitor, Vital Signs | MONITORVITALSIGNS-Welch Allyn-64MTXX-B |  |  |  |  | MONITORVITALSIGNS-Welch Allyn-64MTXX-B | Welch Allyn |  |  |  |  | 10/4/20 |  | MVS-A | Not Covered Vendor Only - Biomedical | MHHS-Southwest | [8 empty] | MONITORVITALSIGNS | Monitor, Vital Signs | Welch Allyn
NO | YES | [5 empty] | Welch Allyn Inc | 64MTXX |  |  | SW-Med/Surg Floors | MHHS-Southwest | [5 empty] | Southwest | MHHS-Southwest | SW-Med/Surg Floors | 9th | 1/1/20 | 3/1/21 |  |  | MONITORS, PHYSIOLOGIC, VITAL SIGNS | Monitor, Vital Signs | MONITORVITALSIGNS-Welch Allyn-64MTXX-B |  |  |  |  | MONITORVITALSIGNS-Welch Allyn-64MTXX-B | Welch Allyn |  |  |  |  | 10/4/20 |  | MVS-A | Not Covered Vendor Only - Biomedical | MHHS-Southwest | [8 empty] | MONITORVITALSIGNS | Monitor, Vital Signs | Welch Allyn
NO | YES |  |  |  |  | 013-36049 | Welch Allyn Inc | 64MTXX |  |  | SW-Med/Surg Floors | MHHS-Southwest |  |  |  |  | 013-36049 | Southwest | MHHS-Southwest | SW-Med/Surg Floors | 9th Floor | 11/1/19 |  | 11/1/20 |  | MONITORS, PHYSIOLOGIC, VITAL SIGNS | Monitor, Vital Signs | MONITORVITALSIGNS-Welch Allyn-64MTXX-B |  |  |  |  | MONITORVITALSIGNS-Welch Allyn-64MTXX-B | Welch Allyn |  |  |  |  | 10/4/20 |  | MVS-A | Not Covered Vendor Only - Biomedical | MHHS-Southwest | [8 empty] | MONITORVITALSIGNS | Monitor, Vital Signs | Welch Allyn
NO | YES | [5 empty] | Welch Allyn Inc | 64MTXX |  |  | SW-Med/Surg Floors | MHHS-Southwest | [5 empty] | Southwest | MHHS-Southwest | SW-Med/Surg Floors | Floor 9 | 12/1/18 |  |  |  | MONITORS, PHYSIOLOGIC, VITAL SIGNS | Monitor, Vital Signs | MONITORVITALSIGNS-Welch Allyn-64MTXX-B |  |  |  |  | MONITORVITALSIGNS-Welch Allyn-64MTXX-B | Welch Allyn |  |  |  |  | 10/4/20 |  | MVS-A | Not Covered Vendor Only - Biomedical | MHHS-Southwest | [8 empty] | MONITORVITALSIGNS | Monitor, Vital Signs | Welch Allyn
NO | YES | [5 empty] | Welch Allyn Inc | 64MTXX |  |  | SW-Med/Surg Floors | MHHS-Southwest | [5 empty] | Southwest | MHHS-Southwest | SW-Med/Surg Floors | Rm 991 | 12/1/19 |  | 12/1/20 |  | MONITORS, PHYSIOLOGIC, VITAL SIGNS | Monitor, Vital Signs | MONITORVITALSIGNS-Welch Allyn-64MTXX-B |  |  |  |  | MONITORVITALSIGNS-Welch Allyn-64MTXX-B | Welch Allyn |  |  |  |  | 10/4/20 |  | MVS-A | Not Covered Vendor Only - Biomedical | MHHS-Southwest | [8 empty] | MONITORVITALSIGNS | Monitor, Vital Signs | Welch Allyn
NO | YES | [5 empty] | Welch Allyn Inc | 64MTXX |  |  | SW-Med/Surg 9 Joint Camp | MHHS-Southwest | [5 empty] | Southwest | MHHS-Southwest | SW-Med/Surg 9 Joint Camp | E Wing 982 | 1/1/20 |  | 1/1/21 |  | MONITORS, PHYSIOLOGIC, VITAL SIGNS | Monitor, Vital Signs | MONITORVITALSIGNS-Welch Allyn-64MTXX-B |  |  |  |  | MONITORVITALSIGNS-Welch Allyn-64MTXX-B | Welch Allyn |  |  |  |  | 10/4/20 |  | MVS-A | Not Covered Vendor Only - Biomedical | MHHS-Southwest | [8 empty] | MONITORVITALSIGNS | Monitor, Vital Signs | Welch Allyn
NO | YES | [5 empty] | Welch Allyn Inc | 64MTXX |  |  | SW-Med/Surg Floors | MHHS-Southwest | [5 empty] | Southwest | MHHS-Southwest | SW-Med/Surg Floors | Floor 9 | 11/1/18 |  |  |  | MONITORS, PHYSIOLOGIC, VITAL SIGNS | Monitor, Vital Signs | MONITORVITALSIGNS-Welch Allyn-64MTXX-B |  |  |  |  | MONITORVITALSIGNS-Welch Allyn-64MTXX-B | Welch Allyn |  |  |  |  | 10/4/20 |  | MVS-A | Not Covered Vendor Only - Biomedical | MHHS-Southwest | [8 empty] | MONITORVITALSIGNS | Monitor, Vital Signs | Welch Allyn
NO | YES | [5 empty] | Welch Allyn Inc | 64MTXX |  |  | SW-Med/Surg Floors | MHHS-Southwest | [5 empty] | Southwest | MHHS-Southwest | SW-Med/Surg Floors | Hallway | 12/1/19 |  | 12/1/20 |  | MONITORS, PHYSIOLOGIC, VITAL SIGNS | Monitor, Vital Signs | MONITORVITALSIGNS-Welch Allyn-64MTXX-B |  |  |  |  | MONITORVITALSIGNS-Welch Allyn-64MTXX-B | Welch Allyn |  |  |  |  | 10/4/20 |  | MVS-A | Not Covered Vendor Only - Biomedical | MHHS-Southwest | [8 empty] | MONITORVITALSIGNS | Monitor, Vital Signs | Welch Allyn
NO | YES |  |  |  |  | 013-36085 | Welch Allyn Inc | 64MTXX |  |  | SW-Neuorology | MHHS-Southwest |  |  |  |  | 013-36085 | Southwest | MHHS-Southwest | SW-Neuorology | Hallway | 9/1/19 |  | 9/1/20 |  | MONITORS, PHYSIOLOGIC, VITAL SIGNS | Monitor, Vital Signs | MONITORVITALSIGNS-Welch Allyn-64MTXX-B |  |  |  |  | MONITORVITALSIGNS-Welch Allyn-64MTXX-B | Welch Allyn |  |  |  |  | 10/4/20 |  | MVS-A | Not Covered Vendor Only - Biomedical | MHHS-Southwest | [8 empty] | MONITORVITALSIGNS | Monitor, Vital Signs | Welch Allyn
NO | YES | [5 empty] | Welch Allyn Inc | 64MTXX |  |  | Floor 7 | MHHS-Southwest | [5 empty] | Southwest | Memorial Hermann Southwest | Floor 7 | Floor 7 | 11/1/19 |  |  |  | MONITORS, PHYSIOLOGIC, VITAL SIGNS | Monitor, Vital Signs | MONITORVITALSIGNS-Welch Allyn-64MTXX-B |  |  |  |  | MONITORVITALSIGNS-Welch Allyn-64MTXX-B | Welch Allyn |  |  |  |  | 10/4/20 |  | MVS-A | Not Covered Vendor Only - Biomedical | MHHS-Southwest | [8 empty] | MONITORVITALSIGNS | Monitor, Vital Signs | Welch Allyn
NO | YES | Asset Tag 013-38168 |  |  | 013-38168 | 013-38168 | Welch Allyn Inc | 64MTXX |  |  | SW-Nursery | MHHS-Southwest |  |  |  | 013-38168 | 013-38168 | Southwest | MHHS-Southwest | SW-Nursery |  | 9/13/19 |  |  |  | MONITORS, PHYSIOLOGIC, VITAL SIGNS | Monitor, Vital Signs | MONITORVITALSIGNS-Welch Allyn-64MTXX-B |  |  |  |  | MONITORVITALSIGNS-Welch Allyn-64MTXX-B | Welch Allyn |  |  |  |  | 10/4/20 | Finished from Script 3/27/2020 12:11:52pm (Central) | MVS-A | Not Covered Vendor Only - Biomedical | MHHS-Southwest | [8 empty] | MONITORVITALSIGNS | Monitor, Vital Signs | Welch Allyn
NO | YES |  |  |  | 013-38169 | 013-38169 | Welch Allyn Inc | 64MTXX |  |  | SW-Nursery | MHHS-Southwest |  |  |  | 013-38169 | 013-38169 | Southwest | MHHS-Southwest | SW-Nursery | C wing | 8/1/19 |  | 8/1/20 |  | MONITORS, PHYSIOLOGIC, VITAL SIGNS | Monitor, Vital Signs | MONITORVITALSIGNS-Welch Allyn-64MTXX-B |  |  |  |  | MONITORVITALSIGNS-Welch Allyn-64MTXX-B | Welch Allyn |  |  |  |  | 10/4/20 |  | MVS-A | Not Covered Vendor Only - Biomedical | MHHS-Southwest | [8 empty] | MONITORVITALSIGNS | Monitor, Vital Signs | Welch Allyn
NO | YES |  |  |  | 013-38170 | 013-38170 | Welch Allyn Inc | 64MTXX |  |  | Floor 5 | MHHS-Southwest |  |  |  | 013-38170 | 013-38170 | Southwest | Memorial Hermann Southwest Hospital | Floor 5 | Floor 5 | 6/1/19 |  |  |  | MONITORS, PHYSIOLOGIC, VITAL SIGNS | Monitor, Vital Signs | MONITORVITALSIGNS-Welch Allyn-64MTXX-B |  |  |  |  | MONITORVITALSIGNS-Welch Allyn-64MTXX-B | Welch Allyn |  |  |  |  | 10/4/20 |  | MVS-A | Not Covered Vendor Only - Biomedical | MHHS-Southwest | [8 empty] | MONITORVITALSIGNS | Monitor, Vital Signs | Welch Allyn
NO | YES | Serial Number 103002893413 |  |  |  |  | Welch Allyn Inc | 64MTXX |  |  | SW-Rehab | MHHS-Southwest | [5 empty] | Southwest | MHHS-Southwest | SW-Rehab | E Wing Rehab | 9/1/19 |  | 9/1/20 |  | MONITORS, PHYSIOLOGIC, VITAL SIGNS | Monitor, Vital Signs | MONITORVITALSIGNS-Welch Allyn-64MTXX-B |  |  |  |  | MONITORVITALSIGNS-Welch Allyn-64MTXX-B | Welch Allyn |  |  |  |  | 10/4/20 |  | MVS-A | Not Covered Vendor Only - Biomedical | MHHS-Southwest | [8 empty] | MONITORVITALSIGNS | Monitor, Vital Signs | Welch Allyn
NO | YES |  |  |  | 013-38393 | 013-38393 | Welch Allyn Inc | 64MTXX |  |  | SW-Biomedical Services | MHHS-Southwest |  |  |  | 013-38393 | 013-38393 | Southwest | MHHS-Southwest | SW-Biomedical Services |  | 9/1/19 | 9/1/20 |  |  | MONITORS, PHYSIOLOGIC, VITAL SIGNS | Monitor, Vital Signs | MONITORVITALSIGNS-Welch Allyn-64MTXX-B |  |  |  |  | MONITORVITALSIGNS-Welch Allyn-64MTXX-B | Welch Allyn |  |  |  |  | 10/4/20 |  | MVS-A | Not Covered Vendor Only - Biomedical | MHHS-Southwest | [8 empty] | MONITORVITALSIGNS | Monitor, Vital Signs | Welch Allyn
NO | YES | [5 empty] | Welch Allyn Inc | 64MTXX |  |  | SW-Med/Surg Floors | MHHS-Southwest | [5 empty] | Southwest | MHHS-Southwest | SW-Med/Surg Floors | D Wing Storage | 9/1/19 |  | 9/1/20 |  | MONITORS, PHYSIOLOGIC, VITAL SIGNS | Monitor, Vital Signs | MONITORVITALSIGNS-Welch Allyn-64MTXX-B |  |  |  |  | MONITORVITALSIGNS-Welch Allyn-64MTXX-B | Welch Allyn |  |  |  |  | 10/4/20 |  | MVS-A | Not Covered Vendor Only - Biomedical | MHHS-Southwest | [8 empty] | MONITORVITALSIGNS | Monitor, Vital Signs | Welch Allyn
NO | YES |  |  |  |  | 013-36084 | Welch Allyn Inc | 64MTXX |  |  | SW-Senior Medicine | MHHS-Southwest |  |  |  |  | 013-36084 | Southwest | MHHS-Southwest | SW-Senior Medicine | 10th Floor | 3/1/19 |  | 9/1/20 |  | MONITORS, PHYSIOLOGIC, VITAL SIGNS | Monitor, Vital Signs | MONITORVITALSIGNS-Welch Allyn-64MTXX-B |  |  |  |  | MONITORVITALSIGNS-Welch Allyn-64MTXX-B | Welch Allyn |  |  |  |  | 10/4/20 |  | MVS-A | Not Covered Vendor Only - Biomedical | MHHS-Southwest | [8 empty] | MONITORVITALSIGNS | Monitor, Vital Signs | Welch Allyn
NO | YES |  |  |  | 013-36088 | 013-36088 | Welch Allyn Inc | 64MTXX |  |  | SW-Telemetry | MHHS-Southwest |  |  |  | 013-36088 | 013-36088 | Southwest | MHHS-Southwest | SW-Telemetry | Hallay | 9/1/19 |  | 9/1/20 |  | MONITORS, PHYSIOLOGIC, VITAL SIGNS | Monitor, Vital Signs | MONITORVITALSIGNS-Welch Allyn-64MTXX-B |  |  |  |  | MONITORVITALSIGNS-Welch Allyn-64MTXX-B | Welch Allyn |  |  |  |  | 10/4/20 |  | MVS-A | Not Covered Vendor Only - Biomedical | MHHS-Southwest | [8 empty] | MONITORVITALSIGNS | Monitor, Vital Signs | Welch Allyn
NO | YES |  |  |  |  | 013-36090 | Welch Allyn Inc | 64MTXX |  |  | SW-Telemetry | MHHS-Southwest |  |  |  |  | 013-36090 | Southwest | MHHS-Southwest | SW-Telemetry | Nurse station | 11/1/19 |  | 11/1/20 |  | MONITORS, PHYSIOLOGIC, VITAL SIGNS | Monitor, Vital Signs | MONITORVITALSIGNS-Welch Allyn-64MTXX-B |  |  |  |  | MONITORVITALSIGNS-Welch Allyn-64MTXX-B | Welch Allyn |  |  |  |  | 10/4/20 |  | MVS-A | Not Covered Vendor Only - Biomedical | MHHS-Southwest | [8 empty] | MONITORVITALSIGNS | Monitor, Vital Signs | Welch Allyn
NO | YES | [5 empty] | Welch Allyn Inc | 64MTXX |  |  | SW-Telemetry | MHHS-Southwest | [5 empty] | Southwest | MHHS-Southwest | SW-Telemetry | Hallway | 10/1/19 |  | 10/1/20 |  | MONITORS, PHYSIOLOGIC, VITAL SIGNS | Monitor, Vital Signs | MONITORVITALSIGNS-Welch Allyn-64MTXX-B |  |  |  |  | MONITORVITALSIGNS-Welch Allyn-64MTXX-B | Welch Allyn |  |  |  |  | 10/4/20 |  | MVS-A | Not Covered Vendor Only - Biomedical | MHHS-Southwest | [8 empty] | MONITORVITALSIGNS | Monitor, Vital Signs | Welch Allyn
NO | YES |  |  |  | 013-37295 | 013-37295 | Welch Allyn Inc | 64MTXX |  |  | SW-Med/Surg Floors | MHHS-Southwest |  |  |  | 013-37295 | 013-37295 | Southwest | MHHS-Southwest | SW-Med/Surg Floors | Hallway | 12/1/19 |  | 12/1/20 |  | MONITORS, PHYSIOLOGIC, VITAL SIGNS | Monitor, Vital Signs | MONITORVITALSIGNS-Welch Allyn-64MTXX-B |  |  |  |  | MONITORVITALSIGNS-Welch Allyn-64MTXX-B | Welch Allyn |  |  |  |  | 10/4/20 |  | MVS-A | Not Covered Vendor Only - Biomedical | MHHS-Southwest | [8 empty] | MONITORVITALSIGNS | Monitor, Vital Signs | Welch Allyn
NO | YES |  |  |  | 013-37296 | 013-37296 | Welch Allyn Inc | 64MTXX |  |  | SW-Med/Surg Floors | MHHS-Southwest |  |  |  | 013-37296 | 013-37296 | Southwest | MHHS-Southwest | SW-Med/Surg Floors | Hallway | 12/1/18 |  | 12/1/19 |  | MONITORS, PHYSIOLOGIC, VITAL SIGNS | Monitor, Vital Signs | MONITORVITALSIGNS-Welch Allyn-64MTXX-B |  |  |  |  | MONITORVITALSIGNS-Welch Allyn-64MTXX-B | Welch Allyn |  |  |  |  | 10/4/20 |  | MVS-A | Not Covered Vendor Only - Biomedical | MHHS-Southwest | [8 empty] | MONITORVITALSIGNS | Monitor, Vital Signs | Welch Allyn
NO | YES |  |  |  | 013-37297 | 013-37297 | Welch Allyn Inc | 64MTXX |  |  | SW-Med/Surg Floors | MHHS-Southwest |  |  |  | 013-37297 | 013-37297 | Southwest | MHHS-Southwest | SW-Med/Surg Floors | D Wing Storage | 1/1/19 |  |  |  | MONITORS, PHYSIOLOGIC, VITAL SIGNS | Monitor, Vital Signs | MONITORVITALSIGNS-Welch Allyn-64MTXX-B |  |  |  |  | MONITORVITALSIGNS-Welch Allyn-64MTXX-B | Welch Allyn |  |  |  |  | 10/4/20 |  | MVS-A | Not Covered Vendor Only - Biomedical | MHHS-Southwest | [8 empty] | MONITORVITALSIGNS | Monitor, Vital Signs | Welch Allyn
NO | YES |  |  |  | 013-37298 | 013-37298 | Welch Allyn Inc | 64MTXX |  |  | SW-Med/Surg Floors | MHHS-Southwest |  |  |  | 013-37298 | 013-37298 | Southwest | MHHS-Southwest | SW-Med/Surg Floors | Storage D Wing | 1/1/20 |  | 1/1/21 |  | MONITORS, PHYSIOLOGIC, VITAL SIGNS | Monitor, Vital Signs | MONITORVITALSIGNS-Welch Allyn-64MTXX-B |  |  |  |  | MONITORVITALSIGNS-Welch Allyn-64MTXX-B | Welch Allyn |  |  |  |  | 10/4/20 |  | MVS-A | Not Covered Vendor Only - Biomedical | MHHS-Southwest | [8 empty] | MONITORVITALSIGNS | Monitor, Vital Signs | Welch Allyn
NO | YES |  |  |  | 013-37299 | 013-37299 | Welch Allyn Inc | 64MTXX |  |  | SW-Med/Surg Floors | MHHS-Southwest |  |  |  | 013-37299 | 013-37299 | Southwest | MHHS-Southwest | SW-Med/Surg Floors | Hallway | 12/1/19 |  | 12/1/20 |  | MONITORS, PHYSIOLOGIC, VITAL SIGNS | Monitor, Vital Signs | MONITORVITALSIGNS-Welch Allyn-64MTXX-B |  |  |  |  | MONITORVITALSIGNS-Welch Allyn-64MTXX-B | Welch Allyn |  |  |  |  | 10/4/20 |  | MVS-A | Not Covered Vendor Only - Biomedical | MHHS-Southwest | [8 empty] | MONITORVITALSIGNS | Monitor, Vital Signs | Welch Allyn
NO | YES |  |  |  | 013-37300 | 013-37300 | Welch Allyn Inc | 64MTXX |  |  | SW-Med/Surg Floors | MHHS-Southwest |  |  |  | 013-37300 | 013-37300 | Southwest | MHHS-Southwest | SW-Med/Surg Floors | Storage D Wing | 12/1/19 |  | 12/1/20 |  | MONITORS, PHYSIOLOGIC, VITAL SIGNS | Monitor, Vital Signs | MONITORVITALSIGNS-Welch Allyn-64MTXX-B |  |  |  |  | MONITORVITALSIGNS-Welch Allyn-64MTXX-B | Welch Allyn |  |  |  |  | 10/4/20 |  | MVS-A | Not Covered Vendor Only - Biomedical | MHHS-Southwest | [8 empty] | MONITORVITALSIGNS | Monitor, Vital Signs | Welch Allyn
NO | YES |  |  |  | 013-37301 | 013-37301 | Welch Allyn Inc | 64MTXX |  |  | SW-Med/Surg Floors | MHHS-Southwest |  |  |  | 013-37301 | 013-37301 | Southwest | MHHS-Southwest | SW-Med/Surg Floors | Floor 10 | 12/1/19 |  |  |  | MONITORS, PHYSIOLOGIC, VITAL SIGNS | Monitor, Vital Signs | MONITORVITALSIGNS-Welch Allyn-64MTXX-B |  |  |  |  | MONITORVITALSIGNS-Welch Allyn-64MTXX-B | Welch Allyn |  |  |  |  | 10/4/20 |  | MVS-A | Not Covered Vendor Only - Biomedical | MHHS-Southwest | [8 empty] | MONITORVITALSIGNS | Monitor, Vital Signs | Welch Allyn
NO | YES |  |  |  | 013-37302 | 013-37302 | Welch Allyn Inc | 64MTXX |  |  | SW-Med/Surg Floors | MHHS-Southwest |  |  |  | 013-37302 | 013-37302 | Southwest | MHHS-Southwest | SW-Med/Surg Floors | Hallway | 12/1/19 |  | 12/1/20 |  | MONITORS, PHYSIOLOGIC, VITAL SIGNS | Monitor, Vital Signs | MONITORVITALSIGNS-Welch Allyn-64MTXX-B |  |  |  |  | MONITORVITALSIGNS-Welch Allyn-64MTXX-B | Welch Allyn |  |  |  |  | 10/4/20 |  | MVS-A | Not Covered Vendor Only - Biomedical | MHHS-Southwest | [8 empty] | MONITORVITALSIGNS | Monitor, Vital Signs | Welch Allyn
NO | YES |  |  |  | 013-37303 | 013-37303 | Welch Allyn Inc | 64MTXX |  |  | SW-Med/Surg Floors | MHHS-Southwest |  |  |  | 013-37303 | 013-37303 | Southwest | MHHS-Southwest | SW-Med/Surg Floors | Floor 10 | 8/1/19 |  |  |  | MONITORS, PHYSIOLOGIC, VITAL SIGNS | Monitor, Vital Signs | MONITORVITALSIGNS-Welch Allyn-64MTXX-B |  |  |  |  | MONITORVITALSIGNS-Welch Allyn-64MTXX-B | Welch Allyn |  |  |  |  | 10/4/20 |  | MVS-A | Not Covered Vendor Only - Biomedical | MHHS-Southwest | [8 empty] | MONITORVITALSIGNS | Monitor, Vital Signs | Welch Allyn
NO | YES |  |  |  | 069-46773 | 069-46773 | Welch Allyn Inc | 64MTXX |  |  | TMC-Hermann-Pedi ER (1Hp) | MHHS-TMC |  |  |  | 069-46773 | 069-46773 | TMC | MHHS-TMC | TMC-Hermann-Pedi ER (1Hp) | Nurses Station | 12/1/19 |  | 12/1/20 |  | MONITORS, PHYSIOLOGIC, VITAL SIGNS | Monitor, Vital Signs | MONITORVITALSIGNS-Welch Allyn-64MTXX-B |  |  |  |  | MONITORVITALSIGNS-Welch Allyn-64MTXX-B | Welch Allyn |  |  |  |  | 10/4/20 |  | MVS-A | Not Covered Vendor Only - Biomedical | MHHS-TMC | [8 empty] | MONITORVITALSIGNS | Monitor, Vital Signs | Welch Allyn
NO | YES |  |  |  | 074-04189 | 074-04189 | Welch Allyn Inc | 64MTXX |  |  | TMC-HVI-Heart Failure ICU (5Hvi) | MHHS-TMC |  |  |  | 074-04189 | 074-04189 | TMC | MHHS-TMC | TMC-HVI-Heart Failure ICU (5Hvi) | Dictation | 3/1/19 |  | 3/1/20 |  | MONITORS, PHYSIOLOGIC, VITAL SIGNS | Monitor, Vital Signs | MONITORVITALSIGNS-Welch Allyn-64MTXX-B |  |  |  |  | MONITORVITALSIGNS-Welch Allyn-64MTXX-B | Welch Allyn |  |  |  |  | 10/4/20 |  | MVS-A | Not Covered Vendor Only - Biomedical | MHHS-TMC | [8 empty] | MONITORVITALSIGNS | Monitor, Vital Signs | Welch Allyn
NO | YES |  |  |  | 074-04190 | 074-04190 | Welch Allyn Inc | 64MTXX |  |  | TMC-HVI-Heart Failure ICU (5Hvi) | MHHS-TMC |  |  |  | 074-04190 | 074-04190 | TMC | MHHS-TMC | TMC-HVI-Heart Failure ICU (5Hvi) |  | 12/31/18 |  |  |  | MONITORS, PHYSIOLOGIC, VITAL SIGNS | Monitor, Vital Signs | MONITORVITALSIGNS-Welch Allyn-64MTXX-B |  |  |  |  | MONITORVITALSIGNS-Welch Allyn-64MTXX-B | Welch Allyn |  |  |  |  | 10/4/20 | Finished from Script 3/27/2020 12:11:52pm (Central) | MVS-A | Not Covered Vendor Only - Biomedical | MHHS-TMC | [8 empty] | MONITORVITALSIGNS | Monitor, Vital Signs | Welch Allyn
NO | YES |  |  |  | 029-07698 | 029-07698 | Welch Allyn Inc | 64MTXX |  |  | Woodlands-PCU4 | MHHS-Woodlands |  |  |  | 029-07698 | 029-07698 | Woodlands | MHHS-Woodlands | Woodlands-PCU4 | Equipment Storage | 6/1/19 |  | 6/1/20 |  | MONITORS, PHYSIOLOGIC, VITAL SIGNS | Monitor, Vital Signs | MONITORVITALSIGNS-Welch Allyn-64MTXX-B |  |  |  |  | MONITORVITALSIGNS-Welch Allyn-64MTXX-B | Welch Allyn |  |  |  |  | 10/4/20 |  | MVS-A | Not Covered Vendor Only - Biomedical | MHHS-Woodlands | [8 empty] | MONITORVITALSIGNS | Monitor, Vital Signs | Welch Allyn
NO | YES |  |  |  | 013-19397 | 013-19397 | Welch Allyn Inc | 64MTXX |  |  | SW-Med/Surg Floors |  |  |  |  | 013-19397 | 013-19397 | Southwest | MHHS-Southwest | SW-Med/Surg Floors | Storage D Wing | 7/1/19 |  | 7/1/20
NO | YES |  |  |  | 013-18375 | 013-18375 | Welch Allyn Inc | 64MTXX |  | JA090807 | SW-Med/Surg Floors |  |  |  |  | 013-18375 | 013-18375 | Southwest | MHHS-Southwest | SW-Med/Surg Floors | Storage D Wing | 9/1/19 |  | 9/1/20
NO | NO |  |  |  | 074-04061 |  | Welch Allyn Inc | 64MTXX |  |  | CAHF - (TMC) - TMC MEDICAL PLAZA [MHMP-STE2500] | MHHS - Heart Failure Clinics |  |  |  | 074-04061 |  | TMC |  | CAHF - (TMC) - TMC MEDICAL PLAZA [MHMP-STE2500] | [5 empty] | MONITORS, PHYSIOLOGIC, VITAL SIGNS |  | MONITORVITALSIGNS-Welch Allyn-64MTXX-B |  |  |  |  | MONITORVITALSIGNS-Welch Allyn-64MTXX-B | Welch Allyn | [7 empty] | Not Covered Vendor Only - Biomedical | MHHS - Heart Failure Clinics
NO | NO |  |  |  | 929-00596 |  | Welch Allyn Inc | 64MTXX |  |  | MH MG - (STX) - SOUTH TEXAS - WHARTON | MHHS-MG |  |  |  | 929-00596 |  | South |  | MH MG - (STX) - SOUTH TEXAS - WHARTON | [5 empty] | MONITORS, PHYSIOLOGIC, VITAL SIGNS |  | MONITORVITALSIGNS-Welch Allyn-64MTXX-B |  |  |  |  | MONITORVITALSIGNS-Welch Allyn-64MTXX-B | Welch Allyn | [7 empty] | Not Covered Vendor Only - Biomedical | MHHS-MG
NO | NO |  |  |  | 005-11162 |  | Welch Allyn Inc | 64MTXX |  |  | OPID - (SE) - FRIENDSWOOD - 401 | MHHS-OPID |  |  |  | 005-11162 |  | Southeast & Bay Area |  | OPID - (SE) - FRIENDSWOOD - 401 | [5 empty] | MONITORS, PHYSIOLOGIC, VITAL SIGNS |  | MONITORVITALSIGNS-Welch Allyn-64MTXX-B |  |  |  |  | MONITORVITALSIGNS-Welch Allyn-64MTXX-B | Welch Allyn | [7 empty] | Not Covered Vendor Only - Biomedical | MHHS-OPID
NO | NO |  |  |  | 241-02908 |  | Welch Allyn Inc | 64MTXX |  |  | OPID - (TMC) - UPPER KIRBY BC - 454 | MHHS-OPID |  |  |  | 241-02908 |  | TMC |  | OPID - (TMC) - UPPER KIRBY BC - 454 | [5 empty] | MONITORS, PHYSIOLOGIC, VITAL SIGNS |  | MONITORVITALSIGNS-Welch Allyn-64MTXX-B |  |  |  |  | MONITORVITALSIGNS-Welch Allyn-64MTXX-B | Welch Allyn | [7 empty] | Not Covered Vendor Only - Biomedical | MHHS-OPID
NO | NO |  |  |  | 005-34219 |  | Welch Allyn Inc | 64MTXX |  |  | SE - CANCER CENTER | MHHS-Southeast |  |  |  | 005-34219 |  | Southeast & Bay Area |  | SE - CANCER CENTER | [5 empty] | MONITORS, PHYSIOLOGIC, VITAL SIGNS |  | MONITORVITALSIGNS-Welch Allyn-64MTXX-B |  |  |  |  | MONITORVITALSIGNS-Welch Allyn-64MTXX-B | Welch Allyn | [7 empty] | Not Covered Vendor Only - Biomedical | MHHS-Southeast
NO | NO |  |  |  | 005-09149 |  | Welch Allyn Inc | 64MTXX |  |  | SE - ESOPHAGEAL DISEASE CENTER | MHHS-Southeast |  |  |  | 005-09149 |  | Southeast & Bay Area |  | SE - ESOPHAGEAL DISEASE CENTER | [5 empty] | MONITORS, PHYSIOLOGIC, VITAL SIGNS |  | MONITORVITALSIGNS-Welch Allyn-64MTXX-B |  |  |  |  | MONITORVITALSIGNS-Welch Allyn-64MTXX-B | Welch Allyn | [7 empty] | Not Covered Vendor Only - Biomedical | MHHS-Southeast
NO | NO |  |  |  | 013-36092 |  | Welch Allyn Inc | 64MTXX |  |  | SW - CDU | MHHS-Southwest |  |  |  | 013-36092 |  | Southwest |  | SW - CDU | [5 empty] | MONITORS, PHYSIOLOGIC, VITAL SIGNS |  | MONITORVITALSIGNS-Welch Allyn-64MTXX-B |  |  |  |  | MONITORVITALSIGNS-Welch Allyn-64MTXX-B | Welch Allyn | [7 empty] | Not Covered Vendor Only - Biomedical | MHHS-Southwest
NO | NO | [5 empty] | Welch Allyn Inc | 64MTXX |  |  | SW - DIALYSIS | MHHS-Southwest | [5 empty] | Southwest |  | SW - DIALYSIS | [5 empty] | MONITORS, PHYSIOLOGIC, VITAL SIGNS |  | MONITORVITALSIGNS-Welch Allyn-64MTXX-B |  |  |  |  | MONITORVITALSIGNS-Welch Allyn-64MTXX-B | Welch Allyn | [7 empty] | Not Covered Vendor Only - Biomedical | MHHS-Southwest
NO | NO | [5 empty] | Welch Allyn Inc | 64MTXX |  |  | SW - HVI - TELEMETRY | MHHS-Southwest | [5 empty] | Southwest |  | SW - HVI - TELEMETRY | [5 empty] | MONITORS, PHYSIOLOGIC, VITAL SIGNS |  | MONITORVITALSIGNS-Welch Allyn-64MTXX-B |  |  |  |  | MONITORVITALSIGNS-Welch Allyn-64MTXX-B | Welch Allyn | [7 empty] | Not Covered Vendor Only - Biomedical | MHHS-Southwest
NO | NO | [5 empty] | Welch Allyn Inc | 64MTXX |  |  | SW - HVI - TELEMETRY | MHHS-Southwest | [5 empty] | Southwest |  | SW - HVI - TELEMETRY | [5 empty] | MONITORS, PHYSIOLOGIC, VITAL SIGNS |  | MONITORVITALSIGNS-Welch Allyn-64MTXX-B |  |  |  |  | MONITORVITALSIGNS-Welch Allyn-64MTXX-B | Welch Allyn | [7 empty] | Not Covered Vendor Only - Biomedical | MHHS-Southwest
NO | NO | [5 empty] | Welch Allyn Inc | 64MTXX |  |  | SW - MED/SURG 6 | MHHS-Southwest | [5 empty] | Southwest |  | SW - MED/SURG 6 | [5 empty] | MONITORS, PHYSIOLOGIC, VITAL SIGNS |  | MONITORVITALSIGNS-Welch Allyn-64MTXX-B |  |  |  |  | MONITORVITALSIGNS-Welch Allyn-64MTXX-B | Welch Allyn | [7 empty] | Not Covered Vendor Only - Biomedical | MHHS-Southwest
NO | NO | [5 empty] | Welch Allyn Inc | 64MTXX |  |  | SW - MED/SURG FLOORS | MHHS-Southwest | [5 empty] | Southwest |  | SW - MED/SURG FLOORS | [5 empty] | MONITORS, PHYSIOLOGIC, VITAL SIGNS |  | MONITORVITALSIGNS-Welch Allyn-64MTXX-B |  |  |  |  | MONITORVITALSIGNS-Welch Allyn-64MTXX-B | Welch Allyn | [7 empty] | Not Covered Vendor Only - Biomedical | MHHS-Southwest
NO | NO | [5 empty] | Welch Allyn Inc | 64MTXX |  |  | SW - MED/SURG FLOORS | MHHS-Southwest | [5 empty] | Southwest |  | SW - MED/SURG FLOORS | [5 empty] | MONITORS, PHYSIOLOGIC, VITAL SIGNS |  | MONITORVITALSIGNS-Welch Allyn-64MTXX-B |  |  |  |  | MONITORVITALSIGNS-Welch Allyn-64MTXX-B | Welch Allyn | [7 empty] | Not Covered Vendor Only - Biomedical | MHHS-Southwest
NO | NO | [5 empty] | Welch Allyn Inc | 64MTXX |  |  | SW - MED/SURG FLOORS | MHHS-Southwest | [5 empty] | Southwest |  | SW - MED/SURG FLOORS | [5 empty] | MONITORS, PHYSIOLOGIC, VITAL SIGNS |  | MONITORVITALSIGNS-Welch Allyn-64MTXX-B |  |  |  |  | MONITORVITALSIGNS-Welch Allyn-64MTXX-B | Welch Allyn | [7 empty] | Not Covered Vendor Only - Biomedical | MHHS-Southwest
NO | NO | [5 empty] | Welch Allyn Inc | 64MTXX |  |  | SW - REHAB | MHHS-Southwest | [5 empty] | Southwest |  | SW - REHAB | [5 empty] | MONITORS, PHYSIOLOGIC, VITAL SIGNS |  | MONITORVITALSIGNS-Welch Allyn-64MTXX-B |  |  |  |  | MONITORVITALSIGNS-Welch Allyn-64MTXX-B | Welch Allyn | [7 empty] | Not Covered Vendor Only - Biomedical | MHHS-Southwest
NO | NO | [5 empty] | Welch Allyn Inc | 64MTXX |  |  | SW - TELEMETRY | MHHS-Southwest | [5 empty] | Southwest |  | SW - TELEMETRY | [5 empty] | MONITORS, PHYSIOLOGIC, VITAL SIGNS |  | MONITORVITALSIGNS-Welch Allyn-64MTXX-B |  |  |  |  | MONITORVITALSIGNS-Welch Allyn-64MTXX-B | Welch Allyn | [7 empty] | Not Covered Vendor Only - Biomedical | MHHS-Southwest
NO | NO |  |  |  | 069-36585 |  | Welch Allyn Inc | 64MTXX |  |  | TMC - HERMANN - ADULT ER (1HP) | MHHS-TMC |  |  |  | 069-36585 |  | TMC |  | TMC - HERMANN - ADULT ER (1HP) | [5 empty] | MONITORS, PHYSIOLOGIC, VITAL SIGNS |  | MONITORVITALSIGNS-Welch Allyn-64MTXX-B |  |  |  |  | MONITORVITALSIGNS-Welch Allyn-64MTXX-B | Welch Allyn | [7 empty] | Not Covered Vendor Only - Biomedical | MHHS-TMC
NO | YES |  |  |  | 005-10313 | 005-10313 | Welch Allyn Inc | 64NTXX |  |  | MH MG-(PL)-Central Pearland | MHHS-MG |  |  |  | 005-10313 | 005-10313 | Pearland | MHHS-MG | MH MG-(PL)-Central Pearland | Hallway | 9/1/19 | 9/1/20 |  |  | MONITORS, PHYSIOLOGIC, VITAL SIGNS | Monitor, Vital Signs | MONITORVITALSIGNS-Welch Allyn-64NTXX-B |  |  |  |  | MONITORVITALSIGNS-Welch Allyn-64NTXX-B | Welch Allyn |  |  |  |  | 9/27/20 |  | MVS-A | Not Covered Vendor Only - Biomedical | MHHS-MG | [8 empty] | MONITORVITALSIGNS | Monitor, Vital Signs | Welch Allyn
NO | YES |  |  |  | 005-10599 | 005-10599 | Welch Allyn Inc | 64NTXX |  |  | MH MG-(PL)-Central Pearland | MHHS-MG |  |  |  | 005-10599 | 005-10599 | Pearland | MHHS-MG | MH MG-(PL)-Central Pearland | Exam room 1 | 9/1/19 | 9/1/20 |  |  | MONITORS, PHYSIOLOGIC, VITAL SIGNS | Monitor, Vital Signs | MONITORVITALSIGNS-Welch Allyn-64NTXX-B |  |  |  |  | MONITORVITALSIGNS-Welch Allyn-64NTXX-B | Welch Allyn |  |  |  |  | 9/27/20 |  | MVS-A | Not Covered Vendor Only - Biomedical | MHHS-MG | [8 empty] | MONITORVITALSIGNS | Monitor, Vital Signs | Welch Allyn
NO | YES |  |  |  | 005-11705 | 005-11705 | Welch Allyn Inc | 64NTXX |  |  | MH MG-(PL)-Central Pearland | MHHS-MG |  |  |  | 005-11705 | 005-11705 | Pearland | MHHS-MG | MH MG-(PL)-Central Pearland | In the hallway | 9/1/19 | 9/1/20 |  |  | MONITORS, PHYSIOLOGIC, VITAL SIGNS | Monitor, Vital Signs | MONITORVITALSIGNS-Welch Allyn-64NTXX-B |  |  |  |  | MONITORVITALSIGNS-Welch Allyn-64NTXX-B | Welch Allyn |  |  |  |  | 9/27/20 |  | MVS-A | Not Covered Vendor Only - Biomedical | MHHS-MG | [8 empty] | MONITORVITALSIGNS | Monitor, Vital Signs | Welch Allyn
NO | YES |  |  |  | 017-01049 | 017-01049 | Welch Allyn Inc | 64NTXX |  |  | MH MG-(PL)-Central Pearland | MHHS-MG |  |  |  | 017-01049 | 017-01049 | Pearland | MHHS-MG | MH MG-(PL)-Central Pearland |  | 9/1/19 | 9/1/20 |  |  | MONITORS, PHYSIOLOGIC, VITAL SIGNS | Monitor, Vital Signs | MONITORVITALSIGNS-Welch Allyn-64NTXX-B |  |  |  |  | MONITORVITALSIGNS-Welch Allyn-64NTXX-B | Welch Allyn |  |  |  |  | 9/27/20 |  | MVS-A | Not Covered Vendor Only - Biomedical | MHHS-MG | [8 empty] | MONITORVITALSIGNS | Monitor, Vital Signs | Welch Allyn
NO | YES |  |  |  | 005-11276 | 005-11276 | Welch Allyn Inc | 64NTXX |  |  | MH MG-(PL)-Pearland Clinic | MHHS-MG |  |  |  | 005-11276 | 005-11276 | Pearland | MHHS-MG | MH MG-(PL)-Pearland Clinic | Suite 100 | 9/1/19 | 9/1/20 |  |  | MONITORS, PHYSIOLOGIC, VITAL SIGNS | Monitor, Vital Signs | MONITORVITALSIGNS-Welch Allyn-64NTXX-B |  |  |  |  | MONITORVITALSIGNS-Welch Allyn-64NTXX-B | Welch Allyn |  |  |  |  | 9/27/20 |  | MVS-A | Not Covered Vendor Only - Biomedical | MHHS-MG | [8 empty] | MONITORVITALSIGNS | Monitor, Vital Signs | Welch Allyn
NO | YES |  |  |  | 005-11277 | 005-11277 | Welch Allyn Inc | 64NTXX |  |  | Pearland-Projects | MHHS-MG |  |  |  | 005-11277 | 005-11277 | Pearland | MHHS-Pearland Hospital | Pearland-Projects | Exam 18 | 9/1/19 | 9/1/20 |  |  | MONITORS, PHYSIOLOGIC, VITAL SIGNS | Monitor, Vital Signs | MONITORVITALSIGNS-Welch Allyn-64NTXX-B |  |  |  |  | MONITORVITALSIGNS-Welch Allyn-64NTXX-B | Welch Allyn |  |  |  |  | 9/27/20 |  | MVS-A | Not Covered Vendor Only - Biomedical | MHHS-MG | [8 empty] | MONITORVITALSIGNS | Monitor, Vital Signs | Welch Allyn
NO | YES |  |  |  | 005-11672 | 005-11672 | Welch Allyn Inc | 64NTXX |  |  | MH MG-(PL)-Pearland Clinic | MHHS-MG |  |  |  | 005-11672 | 005-11672 | Pearland | MHHS-MG | MH MG-(PL)-Pearland Clinic | Exam 17 | 9/1/19 | 9/1/20 |  |  | MONITORS, PHYSIOLOGIC, VITAL SIGNS | Monitor, Vital Signs | MONITORVITALSIGNS-Welch Allyn-64NTXX-B |  |  |  |  | MONITORVITALSIGNS-Welch Allyn-64NTXX-B | Welch Allyn |  |  |  |  | 9/27/20 |  | MVS-A | Not Covered Vendor Only - Biomedical | MHHS-MG | [8 empty] | MONITORVITALSIGNS | Monitor, Vital Signs | Welch Allyn
NO | YES |  |  |  | 005-33607 | 005-33607 | Welch Allyn Inc | 64NTXX |  |  | MH MG-(CY)-Copperfield | MHHS-MG |  |  |  | 005-33607 | 005-33607 | Northwest | MHHS-MG | MH MG-(CY)-Copperfield | By exam 12 | 3/1/19 | 3/1/20 |  |  | MONITORS, PHYSIOLOGIC, VITAL SIGNS | Monitor, Vital Signs | MONITORVITALSIGNS-Welch Allyn-64NTXX-B |  |  |  |  | MONITORVITALSIGNS-Welch Allyn-64NTXX-B | Welch Allyn |  |  |  |  | 9/27/20 |  | MVS-A | Not Covered Vendor Only - Biomedical | MHHS-MG | [8 empty] | MONITORVITALSIGNS | Monitor, Vital Signs | Welch Allyn
NO | YES |  |  |  | 005-33613 | 005-33613 | Welch Allyn Inc | 64NTXX |  |  | MH MG-(CY)-Copperfield | MHHS-MG |  |  |  | 005-33613 | 005-33613 | Northwest | MHHS-MG | MH MG-(CY)-Copperfield | By exam 1 | 3/1/19 | 3/1/20 |  |  | MONITORS, PHYSIOLOGIC, VITAL SIGNS | Monitor, Vital Signs | MONITORVITALSIGNS-Welch Allyn-64NTXX-B |  |  |  |  | MONITORVITALSIGNS-Welch Allyn-64NTXX-B | Welch Allyn |  |  |  |  | 9/27/20 |  | MVS-A | Not Covered Vendor Only - Biomedical | MHHS-MG | [8 empty] | MONITORVITALSIGNS | Monitor, Vital Signs | Welch Allyn
NO | YES |  |  |  | 029-12031 | 029-12031 | Welch Allyn Inc | 64NTXX |  |  | MH MG-(CY)-Copperfield | MHHS-MG |  |  |  | 029-12031 | 029-12031 | Northwest | MHHS-MG | MH MG-(CY)-Copperfield |  | 3/1/19 | 6/1/20 |  |  | MONITORS, PHYSIOLOGIC, VITAL SIGNS | Monitor, Vital Signs | MONITORVITALSIGNS-Welch Allyn-64NTXX-B |  |  |  |  | MONITORVITALSIGNS-Welch Allyn-64NTXX-B | Welch Allyn |  |  |  |  | 9/27/20 |  | MVS-A | Not Covered Vendor Only - Biomedical | MHHS-MG | [8 empty] | MONITORVITALSIGNS | Monitor, Vital Signs | Welch Allyn
NO | YES |  |  |  | 000-05019 | 000-05019 | Welch Allyn Inc | 64NTXX |  |  | MH MG-(CY)-Fairfield [Mp1-Ste100] | MHHS-MG |  |  |  | 000-05019 | 000-05019 | Northwest | MHHS-MG | MH MG-(CY)-Fairfield [Mp1-Ste100] | Exam 9 | 3/1/19 | 3/1/20 |  |  | MONITORS, PHYSIOLOGIC, VITAL SIGNS | Monitor, Vital Signs | MONITORVITALSIGNS-Welch Allyn-64NTXX-B |  |  |  |  | MONITORVITALSIGNS-Welch Allyn-64NTXX-B | Welch Allyn |  |  |  |  | 9/27/20 |  | MVS-A | Not Covered Vendor Only - Biomedical | MHHS-MG | [8 empty] | MONITORVITALSIGNS | Monitor, Vital Signs | Welch Allyn
NO | YES |  |  |  | 029-12016 | 029-12016 | Welch Allyn Inc | 64NTXX |  |  | MH MG-(KY)-Katy [Mp2-Ste400] | MHHS-MG |  |  |  | 029-12016 | 029-12016 | Katy | MHHS-MG | MH MG-(KY)-Katy [Mp2-Ste400] | Exam 12 | 7/1/19 | 7/1/20 |  |  | MONITORS, PHYSIOLOGIC, VITAL SIGNS | Monitor, Vital Signs | MONITORVITALSIGNS-Welch Allyn-64NTXX-B |  |  |  |  | MONITORVITALSIGNS-Welch Allyn-64NTXX-B | Welch Allyn |  |  |  |  | 9/27/20 |  | MVS-A | Not Covered Vendor Only - Biomedical | MHHS-MG | [8 empty] | MONITORVITALSIGNS | Monitor, Vital Signs | Welch Allyn
NO | YES |  |  |  | 029-12017 | 029-12017 | Welch Allyn Inc | 64NTXX |  |  | Katy-Physical Therapy | MHHS-MG |  |  |  | 029-12017 | 029-12017 | Katy | MHHS-Katy | Katy-Physical Therapy | 1st floor | 9/1/19 | 9/1/20 |  |  | MONITORS, PHYSIOLOGIC, VITAL SIGNS | Monitor, Vital Signs | MONITORVITALSIGNS-Welch Allyn-64NTXX-B |  |  |  |  | MONITORVITALSIGNS-Welch Allyn-64NTXX-B | Welch Allyn |  |  |  |  | 9/27/20 |  | MVS-A | Not Covered Vendor Only - Biomedical | MHHS-MG | [8 empty] | MONITORVITALSIGNS | Monitor, Vital Signs | Welch Allyn
NO | YES |  |  |  | 029-12018 | 029-12018 | Welch Allyn Inc | 64NTXX |  |  | MH MG-(KY)-Katy [Mp2-Ste400] | MHHS-MG |  |  |  | 029-12018 | 029-12018 | Katy | MHHS-MG | MH MG-(KY)-Katy [Mp2-Ste400] | Exam 17 | 7/1/19 | 7/1/20 |  |  | MONITORS, PHYSIOLOGIC, VITAL SIGNS | Monitor, Vital Signs | MONITORVITALSIGNS-Welch Allyn-64NTXX-B |  |  |  |  | MONITORVITALSIGNS-Welch Allyn-64NTXX-B | Welch Allyn |  |  |  |  | 9/27/20 |  | MVS-A | Not Covered Vendor Only - Biomedical | MHHS-MG | [8 empty] | MONITORVITALSIGNS | Monitor, Vital Signs | Welch Allyn
NO | YES |  |  |  | 029-12019 | 029-12019 | Welch Allyn Inc | 64NTXX |  |  | MH MG-(KY)-Katy [Mp2-Ste400] | MHHS-MG |  |  |  | 029-12019 | 029-12019 | Katy | MHHS-MG | MH MG-(KY)-Katy [Mp2-Ste400] | 4th floor | 7/1/19 | 7/1/20 |  |  | MONITORS, PHYSIOLOGIC, VITAL SIGNS | Monitor, Vital Signs | MONITORVITALSIGNS-Welch Allyn-64NTXX-B |  |  |  |  | MONITORVITALSIGNS-Welch Allyn-64NTXX-B | Welch Allyn |  |  |  |  | 9/27/20 |  | MVS-A | Not Covered Vendor Only - Biomedical | MHHS-MG | [8 empty] | MONITORVITALSIGNS | Monitor, Vital Signs | Welch Allyn
NO | YES |  |  |  | 041-18101 | 041-18101 | Welch Allyn Inc | 64NTXX |  |  | MH MG-(KY)-Katy [Mp2-Ste400] | MHHS-MG |  |  |  | 041-18101 | 041-18101 | Katy | MHHS-MG | MH MG-(KY)-Katy [Mp2-Ste400] | Exam 13 | 7/1/19 | 7/1/20 |  |  | MONITORS, PHYSIOLOGIC, VITAL SIGNS | Monitor, Vital Signs | MONITORVITALSIGNS-Welch Allyn-64NTXX-B |  |  |  |  | MONITORVITALSIGNS-Welch Allyn-64NTXX-B | Welch Allyn |  |  |  |  | 9/27/20 |  | MVS-A | Not Covered Vendor Only - Biomedical | MHHS-MG | [8 empty] | MONITORVITALSIGNS | Monitor, Vital Signs | Welch Allyn
NO | YES |  |  |  | 041-18103 | 041-18103 | Welch Allyn Inc | 64NTXX |  |  | MH MG-(KY)-Katy [Mp2-Ste400] | MHHS-MG |  |  |  | 041-18103 | 041-18103 | Katy | MHHS-MG | MH MG-(KY)-Katy [Mp2-Ste400] | Exam 16 | 7/1/19 | 7/1/20 |  |  | MONITORS, PHYSIOLOGIC, VITAL SIGNS | Monitor, Vital Signs | MONITORVITALSIGNS-Welch Allyn-64NTXX-B |  |  |  |  | MONITORVITALSIGNS-Welch Allyn-64NTXX-B | Welch Allyn |  |  |  |  | 9/27/20 |  | MVS-A | Not Covered Vendor Only - Biomedical | MHHS-MG | [8 empty] | MONITORVITALSIGNS | Monitor, Vital Signs | Welch Allyn
NO | YES |  |  |  | 583-00703 | 583-00703 | Welch Allyn Inc | 64NTXX |  |  | MH MG-(KY)-Katy CCC | MHHS-MG |  |  |  | 583-00703 | 583-00703 | Katy | MHHS-MG | MH MG-(KY)-Katy CCC | Hall | 4/1/19 | 4/1/20 |  |  | MONITORS, PHYSIOLOGIC, VITAL SIGNS | Monitor, Vital Signs | MONITORVITALSIGNS-Welch Allyn-64NTXX-B |  |  |  |  | MONITORVITALSIGNS-Welch Allyn-64NTXX-B | Welch Allyn |  |  |  |  | 9/27/20 |  | MVS-A | Not Covered Vendor Only - Biomedical | MHHS-MG | [8 empty] | MONITORVITALSIGNS | Monitor, Vital Signs | Welch Allyn
NO | YES |  |  |  | 583-00830 | 583-00830 | Welch Allyn Inc | 64NTXX |  |  | MH MG-(KY)-Katy Peds (Mp2) | MHHS-MG |  |  |  | 583-00830 | 583-00830 | Katy | MHHS-MG | MH MG-(KY)-Katy Peds (Mp2) | Suite 200 | 1/1/19 | 1/1/20 |  |  | MONITORS, PHYSIOLOGIC, VITAL SIGNS | Monitor, Vital Signs | MONITORVITALSIGNS-Welch Allyn-64NTXX-B |  |  |  |  | MONITORVITALSIGNS-Welch Allyn-64NTXX-B | Welch Allyn |  |  |  |  | 9/27/20 |  | MVS-A | Not Covered Vendor Only - Biomedical | MHHS-MG | [8 empty] | MONITORVITALSIGNS | Monitor, Vital Signs | Welch Allyn
NO | YES |  |  |  | 583-00831 | 583-00831 | Welch Allyn Inc | 64NTXX |  |  | MH MG-(KY)-Katy Peds (Mp2) | MHHS-MG |  |  |  | 583-00831 | 583-00831 | Katy | MHHS-MG | MH MG-(KY)-Katy Peds (Mp2) | Suite 250 | 1/1/19 |  |  |  | MONITORS, PHYSIOLOGIC, VITAL SIGNS | Monitor, Vital Signs | MONITORVITALSIGNS-Welch Allyn-64NTXX-B |  |  |  |  | MONITORVITALSIGNS-Welch Allyn-64NTXX-B | Welch Allyn |  |  |  |  | 9/27/20 |  | MVS-A | Not Covered Vendor Only - Biomedical | MHHS-MG | [8 empty] | MONITORVITALSIGNS | Monitor, Vital Signs | Welch Allyn
NO | YES |  |  |  | 583-00832 | 583-00832 | Welch Allyn Inc | 64NTXX |  |  | MH MG-(KY)-Katy Peds (Mp2) | MHHS-MG |  |  |  | 583-00832 | 583-00832 | Katy | MHHS-MG | MH MG-(KY)-Katy Peds (Mp2) | Suite 250 | 1/1/19 |  |  |  | MONITORS, PHYSIOLOGIC, VITAL SIGNS | Monitor, Vital Signs | MONITORVITALSIGNS-Welch Allyn-64NTXX-B |  |  |  |  | MONITORVITALSIGNS-Welch Allyn-64NTXX-B | Welch Allyn |  |  |  |  | 9/27/20 |  | MVS-A | Not Covered Vendor Only - Biomedical | MHHS-MG | [8 empty] | MONITORVITALSIGNS | Monitor, Vital Signs | Welch Allyn
NO | YES |  |  |  | 583-00833 | 583-00833 | Welch Allyn Inc | 64NTXX |  |  | MH MG-(KY)-Katy Peds (Mp2) | MHHS-MG |  |  |  | 583-00833 | 583-00833 | Katy | MHHS-MG | MH MG-(KY)-Katy Peds (Mp2) | Katy - Peds | 1/1/19 |  |  |  | MONITORS, PHYSIOLOGIC, VITAL SIGNS | Monitor, Vital Signs | MONITORVITALSIGNS-Welch Allyn-64NTXX-B |  |  |  |  | MONITORVITALSIGNS-Welch Allyn-64NTXX-B | Welch Allyn |  |  |  |  | 9/27/20 |  | MVS-A | Not Covered Vendor Only - Biomedical | MHHS-MG | [8 empty] | MONITORVITALSIGNS | Monitor, Vital Signs | Welch Allyn
NO | YES |  |  |  | 000-04970 | 000-04970 | Welch Allyn Inc | 64NTXX |  |  | CBC - (NE) - NIMITZ [DUNN ELEMENTARY] | MHHS-Neighborhood Clinics |  |  |  | 000-04970 | 000-04970 | Katy |  | CBC - (NE) - NIMITZ [DUNN ELEMENTARY] |  | 09/23/2019 |  |  |  | MONITORS, PHYSIOLOGIC, VITAL SIGNS |  | MONITORVITALSIGNS-Welch Allyn-64NTXX-B |  |  |  |  | MONITORVITALSIGNS-Welch Allyn-64NTXX-B | Welch Allyn |  |  |  |  | 09/27/2020 |  |  | Covered PM Repair - Biomedical | MHHS-Neighborhood Clinics
NO | YES |  |  |  | 129-06584 |  | Welch Allyn Inc | 64NTXX |  |  | MH MG - (MC) - CONOCO PHILIPS | MHHS-MG |  |  |  | 129-06584 |  | West & Memorial City |  | MH MG - (MC) - CONOCO PHILIPS |  | 04/05/2019 |  |  |  | MONITORS, PHYSIOLOGIC, VITAL SIGNS |  | MONITORVITALSIGNS-Welch Allyn-64NTXX-B |  |  |  |  | MONITORVITALSIGNS-Welch Allyn-64NTXX-B | Welch Allyn |  |  |  |  | 09/27/2020 |  |  | Not Covered Vendor Only - Biomedical | MHHS-MG
NO | YES |  |  |  | 029-10103 | 029-10103 | Welch Allyn Inc | 64NTXX |  |  | MH MG-(NE)-Kingwood Ob/Gyn | MHHS-MG |  |  |  | 029-10103 | 029-10103 | Katy | MHHS-MG | MH MG-(NE)-Kingwood Ob/Gyn |  | 9/1/19 | 9/1/20 |  |  | MONITORS, PHYSIOLOGIC, VITAL SIGNS | Monitor, Vital Signs | MONITORVITALSIGNS-Welch Allyn-64NTXX-B |  |  |  |  | MONITORVITALSIGNS-Welch Allyn-64NTXX-B | Welch Allyn |  |  |  |  | 9/27/20 |  | MVS-A | Not Covered Vendor Only - Biomedical | MHHS-MG | [8 empty] | MONITORVITALSIGNS | Monitor, Vital Signs | Welch Allyn
NO | YES |  |  |  | 142-07196 | 142-07196 | Welch Allyn Inc | 64NTXX |  | (21)100096373418 | MH MG-(NE)-Kingwood Ob/Gyn | MHHS-MG |  |  |  | 142-07196 | 142-07196 | Katy | MHHS-MG | MH MG-(NE)-Kingwood Ob/Gyn |  | 9/1/19 | 9/1/20 |  |  | MONITORS, PHYSIOLOGIC, VITAL SIGNS | Monitor, Vital Signs | MONITORVITALSIGNS-Welch Allyn-64NTXX-B |  |  |  |  | MONITORVITALSIGNS-Welch Allyn-64NTXX-B | Welch Allyn |  |  |  |  | 9/27/20 |  | MVS-A | Not Covered Vendor Only - Biomedical | MHHS-MG | [8 empty] | MONITORVITALSIGNS | Monitor, Vital Signs | Welch Allyn
NO | YES |  |  |  | 142-07198 | 142-07198 | Welch Allyn Inc | 64NTXX |  | (21)100096363418 | MH MG-(NE)-Kingwood Ob/Gyn | MHHS-MG |  |  |  | 142-07198 | 142-07198 | Katy | MHHS-MG | MH MG-(NE)-Kingwood Ob/Gyn | Nurses Station | 9/1/19 | 9/1/20 |  |  | MONITORS, PHYSIOLOGIC, VITAL SIGNS | Monitor, Vital Signs | MONITORVITALSIGNS-Welch Allyn-64NTXX-B |  |  |  |  | MONITORVITALSIGNS-Welch Allyn-64NTXX-B | Welch Allyn |  |  |  |  | 9/27/20 |  | MVS-A | Not Covered Vendor Only - Biomedical | MHHS-MG | [8 empty] | MONITORVITALSIGNS | Monitor, Vital Signs | Welch Allyn
NO | YES |  |  |  | 129-07797 | 129-07797 | Welch Allyn Inc | 64NTXX |  |  | MH MG - (SL) - SUGAR LAND CARDIOLOGY | MHHS-MG |  |  |  | 129-07797 | 129-07797 | Sugar Land |  | MH MG - (SL) - SUGAR LAND CARDIOLOGY |  | 9/1/19 | 9/1/20 |  |  | MONITORS, PHYSIOLOGIC, VITAL SIGNS | Monitor, Vital Signs | MONITORVITALSIGNS-Welch Allyn-64NTXX-B |  |  |  |  | MONITORVITALSIGNS-Welch Allyn-64NTXX-B | Welch Allyn |  |  |  |  | 9/27/20 |  | MVS-A | Not Covered Vendor Only - Biomedical | MHHS-MG | [8 empty] | MONITORVITALSIGNS | Monitor, Vital Signs | Welch Allyn
NO | YES |  |  |  | 129-04886 | 129-04886 | Welch Allyn Inc | 64NTXX |  |  | MH MG-(SL)-Sugar Land Multi-Specialty (Mp1) | MHHS-MG |  |  |  | 129-04886 | 129-04886 | Sugar Land | MHHS-MG | MH MG-(SL)-Sugar Land Multi-Specialty (Mp1) | Exam 6 | 5/1/19 |  | 5/1/20 |  | MONITORS, PHYSIOLOGIC, VITAL SIGNS | Monitor, Vital Signs | MONITORVITALSIGNS-Welch Allyn-64NTXX-B |  |  |  |  | MONITORVITALSIGNS-Welch Allyn-64NTXX-B | Welch Allyn |  |  |  |  | 9/27/20 |  | MVS-A | Not Covered Vendor Only - Biomedical | MHHS-MG | [8 empty] | MONITORVITALSIGNS | Monitor, Vital Signs | Welch Allyn
NO | YES |  |  |  | 129-04887 | 129-04887 | Welch Allyn Inc | 64NTXX |  |  | MH MG-(SL)-Sugar Land Multi-Specialty (Mp1) | MHHS-MG |  |  |  | 129-04887 | 129-04887 | Sugar Land | MHHS-MG | MH MG-(SL)-Sugar Land Multi-Specialty (Mp1) | Hall | 3/1/19 | 3/1/20 |  |  | MONITORS, PHYSIOLOGIC, VITAL SIGNS | Monitor, Vital Signs | MONITORVITALSIGNS-Welch Allyn-64NTXX-B |  |  |  |  | MONITORVITALSIGNS-Welch Allyn-64NTXX-B | Welch Allyn |  |  |  |  | 9/27/20 |  | MVS-A | Not Covered Vendor Only - Biomedical | MHHS-MG | [8 empty] | MONITORVITALSIGNS | Monitor, Vital Signs | Welch Allyn
NO | YES |  |  |  | 129-05656 | 129-05656 | Welch Allyn Inc | 64NTXX |  |  | MH MG-(SL)-Sugar Land Multi-Specialty (Mp1) | MHHS-MG |  |  |  | 129-05656 | 129-05656 | Sugar Land | MHHS-MG | MH MG-(SL)-Sugar Land Multi-Specialty (Mp1) | Hall | 3/1/19 | 3/1/20 |  |  | MONITORS, PHYSIOLOGIC, VITAL SIGNS | Monitor, Vital Signs | MONITORVITALSIGNS-Welch Allyn-64NTXX-B |  |  |  |  | MONITORVITALSIGNS-Welch Allyn-64NTXX-B | Welch Allyn |  |  |  |  | 9/27/20 |  | MVS-A | Not Covered Vendor Only - Biomedical | MHHS-MG | [8 empty] | MONITORVITALSIGNS | Monitor, Vital Signs | Welch Allyn
NO | YES |  |  |  | 129-06766 | 129-06766 | Welch Allyn Inc | 64NTXX |  |  | MH MG-(SL)-Sugar Land Multi-Specialty (Mp1) | MHHS-MG |  |  |  | 129-06766 | 129-06766 | Sugar Land | MHHS-MG | MH MG-(SL)-Sugar Land Multi-Specialty (Mp1) | Hall | 3/1/19 | 3/1/20 |  |  | MONITORS, PHYSIOLOGIC, VITAL SIGNS | Monitor, Vital Signs | MONITORVITALSIGNS-Welch Allyn-64NTXX-B |  |  |  |  | MONITORVITALSIGNS-Welch Allyn-64NTXX-B | Welch Allyn |  |  |  |  | 9/27/20 |  | MVS-A | Not Covered Vendor Only - Biomedical | MHHS-MG | [8 empty] | MONITORVITALSIGNS | Monitor, Vital Signs | Welch Allyn
NO | YES |  |  |  | 129-06767 | 129-06767 | Welch Allyn Inc | 64NTXX |  |  | MH MG-(SL)-Sugar Land Multi-Specialty (Mp1) | MHHS-MG |  |  |  | 129-06767 | 129-06767 | Sugar Land | MHHS-MG | MH MG-(SL)-Sugar Land Multi-Specialty (Mp1) | By exam 4 | 3/1/19 |  | 3/1/20 |  | MONITORS, PHYSIOLOGIC, VITAL SIGNS | Monitor, Vital Signs | MONITORVITALSIGNS-Welch Allyn-64NTXX-B |  |  |  |  | MONITORVITALSIGNS-Welch Allyn-64NTXX-B | Welch Allyn |  |  |  |  | 9/27/20 |  | MVS-A | Not Covered Vendor Only - Biomedical | MHHS-MG | [8 empty] | MONITORVITALSIGNS | Monitor, Vital Signs | Welch Allyn
NO | YES |  |  |  | 129-07332 | 129-07332 | Welch Allyn Inc | 64NTXX |  |  | MH MG-(SL)-Sugar Land Multi-Specialty (Mp1) | MHHS-MG |  |  |  | 129-07332 | 129-07332 | Sugar Land | MHHS-MG | MH MG-(SL)-Sugar Land Multi-Specialty (Mp1) | Exam 17 | 5/1/19 |  | 5/1/20 |  | MONITORS, PHYSIOLOGIC, VITAL SIGNS | Monitor, Vital Signs | MONITORVITALSIGNS-Welch Allyn-64NTXX-B |  |  |  |  | MONITORVITALSIGNS-Welch Allyn-64NTXX-B | Welch Allyn |  |  |  |  | 9/27/20 |  | MVS-A | Not Covered Vendor Only - Biomedical | MHHS-MG | [8 empty] | MONITORVITALSIGNS | Monitor, Vital Signs | Welch Allyn
NO | YES |  |  |  | 129-07333 | 129-07333 | Welch Allyn Inc | 64NTXX |  |  | MH MG-(SL)-Sugar Land Multi-Specialty (Mp1) | MHHS-MG |  |  |  | 129-07333 | 129-07333 | Sugar Land | MHHS-MG | MH MG-(SL)-Sugar Land Multi-Specialty (Mp1) | By exam 4 | 3/1/19 |  | 3/1/20 |  | MONITORS, PHYSIOLOGIC, VITAL SIGNS | Monitor, Vital Signs | MONITORVITALSIGNS-Welch Allyn-64NTXX-B |  |  |  |  | MONITORVITALSIGNS-Welch Allyn-64NTXX-B | Welch Allyn |  |  |  |  | 9/27/20 |  | MVS-A | Not Covered Vendor Only - Biomedical | MHHS-MG | [8 empty] | MONITORVITALSIGNS | Monitor, Vital Signs | Welch Allyn
NO | YES |  |  |  | 129-04888 | 129-04888 | Welch Allyn Inc | 64NTXX |  |  | MH MG-(SL)-Sugar Land Multi-Specialty (Mp1) | MHHS-MG |  |  |  | 129-04888 | 129-04888 | Sugar Land | MHHS-MG | MH MG-(SL)-Sugar Land Multi-Specialty (Mp1) | Room 9 | 5/1/19 | 5/1/20 |  |  | MONITORS, PHYSIOLOGIC, VITAL SIGNS | Monitor, Vital Signs | MONITORVITALSIGNS-Welch Allyn-64NTXX-B |  |  |  |  | MONITORVITALSIGNS-Welch Allyn-64NTXX-B | Welch Allyn |  |  |  |  | 9/27/20 |  | MVS-A | Covered PM Repair - Biomedical | MHHS-MG | [8 empty] | MONITORVITALSIGNS | Monitor, Vital Signs | Welch Allyn
NO | YES |  |  |  | 129-06585 | 129-06585 | Welch Allyn Inc | 64NTXX |  |  | MH MG - (SL) - SWEETWATER | MHHS-MG |  |  |  | 129-06585 | 129-06585 | Sugar Land |  | MH MG - (SL) - SWEETWATER |  | 10/1/19 | 10/1/20 |  |  | MONITORS, PHYSIOLOGIC, VITAL SIGNS | Monitor, Vital Signs | MONITORVITALSIGNS-Welch Allyn-64NTXX-B |  |  |  |  | MONITORVITALSIGNS-Welch Allyn-64NTXX-B | Welch Allyn |  |  |  |  | 9/27/20 |  | MVS-A | Covered PM Repair - Biomedical | MHHS-MG | [8 empty] | MONITORVITALSIGNS | Monitor, Vital Signs | Welch Allyn
NO | YES |  |  |  | 129-06588 | 129-06588 | Welch Allyn Inc | 64NTXX |  |  | MH MG - (SL) - SWEETWATER | MHHS-MG |  |  |  | 129-06588 | 129-06588 | Sugar Land |  | MH MG - (SL) - SWEETWATER |  | 10/1/19 | 10/1/20 |  |  | MONITORS, PHYSIOLOGIC, VITAL SIGNS | Monitor, Vital Signs | MONITORVITALSIGNS-Welch Allyn-64NTXX-B |  |  |  |  | MONITORVITALSIGNS-Welch Allyn-64NTXX-B | Welch Allyn |  |  |  |  | 9/27/20 |  | MVS-A | Covered PM Repair - Biomedical | MHHS-MG | [8 empty] | MONITORVITALSIGNS | Monitor, Vital Signs | Welch Allyn
NO | YES |  |  |  | 129-06657 | 129-06657 | Welch Allyn Inc | 64NTXX |  |  | MH MG - (SL) - URGENT CARE - TELFAIR | MHHS-MG |  |  |  | 129-06657 | 129-06657 | Sugar Land |  | MH MG - (SL) - URGENT CARE - TELFAIR |  | 4/1/19 | 4/1/20 |  |  | MONITORS, PHYSIOLOGIC, VITAL SIGNS | Monitor, Vital Signs | MONITORVITALSIGNS-Welch Allyn-64NTXX-B |  |  |  |  | MONITORVITALSIGNS-Welch Allyn-64NTXX-B | Welch Allyn |  |  |  |  | 9/27/20 |  | MVS-A | Covered PM Repair - Biomedical | MHHS-MG | [8 empty] | MONITORVITALSIGNS | Monitor, Vital Signs | Welch Allyn
NO | YES |  |  |  | 129-05962 | 129-05962 | Welch Allyn Inc | 64NTXX |  |  | MH MG-(STX)-South Texas-Needville | MHHS-MG |  |  |  | 129-05962 | 129-05962 | South | MHHS-MG | MH MG-(STX)-South Texas-Needville | Ex 5 | 10/1/19 | 10/1/20 |  |  | MONITORS, PHYSIOLOGIC, VITAL SIGNS | Monitor, Vital Signs | MONITORVITALSIGNS-Welch Allyn-64NTXX-B |  |  |  |  | MONITORVITALSIGNS-Welch Allyn-64NTXX-B | Welch Allyn |  |  |  |  | 9/27/20 |  | MVS-A | Covered PM Repair - Biomedical | MHHS-MG | [8 empty] | MONITORVITALSIGNS | Monitor, Vital Signs | Welch Allyn
NO | YES |  |  |  | 129-05773 | 129-05773 | Welch Allyn Inc | 64NTXX |  |  | MH MG-(STX)-South Texas-Rosenberg | MHHS-MG |  |  |  | 129-05773 | 129-05773 | South | MHHS-MG | MH MG-(STX)-South Texas-Rosenberg | Hall | 10/1/19 |  | 10/1/20 |  | MONITORS, PHYSIOLOGIC, VITAL SIGNS | Monitor, Vital Signs | MONITORVITALSIGNS-Welch Allyn-64NTXX-B |  |  |  |  | MONITORVITALSIGNS-Welch Allyn-64NTXX-B | Welch Allyn |  |  |  |  | 9/27/20 |  | MVS-A | Covered PM Repair - Biomedical | MHHS-MG | [8 empty] | MONITORVITALSIGNS | Monitor, Vital Signs | Welch Allyn
NO | YES |  |  |  | 129-06586 | 129-06586 | Welch Allyn Inc | 64NTXX |  |  | MH MG-(STX)-South Texas-Rosenberg | MHHS-MG |  |  |  | 129-06586 | 129-06586 | South | MHHS-MG | MH MG-(STX)-South Texas-Rosenberg | Hallway | 10/1/19 |  | 10/1/20 |  | MONITORS, PHYSIOLOGIC, VITAL SIGNS | Monitor, Vital Signs | MONITORVITALSIGNS-Welch Allyn-64NTXX-B |  |  |  |  | MONITORVITALSIGNS-Welch Allyn-64NTXX-B | Welch Allyn |  |  |  |  | 9/27/20 |  | MVS-A | Covered PM Repair - Biomedical | MHHS-MG | [8 empty] | MONITORVITALSIGNS | Monitor, Vital Signs | Welch Allyn
NO | YES |  |  |  | 129-06587 | 129-06587 | Welch Allyn Inc | 64NTXX |  |  | MH MG-(STX)-South Texas-Rosenberg | MHHS-MG |  |  |  | 129-06587 | 129-06587 | South | MHHS-MG | MH MG-(STX)-South Texas-Rosenberg | Exam 12 | 10/1/19 |  | 10/1/20 |  | MONITORS, PHYSIOLOGIC, VITAL SIGNS | Monitor, Vital Signs | MONITORVITALSIGNS-Welch Allyn-64NTXX-B |  |  |  |  | MONITORVITALSIGNS-Welch Allyn-64NTXX-B | Welch Allyn |  |  |  |  | 9/27/20 |  | MVS-A | Covered PM Repair - Biomedical | MHHS-MG | [8 empty] | MONITORVITALSIGNS | Monitor, Vital Signs | Welch Allyn
NO | YES |  |  |  | 029-10875 | 029-10875 | Welch Allyn Inc | 64NTXX |  |  | MH MG-(WDLS)-Urgent Care-Spring | MHHS-MG |  |  |  | 029-10875 | 029-10875 | Woodlands | MHHS-MG | MH MG-(WDLS)-Urgent Care-Spring | Urgent care 1 | 8/1/19 |  | 8/1/20 |  | MONITORS, PHYSIOLOGIC, VITAL SIGNS | Monitor, Vital Signs | MONITORVITALSIGNS-Welch Allyn-64NTXX-B |  |  |  |  | MONITORVITALSIGNS-Welch Allyn-64NTXX-B | Welch Allyn |  |  |  |  | 9/27/20 |  | MVS-A | Covered PM Repair - Biomedical | MHHS-MG | [8 empty] | MONITORVITALSIGNS | Monitor, Vital Signs | Welch Allyn
NO | YES |  |  |  | 029-10876 | 029-10876 | Welch Allyn Inc | 64NTXX |  |  | MH MG-(WDLS)-Urgent Care-Spring | MHHS-MG |  |  |  | 029-10876 | 029-10876 | Woodlands | MHHS-MG | MH MG-(WDLS)-Urgent Care-Spring | Urgent care 1 | 8/1/19 |  | 8/1/20 |  | MONITORS, PHYSIOLOGIC, VITAL SIGNS | Monitor, Vital Signs | MONITORVITALSIGNS-Welch Allyn-64NTXX-B |  |  |  |  | MONITORVITALSIGNS-Welch Allyn-64NTXX-B | Welch Allyn |  |  |  |  | 9/27/20 |  | MVS-A | Covered PM Repair - Biomedical | MHHS-MG | [8 empty] | MONITORVITALSIGNS | Monitor, Vital Signs | Welch Allyn
NO | YES |  |  |  | 000-04980 | 000-04980 | Welch Allyn Inc | 64NTXX |  |  | OPID-(NE)-Summer Creek CCC-444 | MHHS-OPID |  |  |  | 000-04980 | 000-04980 | Katy | MHHS-Others | OPID-(NE)-Summer Creek CCC-444 | Nurses Station | 7/1/19 | 7/1/20 |  |  | MONITORS, PHYSIOLOGIC, VITAL SIGNS | Monitor, Vital Signs | MONITORVITALSIGNS-Welch Allyn-64NTXX-B |  |  |  |  | MONITORVITALSIGNS-Welch Allyn-64NTXX-B | Welch Allyn |  |  |  |  | 9/27/20 |  | MVS-A | Covered PM Repair - Biomedical | MHHS-OPID | [8 empty] | MONITORVITALSIGNS | Monitor, Vital Signs | Welch Allyn
NO | YES |  |  |  | 005-11045 | 005-11045 | Welch Allyn Inc | 64NTXX |  |  | Pearland-Projects | MHHS-Pearland Hospital |  |  |  | 005-11045 | 005-11045 | Pearland | MHHS-Pearland Hospital | Pearland-Projects | Exam 5 | 2/1/19 | 2/1/20 |  |  | MONITORS, PHYSIOLOGIC, VITAL SIGNS | Monitor, Vital Signs | MONITORVITALSIGNS-Welch Allyn-64NTXX-B |  |  |  |  | MONITORVITALSIGNS-Welch Allyn-64NTXX-B | Welch Allyn |  |  |  |  | 9/27/20 |  | MVS-A | Covered PM Repair - Biomedical | MHHS-Pearland Hospital | [8 empty] | MONITORVITALSIGNS | Monitor, Vital Signs | Welch Allyn
NO | YES |  |  |  |  | 099-03525 | Welch Allyn Inc | 64NTXX |  |  | Woodlands-Peds | MHHS-Woodlands |  | Oto/Ophthalmoscope |  |  | 099-03525 | Woodlands | MHHS-Woodlands | Woodlands-Peds | Room 4 |  |  |  |  | LIGHTS, EXAMINATION | Oto/Ophthalmoscope | OTOOPHTHALMOSCOPE-Welch Allyn-408282 | OTOOPHTHALMOSCOPE |  |  |  |  | Welch Allyn | Oto/Ophthalmoscope |  | OTOOPHTHALMOSCOPE-Welch Allyn-408282 |  | 6/1/15 |  |  | Covered PM Repair - Biomedical | MHHS-Woodlands | [8 empty] | OTOOPHTHALMOSCOPE | Oto/Ophthalmoscope | Welch Allyn
NO | YES |  |  |  | 099-00683 | 099-00683 | Welch Allyn Inc | 64NTXX |  |  | MH MG-(NE)-Kingwood Ob/Gyn |  |  |  |  | 099-00683 | 099-00683 | Katy | MHHS-MG | MH MG-(NE)-Kingwood Ob/Gyn | Nurses Station | 9/1/19 | 9/1/20 |  |  |  | Monitor, Vital Signs | MONITORVITALSIGNS-Welch Allyn-64NTXX-B | [12 empty] | MVS-A | [10 empty] | MONITORVITALSIGNS | Monitor, Vital Signs | Welch Allyn
YES | YES |  |  |  | 029-11936 | 029-11936 | Welch Allyn Inc | 64NTXX |  |  | MNA - (WDLS) - THE WOODLANDS (MP4) |  |  |  |  | 029-11936 | 029-11936 | Woodlands | Mischer Neuroscience Associates - Wright Neurology (#270) | MNA - (WDLS) - THE WOODLANDS (MP4) | Nurse Station | 8/1/19 |  | 8/1/20 |  |  | Monitor, Vital Signs | MONITORVITALSIGNS-Welch Allyn-64NTXX-B | [12 empty] | MVS-A | [10 empty] | MONITORVITALSIGNS | Monitor, Vital Signs | Welch Allyn
YES | YES |  |  |  | 074-06116 | 074-06116 | Welch Allyn Inc | 64NTXX |  |  | Suite 302 |  |  |  |  | 074-06116 | 074-06116 | Woodlands | Memorial Hermann Medical Group The Woodlands Endocrinology (#302) | Suite 302 | Exam room 8 | [5 empty] | Monitor, Vital Signs | MONITORVITALSIGNS-Welch Allyn-64NTXX-B | [12 empty] | MVS-A | [10 empty] | MONITORVITALSIGNS | Monitor, Vital Signs | Welch Allyn
YES | YES |  |  |  | 074-06122 | 074-06122 | Welch Allyn Inc | 64NTXX |  |  | Suite 100 |  |  |  |  | 074-06122 | 074-06122 | Woodlands | Memorial Hermann Medical Group The Woodlands (#100 and #101) | Suite 100 | Exam room 5 | [5 empty] | Monitor, Vital Signs | MONITORVITALSIGNS-Welch Allyn-64NTXX-B | [12 empty] | MVS-A | [10 empty] | MONITORVITALSIGNS | Monitor, Vital Signs | Welch Allyn
YES | YES |  |  |  | 074-06123 | 074-06123 | Welch Allyn Inc | 64NTXX |  |  | Suite 100 |  |  |  |  | 074-06123 | 074-06123 | Woodlands | Memorial Hermann Medical Group The Woodlands (#100 and #101) | Suite 100 | Exam room 6 | [5 empty] | Monitor, Vital Signs | MONITORVITALSIGNS-Welch Allyn-64NTXX-B | [12 empty] | MVS-A | [10 empty] | MONITORVITALSIGNS | Monitor, Vital Signs | Welch Allyn
NO | YES |  |  |  |  | 029-12301 | Welch Allyn Inc | 64NTXX |  |  | Woodlands-ER | [5 empty] | 029-12301 | Woodlands | MHHS-Woodlands | Woodlands-ER | Pre-admitting | 9/1/19 |  | 9/1/20 |  |  | Monitor, Vital Signs | MONITORVITALSIGNS-Welch Allyn-64NTXX-B | [12 empty] | MVS-A | [10 empty] | MONITORVITALSIGNS | Monitor, Vital Signs | Welch Allyn
YES | YES |  |  |  | 142-09457 | 142-09457 | Welch Allyn Inc | 64NTXX |  |  | Emergency department |  |  |  |  | 142-09457 | 142-09457 | Woodlands | Memorial Hermann The Woodlands Medical Center | Emergency department | Room 29 | [5 empty] | Monitor, Vital Signs | MONITORVITALSIGNS-Welch Allyn-64NTXX-B | [12 empty] | MVS-A | [10 empty] | MONITORVITALSIGNS | Monitor, Vital Signs | Welch Allyn
YES | YES |  |  |  | 099-02811 | 099-02811 | Welch Allyn Inc | 64NTXX |  |  | Pediatric ER |  |  |  |  | 099-02811 | 099-02811 | Woodlands | Memorial Hermann Hospital Woodlands | Pediatric ER | Room 1 | [5 empty] | Monitor, Vital Signs | MONITORVITALSIGNS-Welch Allyn-64NTXX-B | [12 empty] | MVS-A | [10 empty] | MONITORVITALSIGNS | Monitor, Vital Signs | Welch Allyn
YES | YES |  |  |  | 099-02812 | 099-02812 | Welch Allyn Inc | 64NTXX |  |  | Pediatric ER |  |  |  |  | 099-02812 | 099-02812 | Woodlands | Memorial Hermann Hospital Woodlands | Pediatric ER | Room 1 | [5 empty] | Monitor, Vital Signs | MONITORVITALSIGNS-Welch Allyn-64NTXX-B | [12 empty] | MVS-A | [10 empty] | MONITORVITALSIGNS | Monitor, Vital Signs | Welch Allyn
NO | NO |  |  |  | 005-10303 |  | Welch Allyn Inc | 64NTXX |  |  | MH MG - (SE) - CLEAR LAKE (WEBSTER) | MHHS-MG |  |  |  | 005-10303 |  | Southeast & Bay Area |  | MH MG - (SE) - CLEAR LAKE (WEBSTER) | [5 empty] | MONITORS, PHYSIOLOGIC, VITAL SIGNS |  | MONITORVITALSIGNS-Welch Allyn-64NTXX-B |  |  |  |  | MONITORVITALSIGNS-Welch Allyn-64NTXX-B | Welch Allyn | [7 empty] | Not Covered Vendor Only - Biomedical | MHHS-MG
NO | NO |  |  |  | 005-11148 |  | Welch Allyn Inc | 64NTXX |  | (21)100052103416 | MH MG - (SE) - CLEAR LAKE (WEBSTER) | MHHS-MG |  |  |  | 005-11148 |  | Southeast & Bay Area |  | MH MG - (SE) - CLEAR LAKE (WEBSTER) | [5 empty] | MONITORS, PHYSIOLOGIC, VITAL SIGNS |  | MONITORVITALSIGNS-Welch Allyn-64NTXX-B |  |  |  |  | MONITORVITALSIGNS-Welch Allyn-64NTXX-B | Welch Allyn | [7 empty] | Not Covered Vendor Only - Biomedical | MHHS-MG
NO | NO |  |  |  | 005-11149 |  | Welch Allyn Inc | 64NTXX |  | (21)100052083416 | MH MG - (SE) - CLEAR LAKE (WEBSTER) | MHHS-MG |  |  |  | 005-11149 |  | Southeast & Bay Area |  | MH MG - (SE) - CLEAR LAKE (WEBSTER) | [5 empty] | MONITORS, PHYSIOLOGIC, VITAL SIGNS |  | MONITORVITALSIGNS-Welch Allyn-64NTXX-B |  |  |  |  | MONITORVITALSIGNS-Welch Allyn-64NTXX-B | Welch Allyn | [7 empty] | Not Covered Vendor Only - Biomedical | MHHS-MG
NO | NO |  |  |  | 005-11150 |  | Welch Allyn Inc | 64NTXX |  | (21)100052073416 | MH MG - (SE) - CLEAR LAKE (WEBSTER) | MHHS-MG |  |  |  | 005-11150 |  | Southeast & Bay Area |  | MH MG - (SE) - CLEAR LAKE (WEBSTER) | [5 empty] | MONITORS, PHYSIOLOGIC, VITAL SIGNS |  | MONITORVITALSIGNS-Welch Allyn-64NTXX-B |  |  |  |  | MONITORVITALSIGNS-Welch Allyn-64NTXX-B | Welch Allyn | [7 empty] | Not Covered Vendor Only - Biomedical | MHHS-MG
NO | NO |  |  |  | 005-11151 |  | Welch Allyn Inc | 64NTXX |  | (21)1000520942355 | MH MG - (SE) - CLEAR LAKE (WEBSTER) | MHHS-MG |  |  |  | 005-11151 |  | Southeast & Bay Area |  | MH MG - (SE) - CLEAR LAKE (WEBSTER) | [5 empty] | MONITORS, PHYSIOLOGIC, VITAL SIGNS |  | MONITORVITALSIGNS-Welch Allyn-64NTXX-B |  |  |  |  | MONITORVITALSIGNS-Welch Allyn-64NTXX-B | Welch Allyn | [7 empty] | Not Covered Vendor Only - Biomedical | MHHS-MG
NO | NO |  |  |  | 129-07823 |  | Welch Allyn Inc | 64NTXX |  |  | MH MG - (SL) - SUGAR LAND PEDIATRICS | MHHS-MG |  |  |  | 129-07823 |  | Sugar Land |  | MH MG - (SL) - SUGAR LAND PEDIATRICS | [5 empty] | MONITORS, PHYSIOLOGIC, VITAL SIGNS |  | MONITORVITALSIGNS-Welch Allyn-64NTXX-B |  |  |  |  | MONITORVITALSIGNS-Welch Allyn-64NTXX-B | Welch Allyn | [7 empty] | Covered PM Repair - Biomedical | MHHS-MG
NO | NO |  |  |  | 129-05963 |  | Welch Allyn Inc | 64NTXX |  |  | MH MG - (STX) - SOUTH TEXAS - NEEDVILLE | MHHS-MG |  |  |  | 129-05963 |  | South |  | MH MG - (STX) - SOUTH TEXAS - NEEDVILLE | [5 empty] | MONITORS, PHYSIOLOGIC, VITAL SIGNS |  | MONITORVITALSIGNS-Welch Allyn-64NTXX-B |  |  |  |  | MONITORVITALSIGNS-Welch Allyn-64NTXX-B | Welch Allyn | [7 empty] | Covered PM Repair - Biomedical | MHHS-MG
NO | YES |  |  |  | 009-09153 | 009-09153 | Welch Allyn Inc | 64NTXX-B |  |  | MH MG-(GH)-GH Urology [Mp1-Ste500] | MHHS - Heart Failure Clinics |  | Monitor, Vital Signs |  | 009-09153 | 009-09153 | Central | MHHS-MG | MH MG-(GH)-GH Urology [Mp1-Ste500] |  | 4/1/19 |  | 4/1/20 |  | MONITORS, PHYSIOLOGIC, VITAL SIGNS | Monitor, Vital Signs | MONITORVITALSIGNS-Welch Allyn-64NTXX-B | MONITORVITALSIGNS | 64NTXX-B |  |  |  | Welch Allyn | Monitor, Vital Signs |  | MONITORVITALSIGNS-Welch Allyn-64NTXX-B |  | 9/20/20 |  | MVS-A | Not Covered Vendor Only - Biomedical | MHHS - Heart Failure Clinics | [8 empty] | MONITORVITALSIGNS | Monitor, Vital Signs | Welch Allyn
NO | YES |  |  |  | 005-11274 | 005-11274 | Welch Allyn Inc | 64NTXX-B |  |  | Pearland-Projects | MHHS-MG |  | Monitor, Vital Signs |  | 005-11274 | 005-11274 | Pearland | MHHS-Pearland Hospital | Pearland-Projects | Exam 14 | 9/1/19 | 9/1/20 |  |  | MONITORS, PHYSIOLOGIC, VITAL SIGNS | Monitor, Vital Signs | MONITORVITALSIGNS-Welch Allyn-64NTXX-B | MONITORVITALSIGNS | 64NTXX-B |  |  |  | Welch Allyn | Monitor, Vital Signs |  | MONITORVITALSIGNS-Welch Allyn-64NTXX-B |  | 9/27/20 |  | MVS-A | Not Covered Vendor Only - Biomedical | MHHS-MG | [8 empty] | MONITORVITALSIGNS | Monitor, Vital Signs | Welch Allyn
NO | YES |  |  |  | 005-11275 | 005-11275 | Welch Allyn Inc | 64NTXX-B |  |  | Pearland-Projects | MHHS-MG |  | Monitor, Vital Signs |  | 005-11275 | 005-11275 | Pearland | MHHS-Pearland Hospital | Pearland-Projects | Exam 12 | 9/1/19 | 9/1/20 |  |  | MONITORS, PHYSIOLOGIC, VITAL SIGNS | Monitor, Vital Signs | MONITORVITALSIGNS-Welch Allyn-64NTXX-B | MONITORVITALSIGNS | 64NTXX-B |  |  |  | Welch Allyn | Monitor, Vital Signs |  | MONITORVITALSIGNS-Welch Allyn-64NTXX-B |  | 9/27/20 |  | MVS-A | Not Covered Vendor Only - Biomedical | MHHS-MG | [8 empty] | MONITORVITALSIGNS | Monitor, Vital Signs | Welch Allyn
NO | YES |  |  |  | 145-00649 | 145-00649 | Welch Allyn Inc | 64NTXX-B |  | (21) 100099134516 | MH MG-(PL)-Pearland Multi-Specialty (Mp 2) | MHHS-MG |  | Monitor, Vital Signs |  | 145-00649 | 145-00649 | Pearland | MHHS-MG | MH MG-(PL)-Pearland Multi-Specialty (Mp 2) | Sut 390 | 9/1/19 | 9/1/20 |  |  | MONITORS, PHYSIOLOGIC, VITAL SIGNS | Monitor, Vital Signs | MONITORVITALSIGNS-Welch Allyn-64NTXX-B | MONITORVITALSIGNS | 64NTXX-B |  |  |  | Welch Allyn | Monitor, Vital Signs |  | MONITORVITALSIGNS-Welch Allyn-64NTXX-B |  | 9/27/20 |  | MVS-A | Not Covered Vendor Only - Biomedical | MHHS-MG | [8 empty] | MONITORVITALSIGNS | Monitor, Vital Signs | Welch Allyn
NO | YES |  |  |  | 151-02411 | 151-02411 | Welch Allyn Inc | 64NTXX-B |  |  | CY-Wound Care / Occupational Health | MHHS-Cypress |  | Monitor, Vital Signs |  | 151-02411 | 151-02411 | Northwest | MHHS-Cypress | CY-Wound Care / Occupational Health | South tower | 8/1/19 | 8/1/20 |  |  | MONITORS, PHYSIOLOGIC, VITAL SIGNS | Monitor, Vital Signs | MONITORVITALSIGNS-Welch Allyn-64NTXX-B | MONITORVITALSIGNS | 64NTXX-B |  |  |  | Welch Allyn | Monitor, Vital Signs |  | MONITORVITALSIGNS-Welch Allyn-64NTXX-B |  | 9/20/20 |  | MVS-A | Not Covered Vendor Only - Biomedical | MHHS-Cypress | [8 empty] | MONITORVITALSIGNS | Monitor, Vital Signs | Welch Allyn
NO | YES |  |  |  | 151-02412 | 151-02412 | Welch Allyn Inc | 64NTXX-B |  |  | CY-Wound Care / Occupational Health | MHHS-Cypress |  | Monitor, Vital Signs |  | 151-02412 | 151-02412 | Northwest | MHHS-Cypress | CY-Wound Care / Occupational Health | South tower | 8/1/19 | 8/1/20 |  |  | MONITORS, PHYSIOLOGIC, VITAL SIGNS | Monitor, Vital Signs | MONITORVITALSIGNS-Welch Allyn-64NTXX-B | MONITORVITALSIGNS | 64NTXX-B |  |  |  | Welch Allyn | Monitor, Vital Signs |  | MONITORVITALSIGNS-Welch Allyn-64NTXX-B |  | 9/20/20 |  | MVS-A | Not Covered Vendor Only - Biomedical | MHHS-Cypress | [8 empty] | MONITORVITALSIGNS | Monitor, Vital Signs | Welch Allyn
NO | YES |  |  |  | 151-01345 | 151-01345 | Welch Allyn Inc | 64NTXX-B |  |  | CY-Wound Care / Occupational Health | MHHS-Cypress |  | Monitor, Vital Signs |  | 151-01345 | 151-01345 | Northwest | MHHS-Cypress | CY-Wound Care / Occupational Health | South tower | 8/1/19 | 8/1/20 |  |  | MONITORS, PHYSIOLOGIC, VITAL SIGNS | Monitor, Vital Signs | MONITORVITALSIGNS-Welch Allyn-Connex 6000 | MONITORVITALSIGNS | Connex 6000 |  |  |  | Welch Allyn | Monitor, Vital Signs |  | MONITORVITALSIGNS-Welch Allyn-Connex 6000 |  |  |  | MVS-A | Covered PM Repair - Biomedical | MHHS-Cypress | [8 empty] | MONITORVITALSIGNS | Monitor, Vital Signs | Welch Allyn
NO | YES |  |  |  | 151-01359 | 151-01359 | Welch Allyn Inc | 64NTXX-B |  |  | CY-Wound Care / Occupational Health |  |  |  |  | 151-01359 | 151-01359 | Northwest | MHHS-Cypress | CY-Wound Care / Occupational Health | South tower | 7/31/19 | 7/31/20 |  |  |  | Monitor, Vital Signs | MONITORVITALSIGNS-Welch Allyn-64NTXX-B | [12 empty] | MVS-A | [10 empty] | MONITORVITALSIGNS | Monitor, Vital Signs | Welch Allyn
NO | YES |  |  |  | 041-20215 |  | Welch Allyn Inc | 64NTXX-B |  |  | MH MG - (MC) - PHILLIPS 66 | MHHS-MG |  | Monitor, Vital Signs |  | 041-20215 |  | West & Memorial City |  | MH MG - (MC) - PHILLIPS 66 |  | 04/05/2019 |  |  |  | MONITORS, PHYSIOLOGIC, VITAL SIGNS |  | MONITORVITALSIGNS-Welch Allyn-64NTXX-B | MONITORVITALSIGNS | 64NTXX-B |  |  |  | Welch Allyn | Monitor, Vital Signs |  | MONITORVITALSIGNS-Welch Allyn-64NTXX-B |  | 09/27/2020 |  |  | Covered PM Repair - Biomedical | MHHS-MG
NO | YES |  |  |  | 009-09849 | 009-09849 | Welch Allyn Inc | 64NTXX-B |  |  | MH MG-(CY)-Fairfield [Mp1-Ste100] | MHHS-MG |  | Monitor, Vital Signs |  | 009-09849 | 009-09849 | Northwest | MHHS-MG | MH MG-(CY)-Fairfield [Mp1-Ste100] | Exam 3 | 3/1/19 | 3/1/20 |  |  | MONITORS, PHYSIOLOGIC, VITAL SIGNS | Monitor, Vital Signs | MONITORVITALSIGNS-Welch Allyn-64NTXX-B | MONITORVITALSIGNS | 64NTXX-B |  |  |  | Welch Allyn | Monitor, Vital Signs |  | MONITORVITALSIGNS-Welch Allyn-64NTXX-B |  | 9/27/20 |  | MVS-A | Covered PM Repair - Biomedical | MHHS-MG | [8 empty] | MONITORVITALSIGNS | Monitor, Vital Signs | Welch Allyn
NO | YES |  |  |  | 009-09853 | 009-09853 | Welch Allyn Inc | 64NTXX-B |  |  | MH MG-(CY)-Fairfield [Mp1-Ste100] | MHHS-MG |  | Monitor, Vital Signs |  | 009-09853 | 009-09853 | Northwest | MHHS-MG | MH MG-(CY)-Fairfield [Mp1-Ste100] | Exam Room 4 | 3/1/19 |  |  |  | MONITORS, PHYSIOLOGIC, VITAL SIGNS | Monitor, Vital Signs | MONITORVITALSIGNS-Welch Allyn-64NTXX-B | MONITORVITALSIGNS | 64NTXX-B |  |  |  | Welch Allyn | Monitor, Vital Signs |  | MONITORVITALSIGNS-Welch Allyn-64NTXX-B |  | 9/27/20 |  | MVS-A | Covered PM Repair - Biomedical | MHHS-MG | [8 empty] | MONITORVITALSIGNS | Monitor, Vital Signs | Welch Allyn
NO | YES |  |  |  | 041-19872 | 041-19872 | Welch Allyn Inc | 64NTXX-B |  |  | MH MG-(CY)-Fairfield [Mp1-Ste100] | MHHS-MG |  | Monitor, Vital Signs |  | 041-19872 | 041-19872 | Northwest | MHHS-MG | MH MG-(CY)-Fairfield [Mp1-Ste100] | C1 112 | 3/1/19 |  |  |  | MONITORS, PHYSIOLOGIC, VITAL SIGNS | Monitor, Vital Signs | MONITORVITALSIGNS-Welch Allyn-64NTXX-B | MONITORVITALSIGNS | 64NTXX-B |  |  |  | Welch Allyn | Monitor, Vital Signs |  | MONITORVITALSIGNS-Welch Allyn-64NTXX-B |  | 9/27/20 |  | MVS-A | Covered PM Repair - Biomedical | MHHS-MG | [8 empty] | MONITORVITALSIGNS | Monitor, Vital Signs | Welch Allyn
NO | YES |  |  |  | 041-19873 | 041-19873 | Welch Allyn Inc | 64NTXX-B |  |  | MH MG-(CY)-Fairfield [Mp1-Ste100] | MHHS-MG |  | Monitor, Vital Signs |  | 041-19873 | 041-19873 | Northwest | MHHS-MG | MH MG-(CY)-Fairfield [Mp1-Ste100] | C1 112 | 3/1/19 | 3/1/20 |  |  | MONITORS, PHYSIOLOGIC, VITAL SIGNS | Monitor, Vital Signs | MONITORVITALSIGNS-Welch Allyn-64NTXX-B | MONITORVITALSIGNS | 64NTXX-B |  |  |  | Welch Allyn | Monitor, Vital Signs |  | MONITORVITALSIGNS-Welch Allyn-64NTXX-B |  | 9/27/20 |  | MVS-A | Covered PM Repair - Biomedical | MHHS-MG | [8 empty] | MONITORVITALSIGNS | Monitor, Vital Signs | Welch Allyn
NO | YES |  |  |  | 041-19874 | 041-19874 | Welch Allyn Inc | 64NTXX-B |  |  | MH MG-(CY)-Fairfield [Mp1-Ste100] | MHHS-MG |  | Monitor, Vital Signs |  | 041-19874 | 041-19874 | Northwest | MHHS-MG | MH MG-(CY)-Fairfield [Mp1-Ste100] | Nurses station | 3/1/19 | 3/1/20 |  |  | MONITORS, PHYSIOLOGIC, VITAL SIGNS | Monitor, Vital Signs | MONITORVITALSIGNS-Welch Allyn-64NTXX-B | MONITORVITALSIGNS | 64NTXX-B |  |  |  | Welch Allyn | Monitor, Vital Signs |  | MONITORVITALSIGNS-Welch Allyn-64NTXX-B |  | 9/27/20 |  | MVS-A | Covered PM Repair - Biomedical | MHHS-MG | [8 empty] | MONITORVITALSIGNS | Monitor, Vital Signs | Welch Allyn
NO | YES |  |  |  | 041-19875 | 041-19875 | Welch Allyn Inc | 64NTXX-B |  |  | MH MG-(CY)-Fairfield [Mp1-Ste100] | MHHS-MG |  | Monitor, Vital Signs |  | 041-19875 | 041-19875 | Northwest | MHHS-MG | MH MG-(CY)-Fairfield [Mp1-Ste100] | C1 109 | 3/1/19 | 3/1/20 |  |  | MONITORS, PHYSIOLOGIC, VITAL SIGNS | Monitor, Vital Signs | MONITORVITALSIGNS-Welch Allyn-64NTXX-B | MONITORVITALSIGNS | 64NTXX-B |  |  |  | Welch Allyn | Monitor, Vital Signs |  | MONITORVITALSIGNS-Welch Allyn-64NTXX-B |  | 9/27/20 |  | MVS-A | Covered PM Repair - Biomedical | MHHS-MG | [8 empty] | MONITORVITALSIGNS | Monitor, Vital Signs | Welch Allyn
NO | YES |  |  |  | 041-19876 | 041-19876 | Welch Allyn Inc | 64NTXX-B |  |  | MH MG-(CY)-Fairfield [Mp1-Ste100] | MHHS-MG |  | Monitor, Vital Signs |  | 041-19876 | 041-19876 | Northwest | MHHS-MG | MH MG-(CY)-Fairfield [Mp1-Ste100] | Hallway | 3/1/19 |  |  |  | MONITORS, PHYSIOLOGIC, VITAL SIGNS | Monitor, Vital Signs | MONITORVITALSIGNS-Welch Allyn-64NTXX-B | MONITORVITALSIGNS | 64NTXX-B |  |  |  | Welch Allyn | Monitor, Vital Signs |  | MONITORVITALSIGNS-Welch Allyn-64NTXX-B |  | 9/27/20 |  | MVS-A | Covered PM Repair - Biomedical | MHHS-MG | [8 empty] | MONITORVITALSIGNS | Monitor, Vital Signs | Welch Allyn
NO | YES |  |  |  | 041-19877 | 041-19877 | Welch Allyn Inc | 64NTXX-B |  |  | MH MG-(CY)-Fairfield [Mp1-Ste100] | MHHS-MG |  | Monitor, Vital Signs |  | 041-19877 | 041-19877 | Northwest | MHHS-MG | MH MG-(CY)-Fairfield [Mp1-Ste100] | C1 112 |  | 3/1/20 |  |  | MONITORS, PHYSIOLOGIC, VITAL SIGNS | Monitor, Vital Signs | MONITORVITALSIGNS-Welch Allyn-64NTXX-B | MONITORVITALSIGNS | 64NTXX-B |  |  |  | Welch Allyn | Monitor, Vital Signs |  | MONITORVITALSIGNS-Welch Allyn-64NTXX-B |  | 9/27/20 |  | MVS-A | Covered PM Repair - Biomedical | MHHS-MG | [8 empty] | MONITORVITALSIGNS | Monitor, Vital Signs | Welch Allyn
NO | YES |  |  |  | 151-01349 | 151-01349 | Welch Allyn Inc | 64NTXX-B |  |  | MH MG - (CY) - OCCUPATIONAL MEDICINE [MP1-STE180] | MHHS-MG |  | Monitor, Vital Signs |  | 151-01349 | 151-01349 | Northwest | MHHS-MG | MH MG - (CY) - OCCUPATIONAL MEDICINE [MP1-STE180] | C1 705 | 3/1/19 | 3/1/20 |  |  | MONITORS, PHYSIOLOGIC, VITAL SIGNS | Monitor, Vital Signs | MONITORVITALSIGNS-Welch Allyn-64NTXX-B | MONITORVITALSIGNS | 64NTXX-B |  |  |  | Welch Allyn | Monitor, Vital Signs |  | MONITORVITALSIGNS-Welch Allyn-64NTXX-B |  | 9/27/20 |  | MVS-A | Covered PM Repair - Biomedical | MHHS-MG | [8 empty] | MONITORVITALSIGNS | Monitor, Vital Signs | Welch Allyn
NO | YES |  |  |  | 151-02408 | 151-02408 | Welch Allyn Inc | 64NTXX-B |  |  | MH MG - (CY) - OCCUPATIONAL MEDICINE [MP1-STE180] | MHHS-MG |  | Monitor, Vital Signs |  | 151-02408 | 151-02408 | Northwest | MHHS-MG | MH MG - (CY) - OCCUPATIONAL MEDICINE [MP1-STE180] | C1 711 | 8/1/18 | 8/1/19 |  | Pm out of date | MONITORS, PHYSIOLOGIC, VITAL SIGNS | Monitor, Vital Signs | MONITORVITALSIGNS-Welch Allyn-64NTXX-B | MONITORVITALSIGNS | 64NTXX-B |  |  |  | Welch Allyn | Monitor, Vital Signs |  | MONITORVITALSIGNS-Welch Allyn-64NTXX-B |  | 9/27/20 |  | MVS-A | Covered PM Repair - Biomedical | MHHS-MG | [8 empty] | MONITORVITALSIGNS | Monitor, Vital Signs | Welch Allyn
NO | YES |  |  |  | 151-02456 | 151-02456 | Welch Allyn Inc | 64NTXX-B |  |  | MH MG - (CY) - OCCUPATIONAL MEDICINE [MP1-STE180] | MHHS-MG |  | Monitor, Vital Signs |  | 151-02456 | 151-02456 | Northwest | MHHS-MG | MH MG - (CY) - OCCUPATIONAL MEDICINE [MP1-STE180] | C1 707 | 3/1/19 | 3/1/20 |  |  | MONITORS, PHYSIOLOGIC, VITAL SIGNS | Monitor, Vital Signs | MONITORVITALSIGNS-Welch Allyn-64NTXX-B | MONITORVITALSIGNS | 64NTXX-B |  |  |  | Welch Allyn | Monitor, Vital Signs |  | MONITORVITALSIGNS-Welch Allyn-64NTXX-B |  | 9/27/20 |  | MVS-A | Covered PM Repair - Biomedical | MHHS-MG | [8 empty] | MONITORVITALSIGNS | Monitor, Vital Signs | Welch Allyn
NO | YES |  |  |  | 151-02457 | 151-02457 | Welch Allyn Inc | 64NTXX-B |  |  | MH MG - (CY) - OCCUPATIONAL MEDICINE [MP1-STE180] | MHHS-MG |  | Monitor, Vital Signs |  | 151-02457 | 151-02457 | Northwest | MHHS-MG | MH MG - (CY) - OCCUPATIONAL MEDICINE [MP1-STE180] | C1 710 | 3/1/19 | 3/1/20 |  |  | MONITORS, PHYSIOLOGIC, VITAL SIGNS | Monitor, Vital Signs | MONITORVITALSIGNS-Welch Allyn-64NTXX-B | MONITORVITALSIGNS | 64NTXX-B |  |  |  | Welch Allyn | Monitor, Vital Signs |  | MONITORVITALSIGNS-Welch Allyn-64NTXX-B |  | 9/27/20 |  | MVS-A | Covered PM Repair - Biomedical | MHHS-MG | [8 empty] | MONITORVITALSIGNS | Monitor, Vital Signs | Welch Allyn
NO | YES |  |  |  | 009-10511 | 009-10511 | Welch Allyn Inc | 64NTXX-B |  | (21) 100086303117 | MH MG-(GH)-GH CCC-Timeshare | MHHS-MG |  | Monitor, Vital Signs |  | 009-10511 | 009-10511 | Central | MHHS-MG | MH MG-(GH)-GH CCC-Timeshare |  | 4/1/19 | 4/1/20 |  |  | MONITORS, PHYSIOLOGIC, VITAL SIGNS | Monitor, Vital Signs | MONITORVITALSIGNS-Welch Allyn-64NTXX-B | MONITORVITALSIGNS | 64NTXX-B |  |  |  | Welch Allyn | Monitor, Vital Signs |  | MONITORVITALSIGNS-Welch Allyn-64NTXX-B |  | 9/27/20 |  | MVS-A | Covered PM Repair - Biomedical | MHHS-MG | [8 empty] | MONITORVITALSIGNS | Monitor, Vital Signs | Welch Allyn
NO | YES |  |  |  | 009-10289 | 009-10289 | Welch Allyn Inc | 64NTXX-B |  | (21) 100010994916 | MH MG-(GH)-GH Urology [Mp1-Ste500] | MHHS-MG |  | Monitor, Vital Signs |  | 009-10289 | 009-10289 | Central | MHHS-MG | MH MG-(GH)-GH Urology [Mp1-Ste500] | Clinic 500 | 4/1/19 |  | 4/1/20 |  | MONITORS, PHYSIOLOGIC, VITAL SIGNS | Monitor, Vital Signs | MONITORVITALSIGNS-Welch Allyn-64NTXX-B | MONITORVITALSIGNS | 64NTXX-B |  |  |  | Welch Allyn | Monitor, Vital Signs |  | MONITORVITALSIGNS-Welch Allyn-64NTXX-B |  | 9/27/20 |  | MVS-A | Covered PM Repair - Biomedical | MHHS-MG | [8 empty] | MONITORVITALSIGNS | Monitor, Vital Signs | Welch Allyn
NO | YES |  |  |  | 005-33635 | 005-33635 | Welch Allyn Inc | 64NTXX-B |  |  | MH MG-(GH)-Urgent Care-Greater Heights | MHHS-MG |  | Monitor, Vital Signs |  | 005-33635 | 005-33635 | Central | MHHS-MG | MH MG-(GH)-Urgent Care-Greater Heights | Hallway | 10/1/19 | 10/1/20 |  |  | MONITORS, PHYSIOLOGIC, VITAL SIGNS | Monitor, Vital Signs | MONITORVITALSIGNS-Welch Allyn-64NTXX-B | MONITORVITALSIGNS | 64NTXX-B |  |  |  | Welch Allyn | Monitor, Vital Signs |  | MONITORVITALSIGNS-Welch Allyn-64NTXX-B |  | 9/27/20 |  | MVS-A | Covered PM Repair - Biomedical | MHHS-MG | [8 empty] | MONITORVITALSIGNS | Monitor, Vital Signs | Welch Allyn
NO | YES |  |  |  | 005-33636 | 005-33636 | Welch Allyn Inc | 64NTXX-B |  |  | MH MG-(GH)-Urgent Care-Greater Heights | MHHS-MG |  | Monitor, Vital Signs |  | 005-33636 | 005-33636 | Central | MHHS-MG | MH MG-(GH)-Urgent Care-Greater Heights | Exam room 2 | 10/1/19 | 10/1/20 |  |  | MONITORS, PHYSIOLOGIC, VITAL SIGNS | Monitor, Vital Signs | MONITORVITALSIGNS-Welch Allyn-64NTXX-B | MONITORVITALSIGNS | 64NTXX-B |  |  |  | Welch Allyn | Monitor, Vital Signs |  | MONITORVITALSIGNS-Welch Allyn-64NTXX-B |  | 9/27/20 |  | MVS-A | Covered PM Repair - Biomedical | MHHS-MG | [8 empty] | MONITORVITALSIGNS | Monitor, Vital Signs | Welch Allyn
NO | YES |  |  |  | 009-10006 | 009-10006 | Welch Allyn Inc | 64NTXX-B |  |  | MH MG-(GH)-Urgent Care-Washington Ave | MHHS-MG |  | Monitor, Vital Signs |  | 009-10006 | 009-10006 | Central | MHHS-MG | MH MG-(GH)-Urgent Care-Washington Ave | Hallway | 4/1/19 | 4/1/20 |  | Nurses say unit does not hold a charge | MONITORS, PHYSIOLOGIC, VITAL SIGNS | Monitor, Vital Signs | MONITORVITALSIGNS-Welch Allyn-64NTXX-B | MONITORVITALSIGNS | 64NTXX-B |  |  |  | Welch Allyn | Monitor, Vital Signs |  | MONITORVITALSIGNS-Welch Allyn-64NTXX-B |  | 9/27/20 |  | MVS-A | Covered PM Repair - Biomedical | MHHS-MG | [8 empty] | MONITORVITALSIGNS | Monitor, Vital Signs | Welch Allyn
NO | YES |  |  |  | 009-10007 | 009-10007 | Welch Allyn Inc | 64NTXX-B |  |  | MH MG-(GH)-Urgent Care-Washington Ave | MHHS-MG |  | Monitor, Vital Signs |  | 009-10007 | 009-10007 | Central | MHHS-MG | MH MG-(GH)-Urgent Care-Washington Ave | Nurses station | 4/1/19 | 4/1/20 |  |  | MONITORS, PHYSIOLOGIC, VITAL SIGNS | Monitor, Vital Signs | MONITORVITALSIGNS-Welch Allyn-64NTXX-B | MONITORVITALSIGNS | 64NTXX-B |  |  |  | Welch Allyn | Monitor, Vital Signs |  | MONITORVITALSIGNS-Welch Allyn-64NTXX-B |  | 9/27/20 |  | MVS-A | Covered PM Repair - Biomedical | MHHS-MG | [8 empty] | MONITORVITALSIGNS | Monitor, Vital Signs | Welch Allyn
NO | YES |  |  |  | 583-01268 | 583-01268 | Welch Allyn Inc | 64NTXX-B |  |  | MH MG-(KY)-Urgent Care-Fulshear | MHHS-MG |  | Monitor, Vital Signs |  | 583-01268 | 583-01268 | Katy | MHHS-MG | MH MG-(KY)-Urgent Care-Fulshear |  | 1/1/20 | 1/1/21 |  |  | MONITORS, PHYSIOLOGIC, VITAL SIGNS | Monitor, Vital Signs | MONITORVITALSIGNS-Welch Allyn-64NTXX-B | MONITORVITALSIGNS | 64NTXX-B |  |  |  | Welch Allyn | Monitor, Vital Signs |  | MONITORVITALSIGNS-Welch Allyn-64NTXX-B |  | 9/27/20 |  | MVS-A | Covered PM Repair - Biomedical | MHHS-MG | [8 empty] | MONITORVITALSIGNS | Monitor, Vital Signs | Welch Allyn
NO | YES |  |  |  | 583-01269 | 583-01269 | Welch Allyn Inc | 64NTXX-B |  |  | MH MG-(KY)-Urgent Care-Fulshear | MHHS-MG |  | Monitor, Vital Signs |  | 583-01269 | 583-01269 | Katy | MHHS-MG | MH MG-(KY)-Urgent Care-Fulshear | Exam room 4 | 1/1/19 | 1/1/20 |  |  | MONITORS, PHYSIOLOGIC, VITAL SIGNS | Monitor, Vital Signs | MONITORVITALSIGNS-Welch Allyn-64NTXX-B | MONITORVITALSIGNS | 64NTXX-B |  |  |  | Welch Allyn | Monitor, Vital Signs |  | MONITORVITALSIGNS-Welch Allyn-64NTXX-B |  | 9/27/20 |  | MVS-A | Covered PM Repair - Biomedical | MHHS-MG | [8 empty] | MONITORVITALSIGNS | Monitor, Vital Signs | Welch Allyn
NO | YES |  |  |  | 142-06876 | 142-06876 | Welch Allyn Inc | 64NTXX-B |  |  | MH MG - (NE) - ATASCOCITA PEDIATRICS | MHHS-MG |  | Monitor, Vital Signs |  | 142-06876 | 142-06876 | Katy | Memorial north east | MH MG - (NE) - ATASCOCITA PEDIATRICS | MH MG - ( NE) ATASCOCITA PED |  |  |  |  | MONITORS, PHYSIOLOGIC, VITAL SIGNS |  | MONITORVITALSIGNS-Welch Allyn-64NTXX-B | MONITORVITALSIGNS | 64NTXX-B |  |  |  | Welch Allyn | Monitor, Vital Signs |  | MONITORVITALSIGNS-Welch Allyn-64NTXX-B |  |  |  |  | Not Covered Vendor Only - Biomedical | MHHS-MG
NO | YES |  |  |  | 142-06877 | 142-06877 | Welch Allyn Inc | 64NTXX-B |  |  | MH MG - (NE) - ATASCOCITA PEDIATRICS | MHHS-MG |  | Monitor, Vital Signs |  | 142-06877 | 142-06877 | Katy | Memorial north east | MH MG - (NE) - ATASCOCITA PEDIATRICS | MH MG - ( NE) ATASCOCITA PED |  |  |  |  | MONITORS, PHYSIOLOGIC, VITAL SIGNS |  | MONITORVITALSIGNS-Welch Allyn-64NTXX-B | MONITORVITALSIGNS | 64NTXX-B |  |  |  | Welch Allyn | Monitor, Vital Signs |  | MONITORVITALSIGNS-Welch Allyn-64NTXX-B |  |  |  |  | Not Covered Vendor Only - Biomedical | MHHS-MG
NO | YES |  |  |  | 142-06879 | 142-068 | Welch Allyn Inc | 64NTXX-B |  |  | MH-Atascocita | MHHS-MG |  | Monitor, Vital Signs |  | 142-06879 | 142-068 | Katy | Memorial herman northeast | MH-Atascocita | Hallway |  |  |  |  | MONITORS, PHYSIOLOGIC, VITAL SIGNS |  | MONITORVITALSIGNS-Welch Allyn-64NTXX-B | MONITORVITALSIGNS | 64NTXX-B |  |  |  | Welch Allyn | Monitor, Vital Signs |  | MONITORVITALSIGNS-Welch Allyn-64NTXX-B |  |  |  |  | Not Covered Vendor Only - Biomedical | MHHS-MG
NO | YES |  |  |  | 142-06880 | 142-06880 | Welch Allyn Inc | 64NTXX-B |  |  | MH MG - (NE) - ATASCOCITA PEDIATRICS | MHHS-MG |  | Monitor, Vital Signs |  | 142-06880 | 142-06880 | Katy | Memorial north east | MH MG - (NE) - ATASCOCITA PEDIATRICS | MH MG - ( NE) ATASCOCITA PED |  |  |  |  | MONITORS, PHYSIOLOGIC, VITAL SIGNS |  | MONITORVITALSIGNS-Welch Allyn-64NTXX-B | MONITORVITALSIGNS | 64NTXX-B |  |  |  | Welch Allyn | Monitor, Vital Signs |  | MONITORVITALSIGNS-Welch Allyn-64NTXX-B |  |  |  |  | Not Covered Vendor Only - Biomedical | MHHS-MG
NO | YES |  |  |  | 142-07478 | 142-07478 | Welch Allyn Inc | 64NTXX-B |  |  | MH MG-(NE)-Kingwood CCC-Timeshare | MHHS-MG |  | Monitor, Vital Signs |  | 142-07478 | 142-07478 | Katy | MHHS-MG | MH MG-(NE)-Kingwood CCC-Timeshare | Exam | 10/1/19 |  |  |  | MONITORS, PHYSIOLOGIC, VITAL SIGNS | Monitor, Vital Signs | MONITORVITALSIGNS-Welch Allyn-64NTXX-B | MONITORVITALSIGNS | 64NTXX-B |  |  |  | Welch Allyn | Monitor, Vital Signs |  | MONITORVITALSIGNS-Welch Allyn-64NTXX-B |  | 9/27/20 |  | MVS-A | Not Covered Vendor Only - Biomedical | MHHS-MG | [8 empty] | MONITORVITALSIGNS | Monitor, Vital Signs | Welch Allyn
NO | YES |  |  |  | 142-07479 | 142-07479 | Welch Allyn Inc | 64NTXX-B |  |  | MH MG-(NE)-Kingwood CCC-Timeshare | MHHS-MG |  | Monitor, Vital Signs |  | 142-07479 | 142-07479 | Katy | MHHS-MG | MH MG-(NE)-Kingwood CCC-Timeshare | Exam 3 | 10/1/19 |  |  |  | MONITORS, PHYSIOLOGIC, VITAL SIGNS | Monitor, Vital Signs | MONITORVITALSIGNS-Welch Allyn-64NTXX-B | MONITORVITALSIGNS | 64NTXX-B |  |  |  | Welch Allyn | Monitor, Vital Signs |  | MONITORVITALSIGNS-Welch Allyn-64NTXX-B |  | 9/27/20 |  | MVS-A | Not Covered Vendor Only - Biomedical | MHHS-MG | [8 empty] | MONITORVITALSIGNS | Monitor, Vital Signs | Welch Allyn
NO | YES |  |  |  | 142-07480 | 142-07480 | Welch Allyn Inc | 64NTXX-B |  |  | MH MG-(NE)-Kingwood CCC-Timeshare | MHHS-MG |  | Monitor, Vital Signs |  | 142-07480 | 142-07480 | Katy | MHHS-MG | MH MG-(NE)-Kingwood CCC-Timeshare | Exam 3 | 10/1/19 | 10/1/20 |  |  | MONITORS, PHYSIOLOGIC, VITAL SIGNS | Monitor, Vital Signs | MONITORVITALSIGNS-Welch Allyn-64NTXX-B | MONITORVITALSIGNS | 64NTXX-B |  |  |  | Welch Allyn | Monitor, Vital Signs |  | MONITORVITALSIGNS-Welch Allyn-64NTXX-B |  | 9/27/20 |  | MVS-A | Not Covered Vendor Only - Biomedical | MHHS-MG | [8 empty] | MONITORVITALSIGNS | Monitor, Vital Signs | Welch Allyn
NO | YES |  |  |  | 142-07481 | 142-07481 | Welch Allyn Inc | 64NTXX-B |  |  | MH MG-(NE)-Kingwood CCC-Timeshare | MHHS-MG |  | Monitor, Vital Signs |  | 142-07481 | 142-07481 | Katy | MHHS-MG | MH MG-(NE)-Kingwood CCC-Timeshare | Exam | 10/1/19 | 10/1/20 |  |  | MONITORS, PHYSIOLOGIC, VITAL SIGNS | Monitor, Vital Signs | MONITORVITALSIGNS-Welch Allyn-64NTXX-B | MONITORVITALSIGNS | 64NTXX-B |  |  |  | Welch Allyn | Monitor, Vital Signs |  | MONITORVITALSIGNS-Welch Allyn-64NTXX-B |  | 9/27/20 |  | MVS-A | Not Covered Vendor Only - Biomedical | MHHS-MG | [8 empty] | MONITORVITALSIGNS | Monitor, Vital Signs | Welch Allyn
NO | YES | Serial Number 100007171814 |  |  | 000-04975 | 000-04975 | Welch Allyn Inc | 64NTXX-B |  |  | MH MG-(NE)-Summer Creek CCC | MHHS-MG |  | Monitor, Vital Signs |  | 000-04975 | 000-04975 | Katy | MHHS-MG | MH MG-(NE)-Summer Creek CCC | Storage room | 7/1/19 | 7/1/20 |  | Going out of service | MONITORS, PHYSIOLOGIC, VITAL SIGNS | Monitor, Vital Signs | MONITORVITALSIGNS-Welch Allyn-64NTXX-B | MONITORVITALSIGNS | 64NTXX-B |  |  |  | Welch Allyn | Monitor, Vital Signs |  | MONITORVITALSIGNS-Welch Allyn-64NTXX-B |  | 9/27/20 |  | MVS-A | Not Covered Vendor Only - Biomedical | MHHS-MG | [8 empty] | MONITORVITALSIGNS | Monitor, Vital Signs | Welch Allyn
NO | YES |  |  |  | 000-04976 | 000-04976 | Welch Allyn Inc | 64NTXX-B |  |  | MH MG-(NE)-Summer Creek CCC | MHHS-MG |  | Monitor, Vital Signs |  | 000-04976 | 000-04976 | Katy | MHHS-MG | MH MG-(NE)-Summer Creek CCC | Exam 16 | 7/1/19 | 7/1/20 |  |  | MONITORS, PHYSIOLOGIC, VITAL SIGNS | Monitor, Vital Signs | MONITORVITALSIGNS-Welch Allyn-64NTXX-B | MONITORVITALSIGNS | 64NTXX-B |  |  |  | Welch Allyn | Monitor, Vital Signs |  | MONITORVITALSIGNS-Welch Allyn-64NTXX-B |  | 9/27/20 |  | MVS-A | Not Covered Vendor Only - Biomedical | MHHS-MG | [8 empty] | MONITORVITALSIGNS | Monitor, Vital Signs | Welch Allyn
NO | YES |  |  |  | 000-04979 | 000-04979 | Welch Allyn Inc | 64NTXX-B |  |  | MH MG-(NE)-Summer Creek CCC | MHHS-MG |  | Monitor, Vital Signs |  | 000-04979 | 000-04979 | Katy | MHHS-MG | MH MG-(NE)-Summer Creek CCC | By exam 4 | 7/1/19 | 7/1/20 |  |  | MONITORS, PHYSIOLOGIC, VITAL SIGNS | Monitor, Vital Signs | MONITORVITALSIGNS-Welch Allyn-64NTXX-B | MONITORVITALSIGNS | 64NTXX-B |  |  |  | Welch Allyn | Monitor, Vital Signs |  | MONITORVITALSIGNS-Welch Allyn-64NTXX-B |  | 9/27/20 |  | MVS-A | Not Covered Vendor Only - Biomedical | MHHS-MG | [8 empty] | MONITORVITALSIGNS | Monitor, Vital Signs | Welch Allyn
NO | YES |  |  |  | 005-12328 | 005-12328 | Welch Allyn Inc | 64NTXX-B |  |  | MH MG - (SE) - LC CCC - TIMESHARE | MHHS-MG |  | Monitor, Vital Signs |  | 005-12328 | 005-12328 | Southeast | MHHS-MG | MH MG - (SE) - LC CCC - TIMESHARE | C1 610 exam 10 | 2/1/19 |  |  |  | MONITORS, PHYSIOLOGIC, VITAL SIGNS | Monitor, Vital Signs | MONITORVITALSIGNS-Welch Allyn-64NTXX-B | MONITORVITALSIGNS | 64NTXX-B |  |  |  | Welch Allyn | Monitor, Vital Signs |  | MONITORVITALSIGNS-Welch Allyn-64NTXX-B |  | 9/27/20 |  | MVS-A | Not Covered Vendor Only - Biomedical | MHHS-MG | [8 empty] | MONITORVITALSIGNS | Monitor, Vital Signs | Welch Allyn
NO | YES |  |  |  | 005-12381 | 005-12381 | Welch Allyn Inc | 64NTXX-B |  |  | MH MG - (SE) - LC CCC - TIMESHARE | MHHS-MG |  | Monitor, Vital Signs |  | 005-12381 | 005-12381 | Southeast | MHHS-MG | MH MG - (SE) - LC CCC - TIMESHARE | C1 611 exam 11 | 2/1/19 |  |  |  | MONITORS, PHYSIOLOGIC, VITAL SIGNS | Monitor, Vital Signs | MONITORVITALSIGNS-Welch Allyn-64NTXX-B | MONITORVITALSIGNS | 64NTXX-B |  |  |  | Welch Allyn | Monitor, Vital Signs |  | MONITORVITALSIGNS-Welch Allyn-64NTXX-B |  | 9/27/20 |  | MVS-A | Not Covered Vendor Only - Biomedical | MHHS-MG | [8 empty] | MONITORVITALSIGNS | Monitor, Vital Signs | Welch Allyn
NO | YES |  |  |  | 005-12382 | 005-12382 | Welch Allyn Inc | 64NTXX-B |  |  | MH MG - (SE) - LC CCC - TIMESHARE | MHHS-MG |  | Monitor, Vital Signs |  | 005-12382 | 005-12382 | Southeast | MHHS-MG | MH MG - (SE) - LC CCC - TIMESHARE | C1 612 exam 12 | 2/1/19 |  |  |  | MONITORS, PHYSIOLOGIC, VITAL SIGNS | Monitor, Vital Signs | MONITORVITALSIGNS-Welch Allyn-64NTXX-B | MONITORVITALSIGNS | 64NTXX-B |  |  |  | Welch Allyn | Monitor, Vital Signs |  | MONITORVITALSIGNS-Welch Allyn-64NTXX-B |  | 9/27/20 |  | MVS-A | Not Covered Vendor Only - Biomedical | MHHS-MG | [8 empty] | MONITORVITALSIGNS | Monitor, Vital Signs | Welch Allyn
NO | YES |  |  |  | 005-12326 | 005-12326 | Welch Allyn Inc | 64NTXX-B |  |  | MH MG - (SL) - PHYSICIANS AT SUGAR CREEK | MHHS-MG |  | Monitor, Vital Signs |  | 005-12326 | 005-12326 | Southeast | Physicians at Sugar Creek | MH MG - (SL) - PHYSICIANS AT SUGAR CREEK | Occupational Health | 2/1/19 |  |  |  | MONITORS, PHYSIOLOGIC, VITAL SIGNS | Monitor, Vital Signs | MONITORVITALSIGNS-Welch Allyn-64NTXX-B | MONITORVITALSIGNS | 64NTXX-B |  |  |  | Welch Allyn | Monitor, Vital Signs |  | MONITORVITALSIGNS-Welch Allyn-64NTXX-B |  | 9/27/20 |  | MVS-A | Not Covered Vendor Only - Biomedical | MHHS-MG | [8 empty] | MONITORVITALSIGNS | Monitor, Vital Signs | Welch Allyn
NO | YES |  |  |  | 005-12327 | 005-12327 | Welch Allyn Inc | 64NTXX-B |  |  | MH MG - (SL) - PHYSICIANS AT SUGAR CREEK | MHHS-MG |  | Monitor, Vital Signs |  | 005-12327 | 005-12327 | Southeast | Physicians at Sugar Creek | MH MG - (SL) - PHYSICIANS AT SUGAR CREEK | Occupational Health | 2/1/19 |  |  |  | MONITORS, PHYSIOLOGIC, VITAL SIGNS | Monitor, Vital Signs | MONITORVITALSIGNS-Welch Allyn-64NTXX-B | MONITORVITALSIGNS | 64NTXX-B |  |  |  | Welch Allyn | Monitor, Vital Signs |  | MONITORVITALSIGNS-Welch Allyn-64NTXX-B |  | 9/27/20 |  | MVS-A | Not Covered Vendor Only - Biomedical | MHHS-MG | [8 empty] | MONITORVITALSIGNS | Monitor, Vital Signs | Welch Allyn
NO | YES |  |  |  | 005-12363 | 005-12363 | Welch Allyn Inc | 64NTXX-B |  |  | MH MG - (SE) - LC CCC - TIMESHARE | MHHS-MG |  | Monitor, Vital Signs |  | 005-12363 | 005-12363 | Southeast | MHHS-MG | MH MG - (SE) - LC CCC - TIMESHARE | Ste500 | 2/1/19 |  |  |  | MONITORS, PHYSIOLOGIC, VITAL SIGNS | Monitor, Vital Signs | MONITORVITALSIGNS-Welch Allyn-64NTXX-B | MONITORVITALSIGNS | 64NTXX-B |  |  |  | Welch Allyn | Monitor, Vital Signs |  | MONITORVITALSIGNS-Welch Allyn-64NTXX-B |  | 9/27/20 |  | MVS-A | Not Covered Vendor Only - Biomedical | MHHS-MG | [8 empty] | MONITORVITALSIGNS | Monitor, Vital Signs | Welch Allyn
NO | YES |  |  |  | 005-12364 | 005-12364 | Welch Allyn Inc | 64NTXX-B |  |  | MH MG - (SE) - LC CCC - TIMESHARE | MHHS-MG |  | Monitor, Vital Signs |  | 005-12364 | 005-12364 | Southeast | MHHS-MG | MH MG - (SE) - LC CCC - TIMESHARE | Ste500 | 2/1/19 |  |  |  | MONITORS, PHYSIOLOGIC, VITAL SIGNS | Monitor, Vital Signs | MONITORVITALSIGNS-Welch Allyn-64NTXX-B | MONITORVITALSIGNS | 64NTXX-B |  |  |  | Welch Allyn | Monitor, Vital Signs |  | MONITORVITALSIGNS-Welch Allyn-64NTXX-B |  | 9/27/20 |  | MVS-A | Not Covered Vendor Only - Biomedical | MHHS-MG | [8 empty] | MONITORVITALSIGNS | Monitor, Vital Signs | Welch Allyn
NO | YES |  |  |  | 005-12365 | 005-12365 | Welch Allyn Inc | 64NTXX-B |  |  | MH MG - (SE) - LC CCC - TIMESHARE | MHHS-MG |  | Monitor, Vital Signs |  | 005-12365 | 005-12365 | Southeast | MHHS-MG | MH MG - (SE) - LC CCC - TIMESHARE | Ste500 | 2/1/19 |  |  |  | MONITORS, PHYSIOLOGIC, VITAL SIGNS | Monitor, Vital Signs | MONITORVITALSIGNS-Welch Allyn-64NTXX-B | MONITORVITALSIGNS | 64NTXX-B |  |  |  | Welch Allyn | Monitor, Vital Signs |  | MONITORVITALSIGNS-Welch Allyn-64NTXX-B |  | 9/27/20 |  | MVS-A | Not Covered Vendor Only - Biomedical | MHHS-MG | [8 empty] | MONITORVITALSIGNS | Monitor, Vital Signs | Welch Allyn
NO | YES |  |  |  | 129-05950 | 129-05950 | Welch Allyn Inc | 64NTXX-B |  |  | MH MG - (SL) - SWEETWATER | MHHS-MG |  | Monitor, Vital Signs |  | 129-05950 | 129-05950 | Sugar Land |  | MH MG - (SL) - SWEETWATER |  | 10/1/19 | 10/1/20 |  |  | MONITORS, PHYSIOLOGIC, VITAL SIGNS | Monitor, Vital Signs | MONITORVITALSIGNS-Welch Allyn-64NTXX-B | MONITORVITALSIGNS | 64NTXX-B |  |  |  | Welch Allyn | Monitor, Vital Signs |  | MONITORVITALSIGNS-Welch Allyn-64NTXX-B |  | 9/27/20 |  | MVS-A | Not Covered Vendor Only - Biomedical | MHHS-MG | [8 empty] | MONITORVITALSIGNS | Monitor, Vital Signs | Welch Allyn
NO | YES |  |  |  | 129-06736 | 129-06736 | Welch Allyn Inc | 64NTXX-B |  |  | MH MG - (SL) - URGENT CARE - TELFAIR | MHHS-MG |  | Monitor, Vital Signs |  | 129-06736 | 129-06736 | Sugar Land |  | MH MG - (SL) - URGENT CARE - TELFAIR |  | 4/1/19 | 4/1/20 |  |  | MONITORS, PHYSIOLOGIC, VITAL SIGNS | Monitor, Vital Signs | MONITORVITALSIGNS-Welch Allyn-64NTXX-B | MONITORVITALSIGNS | 64NTXX-B |  |  |  | Welch Allyn | Monitor, Vital Signs |  | MONITORVITALSIGNS-Welch Allyn-64NTXX-B |  | 9/27/20 |  | MVS-A | Not Covered Vendor Only - Biomedical | MHHS-MG | [8 empty] | MONITORVITALSIGNS | Monitor, Vital Signs | Welch Allyn
NO | YES |  |  |  | 013-38223 | 013-38223 | Welch Allyn Inc | 64NTXX-B |  | (21)100048381717 | MH MG-(SW)-Southwest Cardiology (Mp2) | MHHS-MG |  | Monitor, Vital Signs |  | 013-38223 | 013-38223 | Southwest | MHHS-MG | MH MG-(SW)-Southwest Cardiology (Mp2) | Treadmill room | 8/1/19 |  | 8/1/20 |  | MONITORS, PHYSIOLOGIC, VITAL SIGNS | Monitor, Vital Signs | MONITORVITALSIGNS-Welch Allyn-64NTXX-B | MONITORVITALSIGNS | 64NTXX-B |  |  |  | Welch Allyn | Monitor, Vital Signs |  | MONITORVITALSIGNS-Welch Allyn-64NTXX-B |  | 9/27/20 |  | MVS-A | Not Covered Vendor Only - Biomedical | MHHS-MG | [8 empty] | MONITORVITALSIGNS | Monitor, Vital Signs | Welch Allyn
NO | YES |  |  |  | 013-38224 | 013-38224 | Welch Allyn Inc | 64NTXX-B |  | (21)100048221717 | MH MG-(SW)-Southwest Cardiology (Mp2) | MHHS-MG |  | Monitor, Vital Signs |  | 013-38224 | 013-38224 | Southwest | MHHS-MG | MH MG-(SW)-Southwest Cardiology (Mp2) | Hallway | 8/1/19 |  | 8/1/20 |  | MONITORS, PHYSIOLOGIC, VITAL SIGNS | Monitor, Vital Signs | MONITORVITALSIGNS-Welch Allyn-64NTXX-B | MONITORVITALSIGNS | 64NTXX-B |  |  |  | Welch Allyn | Monitor, Vital Signs |  | MONITORVITALSIGNS-Welch Allyn-64NTXX-B |  | 9/27/20 |  | MVS-A | Not Covered Vendor Only - Biomedical | MHHS-MG | [8 empty] | MONITORVITALSIGNS | Monitor, Vital Signs | Welch Allyn
NO | YES |  |  |  | 013-38227 | 013-38227 | Welch Allyn Inc | 64NTXX-B |  | (21)100048271717 | MH MG-(SW)-Southwest Cardiology (Mp2) | MHHS-MG |  | Monitor, Vital Signs |  | 013-38227 | 013-38227 | Southwest | MHHS-MG | MH MG-(SW)-Southwest Cardiology (Mp2) | Exam Room 1 | 8/1/19 |  | 8/1/20 |  | MONITORS, PHYSIOLOGIC, VITAL SIGNS | Monitor, Vital Signs | MONITORVITALSIGNS-Welch Allyn-64NTXX-B | MONITORVITALSIGNS | 64NTXX-B |  |  |  | Welch Allyn | Monitor, Vital Signs |  | MONITORVITALSIGNS-Welch Allyn-64NTXX-B |  | 9/27/20 |  | MVS-A | Not Covered Vendor Only - Biomedical | MHHS-MG | [8 empty] | MONITORVITALSIGNS | Monitor, Vital Signs | Welch Allyn
NO | YES |  |  |  | 013-38876 | 013-38876 | Welch Allyn Inc | 64NTXX-B |  |  | MH MG-(SW)-Southwest Cardiology (Mp2) | MHHS-MG |  | Monitor, Vital Signs |  | 013-38876 | 013-38876 | Southwest | MHHS-MG | MH MG-(SW)-Southwest Cardiology (Mp2) | Hallway | 8/1/19 |  | 8/1/20 |  | MONITORS, PHYSIOLOGIC, VITAL SIGNS | Monitor, Vital Signs | MONITORVITALSIGNS-Welch Allyn-64NTXX-B | MONITORVITALSIGNS | 64NTXX-B |  |  |  | Welch Allyn | Monitor, Vital Signs |  | MONITORVITALSIGNS-Welch Allyn-64NTXX-B |  | 9/27/20 |  | MVS-A | Not Covered Vendor Only - Biomedical | MHHS-MG | [8 empty] | MONITORVITALSIGNS | Monitor, Vital Signs | Welch Allyn
NO | YES |  |  |  | 069-41869 | 069-41869 | Welch Allyn Inc | 64NTXX-B |  |  | MH MG-(TMC)-Fannin Pediatrics (Ste 2110) | MHHS-MG |  | Monitor, Vital Signs |  | 069-41869 | 069-41869 | TMC | MHHS-MG | MH MG-(TMC)-Fannin Pediatrics (Ste 2110) | Hallway | 10/1/19 |  | 10/1/20 |  | MONITORS, PHYSIOLOGIC, VITAL SIGNS | Monitor, Vital Signs | MONITORVITALSIGNS-Welch Allyn-64NTXX-B | MONITORVITALSIGNS | 64NTXX-B |  |  |  | Welch Allyn | Monitor, Vital Signs |  | MONITORVITALSIGNS-Welch Allyn-64NTXX-B |  | 9/27/20 |  | MVS-A | Not Covered Vendor Only - Biomedical | MHHS-MG | [8 empty] | MONITORVITALSIGNS | Monitor, Vital Signs | Welch Allyn
NO | YES |  |  |  | 069-41871 | 069-41871 | Welch Allyn Inc | 64NTXX-B |  |  | MH MG-(TMC)-Fannin Pediatrics (Ste 2110) | MHHS-MG |  | Monitor, Vital Signs |  | 069-41871 | 069-41871 | TMC | MHHS-MG | MH MG-(TMC)-Fannin Pediatrics (Ste 2110) |  | 10/1/19 |  | 10/1/20 |  | MONITORS, PHYSIOLOGIC, VITAL SIGNS | Monitor, Vital Signs | MONITORVITALSIGNS-Welch Allyn-64NTXX-B | MONITORVITALSIGNS | 64NTXX-B |  |  |  | Welch Allyn | Monitor, Vital Signs |  | MONITORVITALSIGNS-Welch Allyn-64NTXX-B |  | 9/27/20 |  | MVS-A | Not Covered Vendor Only - Biomedical | MHHS-MG | [8 empty] | MONITORVITALSIGNS | Monitor, Vital Signs | Welch Allyn
NO | YES |  |  |  | 069-40305 | 069-40305 | Welch Allyn Inc | 64NTXX-B |  |  | MH MG - (TMC) - INT MED/ENDOCRINOLOGY (STE 2015) | MHHS-MG |  | Monitor, Vital Signs |  | 069-40305 | 069-40305 | TMC | Memorial Hermann-Texas Medical Center | MH MG - (TMC) - INT MED/ENDOCRINOLOGY (STE 2015) | Exam 6 | 5/1/19 |  | 5/1/20 |  | MONITORS, PHYSIOLOGIC, VITAL SIGNS | Monitor, Vital Signs | MONITORVITALSIGNS-Welch Allyn-64NTXX-B | MONITORVITALSIGNS | 64NTXX-B |  |  |  | Welch Allyn | Monitor, Vital Signs |  | MONITORVITALSIGNS-Welch Allyn-64NTXX-B |  | 9/27/20 |  | MVS-A | Not Covered Vendor Only - Biomedical | MHHS-MG | [8 empty] | MONITORVITALSIGNS | Monitor, Vital Signs | Welch Allyn
NO | YES |  |  |  | 069-42116 | 069-42116 | Welch Allyn Inc | 64NTXX-B |  |  | MH MG - (TMC) - INT MED/ENDOCRINOLOGY (STE 2015) | MHHS-MG |  | Monitor, Vital Signs |  | 069-42116 | 069-42116 | TMC | Memorial Hermann-Texas Medical Center | MH MG - (TMC) - INT MED/ENDOCRINOLOGY (STE 2015) | Hallway | 5/1/19 |  | 5/1/20 |  | MONITORS, PHYSIOLOGIC, VITAL SIGNS | Monitor, Vital Signs | MONITORVITALSIGNS-Welch Allyn-64NTXX-B | MONITORVITALSIGNS | 64NTXX-B |  |  |  | Welch Allyn | Monitor, Vital Signs |  | MONITORVITALSIGNS-Welch Allyn-64NTXX-B |  | 9/27/20 |  | MVS-A | Not Covered Vendor Only - Biomedical | MHHS-MG | [8 empty] | MONITORVITALSIGNS | Monitor, Vital Signs | Welch Allyn
NO | YES |  |  |  | 069-38842 | 069-38842 | Welch Allyn Inc | 64NTXX-B |  |  | TWC | MHHS-MG |  | Monitor, Vital Signs |  | 069-38842 | 069-38842 | TMC | Memorial Hermann-Texas Medical Center | TWC | Exam Rm 3 | 5/1/19 |  | 5/1/20 |  | MONITORS, PHYSIOLOGIC, VITAL SIGNS | Monitor, Vital Signs | MONITORVITALSIGNS-Welch Allyn-64NTXX-B | MONITORVITALSIGNS | 64NTXX-B |  |  |  | Welch Allyn | Monitor, Vital Signs |  | MONITORVITALSIGNS-Welch Allyn-64NTXX-B |  | 9/27/20 |  | MVS-A | Not Covered Vendor Only - Biomedical | MHHS-MG | [8 empty] | MONITORVITALSIGNS | Monitor, Vital Signs | Welch Allyn
NO | YES |  |  |  | 069-38843 | 069-38843 | Welch Allyn Inc | 64NTXX-B |  |  | MH MG - (TMC) - OB-GYN/NEUROLOGY (STE 2440) | MHHS-MG |  | Monitor, Vital Signs |  | 069-38843 | 069-38843 | TMC | MH MG - (SE) - UROLOGY ASSOCIATES - SOUTHEAST | MH MG - (TMC) - OB-GYN/NEUROLOGY (STE 2440) |  | 5/1/19 |  | 5/1/20 |  | MONITORS, PHYSIOLOGIC, VITAL SIGNS | Monitor, Vital Signs | MONITORVITALSIGNS-Welch Allyn-64NTXX-B | MONITORVITALSIGNS | 64NTXX-B |  |  |  | Welch Allyn | Monitor, Vital Signs |  | MONITORVITALSIGNS-Welch Allyn-64NTXX-B |  | 9/27/20 |  | MVS-A | Not Covered Vendor Only - Biomedical | MHHS-MG | [8 empty] | MONITORVITALSIGNS | Monitor, Vital Signs | Welch Allyn
NO | YES |  |  |  | 069-41872 | 069-41872 | Welch Allyn Inc | 64NTXX-B |  |  | MH MG - (TMC) - OB-GYN/NEUROLOGY (STE 2440) | MHHS-MG |  | Monitor, Vital Signs |  | 069-41872 | 069-41872 | TMC | Memorial Hermann-Texas Medical Center | MH MG - (TMC) - OB-GYN/NEUROLOGY (STE 2440) | Exam room 7 | 5/1/19 |  | 5/1/20 |  | MONITORS, PHYSIOLOGIC, VITAL SIGNS | Monitor, Vital Signs | MONITORVITALSIGNS-Welch Allyn-64NTXX-B | MONITORVITALSIGNS | 64NTXX-B |  |  |  | Welch Allyn | Monitor, Vital Signs |  | MONITORVITALSIGNS-Welch Allyn-64NTXX-B |  | 9/27/20 |  | MVS-A | Not Covered Vendor Only - Biomedical | MHHS-MG | [8 empty] | MONITORVITALSIGNS | Monitor, Vital Signs | Welch Allyn
NO | YES |  |  |  | 069-40315 | 069-40315 | Welch Allyn Inc | 64NTXX-B |  |  | MH MG- (TMC) PEDIACTRICS | MHHS-MG |  | Monitor, Vital Signs |  | 069-40315 | 069-40315 | TMC | Memorial Hermann-Texas Medical Center | MH MG- (TMC) PEDIACTRICS | Nurses Station | 12/1/19 |  | 12/1/20 |  | MONITORS, PHYSIOLOGIC, VITAL SIGNS | Monitor, Vital Signs | MONITORVITALSIGNS-Welch Allyn-64NTXX-B | MONITORVITALSIGNS | 64NTXX-B |  |  |  | Welch Allyn | Monitor, Vital Signs |  | MONITORVITALSIGNS-Welch Allyn-64NTXX-B |  | 9/27/20 |  | MVS-A | Not Covered Vendor Only - Biomedical | MHHS-MG | [8 empty] | MONITORVITALSIGNS | Monitor, Vital Signs | Welch Allyn
NO | YES |  |  |  | 069-40316 | 069-40316 | Welch Allyn Inc | 64NTXX-B |  |  | MH MG- (TMC) PEDIACTRICS | MHHS-MG |  | Monitor, Vital Signs |  | 069-40316 | 069-40316 | TMC | Memorial Hermann-Texas Medical Center | MH MG- (TMC) PEDIACTRICS | Hallway | 12/1/19 |  | 12/1/20 |  | MONITORS, PHYSIOLOGIC, VITAL SIGNS | Monitor, Vital Signs | MONITORVITALSIGNS-Welch Allyn-64NTXX-B | MONITORVITALSIGNS | 64NTXX-B |  |  |  | Welch Allyn | Monitor, Vital Signs |  | MONITORVITALSIGNS-Welch Allyn-64NTXX-B |  | 9/27/20 |  | MVS-A | Not Covered Vendor Only - Biomedical | MHHS-MG | [8 empty] | MONITORVITALSIGNS | Monitor, Vital Signs | Welch Allyn
NO | YES |  |  |  | 029-32030 | 029-32030 | Welch Allyn Inc | 64NTXX-B |  |  | MH MG - (WDLS) - IMPERIAL OAKS | MHHS-MG |  | Monitor, Vital Signs |  | 029-32030 | 029-32030 | Woodlands | MHMG Imperial Oaks Suite100 | MH MG - (WDLS) - IMPERIAL OAKS | [5 empty] | MONITORS, PHYSIOLOGIC, VITAL SIGNS |  | MONITORVITALSIGNS-Welch Allyn-64NTXX-B | MONITORVITALSIGNS | 64NTXX-B |  |  |  | Welch Allyn | Monitor, Vital Signs |  | MONITORVITALSIGNS-Welch Allyn-64NTXX-B |  |  |  |  | Not Covered Vendor Only - Biomedical | MHHS-MG
NO | YES |  |  |  | 029-10104 | 029-10104 | Welch Allyn Inc | 64NTXX-B |  |  | MH MG-(WDLS)-Twl Cardiology (Ste 300) | MHHS-MG |  | Monitor, Vital Signs |  | 029-10104 | 029-10104 | Woodlands | MHHS-MG | MH MG-(WDLS)-Twl Cardiology (Ste 300) | TWL CARDIO | 8/1/19 |  | 8/1/20 |  | MONITORS, PHYSIOLOGIC, VITAL SIGNS | Monitor, Vital Signs | MONITORVITALSIGNS-Welch Allyn-64NTXX-B | MONITORVITALSIGNS | 64NTXX-B |  |  |  | Welch Allyn | Monitor, Vital Signs |  | MONITORVITALSIGNS-Welch Allyn-64NTXX-B |  | 9/20/20 |  | MVS-A | Not Covered Vendor Only - Biomedical | MHHS-MG | [8 empty] | MONITORVITALSIGNS | Monitor, Vital Signs | Welch Allyn
NO | YES |  |  |  | 029-10107 | 029-10107 | Welch Allyn Inc | 64NTXX-B |  |  | MH MG-(WDLS)-Twl Cardiology (Ste 300) | MHHS-MG |  | Monitor, Vital Signs |  | 029-10107 | 029-10107 | Woodlands | MHHS-MG | MH MG-(WDLS)-Twl Cardiology (Ste 300) | Cardiology - MP4 - 4th floor - Exam Room 1 | 8/1/19 |  | 8/1/20 |  | MONITORS, PHYSIOLOGIC, VITAL SIGNS | Monitor, Vital Signs | MONITORVITALSIGNS-Welch Allyn-64NTXX-B | MONITORVITALSIGNS | 64NTXX-B |  |  |  | Welch Allyn | Monitor, Vital Signs |  | MONITORVITALSIGNS-Welch Allyn-64NTXX-B |  | 9/20/20 |  | MVS-A | Not Covered Vendor Only - Biomedical | MHHS-MG | [8 empty] | MONITORVITALSIGNS | Monitor, Vital Signs | Welch Allyn
NO | YES |  |  |  | 029-12088 | 029-12088 | Welch Allyn Inc | 64NTXX-B |  |  | MH MG-(WDLS)-Twl Cardiology (Ste 300) | MHHS-MG |  | Monitor, Vital Signs |  | 029-12088 | 029-12088 | Woodlands | MHHS-MG | MH MG-(WDLS)-Twl Cardiology (Ste 300) | Cardiology - MP4 - 4th floor - Exam Room 7 | 8/1/19 |  | 8/1/20 |  | MONITORS, PHYSIOLOGIC, VITAL SIGNS | Monitor, Vital Signs | MONITORVITALSIGNS-Welch Allyn-64NTXX-B | MONITORVITALSIGNS | 64NTXX-B |  |  |  | Welch Allyn | Monitor, Vital Signs |  | MONITORVITALSIGNS-Welch Allyn-64NTXX-B |  | 9/20/20 |  | MVS-A | Not Covered Vendor Only - Biomedical | MHHS-MG | [8 empty] | MONITORVITALSIGNS | Monitor, Vital Signs | Welch Allyn
NO | YES |  |  |  | 029-12089 | 029-12089 | Welch Allyn Inc | 64NTXX-B |  |  | MH MG-(WDLS)-Twl Cardiology (Ste 300) | MHHS-MG |  | Monitor, Vital Signs |  | 029-12089 | 029-12089 | Woodlands | MHHS-MG | MH MG-(WDLS)-Twl Cardiology (Ste 300) | TWL CARDIO | 8/1/19 |  | 8/1/20 |  | MONITORS, PHYSIOLOGIC, VITAL SIGNS | Monitor, Vital Signs | MONITORVITALSIGNS-Welch Allyn-64NTXX-B | MONITORVITALSIGNS | 64NTXX-B |  |  |  | Welch Allyn | Monitor, Vital Signs |  | MONITORVITALSIGNS-Welch Allyn-64NTXX-B |  | 9/20/20 |  | MVS-A | Not Covered Vendor Only - Biomedical | MHHS-MG | [8 empty] | MONITORVITALSIGNS | Monitor, Vital Signs | Welch Allyn
NO | YES |  |  |  | 029-12323 | 029-12323 | Welch Allyn Inc | 64NTXX-B |  |  | MH MG-(WDLS)-Twl Cardiology (Ste 300) | MHHS-MG |  | Monitor, Vital Signs |  | 029-12323 | 029-12323 | Woodlands | MHHS-MG | MH MG-(WDLS)-Twl Cardiology (Ste 300) |  | 8/1/19 |  | 8/1/20 |  | MONITORS, PHYSIOLOGIC, VITAL SIGNS | Monitor, Vital Signs | MONITORVITALSIGNS-Welch Allyn-64NTXX-B | MONITORVITALSIGNS | 64NTXX-B |  |  |  | Welch Allyn | Monitor, Vital Signs |  | MONITORVITALSIGNS-Welch Allyn-64NTXX-B |  | 9/20/20 |  | MVS-A | Not Covered Vendor Only - Biomedical | MHHS-MG | [8 empty] | MONITORVITALSIGNS | Monitor, Vital Signs | Welch Allyn
NO | YES |  |  |  | 029-12371 | 029-12371 | Welch Allyn Inc | 64NTXX-B |  |  | MH MG-(WDLS)-Twl Cardiology (Ste 300) | MHHS-MG |  | Monitor, Vital Signs |  | 029-12371 | 029-12371 | Woodlands | MHHS-MG | MH MG-(WDLS)-Twl Cardiology (Ste 300) | Cardiology - MP4 - 4th floor | 8/1/19 |  | 8/1/20 |  | MONITORS, PHYSIOLOGIC, VITAL SIGNS | Monitor, Vital Signs | MONITORVITALSIGNS-Welch Allyn-64NTXX-B | MONITORVITALSIGNS | 64NTXX-B |  |  |  | Welch Allyn | Monitor, Vital Signs |  | MONITORVITALSIGNS-Welch Allyn-64NTXX-B |  | 9/20/20 |  | MVS-A | Not Covered Vendor Only - Biomedical | MHHS-MG | [8 empty] | MONITORVITALSIGNS | Monitor, Vital Signs | Welch Allyn
NO | YES |  |  |  | 029-11976 | 029-11976 | Welch Allyn Inc | 64NTXX-B |  |  | MH MG-(WDLS)-Urgent Care-Benders Landing | MHHS-MG |  | Monitor, Vital Signs |  | 029-11976 | 029-11976 | Woodlands | MHHS-MG | MH MG-(WDLS)-Urgent Care-Benders Landing | Hallway | 8/1/19 |  | 8/1/20 |  | MONITORS, PHYSIOLOGIC, VITAL SIGNS | Monitor, Vital Signs | MONITORVITALSIGNS-Welch Allyn-64NTXX-B | MONITORVITALSIGNS | 64NTXX-B |  |  |  | Welch Allyn | Monitor, Vital Signs |  | MONITORVITALSIGNS-Welch Allyn-64NTXX-B |  | 9/20/20 |  | MVS-A | Not Covered Vendor Only - Biomedical | MHHS-MG | [8 empty] | MONITORVITALSIGNS | Monitor, Vital Signs | Welch Allyn
NO | YES |  |  |  | 005-12426 | 005-12426 | Welch Allyn Inc | 64NTXX-B |  |  | OPID - (SE) - LEAGUE CITY CCC - 409 | MHHS-OPID |  | Monitor, Vital Signs |  | 005-12426 | 005-12426 | Southeast | MHHS-Others | OPID - (SE) - LEAGUE CITY CCC - 409 | 309 Ultasound Biopsy | 2/1/19 |  |  |  | MONITORS, PHYSIOLOGIC, VITAL SIGNS | Monitor, Vital Signs | MONITORVITALSIGNS-Welch Allyn-64NTXX-B | MONITORVITALSIGNS | 64NTXX-B |  |  |  | Welch Allyn | Monitor, Vital Signs |  | MONITORVITALSIGNS-Welch Allyn-64NTXX-B |  | 9/20/20 |  | MVS-A | Not Covered Vendor Only - Biomedical | MHHS-OPID | [8 empty] | MONITORVITALSIGNS | Monitor, Vital Signs | Welch Allyn
NO | YES |  |  |  | 005-08381 | 005-08381 | Welch Allyn Inc | 64NTXX-B |  |  | SE-Unit 1B (Med/Surg) | MHHS-Southeast |  | Monitor, Vital Signs |  | 005-08381 | 005-08381 | Southeast | MHHS-Southeast | SE-Unit 1B (Med/Surg) | 4th floor storage | 2/1/19 |  |  |  | MONITORS, PHYSIOLOGIC, VITAL SIGNS |  | MONITORVITALSIGNS-Welch Allyn-64NTXX-B | MONITORVITALSIGNS | 64NTXX-B |  |  |  | Welch Allyn | Monitor, Vital Signs |  | MONITORVITALSIGNS-Welch Allyn-64NTXX-B |  | 9/27/20 |  |  | Covered PM Repair - Biomedical | MHHS-Southeast
NO | YES |  |  |  | 005-08378 | 005-08378 | Welch Allyn Inc | 64NTXX-B |  |  | SE - UNIT 2A (INPATIENT REHAB) | MHHS-Southeast |  | Monitor, Vital Signs |  | 005-08378 | 005-08378 | Southeast | Memorial Hermann Northeast Humble | SE - UNIT 2A (INPATIENT REHAB) | 5th floor storage |  |  |  |  | MONITORS, PHYSIOLOGIC, VITAL SIGNS |  | MONITORVITALSIGNS-Welch Allyn-64NTXX-B | MONITORVITALSIGNS | 64NTXX-B |  |  |  | Welch Allyn | Monitor, Vital Signs |  | MONITORVITALSIGNS-Welch Allyn-64NTXX-B |  |  |  |  | Covered PM Repair - Biomedical | MHHS-Southeast
NO | YES |  |  |  | 005-11946 | 005-11946 | Welch Allyn Inc | 64NTXX-B |  |  | SE-Outpatient Lab | MHHS-Southeast |  | Monitor, Vital Signs |  | 005-11946 | 005-11946 | Southeast | MHHS-Southeast | SE-Outpatient Lab | 4 floor storage | 10/1/19 |  | 10/1/20 |  | MONITORS, PHYSIOLOGIC, VITAL SIGNS |  | MONITORVITALSIGNS-Welch Allyn-64NTXX-B | MONITORVITALSIGNS | 64NTXX-B |  |  |  | Welch Allyn | Monitor, Vital Signs |  | MONITORVITALSIGNS-Welch Allyn-64NTXX-B |  | 9/27/20 |  |  | Covered PM Repair - Biomedical | MHHS-Southeast
YES | YES |  |  |  | 074-06005 | 074-06005 | Welch Allyn Inc | 64NTXX-B |  |  | MMHG cardiac |  |  |  |  | 074-06005 | 074-06005 |  |  | MMHG cardiac |  |  |  | 8/1/20 |  |  | Monitor, Vital Signs | MONITORVITALSIGNS-Welch Allyn-64NTXX-B | [12 empty] | MVS-A | [10 empty] | MONITORVITALSIGNS | Monitor, Vital Signs | Welch Allyn
YES | YES |  |  |  | 029-12381 | 029-12381 | Welch Allyn Inc | 64NTXX-B |  |  | MH MG - (TMC) - INT MED/ENDOCRINOLOGY (STE 2015) |  |  |  |  | 029-12381 | 029-12381 | TMC | Memorial Hermann-Texas Medical Center | MH MG - (TMC) - INT MED/ENDOCRINOLOGY (STE 2015) | Hallway | 8/1/18 |  | 8/1/19
NO | NO |  |  |  | 041-18734 |  | Welch Allyn Inc | 64NTXX-B |  |  | MH MG - (MC) - URGENT CARE - TOWN & COUNTRY | MHHS-MG |  | Monitor, Vital Signs |  | 041-18734 |  | West & Memorial City |  | MH MG - (MC) - URGENT CARE - TOWN & COUNTRY | [5 empty] | MONITORS, PHYSIOLOGIC, VITAL SIGNS |  | MONITORVITALSIGNS-Welch Allyn-64NTXX-B | MONITORVITALSIGNS | 64NTXX-B |  |  |  | Welch Allyn | Monitor, Vital Signs |  | MONITORVITALSIGNS-Welch Allyn-64NTXX-B |  |  |  |  | Covered PM Repair - Biomedical | MHHS-MG
NO | NO |  |  |  | 041-18735 |  | Welch Allyn Inc | 64NTXX-B |  |  | MH MG - (MC) - URGENT CARE - TOWN & COUNTRY | MHHS-MG |  | Monitor, Vital Signs |  | 041-18735 |  | West & Memorial City |  | MH MG - (MC) - URGENT CARE - TOWN & COUNTRY | [5 empty] | MONITORS, PHYSIOLOGIC, VITAL SIGNS |  | MONITORVITALSIGNS-Welch Allyn-64NTXX-B | MONITORVITALSIGNS | 64NTXX-B |  |  |  | Welch Allyn | Monitor, Vital Signs |  | MONITORVITALSIGNS-Welch Allyn-64NTXX-B |  |  |  |  | Not Covered Vendor Only - Biomedical | MHHS-MG
NO | NO |  |  |  | 041-20732 |  | Welch Allyn Inc | 64NTXX-B |  |  | MH MG - (MC) - UROLOGY MC (MP3) | MHHS-MG |  | Monitor, Vital Signs |  | 041-20732 |  | West & Memorial City |  | MH MG - (MC) - UROLOGY MC (MP3) | [5 empty] | MONITORS, PHYSIOLOGIC, VITAL SIGNS |  | MONITORVITALSIGNS-Welch Allyn-64NTXX-B | MONITORVITALSIGNS | 64NTXX-B |  |  |  | Welch Allyn | Monitor, Vital Signs |  | MONITORVITALSIGNS-Welch Allyn-64NTXX-B |  |  |  |  | Not Covered Vendor Only - Biomedical | MHHS-MG
NO | NO |  |  |  | 041-20733 |  | Welch Allyn Inc | 64NTXX-B |  |  | MH MG - (MC) - UROLOGY MC (MP3) | MHHS-MG |  | Monitor, Vital Signs |  | 041-20733 |  | West & Memorial City |  | MH MG - (MC) - UROLOGY MC (MP3) | [5 empty] | MONITORS, PHYSIOLOGIC, VITAL SIGNS |  | MONITORVITALSIGNS-Welch Allyn-64NTXX-B | MONITORVITALSIGNS | 64NTXX-B |  |  |  | Welch Allyn | Monitor, Vital Signs |  | MONITORVITALSIGNS-Welch Allyn-64NTXX-B |  |  |  |  | Not Covered Vendor Only - Biomedical | MHHS-MG
NO | NO |  |  |  | 005-33762 |  | Welch Allyn Inc | 64NTXX-B |  |  | MH MG - (CY) - GOODMAN WALLER | MHHS-MG |  | Monitor, Vital Signs |  | 005-33762 |  | Northwest & Cypress |  | MH MG - (CY) - GOODMAN WALLER | [5 empty] | MONITORS, PHYSIOLOGIC, VITAL SIGNS |  | MONITORVITALSIGNS-Welch Allyn-64NTXX-B | MONITORVITALSIGNS | 64NTXX-B |  |  |  | Welch Allyn | Monitor, Vital Signs |  | MONITORVITALSIGNS-Welch Allyn-64NTXX-B |  |  |  |  | Covered PM Repair - Biomedical | MHHS-MG
NO | NO |  |  |  | 005-33763 |  | Welch Allyn Inc | 64NTXX-B |  |  | MH MG - (CY) - GOODMAN WALLER | MHHS-MG |  | Monitor, Vital Signs |  | 005-33763 |  | Northwest & Cypress |  | MH MG - (CY) - GOODMAN WALLER | [5 empty] | MONITORS, PHYSIOLOGIC, VITAL SIGNS |  | MONITORVITALSIGNS-Welch Allyn-64NTXX-B | MONITORVITALSIGNS | 64NTXX-B |  |  |  | Welch Allyn | Monitor, Vital Signs |  | MONITORVITALSIGNS-Welch Allyn-64NTXX-B |  |  |  |  | Covered PM Repair - Biomedical | MHHS-MG
NO | NO |  |  |  | 142-05743 |  | Welch Allyn Inc | 64NTXX-B |  |  | MH MG - (NE) - SUMMER CREEK CCC | MHHS-MG |  | Monitor, Vital Signs |  | 142-05743 |  | Katy |  | MH MG - (NE) - SUMMER CREEK CCC | [5 empty] | MONITORS, PHYSIOLOGIC, VITAL SIGNS |  | MONITORVITALSIGNS-Welch Allyn-64NTXX-B | MONITORVITALSIGNS | 64NTXX-B |  |  |  | Welch Allyn | Monitor, Vital Signs |  | MONITORVITALSIGNS-Welch Allyn-64NTXX-B |  |  |  |  | Not Covered Vendor Only - Biomedical | MHHS-MG
NO | NO |  |  |  | 005-10761 |  | Welch Allyn Inc | 64NTXX-B |  |  | MH MG - (SE) - ALVIN | MHHS-MG |  | Monitor, Vital Signs |  | 005-10761 |  | Southeast & Bay Area |  | MH MG - (SE) - ALVIN | [5 empty] | MONITORS, PHYSIOLOGIC, VITAL SIGNS |  | MONITORVITALSIGNS-Welch Allyn-64NTXX-B | MONITORVITALSIGNS | 64NTXX-B |  |  |  | Welch Allyn | Monitor, Vital Signs |  | MONITORVITALSIGNS-Welch Allyn-64NTXX-B |  |  |  |  | Not Covered Vendor Only - Biomedical | MHHS-MG
NO | NO |  |  |  | 005-10762 |  | Welch Allyn Inc | 64NTXX-B |  |  | MH MG - (SE) - ALVIN | MHHS-MG |  | Monitor, Vital Signs |  | 005-10762 |  | Southeast & Bay Area |  | MH MG - (SE) - ALVIN | [5 empty] | MONITORS, PHYSIOLOGIC, VITAL SIGNS |  | MONITORVITALSIGNS-Welch Allyn-64NTXX-B | MONITORVITALSIGNS | 64NTXX-B |  |  |  | Welch Allyn | Monitor, Vital Signs |  | MONITORVITALSIGNS-Welch Allyn-64NTXX-B |  |  |  |  | Not Covered Vendor Only - Biomedical | MHHS-MG
NO | NO |  |  |  | 005-10763 |  | Welch Allyn Inc | 64NTXX-B |  |  | MH MG - (SE) - ALVIN | MHHS-MG |  | Monitor, Vital Signs |  | 005-10763 |  | Southeast & Bay Area |  | MH MG - (SE) - ALVIN | [5 empty] | MONITORS, PHYSIOLOGIC, VITAL SIGNS |  | MONITORVITALSIGNS-Welch Allyn-64NTXX-B | MONITORVITALSIGNS | 64NTXX-B |  |  |  | Welch Allyn | Monitor, Vital Signs |  | MONITORVITALSIGNS-Welch Allyn-64NTXX-B |  |  |  |  | Not Covered Vendor Only - Biomedical | MHHS-MG
NO | NO |  |  |  | 005-11142 |  | Welch Allyn Inc | 64NTXX-B |  |  | MH MG - (SE) - FRIENDSWOOD | MHHS-MG |  | Monitor, Vital Signs |  | 005-11142 |  | Southeast & Bay Area |  | MH MG - (SE) - FRIENDSWOOD | [5 empty] | MONITORS, PHYSIOLOGIC, VITAL SIGNS |  | MONITORVITALSIGNS-Welch Allyn-64NTXX-B | MONITORVITALSIGNS | 64NTXX-B |  |  |  | Welch Allyn | Monitor, Vital Signs |  | MONITORVITALSIGNS-Welch Allyn-64NTXX-B |  |  |  |  | Not Covered Vendor Only - Biomedical | MHHS-MG
NO | NO |  |  |  | 005-11143 |  | Welch Allyn Inc | 64NTXX-B |  |  | MH MG - (SE) - FRIENDSWOOD | MHHS-MG |  | Monitor, Vital Signs |  | 005-11143 |  | Southeast & Bay Area |  | MH MG - (SE) - FRIENDSWOOD | [5 empty] | MONITORS, PHYSIOLOGIC, VITAL SIGNS |  | MONITORVITALSIGNS-Welch Allyn-64NTXX-B | MONITORVITALSIGNS | 64NTXX-B |  |  |  | Welch Allyn | Monitor, Vital Signs |  | MONITORVITALSIGNS-Welch Allyn-64NTXX-B |  |  |  |  | Not Covered Vendor Only - Biomedical | MHHS-MG
NO | NO |  |  |  | 005-12380 |  | Welch Allyn Inc | 64NTXX-B |  |  | MH MG - (SE) - LC CCC | MHHS-MG |  | Monitor, Vital Signs |  | 005-12380 |  | Southeast & Bay Area |  | MH MG - (SE) - LC CCC | [5 empty] | MONITORS, PHYSIOLOGIC, VITAL SIGNS |  | MONITORVITALSIGNS-Welch Allyn-64NTXX-B | MONITORVITALSIGNS | 64NTXX-B |  |  |  | Welch Allyn | Monitor, Vital Signs |  | MONITORVITALSIGNS-Welch Allyn-64NTXX-B |  |  |  |  | Not Covered Vendor Only - Biomedical | MHHS-MG
NO | NO |  |  |  | 069-41870 |  | Welch Allyn Inc | 64NTXX-B |  |  | MH MG - (SE) - UROLOGY ASSOCIATES - SOUTHEAST | MHHS-MG |  | Monitor, Vital Signs |  | 069-41870 |  | Southeast & Bay Area |  | MH MG - (SE) - UROLOGY ASSOCIATES - SOUTHEAST | [5 empty] | MONITORS, PHYSIOLOGIC, VITAL SIGNS |  | MONITORVITALSIGNS-Welch Allyn-64NTXX-B | MONITORVITALSIGNS | 64NTXX-B |  |  |  | Welch Allyn | Monitor, Vital Signs |  | MONITORVITALSIGNS-Welch Allyn-64NTXX-B |  |  |  |  | Not Covered Vendor Only - Biomedical | MHHS-MG
NO | NO |  |  |  | 069-40040 |  | Welch Allyn Inc | 64NTXX-B |  |  | MH MG - (TMC) - DOWNTOWN | MHHS-MG |  | Monitor, Vital Signs |  | 069-40040 |  | TMC |  | MH MG - (TMC) - DOWNTOWN | [5 empty] | MONITORS, PHYSIOLOGIC, VITAL SIGNS |  | MONITORVITALSIGNS-Welch Allyn-64NTXX-B | MONITORVITALSIGNS | 64NTXX-B |  |  |  | Welch Allyn | Monitor, Vital Signs |  | MONITORVITALSIGNS-Welch Allyn-64NTXX-B |  |  |  |  | Not Covered Vendor Only - Biomedical | MHHS-MG
NO | NO |  |  |  | 069-40041 |  | Welch Allyn Inc | 64NTXX-B |  |  | MH MG - (TMC) - DOWNTOWN | MHHS-MG |  | Monitor, Vital Signs |  | 069-40041 |  | TMC |  | MH MG - (TMC) - DOWNTOWN | [5 empty] | MONITORS, PHYSIOLOGIC, VITAL SIGNS |  | MONITORVITALSIGNS-Welch Allyn-64NTXX-B | MONITORVITALSIGNS | 64NTXX-B |  |  |  | Welch Allyn | Monitor, Vital Signs |  | MONITORVITALSIGNS-Welch Allyn-64NTXX-B |  |  |  |  | Not Covered Vendor Only - Biomedical | MHHS-MG
NO | NO |  |  |  | 069-41389 |  | Welch Allyn Inc | 64NTXX-B |  |  | MH MG - (TMC) - UPPER KIRBY | MHHS-MG |  | Monitor, Vital Signs |  | 069-41389 |  | TMC |  | MH MG - (TMC) - UPPER KIRBY | [5 empty] | MONITORS, PHYSIOLOGIC, VITAL SIGNS |  | MONITORVITALSIGNS-Welch Allyn-64NTXX-B | MONITORVITALSIGNS | 64NTXX-B |  |  |  | Welch Allyn | Monitor, Vital Signs |  | MONITORVITALSIGNS-Welch Allyn-64NTXX-B |  |  |  |  | Not Covered Vendor Only - Biomedical | MHHS-MG
NO | NO |  |  |  | 069-41390 |  | Welch Allyn Inc | 64NTXX-B |  |  | MH MG - (TMC) - UPPER KIRBY | MHHS-MG |  | Monitor, Vital Signs |  | 069-41390 |  | TMC |  | MH MG - (TMC) - UPPER KIRBY | [5 empty] | MONITORS, PHYSIOLOGIC, VITAL SIGNS |  | MONITORVITALSIGNS-Welch Allyn-64NTXX-B | MONITORVITALSIGNS | 64NTXX-B |  |  |  | Welch Allyn | Monitor, Vital Signs |  | MONITORVITALSIGNS-Welch Allyn-64NTXX-B |  |  |  |  | Not Covered Vendor Only - Biomedical | MHHS-MG
NO | NO |  |  |  | 069-41399 |  | Welch Allyn Inc | 64NTXX-B |  |  | MH MG - (TMC) - UPPER KIRBY | MHHS-MG |  | Monitor, Vital Signs |  | 069-41399 |  | TMC |  | MH MG - (TMC) - UPPER KIRBY | [5 empty] | MONITORS, PHYSIOLOGIC, VITAL SIGNS |  | MONITORVITALSIGNS-Welch Allyn-64NTXX-B | MONITORVITALSIGNS | 64NTXX-B |  |  |  | Welch Allyn | Monitor, Vital Signs |  | MONITORVITALSIGNS-Welch Allyn-64NTXX-B |  |  |  |  | Not Covered Vendor Only - Biomedical | MHHS-MG
NO | NO |  |  |  | 029-12170 |  | Welch Allyn Inc | 64NTXX-B |  |  | MH MG - (WDLS) - SPRING CARDIOLOGY | MHHS-MG |  | Monitor, Vital Signs |  | 029-12170 |  | Woodlands |  | MH MG - (WDLS) - SPRING CARDIOLOGY | [5 empty] | MONITORS, PHYSIOLOGIC, VITAL SIGNS |  | MONITORVITALSIGNS-Welch Allyn-64NTXX-B | MONITORVITALSIGNS | 64NTXX-B |  |  |  | Welch Allyn | Monitor, Vital Signs |  | MONITORVITALSIGNS-Welch Allyn-64NTXX-B |  |  |  |  | Not Covered Vendor Only - Biomedical | MHHS-MG
NO | NO |  |  |  | 029-09772 |  | Welch Allyn Inc | 64NTXX-B |  |  | MH MG - (WDLS) - SPRING CCC | MHHS-MG |  | Monitor, Vital Signs |  | 029-09772 |  | Woodlands |  | MH MG - (WDLS) - SPRING CCC | [5 empty] | MONITORS, PHYSIOLOGIC, VITAL SIGNS |  | MONITORVITALSIGNS-Welch Allyn-64NTXX-B | MONITORVITALSIGNS | 64NTXX-B |  |  |  | Welch Allyn | Monitor, Vital Signs |  | MONITORVITALSIGNS-Welch Allyn-64NTXX-B |  |  |  |  | Not Covered Vendor Only - Biomedical | MHHS-MG
NO | NO |  |  |  | 029-08145 |  | Welch Allyn Inc | 64NTXX-B |  |  | MH MG - (WDLS) - STERLING RIDGE | MHHS-MG |  | Monitor, Vital Signs |  | 029-08145 |  | Woodlands |  | MH MG - (WDLS) - STERLING RIDGE | [5 empty] | MONITORS, PHYSIOLOGIC, VITAL SIGNS |  | MONITORVITALSIGNS-Welch Allyn-64NTXX-B | MONITORVITALSIGNS | 64NTXX-B |  |  |  | Welch Allyn | Monitor, Vital Signs |  | MONITORVITALSIGNS-Welch Allyn-64NTXX-B |  |  |  |  | Not Covered Vendor Only - Biomedical | MHHS-MG
NO | NO |  |  |  | 029-08146 |  | Welch Allyn Inc | 64NTXX-B |  |  | MH MG - (WDLS) - STERLING RIDGE | MHHS-MG |  | Monitor, Vital Signs |  | 029-08146 |  | Woodlands |  | MH MG - (WDLS) - STERLING RIDGE | [5 empty] | MONITORS, PHYSIOLOGIC, VITAL SIGNS |  | MONITORVITALSIGNS-Welch Allyn-64NTXX-B | MONITORVITALSIGNS | 64NTXX-B |  |  |  | Welch Allyn | Monitor, Vital Signs |  | MONITORVITALSIGNS-Welch Allyn-64NTXX-B |  |  |  |  | Not Covered Vendor Only - Biomedical | MHHS-MG
NO | NO |  |  |  | 029-09507 |  | Welch Allyn Inc | 64NTXX-B |  |  | MH MG - (WDLS) - STERLING RIDGE | MHHS-MG |  | Monitor, Vital Signs |  | 029-09507 |  | Woodlands |  | MH MG - (WDLS) - STERLING RIDGE | [5 empty] | MONITORS, PHYSIOLOGIC, VITAL SIGNS |  | MONITORVITALSIGNS-Welch Allyn-64NTXX-B | MONITORVITALSIGNS | 64NTXX-B |  |  |  | Welch Allyn | Monitor, Vital Signs |  | MONITORVITALSIGNS-Welch Allyn-64NTXX-B |  |  |  |  | Not Covered Vendor Only - Biomedical | MHHS-MG
NO | NO |  |  |  | 029-09739 |  | Welch Allyn Inc | 64NTXX-B |  |  | MH MG - (WDLS) - STERLING RIDGE | MHHS-MG |  | Monitor, Vital Signs |  | 029-09739 |  | Woodlands |  | MH MG - (WDLS) - STERLING RIDGE | [5 empty] | MONITORS, PHYSIOLOGIC, VITAL SIGNS |  | MONITORVITALSIGNS-Welch Allyn-64NTXX-B | MONITORVITALSIGNS | 64NTXX-B |  |  |  | Welch Allyn | Monitor, Vital Signs |  | MONITORVITALSIGNS-Welch Allyn-64NTXX-B |  |  |  |  | Not Covered Vendor Only - Biomedical | MHHS-MG
NO | NO |  |  |  | 029-11978 |  | Welch Allyn Inc | 64NTXX-B |  |  | MH MG - (WDLS) - URGENT CARE - BENDERS LANDING | MHHS-MG |  | Monitor, Vital Signs |  | 029-11978 |  | Woodlands |  | MH MG - (WDLS) - URGENT CARE - BENDERS LANDING | [5 empty] | MONITORS, PHYSIOLOGIC, VITAL SIGNS |  | MONITORVITALSIGNS-Welch Allyn-64NTXX-B | MONITORVITALSIGNS | 64NTXX-B |  |  |  | Welch Allyn | Monitor, Vital Signs |  | MONITORVITALSIGNS-Welch Allyn-64NTXX-B |  |  |  |  | Not Covered Vendor Only - Biomedical | MHHS-MG
NO | NO |  |  |  | 005-12420 |  | Welch Allyn Inc | 64NTXX-B |  |  | OPID - (SE) - VICTORY BREAST CARE (CCC) - 402 | MHHS-OPID |  | Monitor, Vital Signs |  | 005-12420 |  | Southeast & Bay Area |  | OPID - (SE) - VICTORY BREAST CARE (CCC) - 402 | [5 empty] | MONITORS, PHYSIOLOGIC, VITAL SIGNS |  | MONITORVITALSIGNS-Welch Allyn-64NTXX-B | MONITORVITALSIGNS | 64NTXX-B |  |  |  | Welch Allyn | Monitor, Vital Signs |  | MONITORVITALSIGNS-Welch Allyn-64NTXX-B |  |  |  |  | Not Covered Vendor Only - Biomedical | MHHS-OPID
NO | NO |  |  |  | 145-00031 |  | Welch Allyn Inc | 64NTXX-B |  |  | PEARLAND - OCC HEALTH | MHHS-Pearland Hospital |  | Monitor, Vital Signs |  | 145-00031 |  | Pearland |  | PEARLAND - OCC HEALTH | [5 empty] | MONITORS, PHYSIOLOGIC, VITAL SIGNS |  | MONITORVITALSIGNS-Welch Allyn-64NTXX-B | MONITORVITALSIGNS | 64NTXX-B |  |  |  | Welch Allyn | Monitor, Vital Signs |  | MONITORVITALSIGNS-Welch Allyn-64NTXX-B |  |  |  |  | Not Covered Vendor Only - Biomedical | MHHS-Pearland Hospital
NO | NO |  |  |  | 005-08351 |  | Welch Allyn Inc | 64NTXX-B |  |  | SE - UNIT 3B (SCU) | MHHS-Southeast |  | Monitor, Vital Signs |  | 005-08351 |  | Southeast & Bay Area |  | SE - UNIT 3B (SCU) | [5 empty] | MONITORS, PHYSIOLOGIC, VITAL SIGNS |  | MONITORVITALSIGNS-Welch Allyn-64NTXX-B | MONITORVITALSIGNS | 64NTXX-B |  |  |  | Welch Allyn | Monitor, Vital Signs |  | MONITORVITALSIGNS-Welch Allyn-64NTXX-B |  |  |  |  | Covered PM Repair - Biomedical | MHHS-Southeast
NO | NO |  |  |  | 005-10338 |  | Welch Allyn Inc | 64NTXX-B |  |  | SE - UNIT 3B (SCU) | MHHS-Southeast |  | Monitor, Vital Signs |  | 005-10338 |  | Southeast & Bay Area |  | SE - UNIT 3B (SCU) | [5 empty] | MONITORS, PHYSIOLOGIC, VITAL SIGNS |  | MONITORVITALSIGNS-Welch Allyn-64NTXX-B | MONITORVITALSIGNS | 64NTXX-B |  |  |  | Welch Allyn | Monitor, Vital Signs |  | MONITORVITALSIGNS-Welch Allyn-64NTXX-B |  |  |  |  | Covered PM Repair - Biomedical | MHHS-Southeast
NO | NO |  |  |  | 005-11137 |  | Welch Allyn Inc | 64NTXX-B |  |  | SE - UNIT 3B (SCU) | MHHS-Southeast |  | Monitor, Vital Signs |  | 005-11137 |  | Southeast & Bay Area |  | SE - UNIT 3B (SCU) | [5 empty] | MONITORS, PHYSIOLOGIC, VITAL SIGNS |  | MONITORVITALSIGNS-Welch Allyn-64NTXX-B | MONITORVITALSIGNS | 64NTXX-B |  |  |  | Welch Allyn | Monitor, Vital Signs |  | MONITORVITALSIGNS-Welch Allyn-64NTXX-B |  |  |  |  | Covered PM Repair - Biomedical | MHHS-Southeast
NO | YES |  |  |  | 041-16222 | 041-16222 | Welch Allyn Inc |  |  |  | TIRR - MEMORIAL CITY | MHHS-Mem City |  | Testers, Hearing Aid |  | 041-16222 | 041-16222 | West | TIRR Memorial Hermann Outpatient Rehabilitation - Memorial City (#108) | TIRR - MEMORIAL CITY | Treatment RM 1 | 6/1/19 |  | 6/1/20 |  | PHYSIOLOGIC MONITOR MODULES, MULTIPARAMETER |  | TESTEQUIP-Frye Electr-6500 | TESTEQUIP |  |  |  |  | Frye Electr | Testers, Hearing Aid |  |  | TESTEQUIP-Frye Electr-6500 | 9/20/20 |  |  | Not Covered Vendor Only - Biomedical | MHHS-Mem City
NO | YES |  |  |  | 129-06774 | 129-06774 | Welch Allyn Inc |  |  |  | Sugar Land-Labor & Delivery | MHHS-Sugarland |  | Testers, Hearing Aid |  | 129-06774 | 129-06774 | Sugar Land | MHHS-Sugarland | Sugar Land-Labor & Delivery |  | 6/1/19 |  |  |  | PHYSIOLOGIC MONITOR MODULES, MULTIPARAMETER | Testers, Hearing Aid | TESTEQUIP-Frye Electr-6500 | TESTEQUIP |  |  |  |  | Frye Electr | Testers, Hearing Aid |  |  | TESTEQUIP-Frye Electr-6500 | 9/20/20 |  | TEST-A | Not Covered Vendor Only - Biomedical | MHHS-Sugarland | [8 empty] | TESTEQUIP | Testers, Hearing Aid | Frye Electr
NO | YES |  |  |  | 129-06775 | 129-06775 | Welch Allyn Inc |  |  |  | Sugar Land-Med/Surg-West 4th | MHHS-Sugarland |  | Testers, Hearing Aid |  | 129-06775 | 129-06775 | Sugar Land | MHHS-Sugarland | Sugar Land-Med/Surg-West 4th | Suite 402 | 3/1/19 | 3/1/20 |  |  | PHYSIOLOGIC MONITOR MODULES, MULTIPARAMETER | Testers, Hearing Aid | TESTEQUIP-Frye Electr-6500 | TESTEQUIP |  |  |  |  | Frye Electr | Testers, Hearing Aid |  |  | TESTEQUIP-Frye Electr-6500 | 9/20/20 |  | TEST-A | Not Covered Vendor Only - Biomedical | MHHS-Sugarland | [8 empty] | TESTEQUIP | Testers, Hearing Aid | Frye Electr
NO | YES |  |  |  | 029-09189 | 029-09189 | Welch Allyn Inc |  |  |  | TIRR-Woodlands Inpatient | MHHS-TIRR |  | Testers, Hearing Aid |  | 029-09189 | 029-09189 | Woodlands | MHHS-Others | TIRR-Woodlands Inpatient | Room 661 | 7/1/19 |  | 7/1/20 |  | PHYSIOLOGIC MONITOR MODULES, MULTIPARAMETER | Testers, Hearing Aid | TESTEQUIP-Frye Electr-6500 | TESTEQUIP |  |  |  |  | Frye Electr | Testers, Hearing Aid |  |  | TESTEQUIP-Frye Electr-6500 | 9/20/20 |  | TEST-A | Not Covered Vendor Only - Biomedical | MHHS-TIRR | [8 empty] | TESTEQUIP | Testers, Hearing Aid | Frye Electr
NO | YES |  |  |  | 029-09190 | 029-09190 | Welch Allyn Inc |  |  |  | TIRR-Woodlands Inpatient | MHHS-TIRR |  | Testers, Hearing Aid |  | 029-09190 | 029-09190 | Woodlands | MHHS-Others | TIRR-Woodlands Inpatient | Room 656 | 7/1/19 |  | 7/1/20 |  | PHYSIOLOGIC MONITOR MODULES, MULTIPARAMETER | Testers, Hearing Aid | TESTEQUIP-Frye Electr-6500 | TESTEQUIP |  |  |  |  | Frye Electr | Testers, Hearing Aid |  |  | TESTEQUIP-Frye Electr-6500 | 9/20/20 |  | TEST-A | Not Covered Vendor Only - Biomedical | MHHS-TIRR | [8 empty] | TESTEQUIP | Testers, Hearing Aid | Frye Electr
NO | YES |  |  |  | 029-09191 | 029-09191 | Welch Allyn Inc |  |  |  | TIRR-Woodlands Inpatient | MHHS-TIRR |  | Testers, Hearing Aid |  | 029-09191 | 029-09191 | Woodlands | MHHS-Others | TIRR-Woodlands Inpatient | Room 662 | 7/1/19 |  | 7/1/20 |  | PHYSIOLOGIC MONITOR MODULES, MULTIPARAMETER | Testers, Hearing Aid | TESTEQUIP-Frye Electr-6500 | TESTEQUIP |  |  |  |  | Frye Electr | Testers, Hearing Aid |  |  | TESTEQUIP-Frye Electr-6500 | 9/20/20 |  | TEST-A | Not Covered Vendor Only - Biomedical | MHHS-TIRR | [8 empty] | TESTEQUIP | Testers, Hearing Aid | Frye Electr
NO | YES |  |  |  | 029-09192 | 029-09192 | Welch Allyn Inc |  |  |  | TIRR-Woodlands Inpatient | MHHS-TIRR |  | Testers, Hearing Aid |  | 029-09192 | 029-09192 | Woodlands | MHHS-Others | TIRR-Woodlands Inpatient | Room 663 | 7/1/19 |  | 7/1/20 |  | PHYSIOLOGIC MONITOR MODULES, MULTIPARAMETER | Testers, Hearing Aid | TESTEQUIP-Frye Electr-6500 | TESTEQUIP |  |  |  |  | Frye Electr | Testers, Hearing Aid |  |  | TESTEQUIP-Frye Electr-6500 | 9/20/20 |  | TEST-A | Not Covered Vendor Only - Biomedical | MHHS-TIRR | [8 empty] | TESTEQUIP | Testers, Hearing Aid | Frye Electr
NO | YES |  |  |  | 029-09193 | 029-09193 | Welch Allyn Inc |  |  |  | TIRR-Woodlands Inpatient | MHHS-TIRR |  | Testers, Hearing Aid |  | 029-09193 | 029-09193 | Woodlands | MHHS-Others | TIRR-Woodlands Inpatient | Room 664 | 5/1/19 |  | 3/1/20 |  | PHYSIOLOGIC MONITOR MODULES, MULTIPARAMETER | Testers, Hearing Aid | TESTEQUIP-Frye Electr-6500 | TESTEQUIP |  |  |  |  | Frye Electr | Testers, Hearing Aid |  |  | TESTEQUIP-Frye Electr-6500 | 9/20/20 |  | TEST-A | Not Covered Vendor Only - Biomedical | MHHS-TIRR | [8 empty] | TESTEQUIP | Testers, Hearing Aid | Frye Electr
NO | YES |  |  |  | 029-09194 | 029-09194 | Welch Allyn Inc |  |  |  | TIRR-Woodlands Inpatient | MHHS-TIRR |  | Testers, Hearing Aid |  | 029-09194 | 029-09194 | Woodlands | MHHS-Others | TIRR-Woodlands Inpatient | Room 665 | 5/1/19 |  | 5/1/20 |  | PHYSIOLOGIC MONITOR MODULES, MULTIPARAMETER | Testers, Hearing Aid | TESTEQUIP-Frye Electr-6500 | TESTEQUIP |  |  |  |  | Frye Electr | Testers, Hearing Aid |  |  | TESTEQUIP-Frye Electr-6500 | 9/20/20 |  | TEST-A | Not Covered Vendor Only - Biomedical | MHHS-TIRR | [8 empty] | TESTEQUIP | Testers, Hearing Aid | Frye Electr
NO | YES |  |  |  | 029-09195 | 029-09195 | Welch Allyn Inc |  |  |  | TIRR-Woodlands Inpatient | MHHS-TIRR |  | Testers, Hearing Aid |  | 029-09195 | 029-09195 | Woodlands | MHHS-Others | TIRR-Woodlands Inpatient | Room 667 | 7/1/19 |  | 7/1/20 |  | PHYSIOLOGIC MONITOR MODULES, MULTIPARAMETER | Testers, Hearing Aid | TESTEQUIP-Frye Electr-6500 | TESTEQUIP |  |  |  |  | Frye Electr | Testers, Hearing Aid |  |  | TESTEQUIP-Frye Electr-6500 | 9/20/20 |  | TEST-A | Not Covered Vendor Only - Biomedical | MHHS-TIRR | [8 empty] | TESTEQUIP | Testers, Hearing Aid | Frye Electr
NO | YES |  |  |  | 029-09198 | 029-09198 | Welch Allyn Inc |  |  |  | TIRR-Woodlands Inpatient | MHHS-TIRR |  | Testers, Hearing Aid |  | 029-09198 | 029-09198 | Woodlands | MHHS-Others | TIRR-Woodlands Inpatient |  | 3/1/19 |  | 3/1/20 |  | PHYSIOLOGIC MONITOR MODULES, MULTIPARAMETER | Testers, Hearing Aid | TESTEQUIP-Frye Electr-6500 | TESTEQUIP |  |  |  |  | Frye Electr | Testers, Hearing Aid |  |  | TESTEQUIP-Frye Electr-6500 | 9/20/20 |  | TEST-A | Not Covered Vendor Only - Biomedical | MHHS-TIRR | [8 empty] | TESTEQUIP | Testers, Hearing Aid | Frye Electr
NO | YES |  |  |  | 029-09237 | 029-09237 | Welch Allyn Inc |  |  |  | TIRR-Woodlands Inpatient | MHHS-TIRR |  | Testers, Hearing Aid |  | 029-09237 | 029-09237 | Woodlands | MHHS-Others | TIRR-Woodlands Inpatient | TIRR | 10/1/19 |  | 10/1/20 |  | PHYSIOLOGIC MONITOR MODULES, MULTIPARAMETER | Testers, Hearing Aid | TESTEQUIP-Frye Electr-6500 | TESTEQUIP |  |  |  |  | Frye Electr | Testers, Hearing Aid |  |  | TESTEQUIP-Frye Electr-6500 | 9/20/20 |  | TEST-A | Not Covered Vendor Only - Biomedical | MHHS-TIRR | [8 empty] | TESTEQUIP | Testers, Hearing Aid | Frye Electr
NO | YES |  |  |  | 029-09244 | 029-09244 | Welch Allyn Inc |  |  |  | TIRR-Woodlands Inpatient | MHHS-TIRR |  | Testers, Hearing Aid |  | 029-09244 | 029-09244 | Woodlands | MHHS-Others | TIRR-Woodlands Inpatient | Room 611 | 7/1/19 |  | 7/1/20 |  | PHYSIOLOGIC MONITOR MODULES, MULTIPARAMETER | Testers, Hearing Aid | TESTEQUIP-Frye Electr-6500 | TESTEQUIP |  |  |  |  | Frye Electr | Testers, Hearing Aid |  |  | TESTEQUIP-Frye Electr-6500 | 9/20/20 |  | TEST-A | Not Covered Vendor Only - Biomedical | MHHS-TIRR | [8 empty] | TESTEQUIP | Testers, Hearing Aid | Frye Electr
NO | YES |  |  |  | 029-09245 | 029-09245 | Welch Allyn Inc |  |  |  | TIRR-Woodlands Inpatient | MHHS-TIRR |  | Testers, Hearing Aid |  | 029-09245 | 029-09245 | Woodlands | MHHS-Others | TIRR-Woodlands Inpatient | Room 612 | 7/1/19 |  | 7/1/20 |  | PHYSIOLOGIC MONITOR MODULES, MULTIPARAMETER | Testers, Hearing Aid | TESTEQUIP-Frye Electr-6500 | TESTEQUIP |  |  |  |  | Frye Electr | Testers, Hearing Aid |  |  | TESTEQUIP-Frye Electr-6500 | 9/20/20 |  | TEST-A | Not Covered Vendor Only - Biomedical | MHHS-TIRR | [8 empty] | TESTEQUIP | Testers, Hearing Aid | Frye Electr
NO | YES |  |  |  | 029-09247 | 029-09247 | Welch Allyn Inc |  |  |  | TIRR-Woodlands Inpatient | MHHS-TIRR |  | Testers, Hearing Aid |  | 029-09247 | 029-09247 | Woodlands | MHHS-Others | TIRR-Woodlands Inpatient | PT | 7/1/19 |  | 7/1/20 |  | PHYSIOLOGIC MONITOR MODULES, MULTIPARAMETER | Testers, Hearing Aid | TESTEQUIP-Frye Electr-6500 | TESTEQUIP |  |  |  |  | Frye Electr | Testers, Hearing Aid |  |  | TESTEQUIP-Frye Electr-6500 | 9/20/20 |  | TEST-A | Not Covered Vendor Only - Biomedical | MHHS-TIRR | [8 empty] | TESTEQUIP | Testers, Hearing Aid | Frye Electr
NO | YES |  |  |  | 029-09248 | 029-09248 | Welch Allyn Inc |  |  |  | TIRR-Woodlands Inpatient | MHHS-TIRR |  | Testers, Hearing Aid |  | 029-09248 | 029-09248 | Woodlands | MHHS-Others | TIRR-Woodlands Inpatient | Joint Center | 7/1/19 |  |  |  | PHYSIOLOGIC MONITOR MODULES, MULTIPARAMETER | Testers, Hearing Aid | TESTEQUIP-Frye Electr-6500 | TESTEQUIP |  |  |  |  | Frye Electr | Testers, Hearing Aid |  |  | TESTEQUIP-Frye Electr-6500 | 9/20/20 |  | TEST-A | Not Covered Vendor Only - Biomedical | MHHS-TIRR | [8 empty] | TESTEQUIP | Testers, Hearing Aid | Frye Electr
NO | YES |  |  |  | 029-09249 | 029-09249 | Welch Allyn Inc |  |  |  | TIRR-Woodlands Inpatient | MHHS-TIRR |  | Testers, Hearing Aid |  | 029-09249 | 029-09249 | Woodlands | MHHS-Others | TIRR-Woodlands Inpatient | PT | 7/1/19 |  | 7/1/20 |  | PHYSIOLOGIC MONITOR MODULES, MULTIPARAMETER | Testers, Hearing Aid | TESTEQUIP-Frye Electr-6500 | TESTEQUIP |  |  |  |  | Frye Electr | Testers, Hearing Aid |  |  | TESTEQUIP-Frye Electr-6500 | 9/20/20 |  | TEST-A | Not Covered Vendor Only - Biomedical | MHHS-TIRR | [8 empty] | TESTEQUIP | Testers, Hearing Aid | Frye Electr
NO | YES |  |  |  | 029-09260 | 029-09260 | Welch Allyn Inc |  |  |  | TIRR-Woodlands Inpatient | MHHS-TIRR |  | Testers, Hearing Aid |  | 029-09260 | 029-09260 | Woodlands | MHHS-Others | TIRR-Woodlands Inpatient |  | 3/1/19 |  | 3/1/20 |  | PHYSIOLOGIC MONITOR MODULES, MULTIPARAMETER | Testers, Hearing Aid | TESTEQUIP-Frye Electr-6500 | TESTEQUIP |  |  |  |  | Frye Electr | Testers, Hearing Aid |  |  | TESTEQUIP-Frye Electr-6500 | 9/20/20 |  | TEST-A | Not Covered Vendor Only - Biomedical | MHHS-TIRR | [8 empty] | TESTEQUIP | Testers, Hearing Aid | Frye Electr
NO | YES |  |  |  | 029-09261 | 029-09261 | Welch Allyn Inc |  |  |  | TIRR-Woodlands Inpatient | MHHS-TIRR |  | Testers, Hearing Aid |  | 029-09261 | 029-09261 | Woodlands | MHHS-Others | TIRR-Woodlands Inpatient | TIRR | 4/1/19 |  | 4/1/20 |  | PHYSIOLOGIC MONITOR MODULES, MULTIPARAMETER | Testers, Hearing Aid | TESTEQUIP-Frye Electr-6500 | TESTEQUIP |  |  |  |  | Frye Electr | Testers, Hearing Aid |  |  | TESTEQUIP-Frye Electr-6500 | 9/20/20 |  | TEST-A | Not Covered Vendor Only - Biomedical | MHHS-TIRR | [8 empty] | TESTEQUIP | Testers, Hearing Aid | Frye Electr
NO | YES |  |  |  | 029-09246 | 029-09246 | Welch Allyn Inc |  |  |  | TIRR-Woodlands Inpatient | MHHS-Woodlands |  | Testers, Hearing Aid |  | 029-09246 | 029-09246 | Woodlands | MHHS-Others | TIRR-Woodlands Inpatient | PT | 5/1/19 |  | 5/1/20 |  | PHYSIOLOGIC MONITOR MODULES, MULTIPARAMETER | Testers, Hearing Aid | TESTEQUIP-Frye Electr-6500 | TESTEQUIP |  |  |  |  | Frye Electr | Testers, Hearing Aid |  |  | TESTEQUIP-Frye Electr-6500 | 9/20/20 |  | TEST-A | Not Covered Vendor Only - Biomedical | MHHS-Woodlands | [8 empty] | TESTEQUIP | Testers, Hearing Aid | Frye Electr
NO | NO |  |  |  | 041-16223 |  | Welch Allyn Inc |  |  |  | MEMORIAL CITY - GENERAL SURGERY | MHHS-Mem City |  | Testers, Hearing Aid |  | 041-16223 |  | West & Memorial City |  | MEMORIAL CITY - GENERAL SURGERY | [5 empty] | PHYSIOLOGIC MONITOR MODULES, MULTIPARAMETER |  | TESTEQUIP-Frye Electr-6500 | TESTEQUIP |  |  |  |  | Frye Electr | Testers, Hearing Aid |  |  | TESTEQUIP-Frye Electr-6500 |  |  |  | Not Covered Vendor Only - Biomedical | MHHS-Mem City
NO | NO |  |  |  | 129-06776 |  | Welch Allyn Inc |  |  |  | SUGAR LAND - MED/SURG - WEST 4TH | MHHS-Sugarland |  | Testers, Hearing Aid |  | 129-06776 |  | Sugar Land |  | SUGAR LAND - MED/SURG - WEST 4TH | [5 empty] | PHYSIOLOGIC MONITOR MODULES, MULTIPARAMETER |  | TESTEQUIP-Frye Electr-6500 | TESTEQUIP |  |  |  |  | Frye Electr | Testers, Hearing Aid |  |  | TESTEQUIP-Frye Electr-6500 |  |  |  | Not Covered Vendor Only - Biomedical | MHHS-Sugarland
NO | YES |  |  |  | 000-03838 | 000-03838 | Welch Allyn Inc | 65MTPX |  |  | Katy Rehab-1St Fl Physical Therapy | MHHS-Katy Rehab |  |  |  | 000-03838 | 000-03838 | Katy | MHHS-Others | Katy Rehab-1St Fl Physical Therapy | Katy - Inpatient Rehab | 3/1/19 | 3/1/20 |  |  | MONITORS, PHYSIOLOGIC, VITAL SIGNS | Monitor, Vital Signs | MONITORVITALSIGNS-Welch Allyn-Connex 6500 |  |  |  |  | MONITORVITALSIGNS-Welch Allyn-Connex 6500 | Welch Allyn |  |  |  |  | 9/20/20 |  | MVS-A | Not Covered Vendor Only - Biomedical | MHHS-Katy Rehab | [8 empty] | MONITORVITALSIGNS | Monitor, Vital Signs | Welch Allyn
NO | YES |  |  |  | 142-07861 | 142-07861 | Welch Allyn Inc | 65MTPX |  |  | NE-2 West Tower | MHHS-Northeast |  |  |  | 142-07861 | 142-07861 | Katy | MHHS-Northeast | NE-2 West Tower | Room 13 | 10/1/19 | 10/1/20 |  |  | MONITORS, PHYSIOLOGIC, VITAL SIGNS | Monitor, Vital Signs | MONITORVITALSIGNS-Welch Allyn-Connex 6500 |  |  |  |  | MONITORVITALSIGNS-Welch Allyn-Connex 6500 | Welch Allyn |  |  |  |  | 9/27/20 |  | MVS-A | Not Covered Vendor Only - Biomedical | MHHS-Northeast | [8 empty] | MONITORVITALSIGNS | Monitor, Vital Signs | Welch Allyn
NO | YES |  |  |  | 142-07862 | 142-07862 | Welch Allyn Inc | 65MTPX |  |  | NE-2 West Tower | MHHS-Northeast |  |  |  | 142-07862 | 142-07862 | Katy | MHHS-Northeast | NE-2 West Tower | Outside W208 | 11/1/19 |  |  |  | MONITORS, PHYSIOLOGIC, VITAL SIGNS | Monitor, Vital Signs | MONITORVITALSIGNS-Welch Allyn-Connex 6500 |  |  |  |  | MONITORVITALSIGNS-Welch Allyn-Connex 6500 | Welch Allyn |  |  |  |  | 9/27/20 |  | MVS-A | Not Covered Vendor Only - Biomedical | MHHS-Northeast | [8 empty] | MONITORVITALSIGNS | Monitor, Vital Signs | Welch Allyn
NO | YES |  |  |  | 142-07863 | 142-07863 | Welch Allyn Inc | 65MTPX |  |  | NE-2 West Tower | MHHS-Northeast |  |  |  | 142-07863 | 142-07863 | Katy | MHHS-Northeast | NE-2 West Tower | Outside W224 | 10/1/19 | 10/1/20 |  |  | MONITORS, PHYSIOLOGIC, VITAL SIGNS | Monitor, Vital Signs | MONITORVITALSIGNS-Welch Allyn-Connex 6500 |  |  |  |  | MONITORVITALSIGNS-Welch Allyn-Connex 6500 | Welch Allyn |  |  |  |  | 9/27/20 |  | MVS-A | Not Covered Vendor Only - Biomedical | MHHS-Northeast | [8 empty] | MONITORVITALSIGNS | Monitor, Vital Signs | Welch Allyn
NO | YES |  |  |  | 142-07864 | 142-07864 | Welch Allyn Inc | 65MTPX |  |  | NE-2 West Tower | MHHS-Northeast |  |  |  | 142-07864 | 142-07864 | Katy | MHHS-Northeast | NE-2 West Tower | By room 03 | 10/1/19 | 10/1/20 |  | Note says no pulse ox cable | MONITORS, PHYSIOLOGIC, VITAL SIGNS | Monitor, Vital Signs | MONITORVITALSIGNS-Welch Allyn-Connex 6500 |  |  |  |  | MONITORVITALSIGNS-Welch Allyn-Connex 6500 | Welch Allyn |  |  |  |  | 9/27/20 |  | MVS-A | Not Covered Vendor Only - Biomedical | MHHS-Northeast | [8 empty] | MONITORVITALSIGNS | Monitor, Vital Signs | Welch Allyn
NO | YES |  |  |  | 142-07871 | 142-07871 | Welch Allyn Inc | 65MTPX |  |  | NE-2 West Tower | MHHS-Northeast |  |  |  | 142-07871 | 142-07871 | Katy | MHHS-Northeast | NE-2 West Tower | W2 - hall | 10/1/19 | 10/1/20 |  |  | MONITORS, PHYSIOLOGIC, VITAL SIGNS | Monitor, Vital Signs | MONITORVITALSIGNS-Welch Allyn-Connex 6500 |  |  |  |  | MONITORVITALSIGNS-Welch Allyn-Connex 6500 | Welch Allyn |  |  |  |  | 9/27/20 |  | MVS-A | Not Covered Vendor Only - Biomedical | MHHS-Northeast | [8 empty] | MONITORVITALSIGNS | Monitor, Vital Signs | Welch Allyn
NO | YES |  |  |  | 142-07872 | 142-07872 | Welch Allyn Inc | 65MTPX |  |  | NE-2 West Tower | MHHS-Northeast |  |  |  | 142-07872 | 142-07872 | Katy | MHHS-Northeast | NE-2 West Tower | W2 - hall | 10/1/19 |  |  |  | MONITORS, PHYSIOLOGIC, VITAL SIGNS | Monitor, Vital Signs | MONITORVITALSIGNS-Welch Allyn-Connex 6500 |  |  |  |  | MONITORVITALSIGNS-Welch Allyn-Connex 6500 | Welch Allyn |  |  |  |  | 9/27/20 |  | MVS-A | Not Covered Vendor Only - Biomedical | MHHS-Northeast | [8 empty] | MONITORVITALSIGNS | Monitor, Vital Signs | Welch Allyn
NO | YES |  |  |  | 142-07873 | 142-07873 | Welch Allyn Inc | 65MTPX |  |  | NE-2 West Tower | MHHS-Northeast |  |  |  | 142-07873 | 142-07873 | Katy | MHHS-Northeast | NE-2 West Tower | W2 - 11 | 10/1/19 | 10/1/20 |  |  | MONITORS, PHYSIOLOGIC, VITAL SIGNS | Monitor, Vital Signs | MONITORVITALSIGNS-Welch Allyn-Connex 6500 |  |  |  |  | MONITORVITALSIGNS-Welch Allyn-Connex 6500 | Welch Allyn |  |  |  |  | 9/27/20 |  | MVS-A | Not Covered Vendor Only - Biomedical | MHHS-Northeast | [8 empty] | MONITORVITALSIGNS | Monitor, Vital Signs | Welch Allyn
NO | YES |  |  |  | 142-07874 | 142-07874 | Welch Allyn Inc | 65MTPX |  |  | NE-2 West Tower | MHHS-Northeast |  |  |  | 142-07874 | 142-07874 | Katy | MHHS-Northeast | NE-2 West Tower | W209 | 10/1/19 | 10/1/20 |  |  | MONITORS, PHYSIOLOGIC, VITAL SIGNS | Monitor, Vital Signs | MONITORVITALSIGNS-Welch Allyn-Connex 6500 |  |  |  |  | MONITORVITALSIGNS-Welch Allyn-Connex 6500 | Welch Allyn |  |  |  |  | 9/27/20 |  | MVS-A | Not Covered Vendor Only - Biomedical | MHHS-Northeast | [8 empty] | MONITORVITALSIGNS | Monitor, Vital Signs | Welch Allyn
NO | YES |  |  |  | 142-07875 | 142-07875 | Welch Allyn Inc | 65MTPX |  |  | NE-2 West Tower | MHHS-Northeast |  |  |  | 142-07875 | 142-07875 | Katy | MHHS-Northeast | NE-2 West Tower | Room w2-08 | 10/1/19 | 10/1/20 |  |  | MONITORS, PHYSIOLOGIC, VITAL SIGNS | Monitor, Vital Signs | MONITORVITALSIGNS-Welch Allyn-Connex 6500 |  |  |  |  | MONITORVITALSIGNS-Welch Allyn-Connex 6500 | Welch Allyn |  |  |  |  | 9/27/20 |  | MVS-A | Not Covered Vendor Only - Biomedical | MHHS-Northeast | [8 empty] | MONITORVITALSIGNS | Monitor, Vital Signs | Welch Allyn
NO | YES |  |  |  | 142-07876 | 142-07876 | Welch Allyn Inc | 65MTPX |  |  | NE-2 West Tower | MHHS-Northeast |  |  |  | 142-07876 | 142-07876 | Katy | MHHS-Northeast | NE-2 West Tower | Outside W225 | 10/1/19 | 10/1/20 |  |  | MONITORS, PHYSIOLOGIC, VITAL SIGNS | Monitor, Vital Signs | MONITORVITALSIGNS-Welch Allyn-Connex 6500 |  |  |  |  | MONITORVITALSIGNS-Welch Allyn-Connex 6500 | Welch Allyn |  |  |  |  | 9/27/20 |  | MVS-A | Not Covered Vendor Only - Biomedical | MHHS-Northeast | [8 empty] | MONITORVITALSIGNS | Monitor, Vital Signs | Welch Allyn
NO | YES |  |  |  | 142-07877 | 142-07877 | Welch Allyn Inc | 65MTPX |  |  | NE-2 West Tower | MHHS-Northeast |  |  |  | 142-07877 | 142-07877 | Katy | MHHS-Northeast | NE-2 West Tower | W2-20 | 10/1/19 | 10/1/20 |  |  | MONITORS, PHYSIOLOGIC, VITAL SIGNS | Monitor, Vital Signs | MONITORVITALSIGNS-Welch Allyn-Connex 6500 |  |  |  |  | MONITORVITALSIGNS-Welch Allyn-Connex 6500 | Welch Allyn |  |  |  |  | 9/20/20 |  | MVS-A | Not Covered Vendor Only - Biomedical | MHHS-Northeast | [8 empty] | MONITORVITALSIGNS | Monitor, Vital Signs | Welch Allyn
NO | YES |  |  |  | 142-07879 | 142-07879 | Welch Allyn Inc | 65MTPX |  |  | NE-2 West Tower | MHHS-Northeast |  |  |  | 142-07879 | 142-07879 | Katy | MHHS-Northeast | NE-2 West Tower | W2 - 11 | 10/1/19 |  |  |  | MONITORS, PHYSIOLOGIC, VITAL SIGNS | Monitor, Vital Signs | MONITORVITALSIGNS-Welch Allyn-Connex 6500 |  |  |  |  | MONITORVITALSIGNS-Welch Allyn-Connex 6500 | Welch Allyn |  |  |  |  | 9/20/20 |  | MVS-A | Not Covered Vendor Only - Biomedical | MHHS-Northeast | [8 empty] | MONITORVITALSIGNS | Monitor, Vital Signs | Welch Allyn
NO | YES |  |  |  | 142-07880 | 142-07880 | Welch Allyn Inc | 65MTPX |  |  | NE-2 West Tower | MHHS-Northeast |  |  |  | 142-07880 | 142-07880 | Katy | MHHS-Northeast | NE-2 West Tower | Room 226 | 10/1/19 | 10/1/20 |  |  | MONITORS, PHYSIOLOGIC, VITAL SIGNS | Monitor, Vital Signs | MONITORVITALSIGNS-Welch Allyn-Connex 6500 |  |  |  |  | MONITORVITALSIGNS-Welch Allyn-Connex 6500 | Welch Allyn |  |  |  |  | 9/20/20 |  | MVS-A | Not Covered Vendor Only - Biomedical | MHHS-Northeast | [8 empty] | MONITORVITALSIGNS | Monitor, Vital Signs | Welch Allyn
NO | YES |  |  |  | 142-07882 | 142-07882 | Welch Allyn Inc | 65MTPX |  |  | NE-2 West Tower | MHHS-Northeast |  |  |  | 142-07882 | 142-07882 | Katy | MHHS-Northeast | NE-2 West Tower | Room w2-08 | 10/1/19 | 10/1/20 |  |  | MONITORS, PHYSIOLOGIC, VITAL SIGNS | Monitor, Vital Signs | MONITORVITALSIGNS-Welch Allyn-Connex 6500 |  |  |  |  | MONITORVITALSIGNS-Welch Allyn-Connex 6500 | Welch Allyn |  |  |  |  | 9/20/20 |  | MVS-A | Not Covered Vendor Only - Biomedical | MHHS-Northeast | [8 empty] | MONITORVITALSIGNS | Monitor, Vital Signs | Welch Allyn
NO | YES |  |  |  | 142-07883 | 142-07883 | Welch Allyn Inc | 65MTPX |  |  | NE-2 West Tower | MHHS-Northeast |  |  |  | 142-07883 | 142-07883 | Katy | MHHS-Northeast | NE-2 West Tower | W2 - 21 | 10/1/19 | 10/1/20 |  |  | MONITORS, PHYSIOLOGIC, VITAL SIGNS | Monitor, Vital Signs | MONITORVITALSIGNS-Welch Allyn-Connex 6500 |  |  |  |  | MONITORVITALSIGNS-Welch Allyn-Connex 6500 | Welch Allyn |  |  |  |  | 9/20/20 |  | MVS-A | Not Covered Vendor Only - Biomedical | MHHS-Northeast | [8 empty] | MONITORVITALSIGNS | Monitor, Vital Signs | Welch Allyn
NO | YES |  |  |  | 142-07905 | 142-07905 | Welch Allyn Inc | 65MTPX |  |  | Katy-Telemetry | MHHS-Northeast |  |  |  | 142-07905 | 142-07905 | Katy | MHHS-Katy | Katy-Telemetry | W302 | 10/1/19 | 10/1/20 |  |  | MONITORS, PHYSIOLOGIC, VITAL SIGNS | Monitor, Vital Signs | MONITORVITALSIGNS-Welch Allyn-Connex 6500 |  |  |  |  | MONITORVITALSIGNS-Welch Allyn-Connex 6500 | Welch Allyn |  |  |  |  | 9/20/20 |  | MVS-A | Not Covered Vendor Only - Biomedical | MHHS-Northeast | [8 empty] | MONITORVITALSIGNS | Monitor, Vital Signs | Welch Allyn
NO | YES |  |  |  | 142-07906 | 142-07906 | Welch Allyn Inc | 65MTPX |  |  | NE-3 West Tower | MHHS-Northeast |  |  |  | 142-07906 | 142-07906 | Katy | MHHS-Northeast | NE-3 West Tower | 3 West | 10/1/19 | 10/1/20 |  |  | MONITORS, PHYSIOLOGIC, VITAL SIGNS | Monitor, Vital Signs | MONITORVITALSIGNS-Welch Allyn-Connex 6500 |  |  |  |  | MONITORVITALSIGNS-Welch Allyn-Connex 6500 | Welch Allyn |  |  |  |  | 9/20/20 |  | MVS-A | Not Covered Vendor Only - Biomedical | MHHS-Northeast | [8 empty] | MONITORVITALSIGNS | Monitor, Vital Signs | Welch Allyn
NO | YES |  |  |  | 142-07907 | 142-07907 | Welch Allyn Inc | 65MTPX |  |  | NE-3 West Tower | MHHS-Northeast |  |  |  | 142-07907 | 142-07907 | Katy | MHHS-Northeast | NE-3 West Tower | Hall | 10/1/19 | 10/1/20 |  |  | MONITORS, PHYSIOLOGIC, VITAL SIGNS | Monitor, Vital Signs | MONITORVITALSIGNS-Welch Allyn-Connex 6500 |  |  |  |  | MONITORVITALSIGNS-Welch Allyn-Connex 6500 | Welch Allyn |  |  |  |  | 9/20/20 |  | MVS-A | Not Covered Vendor Only - Biomedical | MHHS-Northeast | [8 empty] | MONITORVITALSIGNS | Monitor, Vital Signs | Welch Allyn
NO | YES |  |  |  | 142-07908 | 142-07908 | Welch Allyn Inc | 65MTPX |  |  | NE-3 West Tower | MHHS-Northeast |  |  |  | 142-07908 | 142-07908 | Katy | MHHS-Northeast | NE-3 West Tower | Hall | 10/1/19 | 10/1/20 |  |  | MONITORS, PHYSIOLOGIC, VITAL SIGNS | Monitor, Vital Signs | MONITORVITALSIGNS-Welch Allyn-Connex 6500 |  |  |  |  | MONITORVITALSIGNS-Welch Allyn-Connex 6500 | Welch Allyn |  |  |  |  | 9/20/20 |  | MVS-A | Not Covered Vendor Only - Biomedical | MHHS-Northeast | [8 empty] | MONITORVITALSIGNS | Monitor, Vital Signs | Welch Allyn
NO | YES |  |  |  | 142-07930 | 142-07930 | Welch Allyn Inc | 65MTPX |  |  | NE- 3 WEST TOWER CARDIO | MHHS-Northeast |  |  |  | 142-07930 | 142-07930 | Katy | Memorial Hermann North East Hospital | NE- 3 WEST TOWER CARDIO | MED SURG CARDIAC |  |  |  |  | MONITORS, PHYSIOLOGIC, VITAL SIGNS |  | MONITORVITALSIGNS-Welch Allyn-Connex 6500 |  |  |  |  | MONITORVITALSIGNS-Welch Allyn-Connex 6500 | Welch Allyn | [7 empty] | Not Covered Vendor Only - Biomedical | MHHS-Northeast
NO | YES |  |  |  | 142-07931 | 142-07931 | Welch Allyn Inc | 65MTPX |  |  | NE-3 West Tower | MHHS-Northeast |  |  |  | 142-07931 | 142-07931 | Katy | MHHS-Northeast | NE-3 West Tower | 3 West | 11/1/18 | 10/1/20 |  |  | MONITORS, PHYSIOLOGIC, VITAL SIGNS | Monitor, Vital Signs | MONITORVITALSIGNS-Welch Allyn-Connex 6500 |  |  |  |  | MONITORVITALSIGNS-Welch Allyn-Connex 6500 | Welch Allyn |  |  |  |  | 9/20/20 |  | MVS-A | Not Covered Vendor Only - Biomedical | MHHS-Northeast | [8 empty] | MONITORVITALSIGNS | Monitor, Vital Signs | Welch Allyn
NO | YES |  |  |  | 142-07933 | 142-07933 | Welch Allyn Inc | 65MTPX |  |  | NE-3 West Tower | MHHS-Northeast |  |  |  | 142-07933 | 142-07933 | Katy | MHHS-Northeast | NE-3 West Tower | 3 West | 10/1/19 | 10/1/20 |  |  | MONITORS, PHYSIOLOGIC, VITAL SIGNS | Monitor, Vital Signs | MONITORVITALSIGNS-Welch Allyn-Connex 6500 |  |  |  |  | MONITORVITALSIGNS-Welch Allyn-Connex 6500 | Welch Allyn |  |  |  |  | 9/20/20 |  | MVS-A | Not Covered Vendor Only - Biomedical | MHHS-Northeast | [8 empty] | MONITORVITALSIGNS | Monitor, Vital Signs | Welch Allyn
NO | YES |  |  |  | 142-07934 | 142-07934 | Welch Allyn Inc | 65MTPX |  |  | NE-3 West Tower | MHHS-Northeast |  |  |  | 142-07934 | 142-07934 | Katy | MHHS-Northeast | NE-3 West Tower | 3 West | 10/1/19 | 10/1/20 |  |  | MONITORS, PHYSIOLOGIC, VITAL SIGNS | Monitor, Vital Signs | MONITORVITALSIGNS-Welch Allyn-Connex 6500 |  |  |  |  | MONITORVITALSIGNS-Welch Allyn-Connex 6500 | Welch Allyn |  |  |  |  | 9/20/20 |  | MVS-A | Not Covered Vendor Only - Biomedical | MHHS-Northeast | [8 empty] | MONITORVITALSIGNS | Monitor, Vital Signs | Welch Allyn
NO | YES |  |  |  | 142-07958 | 142-07958 | Welch Allyn Inc | 65MTPX |  |  | NE-Med/Surg | MHHS-Northeast |  |  |  | 142-07958 | 142-07958 | Katy | MHHS-Northeast | NE-Med/Surg | W4-05 | 11/1/18 | 11/1/19 |  | Note says broken | MONITORS, PHYSIOLOGIC, VITAL SIGNS | Monitor, Vital Signs | MONITORVITALSIGNS-Welch Allyn-Connex 6500 |  |  |  |  | MONITORVITALSIGNS-Welch Allyn-Connex 6500 | Welch Allyn |  |  |  |  | 9/20/20 |  | MVS-A | Not Covered Vendor Only - Biomedical | MHHS-Northeast | [8 empty] | MONITORVITALSIGNS | Monitor, Vital Signs | Welch Allyn
NO | YES |  |  |  | 142-07959 | 142-07959 | Welch Allyn Inc | 65MTPX |  |  | NE-4 West Tower | MHHS-Northeast |  |  |  | 142-07959 | 142-07959 | Katy | MHHS-Northeast | NE-4 West Tower | 4West | 10/1/19 |  |  |  | MONITORS, PHYSIOLOGIC, VITAL SIGNS | Monitor, Vital Signs | MONITORVITALSIGNS-Welch Allyn-Connex 6500 |  |  |  |  | MONITORVITALSIGNS-Welch Allyn-Connex 6500 | Welch Allyn |  |  |  |  | 9/20/20 |  | MVS-A | Not Covered Vendor Only - Biomedical | MHHS-Northeast | [8 empty] | MONITORVITALSIGNS | Monitor, Vital Signs | Welch Allyn
NO | YES |  |  |  | 142-07961 | 142-07961 | Welch Allyn Inc | 65MTPX |  |  | NE-4 West Tower | MHHS-Northeast |  |  |  | 142-07961 | 142-07961 | Katy | MHHS-Northeast | NE-4 West Tower | 4 West | 10/1/19 | 10/1/20 |  |  | MONITORS, PHYSIOLOGIC, VITAL SIGNS | Monitor, Vital Signs | MONITORVITALSIGNS-Welch Allyn-Connex 6500 |  |  |  |  | MONITORVITALSIGNS-Welch Allyn-Connex 6500 | Welch Allyn |  |  |  |  | 9/20/20 |  | MVS-A | Not Covered Vendor Only - Biomedical | MHHS-Northeast | [8 empty] | MONITORVITALSIGNS | Monitor, Vital Signs | Welch Allyn
NO | YES |  |  |  | 142-07965 | 142-07965 | Welch Allyn Inc | 65MTPX |  |  | NE-4 West Tower | MHHS-Northeast |  |  |  | 142-07965 | 142-07965 | Katy | MHHS-Northeast | NE-4 West Tower | 4 West | 10/1/19 | 10/1/20 |  |  | MONITORS, PHYSIOLOGIC, VITAL SIGNS | Monitor, Vital Signs | MONITORVITALSIGNS-Welch Allyn-Connex 6500 |  |  |  |  | MONITORVITALSIGNS-Welch Allyn-Connex 6500 | Welch Allyn |  |  |  |  | 9/20/20 |  | MVS-A | Not Covered Vendor Only - Biomedical | MHHS-Northeast | [8 empty] | MONITORVITALSIGNS | Monitor, Vital Signs | Welch Allyn
NO | YES |  |  |  | 142-07966 | 142-07966 | Welch Allyn Inc | 65MTPX |  |  | NE-Med/Surg | MHHS-Northeast |  |  |  | 142-07966 | 142-07966 | Katy | MHHS-Northeast | NE-Med/Surg | Storage equipment | 10/1/19 | 10/1/20 |  |  | MONITORS, PHYSIOLOGIC, VITAL SIGNS | Monitor, Vital Signs | MONITORVITALSIGNS-Welch Allyn-Connex 6500 |  |  |  |  | MONITORVITALSIGNS-Welch Allyn-Connex 6500 | Welch Allyn |  |  |  |  | 9/20/20 |  | MVS-A | Not Covered Vendor Only - Biomedical | MHHS-Northeast | [8 empty] | MONITORVITALSIGNS | Monitor, Vital Signs | Welch Allyn
NO | YES |  |  |  | 142-07967 | 142-07967 | Welch Allyn Inc | 65MTPX |  |  | NE-4 West Tower | MHHS-Northeast |  |  |  | 142-07967 | 142-07967 | Katy | MHHS-Northeast | NE-4 West Tower | 4 West | 10/1/19 | 10/1/20 |  |  | MONITORS, PHYSIOLOGIC, VITAL SIGNS | Monitor, Vital Signs | MONITORVITALSIGNS-Welch Allyn-Connex 6500 |  |  |  |  | MONITORVITALSIGNS-Welch Allyn-Connex 6500 | Welch Allyn |  |  |  |  | 9/20/20 |  | MVS-A | Not Covered Vendor Only - Biomedical | MHHS-Northeast | [8 empty] | MONITORVITALSIGNS | Monitor, Vital Signs | Welch Allyn
NO | YES |  |  |  | 142-07968 | 142-07968 | Welch Allyn Inc | 65MTPX |  |  | NE-4 West Tower | MHHS-Northeast |  |  |  | 142-07968 | 142-07968 | Katy | MHHS-Northeast | NE-4 West Tower | 4 West | 10/1/19 | 10/1/20 |  |  | MONITORS, PHYSIOLOGIC, VITAL SIGNS | Monitor, Vital Signs | MONITORVITALSIGNS-Welch Allyn-Connex 6500 |  |  |  |  | MONITORVITALSIGNS-Welch Allyn-Connex 6500 | Welch Allyn |  |  |  |  | 9/20/20 |  | MVS-A | Not Covered Vendor Only - Biomedical | MHHS-Northeast | [8 empty] | MONITORVITALSIGNS | Monitor, Vital Signs | Welch Allyn
NO | YES |  |  |  | 029-32064 | 029-32064 | Welch Allyn Inc | 65MTPX |  |  | Woodlands-ER | MHHS-Woodlands |  |  |  | 029-32064 | 029-32064 | Woodlands | MHHS-Woodlands | Woodlands-ER | Nurses Station | 9/1/19 |  | 9/1/20 |  | MONITORS, PHYSIOLOGIC, VITAL SIGNS | Monitor, Vital Signs | MONITORVITALSIGNS-Welch Allyn-Connex 6500 |  |  |  |  | MONITORVITALSIGNS-Welch Allyn-Connex 6500 | Welch Allyn |  |  |  |  | 9/20/20 |  | MVS-A | Not Covered Vendor Only - Biomedical | MHHS-Woodlands | [8 empty] | MONITORVITALSIGNS | Monitor, Vital Signs | Welch Allyn
NO | NO |  |  |  | 142-07960 |  | Welch Allyn Inc | 65MTPX |  |  | NE - 4 WEST TOWER | MHHS-Northeast |  |  |  | 142-07960 |  | Katy |  | NE - 4 WEST TOWER | [5 empty] | MONITORS, PHYSIOLOGIC, VITAL SIGNS |  | MONITORVITALSIGNS-Welch Allyn-Connex 6500 |  |  |  |  | MONITORVITALSIGNS-Welch Allyn-Connex 6500 | Welch Allyn | [7 empty] | Not Covered Vendor Only - Biomedical | MHHS-Northeast
NO | YES |  |  |  | 133-10328 | 133-10328 | Welch Allyn Inc | 65MTPX-B |  |  | Katy-Med/Surg 5th Floor | MHHS-Katy |  |  |  | 133-10328 | 133-10328 | Katy | MHHS-Katy | Katy-Med/Surg 5th Floor | Room 506 | 5/1/19 | 5/1/20 |  |  | MONITORS, PHYSIOLOGIC, VITAL SIGNS | Monitor, Vital Signs | MONITORVITALSIGNS-Welch Allyn-Connex 6500 |  |  |  |  | MONITORVITALSIGNS-Welch Allyn-Connex 6500 | Welch Allyn |  |  |  |  | 9/20/20 |  | MVS-A | Not Covered Vendor Only - Biomedical | MHHS-Katy | [8 empty] | MONITORVITALSIGNS | Monitor, Vital Signs | Welch Allyn
NO | YES |  |  |  | 133-10329 | 133-10329 | Welch Allyn Inc | 65MTPX-B |  |  | Katy-Med/Surg 5th Floor | MHHS-Katy |  |  |  | 133-10329 | 133-10329 | Katy | MHHS-Katy | Katy-Med/Surg 5th Floor | Nurses station B | 5/1/19 |  |  |  | MONITORS, PHYSIOLOGIC, VITAL SIGNS | Monitor, Vital Signs | MONITORVITALSIGNS-Welch Allyn-Connex 6500 |  |  |  |  | MONITORVITALSIGNS-Welch Allyn-Connex 6500 | Welch Allyn |  |  |  |  | 9/20/20 |  | MVS-A | Not Covered Vendor Only - Biomedical | MHHS-Katy | [8 empty] | MONITORVITALSIGNS | Monitor, Vital Signs | Welch Allyn
NO | YES |  |  |  | 133-08240 | 133-08240 | Welch Allyn Inc | 65MTPX-B |  |  | Katy-UT Physician Timeshare | MHHS-Katy |  |  |  | 133-08240 | 133-08240 | Katy | MHHS-Katy | Katy-UT Physician Timeshare | Pepi ER Unit | 2/1/20 | 2/1/21 |  |  | MONITORS, PHYSIOLOGIC, VITAL SIGNS | Monitor, Vital Signs | MONITORVITALSIGNS-Welch Allyn-Connex 6500 |  |  |  |  | MONITORVITALSIGNS-Welch Allyn-Connex 6500 | Welch Allyn |  |  |  |  | 9/20/20 |  | MVS-A | Not Covered Vendor Only - Biomedical | MHHS-Katy | [8 empty] | MONITORVITALSIGNS | Monitor, Vital Signs | Welch Allyn
NO | YES |  |  |  | 133-08241 | 133-08241 | Welch Allyn Inc | 65MTPX-B |  |  | Katy-Med/Surg 6th Floor | MHHS-Katy |  |  |  | 133-08241 | 133-08241 | Katy | MHHS-Katy | Katy-Med/Surg 6th Floor | Biomed | 2/1/20 | 2/1/21 |  |  | MONITORS, PHYSIOLOGIC, VITAL SIGNS | Monitor, Vital Signs | MONITORVITALSIGNS-Welch Allyn-Connex 6500 |  |  |  |  | MONITORVITALSIGNS-Welch Allyn-Connex 6500 | Welch Allyn |  |  |  |  | 9/20/20 |  | MVS-A | Not Covered Vendor Only - Biomedical | MHHS-Katy | [8 empty] | MONITORVITALSIGNS | Monitor, Vital Signs | Welch Allyn
NO | YES |  |  |  | 583-01405 | 583-01405 | Welch Allyn Inc | 65MTPX-B |  | (21)100034154417 | Katy Rehab-Nursing | MHHS-Katy Rehab |  |  |  | 583-01405 | 583-01405 | Katy | MHHS-Others | Katy Rehab-Nursing | Hallway | 3/1/19 | 3/1/20 |  |  | MONITORS, PHYSIOLOGIC, VITAL SIGNS | Monitor, Vital Signs | MONITORVITALSIGNS-Welch Allyn-Connex 6500 |  |  |  |  | MONITORVITALSIGNS-Welch Allyn-Connex 6500 | Welch Allyn |  |  |  |  | 9/20/20 |  | MVS-A | Not Covered Vendor Only - Biomedical | MHHS-Katy Rehab | [8 empty] | MONITORVITALSIGNS | Monitor, Vital Signs | Welch Allyn
NO | YES |  |  |  | 142-07281 | 142-07281 | Welch Allyn Inc | 65MTPX-B |  | (21) 100067222518 | NE-Labor & Delivery | MHHS-Northeast |  |  |  | 142-07281 | 142-07281 | Katy | MHHS-Northeast | NE-Labor & Delivery | Hall | 6/1/19 |  |  |  | MONITORS, PHYSIOLOGIC, VITAL SIGNS | Monitor, Vital Signs | MONITORVITALSIGNS-Welch Allyn-Connex 6500 |  |  |  |  | MONITORVITALSIGNS-Welch Allyn-Connex 6500 | Welch Allyn |  |  |  |  | 9/20/20 |  | MVS-A | Not Covered Vendor Only - Biomedical | MHHS-Northeast | [8 empty] | MONITORVITALSIGNS | Monitor, Vital Signs | Welch Allyn
NO | YES |  |  |  | 145-00392 | 145-00392 | Welch Allyn Inc | 65MTPX-B |  |  | MH MG-(PL)-Pearland Multi-Specialty (Mp 2) | MHHS-Pearland Hospital |  |  |  | 145-00392 | 145-00392 | Pearland | MHHS-MG | MH MG-(PL)-Pearland Multi-Specialty (Mp 2) | Multispecialty | 12/1/19 | 12/1/20 |  |  | MONITORS, PHYSIOLOGIC, VITAL SIGNS | Monitor, Vital Signs | MONITORVITALSIGNS-Welch Allyn-Connex 6500 |  |  |  |  | MONITORVITALSIGNS-Welch Allyn-Connex 6500 | Welch Allyn |  |  |  |  | 9/20/20 |  | MVS-A | Not Covered Vendor Only - Biomedical | MHHS-Pearland Hospital | [8 empty] | MONITORVITALSIGNS | Monitor, Vital Signs | Welch Allyn
NO | YES |  |  |  | 145-00555 | 145-00555 | Welch Allyn Inc | 65MTPX-B |  |  | Pearland-3N-Med/Surg | MHHS-Pearland Hospital |  |  |  | 145-00555 | 145-00555 | Pearland | MHHS-Pearland Hospital | Pearland-3N-Med/Surg | 4 north | 11/1/19 | 11/1/20 |  |  | MONITORS, PHYSIOLOGIC, VITAL SIGNS | Monitor, Vital Signs | MONITORVITALSIGNS-Welch Allyn-Connex 6500 |  |  |  |  | MONITORVITALSIGNS-Welch Allyn-Connex 6500 | Welch Allyn |  |  |  |  | 9/20/20 |  | MVS-A | Not Covered Vendor Only - Biomedical | MHHS-Pearland Hospital | [8 empty] | MONITORVITALSIGNS | Monitor, Vital Signs | Welch Allyn
NO | YES |  |  |  | 145-00622 | 145-00622 | Welch Allyn Inc | 65MTPX-B |  |  | Pearland-3N-Med/Surg | MHHS-Pearland Hospital |  |  |  | 145-00622 | 145-00622 | Pearland | MHHS-Pearland Hospital | Pearland-3N-Med/Surg | N329 | 1/1/20 | 1/1/21 |  |  | MONITORS, PHYSIOLOGIC, VITAL SIGNS | Monitor, Vital Signs | MONITORVITALSIGNS-Welch Allyn-Connex 6500 |  |  |  |  | MONITORVITALSIGNS-Welch Allyn-Connex 6500 | Welch Allyn |  |  |  |  | 9/20/20 |  | MVS-A | Not Covered Vendor Only - Biomedical | MHHS-Pearland Hospital | [8 empty] | MONITORVITALSIGNS | Monitor, Vital Signs | Welch Allyn
NO | YES |  |  |  | 145-00623 | 145-00623 | Welch Allyn Inc | 65MTPX-B |  |  | Pearland-4N-Med/Surg | MHHS-Pearland Hospital |  |  |  | 145-00623 | 145-00623 | Pearland | MHHS-Pearland Hospital | Pearland-4N-Med/Surg | Nurses Station | 12/1/19 | 12/1/20 |  |  | MONITORS, PHYSIOLOGIC, VITAL SIGNS | Monitor, Vital Signs | MONITORVITALSIGNS-Welch Allyn-Connex 6500 |  |  |  |  | MONITORVITALSIGNS-Welch Allyn-Connex 6500 | Welch Allyn |  |  |  |  | 9/20/20 |  | MVS-A | Not Covered Vendor Only - Biomedical | MHHS-Pearland Hospital | [8 empty] | MONITORVITALSIGNS | Monitor, Vital Signs | Welch Allyn
NO | YES |  |  |  | 145-00624 | 145-00624 | Welch Allyn Inc | 65MTPX-B |  |  | Pearland-3N-Med/Surg | MHHS-Pearland Hospital |  |  |  | 145-00624 | 145-00624 | Pearland | MHHS-Pearland Hospital | Pearland-3N-Med/Surg | Hallway | 12/1/18 | 2/1/20 |  |  | MONITORS, PHYSIOLOGIC, VITAL SIGNS | Monitor, Vital Signs | MONITORVITALSIGNS-Welch Allyn-Connex 6500 |  |  |  |  | MONITORVITALSIGNS-Welch Allyn-Connex 6500 | Welch Allyn |  |  |  |  | 9/20/20 |  | MVS-A | Not Covered Vendor Only - Biomedical | MHHS-Pearland Hospital | [8 empty] | MONITORVITALSIGNS | Monitor, Vital Signs | Welch Allyn
NO | YES |  |  |  | 145-00358 | 145-00358 | Welch Allyn Inc | 65MTPX-B |  |  | Pearland-4N-Med/Surg | MHHS-Pearland Hospital |  |  |  | 145-00358 | 145-00358 | Pearland | MHHS-Pearland Hospital | Pearland-4N-Med/Surg | 4 north | 7/1/19 | 7/1/20 |  |  | MONITORS, PHYSIOLOGIC, VITAL SIGNS | Monitor, Vital Signs | MONITORVITALSIGNS-Welch Allyn-Connex 6500 |  |  |  |  | MONITORVITALSIGNS-Welch Allyn-Connex 6500 | Welch Allyn |  |  |  |  | 9/20/20 |  | MVS-A | Not Covered Vendor Only - Biomedical | MHHS-Pearland Hospital | [8 empty] | MONITORVITALSIGNS | Monitor, Vital Signs | Welch Allyn
NO | YES |  |  |  | 145-00363 | 145-00363 | Welch Allyn Inc | 65MTPX-B |  |  | Pearland-Emergency Center | MHHS-Pearland Hospital |  |  |  | 145-00363 | 145-00363 | Pearland | MHHS-Pearland Hospital | Pearland-Emergency Center | Nurses station | 8/1/19 | 8/1/20 |  |  | MONITORS, PHYSIOLOGIC, VITAL SIGNS | Monitor, Vital Signs | MONITORVITALSIGNS-Welch Allyn-Connex 6500 |  |  |  |  | MONITORVITALSIGNS-Welch Allyn-Connex 6500 | Welch Allyn |  |  |  |  | 9/20/20 |  | MVS-A | Not Covered Vendor Only - Biomedical | MHHS-Pearland Hospital | [8 empty] | MONITORVITALSIGNS | Monitor, Vital Signs | Welch Allyn
NO | YES |  |  |  | 145-00379 | 145-00379 | Welch Allyn Inc | 65MTPX-B |  |  | Pearland-4N-Med/Surg | MHHS-Pearland Hospital |  |  |  | 145-00379 | 145-00379 | Pearland | MHHS-Pearland Hospital | Pearland-4N-Med/Surg | Hallway | 7/1/19 | 6/1/20 |  |  | MONITORS, PHYSIOLOGIC, VITAL SIGNS | Monitor, Vital Signs | MONITORVITALSIGNS-Welch Allyn-Connex 6500 |  |  |  |  | MONITORVITALSIGNS-Welch Allyn-Connex 6500 | Welch Allyn |  |  |  |  | 9/20/20 |  | MVS-A | Not Covered Vendor Only - Biomedical | MHHS-Pearland Hospital | [8 empty] | MONITORVITALSIGNS | Monitor, Vital Signs | Welch Allyn
NO | YES |  |  |  | 145-00556 | 145-00556 | Welch Allyn Inc | 65MTPX-B |  |  | Pearland-3N-Med/Surg | MHHS-Pearland Hospital |  |  |  | 145-00556 | 145-00556 | Pearland | MHHS-Pearland Hospital | Pearland-3N-Med/Surg | Nurse station | 11/1/19 | 11/1/20 |  |  | MONITORS, PHYSIOLOGIC, VITAL SIGNS | Monitor, Vital Signs | MONITORVITALSIGNS-Welch Allyn-Connex 6500 |  |  |  |  | MONITORVITALSIGNS-Welch Allyn-Connex 6500 | Welch Allyn |  |  |  |  | 9/20/20 |  | MVS-A | Not Covered Vendor Only - Biomedical | MHHS-Pearland Hospital | [8 empty] | MONITORVITALSIGNS | Monitor, Vital Signs | Welch Allyn
NO | YES |  |  |  | 145-00365 | 145-00365 | Welch Allyn Inc | 65MTPX-B |  |  | Pearland-3N-Med/Surg | MHHS-Pearland Hospital |  |  |  | 145-00365 | 145-00365 | Pearland | MHHS-Pearland Hospital | Pearland-3N-Med/Surg | N322 | 7/1/19 | 7/1/20 |  |  | MONITORS, PHYSIOLOGIC, VITAL SIGNS | Monitor, Vital Signs | MONITORVITALSIGNS-Welch Allyn-Connex 6500 |  |  |  |  | MONITORVITALSIGNS-Welch Allyn-Connex 6500 | Welch Allyn |  |  |  |  | 9/20/20 |  | MVS-A | Not Covered Vendor Only - Biomedical | MHHS-Pearland Hospital | [8 empty] | MONITORVITALSIGNS | Monitor, Vital Signs | Welch Allyn
NO | YES |  |  |  | 145-00387 | 145-00387 | Welch Allyn Inc | 65MTPX-B |  |  | Pearland-Med/Surg | MHHS-Pearland Hospital |  |  |  | 145-00387 | 145-00387 | Pearland | MHHS-Pearland Hospital | Pearland-Med/Surg | Nursing | 8/1/19 | 8/1/20 |  |  | MONITORS, PHYSIOLOGIC, VITAL SIGNS | Monitor, Vital Signs | MONITORVITALSIGNS-Welch Allyn-Connex 6500 |  |  |  |  | MONITORVITALSIGNS-Welch Allyn-Connex 6500 | Welch Allyn |  |  |  |  | 9/20/20 |  | MVS-A | Not Covered Vendor Only - Biomedical | MHHS-Pearland Hospital | [8 empty] | MONITORVITALSIGNS | Monitor, Vital Signs | Welch Allyn
NO | YES |  |  |  | 005-10800 | 005-10800 | Welch Allyn Inc | 65MTPX-B |  |  | NE - EMERGENCY CENTER | MHHS-Southeast |  |  |  | 005-10800 | 005-10800 | KATY | NE - ER | NE - EMERGENCY CENTER | NE - ER |  |  |  |  | MONITORS, PHYSIOLOGIC, VITAL SIGNS |  | MONITORVITALSIGNS-Welch Allyn-Connex 6500 |  |  |  |  | MONITORVITALSIGNS-Welch Allyn-Connex 6500 | Welch Allyn | [7 empty] | Not Covered Vendor Only - Biomedical | MHHS-Southeast
NO | YES |  |  |  | 005-10299 | 005-10299 | Welch Allyn Inc | 65MTPX-B |  |  | SE-Outpatient Lab | MHHS-Southeast |  |  |  | 005-10299 | 005-10299 | Southeast | MHHS-Southeast | SE-Outpatient Lab | 4 floor storage | 10/1/19 |  | 10/1/20 |  | MONITORS, PHYSIOLOGIC, VITAL SIGNS |  | MONITORVITALSIGNS-Welch Allyn-Connex 6500 |  |  |  |  | MONITORVITALSIGNS-Welch Allyn-Connex 6500 | Welch Allyn |  |  |  |  | 9/20/20 |  |  | Not Covered Vendor Only - Biomedical | MHHS-Southeast
NO | YES |  |  |  | 005-10298 | 005-10298 | Welch Allyn Inc | 65MTPX-B |  |  | SE - UNIT 3B (SCU) | MHHS-Southeast |  |  |  | 005-10298 | 005-10298 | Southeast | Memorial Herman North East | SE - UNIT 3B (SCU) | NE 5th floor storage. |  |  |  |  | MONITORS, PHYSIOLOGIC, VITAL SIGNS |  | MONITORVITALSIGNS-Welch Allyn-Connex 6500 |  |  |  |  | MONITORVITALSIGNS-Welch Allyn-Connex 6500 | Welch Allyn | [7 empty] | Not Covered Vendor Only - Biomedical | MHHS-Southeast
NO | YES |  |  |  | 005-10068 | 005-10068 | Welch Allyn Inc | 65MTPX-B |  |  | SE - UNIT 2A (INPATIENT REHAB) | MHHS-Southeast |  |  |  | 005-10068 | 005-10068 | Southeast | Memorial Hermann Northeast Humble | SE - UNIT 2A (INPATIENT REHAB) | 5th floor storage |  |  |  |  | MONITORS, PHYSIOLOGIC, VITAL SIGNS |  | MONITORVITALSIGNS-Welch Allyn-Connex 6500 |  |  |  |  | MONITORVITALSIGNS-Welch Allyn-Connex 6500 | Welch Allyn | [7 empty] | Not Covered Vendor Only - Biomedical | MHHS-Southeast
NO | YES |  |  |  | 005-34043 | 005-34043 | Welch Allyn Inc | 65MTPX-B |  |  | SE-Outpatient Lab | MHHS-Southeast |  |  |  | 005-34043 | 005-34043 | Southeast | MHHS-Southeast | SE-Outpatient Lab | 4 floor storage | 9/1/19 |  | 9/1/20 |  | MONITORS, PHYSIOLOGIC, VITAL SIGNS |  | MONITORVITALSIGNS-Welch Allyn-Connex 6500 |  |  |  |  | MONITORVITALSIGNS-Welch Allyn-Connex 6500 | Welch Allyn |  |  |  |  | 9/20/20 |  |  | Not Covered Vendor Only - Biomedical | MHHS-Southeast
NO | YES |  |  |  | 005-13229 | 005-13229 | Welch Allyn Inc | 65MTPX-B |  |  | SE - UNIT 3B (SCU) | MHHS-Southeast |  |  |  | 005-13229 | 005-13229 | Southeast | Memorial Herman North East | SE - UNIT 3B (SCU) | NE 5th floor storage. |  |  |  |  | MONITORS, PHYSIOLOGIC, VITAL SIGNS |  | MONITORVITALSIGNS-Welch Allyn-Connex 6500 |  |  |  |  | MONITORVITALSIGNS-Welch Allyn-Connex 6500 | Welch Allyn | [7 empty] | Not Covered Vendor Only - Biomedical | MHHS-Southeast
NO | YES |  |  |  | 241-03250 | 241-03250 | Welch Allyn Inc | 65MTPX-B |  |  | TIRR-PCU 3 | MHHS-TIRR |  |  |  | 241-03250 | 241-03250 | TMC | MHHS-Others | TIRR-PCU 3 | TIRR - PCU 3 | 6/1/19 |  | 6/1/20 |  | MONITORS, PHYSIOLOGIC, VITAL SIGNS | Monitor, Vital Signs | MONITORVITALSIGNS-Welch Allyn-Connex 6500 |  |  |  |  | MONITORVITALSIGNS-Welch Allyn-Connex 6500 | Welch Allyn |  |  |  |  | 9/20/20 |  | MVS-A | Not Covered Vendor Only - Biomedical | MHHS-TIRR | [8 empty] | MONITORVITALSIGNS | Monitor, Vital Signs | Welch Allyn
NO | YES |  |  |  | 029-11016 | 029-11016 | Welch Allyn Inc | 65MTPX-B |  |  | Woodlands-Birth Center | MHHS-Woodlands |  |  |  | 029-11016 | 029-11016 | Woodlands | MHHS-Woodlands | Woodlands-Birth Center | Nursing station | 8/1/19 |  | 8/1/20 |  | MONITORS, PHYSIOLOGIC, VITAL SIGNS | Monitor, Vital Signs | MONITORVITALSIGNS-Welch Allyn-Connex 6500 |  |  |  |  | MONITORVITALSIGNS-Welch Allyn-Connex 6500 | Welch Allyn |  |  |  |  | 9/20/20 |  | MVS-A | Not Covered Vendor Only - Biomedical | MHHS-Woodlands | [8 empty] | MONITORVITALSIGNS | Monitor, Vital Signs | Welch Allyn
NO | YES |  |  |  | 029-11801 | 029-11801 | Welch Allyn Inc | 65MTPX-B |  |  | Woodlands-Birth Center | MHHS-Woodlands |  |  |  | 029-11801 | 029-11801 | Woodlands | MHHS-Woodlands | Woodlands-Birth Center | Hallway | 6/1/19 |  | 6/1/20 |  | MONITORS, PHYSIOLOGIC, VITAL SIGNS | Monitor, Vital Signs | MONITORVITALSIGNS-Welch Allyn-Connex 6500 |  |  |  |  | MONITORVITALSIGNS-Welch Allyn-Connex 6500 | Welch Allyn |  |  |  |  | 9/20/20 |  | MVS-A | Not Covered Vendor Only - Biomedical | MHHS-Woodlands | [8 empty] | MONITORVITALSIGNS | Monitor, Vital Signs | Welch Allyn
NO | YES |  |  |  | 029-12186 | 029-12186 | Welch Allyn Inc | 65MTPX-B |  |  | Woodlands-Birth Center | MHHS-Woodlands |  |  |  | 029-12186 | 029-12186 | Woodlands | MHHS-Woodlands | Woodlands-Birth Center | Hallway | 5/1/19 |  | 5/1/20 |  | MONITORS, PHYSIOLOGIC, VITAL SIGNS | Monitor, Vital Signs | MONITORVITALSIGNS-Welch Allyn-Connex 6500 |  |  |  |  | MONITORVITALSIGNS-Welch Allyn-Connex 6500 | Welch Allyn |  |  |  |  | 9/20/20 |  | MVS-A | Not Covered Vendor Only - Biomedical | MHHS-Woodlands | [8 empty] | MONITORVITALSIGNS | Monitor, Vital Signs | Welch Allyn
NO | YES |  |  |  | 029-12187 | 029-12187 | Welch Allyn Inc | 65MTPX-B |  |  | Woodlands-Birth Center | MHHS-Woodlands |  |  |  | 029-12187 | 029-12187 | Woodlands | MHHS-Woodlands | Woodlands-Birth Center | Nurse Station | 5/1/19 |  | 5/1/20 |  | MONITORS, PHYSIOLOGIC, VITAL SIGNS | Monitor, Vital Signs | MONITORVITALSIGNS-Welch Allyn-Connex 6500 |  |  |  |  | MONITORVITALSIGNS-Welch Allyn-Connex 6500 | Welch Allyn |  |  |  |  | 9/20/20 |  | MVS-A | Not Covered Vendor Only - Biomedical | MHHS-Woodlands | [8 empty] | MONITORVITALSIGNS | Monitor, Vital Signs | Welch Allyn
NO | YES |  |  |  | 029-11838 | 029-11838 | Welch Allyn Inc | 65MTPX-B |  |  | Woodlands-PCU3 | MHHS-Woodlands |  |  |  | 029-11838 | 029-11838 | Woodlands | MHHS-Woodlands | Woodlands-PCU3 | PCU 3 | 6/1/19 |  | 6/1/20 |  | MONITORS, PHYSIOLOGIC, VITAL SIGNS | Monitor, Vital Signs | MONITORVITALSIGNS-Welch Allyn-Connex 6500 |  |  |  |  | MONITORVITALSIGNS-Welch Allyn-Connex 6500 | Welch Allyn |  |  |  |  | 9/20/20 |  | MVS-A | Not Covered Vendor Only - Biomedical | MHHS-Woodlands | [8 empty] | MONITORVITALSIGNS | Monitor, Vital Signs | Welch Allyn
NO | YES |  |  |  | 029-12188 | 029-12188 | Welch Allyn Inc | 65MTPX-B |  |  | Woodlands-Peds | MHHS-Woodlands |  |  |  | 029-12188 | 029-12188 | Woodlands | MHHS-Woodlands | Woodlands-Peds | Hallway | 5/1/19 |  | 5/1/20 |  | MONITORS, PHYSIOLOGIC, VITAL SIGNS | Monitor, Vital Signs | MONITORVITALSIGNS-Welch Allyn-Connex 6500 |  |  |  |  | MONITORVITALSIGNS-Welch Allyn-Connex 6500 | Welch Allyn |  |  |  |  | 9/20/20 |  | MVS-A | Not Covered Vendor Only - Biomedical | MHHS-Woodlands | [8 empty] | MONITORVITALSIGNS | Monitor, Vital Signs | Welch Allyn
NO | YES |  |  |  | 029-12189 | 029-12189 | Welch Allyn Inc | 65MTPX-B |  |  | Woodlands-Birth Center | MHHS-Woodlands |  |  |  | 029-12189 | 029-12189 | Woodlands | MHHS-Woodlands | Woodlands-Birth Center |  | 5/1/19 |  | 5/1/20 |  | MONITORS, PHYSIOLOGIC, VITAL SIGNS | Monitor, Vital Signs | MONITORVITALSIGNS-Welch Allyn-Connex 6500 |  |  |  |  | MONITORVITALSIGNS-Welch Allyn-Connex 6500 | Welch Allyn |  |  |  |  | 9/20/20 |  | MVS-A | Not Covered Vendor Only - Biomedical | MHHS-Woodlands | [8 empty] | MONITORVITALSIGNS | Monitor, Vital Signs | Welch Allyn
YES | YES |  |  |  | 029-32485 | 029-32485 | Welch Allyn Inc | 65MTPX-B |  |  | WOODLANDS - BIRTH CENTER |  |  |  |  | 029-32485 | 029-32485 |  |  | WOODLANDS - BIRTH CENTER | Nursing station |  |  | 6/1/20
NO | NO |  |  |  | 145-00370 |  | Welch Allyn Inc | 65MTPX-B |  |  | PEARLAND - EMERGENCY CENTER | MHHS-Pearland Hospital |  |  |  | 145-00370 |  | Pearland |  | PEARLAND - EMERGENCY CENTER | [5 empty] | MONITORS, PHYSIOLOGIC, VITAL SIGNS |  | MONITORVITALSIGNS-Welch Allyn-Connex 6500 |  |  |  |  | MONITORVITALSIGNS-Welch Allyn-Connex 6500 | Welch Allyn | [7 empty] | Not Covered Vendor Only - Biomedical | MHHS-Pearland Hospital
NO | NO |  |  |  | 145-00003 |  | Welch Allyn Inc | 65MTPX-B |  |  | PEARLAND - MED/SURG | MHHS-Pearland Hospital |  |  |  | 145-00003 |  | Pearland |  | PEARLAND - MED/SURG | [5 empty] | MONITORS, PHYSIOLOGIC, VITAL SIGNS |  | MONITORVITALSIGNS-Welch Allyn-Connex 6500 |  |  |  |  | MONITORVITALSIGNS-Welch Allyn-Connex 6500 | Welch Allyn | [7 empty] | Not Covered Vendor Only - Biomedical | MHHS-Pearland Hospital
NO | NO |  |  |  | 145-00005 |  | Welch Allyn Inc | 65MTPX-B |  |  | PEARLAND - MED/SURG | MHHS-Pearland Hospital |  |  |  | 145-00005 |  | Pearland |  | PEARLAND - MED/SURG | [5 empty] | MONITORS, PHYSIOLOGIC, VITAL SIGNS |  | MONITORVITALSIGNS-Welch Allyn-Connex 6500 |  |  |  |  | MONITORVITALSIGNS-Welch Allyn-Connex 6500 | Welch Allyn | [7 empty] | Not Covered Vendor Only - Biomedical | MHHS-Pearland Hospital
NO | NO |  |  |  | 005-07409 |  | Welch Allyn Inc | 65MTPX-B |  |  | SE - UNIT 1A (OBSERVATION) | MHHS-Southeast |  |  |  | 005-07409 |  | Southeast & Bay Area |  | SE - UNIT 1A (OBSERVATION) | [5 empty] | MONITORS, PHYSIOLOGIC, VITAL SIGNS |  | MONITORVITALSIGNS-Welch Allyn-Connex 6500 |  |  |  |  | MONITORVITALSIGNS-Welch Allyn-Connex 6500 | Welch Allyn | [7 empty] | Not Covered Vendor Only - Biomedical | MHHS-Southeast
NO | NO |  |  |  | 005-10064 |  | Welch Allyn Inc | 65MTPX-B |  |  | SE - UNIT 1A (OBSERVATION) | MHHS-Southeast |  |  |  | 005-10064 |  | Southeast & Bay Area |  | SE - UNIT 1A (OBSERVATION) | [5 empty] | MONITORS, PHYSIOLOGIC, VITAL SIGNS |  | MONITORVITALSIGNS-Welch Allyn-Connex 6500 |  |  |  |  | MONITORVITALSIGNS-Welch Allyn-Connex 6500 | Welch Allyn | [7 empty] | Not Covered Vendor Only - Biomedical | MHHS-Southeast
NO | NO |  |  |  | 005-10067 |  | Welch Allyn Inc | 65MTPX-B |  |  | SE - UNIT 1A (OBSERVATION) | MHHS-Southeast |  |  |  | 005-10067 |  | Southeast & Bay Area |  | SE - UNIT 1A (OBSERVATION) | [5 empty] | MONITORS, PHYSIOLOGIC, VITAL SIGNS |  | MONITORVITALSIGNS-Welch Allyn-Connex 6500 |  |  |  |  | MONITORVITALSIGNS-Welch Allyn-Connex 6500 | Welch Allyn | [7 empty] | Not Covered Vendor Only - Biomedical | MHHS-Southeast
NO | NO |  |  |  | 005-10243 |  | Welch Allyn Inc | 65MTPX-B |  |  | SE - UNIT 1A (OBSERVATION) | MHHS-Southeast |  |  |  | 005-10243 |  | Southeast & Bay Area |  | SE - UNIT 1A (OBSERVATION) | [5 empty] | MONITORS, PHYSIOLOGIC, VITAL SIGNS |  | MONITORVITALSIGNS-Welch Allyn-Connex 6500 |  |  |  |  | MONITORVITALSIGNS-Welch Allyn-Connex 6500 | Welch Allyn | [7 empty] | Not Covered Vendor Only - Biomedical | MHHS-Southeast
NO | NO |  |  |  | 005-10069 |  | Welch Allyn Inc | 65MTPX-B |  |  | SE - UNIT 1B (MED/SURG) | MHHS-Southeast |  |  |  | 005-10069 |  | Southeast & Bay Area |  | SE - UNIT 1B (MED/SURG) | [5 empty] | MONITORS, PHYSIOLOGIC, VITAL SIGNS |  | MONITORVITALSIGNS-Welch Allyn-Connex 6500 |  |  |  |  | MONITORVITALSIGNS-Welch Allyn-Connex 6500 | Welch Allyn | [7 empty] | Not Covered Vendor Only - Biomedical | MHHS-Southeast
NO | NO |  |  |  | 005-10071 |  | Welch Allyn Inc | 65MTPX-B |  |  | SE - UNIT 2A (INPATIENT REHAB) | MHHS-Southeast |  |  |  | 005-10071 |  | Southeast & Bay Area |  | SE - UNIT 2A (INPATIENT REHAB) | [5 empty] | MONITORS, PHYSIOLOGIC, VITAL SIGNS |  | MONITORVITALSIGNS-Welch Allyn-Connex 6500 |  |  |  |  | MONITORVITALSIGNS-Welch Allyn-Connex 6500 | Welch Allyn | [7 empty] | Not Covered Vendor Only - Biomedical | MHHS-Southeast
NO | NO |  |  |  | 005-10072 |  | Welch Allyn Inc | 65MTPX-B |  |  | SE - UNIT 2A (INPATIENT REHAB) | MHHS-Southeast |  |  |  | 005-10072 |  | Southeast & Bay Area |  | SE - UNIT 2A (INPATIENT REHAB) | [5 empty] | MONITORS, PHYSIOLOGIC, VITAL SIGNS |  | MONITORVITALSIGNS-Welch Allyn-Connex 6500 |  |  |  |  | MONITORVITALSIGNS-Welch Allyn-Connex 6500 | Welch Allyn | [7 empty] | Not Covered Vendor Only - Biomedical | MHHS-Southeast
NO | NO |  |  |  | 005-10061 |  | Welch Allyn Inc | 65MTPX-B |  |  | SE - UNIT 2B (ONCOLOGY) | MHHS-Southeast |  |  |  | 005-10061 |  | Southeast & Bay Area |  | SE - UNIT 2B (ONCOLOGY) | [5 empty] | MONITORS, PHYSIOLOGIC, VITAL SIGNS |  | MONITORVITALSIGNS-Welch Allyn-Connex 6500 |  |  |  |  | MONITORVITALSIGNS-Welch Allyn-Connex 6500 | Welch Allyn | [7 empty] | Not Covered Vendor Only - Biomedical | MHHS-Southeast
NO | NO |  |  |  | 005-10289 |  | Welch Allyn Inc | 65MTPX-B |  |  | SE - UNIT 2B (ONCOLOGY) | MHHS-Southeast |  |  |  | 005-10289 |  | Southeast & Bay Area |  | SE - UNIT 2B (ONCOLOGY) | [5 empty] | MONITORS, PHYSIOLOGIC, VITAL SIGNS |  | MONITORVITALSIGNS-Welch Allyn-Connex 6500 |  |  |  |  | MONITORVITALSIGNS-Welch Allyn-Connex 6500 | Welch Allyn | [7 empty] | Not Covered Vendor Only - Biomedical | MHHS-Southeast
NO | NO |  |  |  | 005-34046 |  | Welch Allyn Inc | 65MTPX-B |  |  | SE - UNIT 2B (ONCOLOGY) | MHHS-Southeast |  |  |  | 005-34046 |  | Southeast & Bay Area |  | SE - UNIT 2B (ONCOLOGY) | [5 empty] | MONITORS, PHYSIOLOGIC, VITAL SIGNS |  | MONITORVITALSIGNS-Welch Allyn-Connex 6500 |  |  |  |  | MONITORVITALSIGNS-Welch Allyn-Connex 6500 | Welch Allyn | [7 empty] | Not Covered Vendor Only - Biomedical | MHHS-Southeast
NO | NO |  |  |  | 005-11865 |  | Welch Allyn Inc | 65MTPX-B |  |  | SE - UNIT 3A (IMU) | MHHS-Southeast |  |  |  | 005-11865 |  | Southeast & Bay Area |  | SE - UNIT 3A (IMU) | [5 empty] | MONITORS, PHYSIOLOGIC, VITAL SIGNS |  | MONITORVITALSIGNS-Welch Allyn-Connex 6500 |  |  |  |  | MONITORVITALSIGNS-Welch Allyn-Connex 6500 | Welch Allyn | [7 empty] | Not Covered Vendor Only - Biomedical | MHHS-Southeast
NO | NO |  |  |  | 005-10066 |  | Welch Allyn Inc | 65MTPX-B |  |  | SE - UNIT 3B (SCU) | MHHS-Southeast |  |  |  | 005-10066 |  | Southeast & Bay Area |  | SE - UNIT 3B (SCU) | [5 empty] | MONITORS, PHYSIOLOGIC, VITAL SIGNS |  | MONITORVITALSIGNS-Welch Allyn-Connex 6500 |  |  |  |  | MONITORVITALSIGNS-Welch Allyn-Connex 6500 | Welch Allyn | [7 empty] | Not Covered Vendor Only - Biomedical | MHHS-Southeast
NO | NO |  |  |  | 005-10070 |  | Welch Allyn Inc | 65MTPX-B |  |  | SE - UNIT 3B (SCU) | MHHS-Southeast |  |  |  | 005-10070 |  | Southeast & Bay Area |  | SE - UNIT 3B (SCU) | [5 empty] | MONITORS, PHYSIOLOGIC, VITAL SIGNS |  | MONITORVITALSIGNS-Welch Allyn-Connex 6500 |  |  |  |  | MONITORVITALSIGNS-Welch Allyn-Connex 6500 | Welch Allyn | [7 empty] | Not Covered Vendor Only - Biomedical | MHHS-Southeast
NO | NO |  |  |  | 005-11223 |  | Welch Allyn Inc | 65MTPX-B |  |  | SE - UNIT 3B (SCU) | MHHS-Southeast |  |  |  | 005-11223 |  | Southeast & Bay Area |  | SE - UNIT 3B (SCU) | [5 empty] | MONITORS, PHYSIOLOGIC, VITAL SIGNS |  | MONITORVITALSIGNS-Welch Allyn-Connex 6500 |  |  |  |  | MONITORVITALSIGNS-Welch Allyn-Connex 6500 | Welch Allyn | [7 empty] | Not Covered Vendor Only - Biomedical | MHHS-Southeast
NO | NO |  |  |  | 005-10300 |  | Welch Allyn Inc | 65MTPX-B |  |  | SE - UNIT 4B (WOMENS SERVICES) | MHHS-Southeast |  |  |  | 005-10300 |  | Southeast & Bay Area |  | SE - UNIT 4B (WOMENS SERVICES) | [5 empty] | MONITORS, PHYSIOLOGIC, VITAL SIGNS |  | MONITORVITALSIGNS-Welch Allyn-Connex 6500 |  |  |  |  | MONITORVITALSIGNS-Welch Allyn-Connex 6500 | Welch Allyn | [7 empty] | Not Covered Vendor Only - Biomedical | MHHS-Southeast
NO | NO |  |  |  | 069-41579 |  | Welch Allyn Inc | 65MTPX-B |  |  | TMC - CHILDRENS - L&D (6HP) | MHHS-TMC |  |  |  | 069-41579 |  | TMC |  | TMC - CHILDRENS - L&D (6HP) | [5 empty] | MONITORS, PHYSIOLOGIC, VITAL SIGNS |  | MONITORVITALSIGNS-Welch Allyn-Connex 6500 |  |  |  |  | MONITORVITALSIGNS-Welch Allyn-Connex 6500 | Welch Allyn | [7 empty] | Not Covered Vendor Only - Biomedical | MHHS-TMC
NO | NO |  |  |  | 069-38841 |  | Welch Allyn Inc | 65MTPX-B |  |  | TMC - JONES - NEURO ACUTE CARE (5J) | MHHS-TMC |  |  |  | 069-38841 |  | TMC |  | TMC - JONES - NEURO ACUTE CARE (5J) | [5 empty] | MONITORS, PHYSIOLOGIC, VITAL SIGNS |  | MONITORVITALSIGNS-Welch Allyn-Connex 6500 |  |  |  |  | MONITORVITALSIGNS-Welch Allyn-Connex 6500 | Welch Allyn | [7 empty] | Not Covered Vendor Only - Biomedical | MHHS-TMC
NO | YES |  |  |  | 041-18643 | 041-18643 | Welch Allyn Inc | 65MTXX-B |  |  | TIRR - MEMORIAL CITY | MHHS-Mem City |  |  |  | 041-18643 | 041-18643 | West | TIRR Memorial Hermann Outpatient Rehabilitation - Memorial City (#108) | TIRR - MEMORIAL CITY | Main rehab 108 | 5/1/19 |  | 5/1/20 |  | MONITORS, BEDSIDE, BLOOD PRESSURE |  | MONITORVITALSIGNS-Welch Allyn-Connex 6500 |  |  |  |  | MONITORVITALSIGNS-Welch Allyn-Connex 6500 | Welch Allyn |  |  |  |  | 11/30/18 |  |  | Covered PM Repair - Biomedical | MHHS-Mem City
NO | YES |  |  |  | 041-18644 | 041-18644 | Welch Allyn Inc | 65MTXX-B |  |  | MEMORIAL CITY - ER | MHHS-Mem City |  |  |  | 041-18644 | 041-18644 | Katy | Memorial Hermann Rehabilitation Hospital - Katy (#102) | MEMORIAL CITY - ER | Gym floor | 5/1/19 | 5/1/20 |  |  | MONITORS, BEDSIDE, BLOOD PRESSURE | Monitor, Vital Signs | MONITORVITALSIGNS-Welch Allyn-Connex 6500 |  |  |  |  | MONITORVITALSIGNS-Welch Allyn-Connex 6500 | Welch Allyn |  |  |  |  | 11/30/18 |  | MVS-A | Covered PM Repair - Biomedical | MHHS-Mem City | [8 empty] | MONITORVITALSIGNS | Monitor, Vital Signs | Welch Allyn
NO | YES |  |  |  | 041-32222 | 041-32222 | Welch Allyn Inc | 65MTXX-B |  |  | TIRR - MEMORIAL CITY | MHHS-Mem City |  |  |  | 041-32222 | 041-32222 | West | TIRR Memorial Hermann Outpatient Rehabilitation - Memorial City (#108) | TIRR - MEMORIAL CITY | Main rehab 108 | 4/1/19 |  | 4/1/20 |  | MONITORS, BEDSIDE, BLOOD PRESSURE |  | MONITORVITALSIGNS-Welch Allyn-Connex 6500 |  |  |  |  | MONITORVITALSIGNS-Welch Allyn-Connex 6500 | Welch Allyn |  |  |  |  | 11/30/18 |  |  | Covered PM Repair - Biomedical | MHHS-Mem City
NO | YES |  |  |  | 041-32297 | 041-32297 | Welch Allyn Inc | 65MTXX-B |  |  | MEMORIAL CITY - GENERAL SURGERY | MHHS-Mem City |  |  |  | 041-32297 | 041-32297 | West |  | MEMORIAL CITY - GENERAL SURGERY | Mh-Katy biomed shop |  |  |  |  | MONITORS, BEDSIDE, BLOOD PRESSURE |  | MONITORVITALSIGNS-Welch Allyn-Connex 6500 |  |  |  |  | MONITORVITALSIGNS-Welch Allyn-Connex 6500 | Welch Allyn | [7 empty] | Covered PM Repair - Biomedical | MHHS-Mem City
NO | YES |  |  |  | 041-32298 | 041-32298 | Welch Allyn Inc | 65MTXX-B |  |  | Sports Med | MHHS-Mem City |  |  |  | 041-32298 | 041-32298 | Southeast | Memorial Hermann Sports Medicine | Sports Med | Storagw | 6/1/19 |  | 6/1/20 |  | MONITORS, BEDSIDE, BLOOD PRESSURE | Monitor, Vital Signs | MONITORVITALSIGNS-Welch Allyn-Connex 6500 |  |  |  |  | MONITORVITALSIGNS-Welch Allyn-Connex 6500 | Welch Allyn | [6 empty] | MVS-A | Covered PM Repair - Biomedical | MHHS-Mem City | [8 empty] | MONITORVITALSIGNS | Monitor, Vital Signs | Welch Allyn
NO | YES |  |  |  | 041-19352 | 041-19352 | Welch Allyn Inc | 65MTXX-B |  |  | MEMORIAL CITY - MHT - JHC PACU | MHHS-Mem City |  |  |  | 041-19352 | 041-19352 | West | Memorial Hermann Sports Medicine | MEMORIAL CITY - MHT - JHC PACU | Gym Floor | 12/1/19 |  | 12/1/20 |  | MONITORS, BEDSIDE, BLOOD PRESSURE | Monitor, Vital Signs | MONITORVITALSIGNS-Welch Allyn-Connex 6500 |  |  |  |  | MONITORVITALSIGNS-Welch Allyn-Connex 6500 | Welch Allyn |  |  |  |  | 12/14/18 |  | MVS-A | Covered PM Repair - Biomedical | MHHS-Mem City | [8 empty] | MONITORVITALSIGNS | Monitor, Vital Signs | Welch Allyn
NO | YES |  |  |  | 041-17869 | 041-17869 | Welch Allyn Inc | 65MTXX-B |  |  | OPID- Sugarland | MHHS-Mem City |  |  |  | 041-17869 | 041-17869 | West | OPID-Sugarland | OPID- Sugarland | Hallway |  |  |  |  | MONITORS, BEDSIDE, BLOOD PRESSURE |  | MONITORVITALSIGNS-Welch Allyn-Connex 6500 |  |  |  |  | MONITORVITALSIGNS-Welch Allyn-Connex 6500 | Welch Allyn | [7 empty] | Covered PM Repair - Biomedical | MHHS-Mem City
NO | YES |  |  |  | 041-19342 | 041-19342 | Welch Allyn Inc | 65MTXX-B |  |  | SMR - (SE) - SOUTHEAST (MP1) | MHHS-Mem City |  |  |  | 041-19342 | 041-19342 | Southeast | Memorial Hermann Sports Medicine | SMR - (SE) - SOUTHEAST (MP1) | Managers Office | 12/1/19 |  | 12/1/20 |  | MONITORS, BEDSIDE, BLOOD PRESSURE | Monitor, Vital Signs | MONITORVITALSIGNS-Welch Allyn-Connex 6500 |  |  |  |  | MONITORVITALSIGNS-Welch Allyn-Connex 6500 | Welch Allyn | [6 empty] | MVS-A | Covered PM Repair - Biomedical | MHHS-Mem City | [8 empty] | MONITORVITALSIGNS | Monitor, Vital Signs | Welch Allyn
NO | YES |  |  |  | 041-20451 | 041-20451 | Welch Allyn Inc | 65MTXX-B |  |  | Memorial City-Postpartum | MHHS-Mem City |  |  |  | 041-20451 | 041-20451 | West | MHHS-Mem City | Memorial City-Postpartum |  | 6/1/19 |  | 6/1/20 |  | MONITORS, BEDSIDE, BLOOD PRESSURE | Monitor, Vital Signs | MONITORVITALSIGNS-Welch Allyn-Connex 6500 |  |  |  |  | MONITORVITALSIGNS-Welch Allyn-Connex 6500 | Welch Allyn | [6 empty] | MVS-A | Covered PM Repair - Biomedical | MHHS-Mem City | [8 empty] | MONITORVITALSIGNS | Monitor, Vital Signs | Welch Allyn
NO | YES |  |  |  | 041-20452 | 041-20452 | Welch Allyn Inc | 65MTXX-B |  |  | SMR-(SW)-Southwest (Mp4) | MHHS-Mem City |  |  |  | 041-20452 | 041-20452 | Southwest | MHHS-Others | SMR-(SW)-Southwest (Mp4) | Suite 570 | 5/1/19 |  | 5/1/20 |  | MONITORS, BEDSIDE, BLOOD PRESSURE | Monitor, Vital Signs | MONITORVITALSIGNS-Welch Allyn-Connex 6500 |  |  |  |  | MONITORVITALSIGNS-Welch Allyn-Connex 6500 | Welch Allyn | [6 empty] | MVS-A | Covered PM Repair - Biomedical | MHHS-Mem City | [8 empty] | MONITORVITALSIGNS | Monitor, Vital Signs | Welch Allyn
NO | YES |  |  |  | 151-02643 | 151-02643 | Welch Allyn Inc | 65MTXX-B |  |  | MNA - (CY) - CYPRESS (MP1-360) | MHHS - Mischer Neuroscience |  |  |  | 151-02643 | 151-02643 | Northwest | Mischer Neuroscience | MNA - (CY) - CYPRESS (MP1-360) | Mischer Neuroscience | 5/1/19 | 2/1/20 |  | No pm | MONITORS, BEDSIDE, BLOOD PRESSURE | Monitor, Vital Signs | MONITORVITALSIGNS-Welch Allyn-Connex 6500 |  |  |  |  | MONITORVITALSIGNS-Welch Allyn-Connex 6500 | Welch Allyn | [6 empty] | MVS-A | Covered PM Repair - Biomedical | MHHS - Mischer Neuroscience | [8 empty] | MONITORVITALSIGNS | Monitor, Vital Signs | Welch Allyn
NO | YES |  |  |  | 151-02644 | 151-02644 | Welch Allyn Inc | 65MTXX-B |  |  | MNA - (CY) - CYPRESS (MP1-360) | MHHS - Mischer Neuroscience |  |  |  | 151-02644 | 151-02644 | Northwest | Mischer Neuroscience | MNA - (CY) - CYPRESS (MP1-360) | Mischer Neuroscience | 5/1/19 | 5/1/20 |  |  | MONITORS, BEDSIDE, BLOOD PRESSURE | Monitor, Vital Signs | MONITORVITALSIGNS-Welch Allyn-Connex 6500 |  |  |  |  | MONITORVITALSIGNS-Welch Allyn-Connex 6500 | Welch Allyn |  |  |  |  | 7/24/19 |  | MVS-A | Covered PM Repair - Biomedical | MHHS - Mischer Neuroscience | [8 empty] | MONITORVITALSIGNS | Monitor, Vital Signs | Welch Allyn
NO | YES |  |  |  | 041-32741 | 041-32741 | Welch Allyn Inc | 65MTXX-B |  |  | MNA - (MC) - PATIENT CENTERED NEUROLOGY (MP3 SUITE 750) | MHHS - Mischer Neuroscience |  |  |  | 041-32741 | 041-32741 | West & Memorial City | Memorial Hermann- medical plaza 3 | MNA - (MC) - PATIENT CENTERED NEUROLOGY (MP3 SUITE 750) | Suit 750 | 5/1/19 |  | 5/1/20 |  | MONITORS, BEDSIDE, BLOOD PRESSURE |  | MONITORVITALSIGNS-Welch Allyn-Connex 6500 |  |  |  |  | MONITORVITALSIGNS-Welch Allyn-Connex 6500 | Welch Allyn | [7 empty] | Covered PM Repair - Biomedical | MHHS - Mischer Neuroscience
NO | YES |  |  |  | 029-11935 | 029-11935 | Welch Allyn Inc | 65MTXX-B |  |  | MNA-(WDLS)-The Woodlands (Mp4) | MHHS - Mischer Neuroscience |  |  |  | 029-11935 | 029-11935 | Woodlands | MHHS-Others | MNA-(WDLS)-The Woodlands (Mp4) | Nurse Station | 8/1/19 |  | 8/1/20 |  | MONITORS, BEDSIDE, BLOOD PRESSURE | Monitor, Vital Signs | MONITORVITALSIGNS-Welch Allyn-Connex 6500 |  |  |  |  | MONITORVITALSIGNS-Welch Allyn-Connex 6500 | Welch Allyn |  |  |  |  | 7/24/19 |  | MVS-A | Covered PM Repair - Biomedical | MHHS - Mischer Neuroscience | [8 empty] | MONITORVITALSIGNS | Monitor, Vital Signs | Welch Allyn
NO | YES |  |  |  | 013-38106 | 013-38106 | Welch Allyn Inc | 65MTXX-B |  |  | OPID-(SW)-Southwest Bc-450 (Mp1) | MHHS-OPID |  |  |  | 013-38106 | 013-38106 | Southwest | MHHS-Others | OPID-(SW)-Southwest Bc-450 (Mp1) | Breast Center | 12/1/18 |  |  |  | MONITORS, BEDSIDE, BLOOD PRESSURE | Monitor, Vital Signs | MONITORVITALSIGNS-Welch Allyn-Connex 6500 |  |  |  |  | MONITORVITALSIGNS-Welch Allyn-Connex 6500 | Welch Allyn |  |  |  |  | 7/16/20 |  | MVS-A | Covered PM Repair - Biomedical | MHHS-OPID | [8 empty] | MONITORVITALSIGNS | Monitor, Vital Signs | Welch Allyn
NO | YES |  |  |  | 029-11267 | 029-11267 | Welch Allyn Inc | 65MTXX-B |  |  | OPID-(WDLS)-Spring CCC-440 | MHHS-OPID |  |  |  | 029-11267 | 029-11267 | Woodlands | MHHS-Others | OPID-(WDLS)-Spring CCC-440 | Uktrasound | 5/1/19 |  | 5/1/20 |  | MONITORS, BEDSIDE, BLOOD PRESSURE | Monitor, Vital Signs | MONITORVITALSIGNS-Welch Allyn-Connex 6500 |  |  |  |  | MONITORVITALSIGNS-Welch Allyn-Connex 6500 | Welch Allyn |  |  |  |  | 9/2/20 |  | MVS-A | Covered PM Repair - Biomedical | MHHS-OPID | [8 empty] | MONITORVITALSIGNS | Monitor, Vital Signs | Welch Allyn
NO | YES |  |  |  | 005-10423 | 005-10423 | Welch Allyn Inc | 65MTXX-B |  |  | SE - UNIT 3B (SCU) | MHHS-Southeast |  |  |  | 005-10423 | 005-10423 | Southeast | Memorial Herman North East | SE - UNIT 3B (SCU) | NE 5th floor storage. |  |  |  |  | MONITORS, BEDSIDE, BLOOD PRESSURE |  | MONITORVITALSIGNS-Welch Allyn-Connex 6500 |  |  |  |  | MONITORVITALSIGNS-Welch Allyn-Connex 6500 | Welch Allyn | [7 empty] | Covered PM Repair - Biomedical | MHHS-Southeast
NO | YES |  |  |  | 005-10421 | 005-10421 | Welch Allyn Inc | 65MTXX-B |  |  | SE-Outpatient Lab | MHHS-Southeast |  |  |  | 005-10421 | 005-10421 | Southeast | MHHS-Southeast | SE-Outpatient Lab | 4 floor storage | 9/1/19 |  | 9/1/20 |  | MONITORS, BEDSIDE, BLOOD PRESSURE |  | MONITORVITALSIGNS-Welch Allyn-Connex 6500 |  |  |  |  | MONITORVITALSIGNS-Welch Allyn-Connex 6500 | Welch Allyn |  |  |  |  | 12/15/08 |  |  | Covered PM Repair - Biomedical | MHHS-Southeast
NO | YES |  |  |  | 005-10801 | 005-10801 | Welch Allyn Inc | 65MTXX-B |  |  | SE - UNIT 2A (INPATIENT REHAB) | MHHS-Southeast |  |  |  | 005-10801 | 005-10801 | Southeast | Memorial Hermann Northeast Humble | SE - UNIT 2A (INPATIENT REHAB) | 5th floor storage |  |  |  |  | MONITORS, BEDSIDE, BLOOD PRESSURE |  | MONITORVITALSIGNS-Welch Allyn-Connex 6500 |  |  |  |  | MONITORVITALSIGNS-Welch Allyn-Connex 6500 | Welch Allyn | [7 empty] | Covered PM Repair - Biomedical | MHHS-Southeast
NO | YES |  |  |  | 013-37544 | 013-37544 | Welch Allyn Inc | 65MTXX-B |  |  | SW-Telemetry | MHHS-Southwest |  |  |  | 013-37544 | 013-37544 | Southwest | MHHS-Southwest | SW-Telemetry | Nurse station | 7/1/19 |  | 7/1/20 |  | MONITORS, BEDSIDE, BLOOD PRESSURE | Monitor, Vital Signs | MONITORVITALSIGNS-Welch Allyn-Connex 6500 |  |  |  |  | MONITORVITALSIGNS-Welch Allyn-Connex 6500 | Welch Allyn |  |  |  |  | 5/1/19 |  | MVS-A | Covered PM Repair - Biomedical | MHHS-Southwest | [8 empty] | MONITORVITALSIGNS | Monitor, Vital Signs | Welch Allyn
NO | YES |  |  |  | 013-36854 | 013-36854 | Welch Allyn Inc | 65MTXX-B |  |  | SW-Med/Surg Floors | MHHS-Southwest |  |  |  | 013-36854 | 013-36854 | Southwest | MHHS-Southwest | SW-Med/Surg Floors | Hallway | 9/1/19 |  | 9/1/20 |  | MONITORS, BEDSIDE, BLOOD PRESSURE | Monitor, Vital Signs | MONITORVITALSIGNS-Welch Allyn-Connex 6500 |  |  |  |  | MONITORVITALSIGNS-Welch Allyn-Connex 6500 | Welch Allyn |  |  |  |  | 5/1/19 |  | MVS-A | Covered PM Repair - Biomedical | MHHS-Southwest | [8 empty] | MONITORVITALSIGNS | Monitor, Vital Signs | Welch Allyn
NO | YES |  |  |  | 013-36855 | 013-36855 | Welch Allyn Inc | 65MTXX-B |  |  | SW-Med/Surg Floors | MHHS-Southwest |  |  |  | 013-36855 | 013-36855 | Southwest | MHHS-Southwest | SW-Med/Surg Floors | Storage D Wing | 9/1/19 |  | 9/1/20 |  | MONITORS, BEDSIDE, BLOOD PRESSURE | Monitor, Vital Signs | MONITORVITALSIGNS-Welch Allyn-Connex 6500 |  |  |  |  | MONITORVITALSIGNS-Welch Allyn-Connex 6500 | Welch Allyn |  |  |  |  | 5/1/19 |  | MVS-A | Covered PM Repair - Biomedical | MHHS-Southwest | [8 empty] | MONITORVITALSIGNS | Monitor, Vital Signs | Welch Allyn
NO | YES |  |  |  | 013-36890 | 013-36890 | Welch Allyn Inc | 65MTXX-B |  |  | Floor 5 | MHHS-Southwest |  |  |  | 013-36890 | 013-36890 | Southwest | Memorial Hermann Southwest Hospital | Floor 5 | Floor 5 | 10/1/18 |  |  |  | MONITORS, BEDSIDE, BLOOD PRESSURE | Monitor, Vital Signs | MONITORVITALSIGNS-Welch Allyn-Connex 6500 |  |  |  |  | MONITORVITALSIGNS-Welch Allyn-Connex 6500 | Welch Allyn |  |  |  |  | 5/1/19 |  | MVS-A | Covered PM Repair - Biomedical | MHHS-Southwest | [8 empty] | MONITORVITALSIGNS | Monitor, Vital Signs | Welch Allyn
NO | YES |  |  |  | 013-36891 | 013-36891 | Welch Allyn Inc | 65MTXX-B |  |  | Floor 5 | MHHS-Southwest |  |  |  | 013-36891 | 013-36891 | Southwest | Memorial Hermann Southwest Hospital | Floor 5 | Floor 5 | 11/1/19 |  |  |  | MONITORS, BEDSIDE, BLOOD PRESSURE | Monitor, Vital Signs | MONITORVITALSIGNS-Welch Allyn-Connex 6500 |  |  |  |  | MONITORVITALSIGNS-Welch Allyn-Connex 6500 | Welch Allyn |  |  |  |  | 5/1/19 |  | MVS-A | Covered PM Repair - Biomedical | MHHS-Southwest | [8 empty] | MONITORVITALSIGNS | Monitor, Vital Signs | Welch Allyn
NO | YES |  |  |  | 013-36892 | 013-36892 | Welch Allyn Inc | 65MTXX-B |  |  | Floor 5 | MHHS-Southwest |  |  |  | 013-36892 | 013-36892 | Southwest | Memorial Hermann Southwest Hospital | Floor 5 | Floor 5 | 10/1/19 |  |  |  | MONITORS, BEDSIDE, BLOOD PRESSURE | Monitor, Vital Signs | MONITORVITALSIGNS-Welch Allyn-Connex 6500 |  |  |  |  | MONITORVITALSIGNS-Welch Allyn-Connex 6500 | Welch Allyn |  |  |  |  | 5/1/19 |  | MVS-A | Covered PM Repair - Biomedical | MHHS-Southwest | [8 empty] | MONITORVITALSIGNS | Monitor, Vital Signs | Welch Allyn
NO | YES |  |  |  | 013-37723 | 013-37723 | Welch Allyn Inc | 65MTXX-B |  |  | SW-Nursery | MHHS-Southwest |  |  |  | 013-37723 | 013-37723 | Southwest | MHHS-Southwest | SW-Nursery | 5th Floor - C Wing | 11/1/19 |  | 11/1/20 |  | MONITORS, BEDSIDE, BLOOD PRESSURE | Monitor, Vital Signs | MONITORVITALSIGNS-Welch Allyn-Connex 6500 |  |  |  |  | MONITORVITALSIGNS-Welch Allyn-Connex 6500 | Welch Allyn |  |  |  |  | 5/15/19 |  | MVS-A | Covered PM Repair - Biomedical | MHHS-Southwest | [8 empty] | MONITORVITALSIGNS | Monitor, Vital Signs | Welch Allyn
NO | YES |  |  |  | 013-37724 | 013-37724 | Welch Allyn Inc | 65MTXX-B |  |  | SW-Nursery | MHHS-Southwest |  |  |  | 013-37724 | 013-37724 | Southwest | MHHS-Southwest | SW-Nursery | Hallway | 8/1/18 |  | 2/1/21 |  | MONITORS, BEDSIDE, BLOOD PRESSURE | Monitor, Vital Signs | MONITORVITALSIGNS-Welch Allyn-Connex 6500 |  |  |  |  | MONITORVITALSIGNS-Welch Allyn-Connex 6500 | Welch Allyn |  |  |  |  | 5/1/19 |  | MVS-A | Covered PM Repair - Biomedical | MHHS-Southwest | [8 empty] | MONITORVITALSIGNS | Monitor, Vital Signs | Welch Allyn
NO | YES |  |  |  | 013-37725 | 013-37725 | Welch Allyn Inc | 65MTXX-B |  |  | SW-Nursery | MHHS-Southwest |  |  |  | 013-37725 | 013-37725 | Southwest | MHHS-Southwest | SW-Nursery | 5th Floor - C Wing | 11/1/19 |  | 11/1/20 |  | MONITORS, BEDSIDE, BLOOD PRESSURE | Monitor, Vital Signs | MONITORVITALSIGNS-Welch Allyn-Connex 6500 |  |  |  |  | MONITORVITALSIGNS-Welch Allyn-Connex 6500 | Welch Allyn |  |  |  |  | 5/1/19 |  | MVS-A | Covered PM Repair - Biomedical | MHHS-Southwest | [8 empty] | MONITORVITALSIGNS | Monitor, Vital Signs | Welch Allyn
NO | YES |  |  |  | 013-37727 | 013-37727 | Welch Allyn Inc | 65MTXX-B |  |  | Floor 5 | MHHS-Southwest |  |  |  | 013-37727 | 013-37727 | Southwest | Memorial Hermann Southwest Hospital | Floor 5 | Floor 5 | 11/1/19 |  |  |  | MONITORS, BEDSIDE, BLOOD PRESSURE | Monitor, Vital Signs | MONITORVITALSIGNS-Welch Allyn-Connex 6500 |  |  |  |  | MONITORVITALSIGNS-Welch Allyn-Connex 6500 | Welch Allyn |  |  |  |  | 5/1/19 |  | MVS-A | Covered PM Repair - Biomedical | MHHS-Southwest | [8 empty] | MONITORVITALSIGNS | Monitor, Vital Signs | Welch Allyn
NO | YES |  |  |  | 013-37728 | 013-37728 | Welch Allyn Inc | 65MTXX-B |  |  | SW-Nursery | MHHS-Southwest |  |  |  | 013-37728 | 013-37728 | Southwest | MHHS-Southwest | SW-Nursery | Hallway | 8/1/19 |  | 8/1/20 |  | MONITORS, BEDSIDE, BLOOD PRESSURE | Monitor, Vital Signs | MONITORVITALSIGNS-Welch Allyn-Connex 6500 |  |  |  |  | MONITORVITALSIGNS-Welch Allyn-Connex 6500 | Welch Allyn |  |  |  |  | 5/15/19 |  | MVS-A | Covered PM Repair - Biomedical | MHHS-Southwest | [8 empty] | MONITORVITALSIGNS | Monitor, Vital Signs | Welch Allyn
NO | YES |  |  |  | 013-37543 | 013-37543 | Welch Allyn Inc | 65MTXX-B |  |  | SW-Telemetry | MHHS-Southwest |  |  |  | 013-37543 | 013-37543 | Southwest | MHHS-Southwest | SW-Telemetry |  | 8/1/19 |  | 8/1/20 |  | MONITORS, BEDSIDE, BLOOD PRESSURE | Monitor, Vital Signs | MONITORVITALSIGNS-Welch Allyn-Connex 6500 |  |  |  |  | MONITORVITALSIGNS-Welch Allyn-Connex 6500 | Welch Allyn |  |  |  |  | 5/1/19 |  | MVS-A | Covered PM Repair - Biomedical | MHHS-Southwest | [8 empty] | MONITORVITALSIGNS | Monitor, Vital Signs | Welch Allyn
NO | YES |  |  |  | 013-37535 | 013-37535 | Welch Allyn Inc | 65MTXX-B |  |  | SW-Wound Care | MHHS-Southwest |  |  |  | 013-37535 | 013-37535 | Southwest | MHHS-Southwest | SW-Wound Care | Wound Care | 6/1/19 |  | 6/1/20 |  | MONITORS, BEDSIDE, BLOOD PRESSURE | Monitor, Vital Signs | MONITORVITALSIGNS-Welch Allyn-Connex 6500 |  |  |  |  | MONITORVITALSIGNS-Welch Allyn-Connex 6500 | Welch Allyn |  |  |  |  | 5/1/19 |  | MVS-A | Covered PM Repair - Biomedical | MHHS-Southwest | [8 empty] | MONITORVITALSIGNS | Monitor, Vital Signs | Welch Allyn
NO | YES |  |  |  | 013-37536 | 013-37536 | Welch Allyn Inc | 65MTXX-B |  |  | SW-Wound Care | MHHS-Southwest |  |  |  | 013-37536 | 013-37536 | Southwest | MHHS-Southwest | SW-Wound Care | Wound Care Room #2 | 6/1/19 |  | 6/1/20 |  | MONITORS, BEDSIDE, BLOOD PRESSURE | Monitor, Vital Signs | MONITORVITALSIGNS-Welch Allyn-Connex 6500 |  |  |  |  | MONITORVITALSIGNS-Welch Allyn-Connex 6500 | Welch Allyn |  |  |  |  | 5/1/19 |  | MVS-A | Covered PM Repair - Biomedical | MHHS-Southwest | [8 empty] | MONITORVITALSIGNS | Monitor, Vital Signs | Welch Allyn
NO | YES |  |  |  | 241-03408 | 241-03408 | Welch Allyn Inc | 65MTXX-B |  |  | TIRR-Outpatient Clinic | MHHS-TIRR |  |  |  | 241-03408 | 241-03408 | TMC | MHHS-Others | TIRR-Outpatient Clinic | TIRR - OUTPATIENT CLINIC | 7/1/18 |  | 7/1/20 |  | MONITORS, BEDSIDE, BLOOD PRESSURE | Monitor, Vital Signs | MONITORVITALSIGNS-Welch Allyn-Connex 6500 |  |  |  |  | MONITORVITALSIGNS-Welch Allyn-Connex 6500 | Welch Allyn |  |  |  |  | 5/1/19 |  | MVS-A | Covered PM Repair - Biomedical | MHHS-TIRR | [8 empty] | MONITORVITALSIGNS | Monitor, Vital Signs | Welch Allyn
NO | YES |  |  |  | 241-02588 | 241-02588 | Welch Allyn Inc | 65MTXX-B |  |  | TIRR-PCU 3C | MHHS-TIRR |  |  |  | 241-02588 | 241-02588 | TMC | MHHS-Others | TIRR-PCU 3C | TIRR - PCU 3C | 6/1/19 |  | 6/1/20 |  | MONITORS, BEDSIDE, BLOOD PRESSURE | Monitor, Vital Signs | MONITORVITALSIGNS-Welch Allyn-Connex 6500 |  |  |  |  | MONITORVITALSIGNS-Welch Allyn-Connex 6500 | Welch Allyn |  |  |  |  | 5/1/19 |  | MVS-A | Covered PM Repair - Biomedical | MHHS-TIRR | [8 empty] | MONITORVITALSIGNS | Monitor, Vital Signs | Welch Allyn
NO | YES |  |  |  | 241-02719 | 241-02719 | Welch Allyn Inc | 65MTXX-B |  |  | TIRR-PCU 5 | MHHS-TIRR |  |  |  | 241-02719 | 241-02719 | TMC | MHHS-Others | TIRR-PCU 5 |  | 9/1/19 |  | 9/1/20 |  | MONITORS, BEDSIDE, BLOOD PRESSURE | Monitor, Vital Signs | MONITORVITALSIGNS-Welch Allyn-Connex 6500 |  |  |  |  | MONITORVITALSIGNS-Welch Allyn-Connex 6500 | Welch Allyn |  |  |  |  | 5/15/19 |  | MVS-A | Covered PM Repair - Biomedical | MHHS-TIRR | [8 empty] | MONITORVITALSIGNS | Monitor, Vital Signs | Welch Allyn
NO | YES |  |  |  | 241-03318 | 241-03318 | Welch Allyn Inc | 65MTXX-B |  | (21)100017595116 | TIRR-Outpatient Clinic | MHHS-TIRR |  |  |  | 241-03318 | 241-03318 | TM | MHHS-Others | TIRR-Outpatient Clinic | TIRR - OUTPATIENT CLINIC | 9/1/19 |  | 9/1/20 |  | MONITORS, BEDSIDE, BLOOD PRESSURE | Monitor, Vital Signs | MONITORVITALSIGNS-Welch Allyn-Connex 6500 |  |  |  |  | MONITORVITALSIGNS-Welch Allyn-Connex 6500 | Welch Allyn |  |  |  |  | 5/1/19 |  | MVS-A | Covered PM Repair - Biomedical | MHHS-TIRR | [8 empty] | MONITORVITALSIGNS | Monitor, Vital Signs | Welch Allyn
NO | YES |  |  |  | 077-07882 | 077-07882 | Welch Allyn Inc | 65MTXX-B |  |  | TMC-Children's-CCN (10Hp) | MHHS-TMC |  |  |  | 077-07882 | 077-07882 | TMC | MHHS-TMC | TMC-Children's-CCN (10Hp) |  | 12/19/18 |  |  |  | MONITORS, BEDSIDE, BLOOD PRESSURE |  | MONITORVITALSIGNS-Welch Allyn-Connex 6500 |  |  |  |  | MONITORVITALSIGNS-Welch Allyn-Connex 6500 | Welch Allyn |  |  |  |  | 9/20/20 | Verified 3/29/2020 11:26:am (Central) |  | Not Covered Vendor Only - Biomedical | MHHS-TMC
NO | YES |  |  |  | 077-07883 | 077-07883 | Welch Allyn Inc | 65MTXX-B |  |  | TMC-Children's-CCN (10Hp) | MHHS-TMC |  |  |  | 077-07883 | 077-07883 | TMC | MHHS-TMC | TMC-Children's-CCN (10Hp) |  | 12/28/18 |  |  |  | MONITORS, BEDSIDE, BLOOD PRESSURE |  | MONITORVITALSIGNS-Welch Allyn-Connex 6500 |  |  |  |  | MONITORVITALSIGNS-Welch Allyn-Connex 6500 | Welch Allyn |  |  |  |  | 9/20/20 | Verified 3/29/2020 11:26:am (Central) |  | Not Covered Vendor Only - Biomedical | MHHS-TMC
NO | YES |  |  |  | 077-08999 | 077-08999 | Welch Allyn Inc | 65MTXX-B |  |  | TMC-Children's-CCN (10Hp) | MHHS-TMC |  |  |  | 077-08999 | 077-08999 | TMC | MHHS-TMC | TMC-Children's-CCN (10Hp) |  | 12/19/18 |  |  |  | MONITORS, BEDSIDE, BLOOD PRESSURE |  | MONITORVITALSIGNS-Welch Allyn-Connex 6500 |  |  |  |  | MONITORVITALSIGNS-Welch Allyn-Connex 6500 | Welch Allyn |  |  |  |  | 9/20/20 | Verified 3/29/2020 11:26:am (Central) |  | Not Covered Vendor Only - Biomedical | MHHS-TMC
NO | YES |  |  |  | 069-39845 | 069-39845 | Welch Allyn Inc | 65MTXX-B |  |  | Memorial Hermann- Texas Medical center | MHHS-TMC |  |  |  | 069-39845 | 069-39845 | TMC | TMC | Memorial Hermann- Texas Medical center | HP644 | 12/1/18 |  | 12/1/20 |  | MONITORS, BEDSIDE, BLOOD PRESSURE |  | MONITORVITALSIGNS-Welch Allyn-Connex 6500 |  |  |  |  | MONITORVITALSIGNS-Welch Allyn-Connex 6500 | Welch Allyn |  |  |  |  | 9/20/20 |  |  | Not Covered Vendor Only - Biomedical | MHHS-TMC
NO | YES |  |  |  | 069-39846 | 069-39846 | Welch Allyn Inc | 65MTXX-B |  |  | TMC-Children's-L&D (5Hp) | MHHS-TMC |  |  |  | 069-39846 | 069-39846 | TMC | MHHS-TMC | TMC-Children's-L&D (5Hp) |  | 12/24/19 |  |  |  | MONITORS, BEDSIDE, BLOOD PRESSURE |  | MONITORVITALSIGNS-Welch Allyn-Connex 6500 |  |  |  |  | MONITORVITALSIGNS-Welch Allyn-Connex 6500 | Welch Allyn |  |  |  |  | 9/20/20 | Verified 3/30/2020 4:07pm (Central) |  | Not Covered Vendor Only - Biomedical | MHHS-TMC
NO | YES |  |  |  | 069-39847 | 069-39847 | Welch Allyn Inc | 65MTXX-B |  |  | TMC-Children's-L&D (5Hp) | MHHS-TMC |  |  |  | 069-39847 | 069-39847 | TMC | MHHS-TMC | TMC-Children's-L&D (5Hp) |  | 12/26/19 |  |  |  | MONITORS, BEDSIDE, BLOOD PRESSURE |  | MONITORVITALSIGNS-Welch Allyn-Connex 6500 |  |  |  |  | MONITORVITALSIGNS-Welch Allyn-Connex 6500 | Welch Allyn |  |  |  |  | 9/20/20 | Verified 3/30/2020 4:07pm (Central) |  | Not Covered Vendor Only - Biomedical | MHHS-TMC
NO | YES |  |  |  | 069-39848 | 069-39848 | Welch Allyn Inc | 65MTXX-B |  |  | TMC-Children's-L&D (5Hp) | MHHS-TMC |  |  |  | 069-39848 | 069-39848 | TMC | MHHS-TMC | TMC-Children's-L&D (5Hp) |  | 12/24/19 |  |  |  | MONITORS, BEDSIDE, BLOOD PRESSURE |  | MONITORVITALSIGNS-Welch Allyn-Connex 6500 |  |  |  |  | MONITORVITALSIGNS-Welch Allyn-Connex 6500 | Welch Allyn |  |  |  |  | 9/20/20 | Verified 3/30/2020 4:07pm (Central) |  | Not Covered Vendor Only - Biomedical | MHHS-TMC
NO | YES |  |  |  | 069-40581 | 069-40581 | Welch Allyn Inc | 65MTXX-B |  |  | TMC-MHTMC-Central Supply (Old) | MHHS-TMC |  |  |  | 069-40581 | 069-40581 | TMC | MHHS-TMC | TMC-MHTMC-Central Supply (Old) | L and D 691 | 12/1/19 |  | 3/1/20 |  | MONITORS, BEDSIDE, BLOOD PRESSURE |  | MONITORVITALSIGNS-Welch Allyn-Connex 6500 |  |  |  |  | MONITORVITALSIGNS-Welch Allyn-Connex 6500 | Welch Allyn |  |  |  |  | 9/20/20 |  |  | Not Covered Vendor Only - Biomedical | MHHS-TMC
NO | YES |  |  |  | 069-40582 | 069-40582 | Welch Allyn Inc | 65MTXX-B |  |  | TMC-Children's-L&D (5Hp) | MHHS-TMC |  |  |  | 069-40582 | 069-40582 | TMC | MHHS-TMC | TMC-Children's-L&D (5Hp) |  | 12/26/18 |  |  |  | MONITORS, BEDSIDE, BLOOD PRESSURE |  | MONITORVITALSIGNS-Welch Allyn-Connex 6500 |  |  |  |  | MONITORVITALSIGNS-Welch Allyn-Connex 6500 | Welch Allyn |  |  |  |  | 9/20/20 | Verified 3/30/2020 4:07pm (Central) |  | Not Covered Vendor Only - Biomedical | MHHS-TMC
NO | YES | Asset Tag 069-40583 |  |  | 069-40583 | 069-40583 | Welch Allyn Inc | 65MTXX-B |  |  | TMC-Children's-L&D (5Hp) | MHHS-TMC |  |  |  | 069-40583 | 069-40583 | TMC | MHHS-TMC | TMC-Children's-L&D (5Hp) |  | 12/12/18 |  |  |  | MONITORS, BEDSIDE, BLOOD PRESSURE |  | MONITORVITALSIGNS-Welch Allyn-Connex 6500 |  |  |  |  | MONITORVITALSIGNS-Welch Allyn-Connex 6500 | Welch Allyn |  |  |  |  | 9/20/20 | Verified 3/30/2020 4:07pm (Central) |  | Not Covered Vendor Only - Biomedical | MHHS-TMC
NO | YES |  |  |  | 069-40584 | 069-40584 | Welch Allyn Inc | 65MTXX-B |  |  | TMC childrens 5 Floor | MHHS-TMC |  |  |  | 069-40584 | 069-40584 | TMC | TMC | TMC childrens 5 Floor | Nurse station | 1/1/20 |  | 1/1/21 |  | MONITORS, BEDSIDE, BLOOD PRESSURE |  | MONITORVITALSIGNS-Welch Allyn-Connex 6500 |  |  |  |  | MONITORVITALSIGNS-Welch Allyn-Connex 6500 | Welch Allyn |  |  |  |  | 9/20/20 |  |  | Not Covered Vendor Only - Biomedical | MHHS-TMC
NO | YES |  |  |  | 099-05743 | 099-05743 | Welch Allyn Inc | 65MTXX-B |  |  | TMC-Children's-L&D (5Hp) | MHHS-TMC |  |  |  | 099-05743 | 099-05743 | TMC | MHHS-TMC | TMC-Children's-L&D (5Hp) |  | 12/17/18 |  |  |  | MONITORS, BEDSIDE, BLOOD PRESSURE |  | MONITORVITALSIGNS-Welch Allyn-Connex 6500 |  |  |  |  | MONITORVITALSIGNS-Welch Allyn-Connex 6500 | Welch Allyn |  |  |  |  | 9/20/20 |  |  | Not Covered Vendor Only - Biomedical | MHHS-TMC
NO | YES |  |  |  | 069-40587 | 069-40587 | Welch Allyn Inc | 65MTXX-B |  |  | TMC-Children's-L&D (5Hp) | MHHS-TMC |  |  |  | 069-40587 | 069-40587 | TMC | MHHS-TMC | TMC-Children's-L&D (5Hp) |  | 12/17/18 |  |  |  | MONITORS, BEDSIDE, BLOOD PRESSURE |  | MONITORVITALSIGNS-Welch Allyn-Connex 6500 |  |  |  |  | MONITORVITALSIGNS-Welch Allyn-Connex 6500 | Welch Allyn |  |  |  |  | 9/20/20 | Verified 3/30/2020 4:07pm (Central) |  | Not Covered Vendor Only - Biomedical | MHHS-TMC
NO | YES |  |  |  | 069-40588 | 069-40588 | Welch Allyn Inc | 65MTXX-B |  |  | TMC-Children's-L&D (5Hp) | MHHS-TMC |  |  |  | 069-40588 | 069-40588 | TMC | MHHS-TMC | TMC-Children's-L&D (5Hp) |  | 3/28/19 |  |  |  | MONITORS, BEDSIDE, BLOOD PRESSURE |  | MONITORVITALSIGNS-Welch Allyn-Connex 6500 |  |  |  |  | MONITORVITALSIGNS-Welch Allyn-Connex 6500 | Welch Allyn |  |  |  |  | 9/20/20 | Verified 3/30/2020 4:07pm (Central) |  | Not Covered Vendor Only - Biomedical | MHHS-TMC
NO | YES |  |  |  | 069-41552 | 069-41552 | Welch Allyn Inc | 65MTXX-B |  |  | TMC-Children's-L&D (5Hp) | MHHS-TMC |  |  |  | 069-41552 | 069-41552 | TMC | MHHS-TMC | TMC-Children's-L&D (5Hp) |  | 12/12/18 |  |  |  | MONITORS, BEDSIDE, BLOOD PRESSURE |  | MONITORVITALSIGNS-Welch Allyn-Connex 6500 |  |  |  |  | MONITORVITALSIGNS-Welch Allyn-Connex 6500 | Welch Allyn |  |  |  |  | 9/20/20 | Verified 3/30/2020 4:07pm (Central) |  | Not Covered Vendor Only - Biomedical | MHHS-TMC
NO | YES |  |  |  | 069-41578 | 069-41578 | Welch Allyn Inc | 65MTXX-B |  |  | TMC-Children's-L&D (5Hp) | MHHS-TMC |  |  |  | 069-41578 | 069-41578 | TMC | MHHS-TMC | TMC-Children's-L&D (5Hp) |  | 12/28/18 |  |  |  | MONITORS, BEDSIDE, BLOOD PRESSURE |  | MONITORVITALSIGNS-Welch Allyn-Connex 6500 |  |  |  |  | MONITORVITALSIGNS-Welch Allyn-Connex 6500 | Welch Allyn |  |  |  |  | 9/20/20 | Verified 3/30/2020 4:07pm (Central) |  | Not Covered Vendor Only - Biomedical | MHHS-TMC
NO | YES |  |  |  | 069-41576 | 069-41576 | Welch Allyn Inc | 65MTXX-B |  |  | TMC-Children's-L&D (5Hp) | MHHS-TMC |  |  |  | 069-41576 | 069-41576 | TMC | MHHS-TMC | TMC-Children's-L&D (5Hp) |  | 12/28/18 |  |  |  | MONITORS, BEDSIDE, BLOOD PRESSURE |  | MONITORVITALSIGNS-Welch Allyn-Connex 6500 |  |  |  |  | MONITORVITALSIGNS-Welch Allyn-Connex 6500 | Welch Allyn |  |  |  |  | 9/20/20 | Verified 3/30/2020 4:07pm (Central) |  | Not Covered Vendor Only - Biomedical | MHHS-TMC
NO | YES | Asset Tag 069-41577 |  |  | 069-41577 | 069-41577 | Welch Allyn Inc | 65MTXX-B |  |  | TMC-Children's-L&D (5Hp) | MHHS-TMC |  |  |  | 069-41577 | 069-41577 | TMC | MHHS-TMC | TMC-Children's-L&D (5Hp) |  | 12/13/18 |  |  |  | MONITORS, BEDSIDE, BLOOD PRESSURE |  | MONITORVITALSIGNS-Welch Allyn-Connex 6500 |  |  |  |  | MONITORVITALSIGNS-Welch Allyn-Connex 6500 | Welch Allyn |  |  |  |  | 9/20/20 | Verified 3/30/2020 4:07pm (Central) |  | Not Covered Vendor Only - Biomedical | MHHS-TMC
NO | YES |  |  |  | 069-42094 | 069-42094 | Welch Allyn Inc | 65MTXX-B |  |  | 5 West Cullen | MHHS-TMC |  |  |  | 069-42094 | 069-42094 | TMC | Memorial Hermann-Texas Medical Center | 5 West Cullen | C525 | 12/1/18 |  | 1/1/20 |  | MONITORS, BEDSIDE, BLOOD PRESSURE | Monitor, Vital Signs | MONITORVITALSIGNS-Welch Allyn-Connex 6500 |  |  |  |  | MONITORVITALSIGNS-Welch Allyn-Connex 6500 | Welch Allyn |  |  |  |  | 9/20/20 |  | MVS-A | Not Covered Vendor Only - Biomedical | MHHS-TMC | [8 empty] | MONITORVITALSIGNS | Monitor, Vital Signs | Welch Allyn
NO | YES | Asset Tag 069-36872 |  |  | 069-36872 | 069-36872 | Welch Allyn Inc | 65MTXX-B |  |  | TMC-Cullen-IMU (3C) | MHHS-TMC |  |  |  | 069-36872 | 069-36872 | TMC | MHHS-TMC | TMC-Cullen-IMU (3C) |  | 12/7/18 |  |  |  | MONITORS, BEDSIDE, BLOOD PRESSURE |  | MONITORVITALSIGNS-Welch Allyn-Connex 6500 |  |  |  |  | MONITORVITALSIGNS-Welch Allyn-Connex 6500 | Welch Allyn |  |  |  |  | 9/20/20 | Verified 3/29/2020 11:26:am (Central) |  | Not Covered Vendor Only - Biomedical | MHHS-TMC
NO | YES |  |  |  | 069-36873 | 069-36873 | Welch Allyn Inc | 65MTXX-B |  |  | TMC-Cullen-IMU (3C) | MHHS-TMC |  |  |  | 069-36873 | 069-36873 | TMC | MHHS-TMC | TMC-Cullen-IMU (3C) |  | 12/19/19 |  |  |  | MONITORS, BEDSIDE, BLOOD PRESSURE |  | MONITORVITALSIGNS-Welch Allyn-Connex 6500 |  |  |  |  | MONITORVITALSIGNS-Welch Allyn-Connex 6500 | Welch Allyn |  |  |  |  | 9/20/20 | Verified 3/29/2020 11:26:am (Central) |  | Not Covered Vendor Only - Biomedical | MHHS-TMC
NO | YES |  |  |  | 069-36874 | 069-36874 | Welch Allyn Inc | 65MTXX-B |  |  | TMC-Cullen-IMU (3C) | MHHS-TMC |  |  |  | 069-36874 | 069-36874 | TMC | MHHS-TMC | TMC-Cullen-IMU (3C) | Cullen (3E) | 12/1/18 |  |  |  | MONITORS, BEDSIDE, BLOOD PRESSURE | Monitor, Vital Signs | MONITORVITALSIGNS-Welch Allyn-Connex 6500 |  |  |  |  | MONITORVITALSIGNS-Welch Allyn-Connex 6500 | Welch Allyn |  |  |  |  | 9/20/20 |  | MVS-A | Not Covered Vendor Only - Biomedical | MHHS-TMC | [8 empty] | MONITORVITALSIGNS | Monitor, Vital Signs | Welch Allyn
NO | YES |  |  |  | 069-36876 | 069-36876 | Welch Allyn Inc | 65MTXX-B |  |  | TMC-Cullen-IMU (3C) | MHHS-TMC |  |  |  | 069-36876 | 069-36876 | TMC | MHHS-TMC | TMC-Cullen-IMU (3C) | Cullen (3E) | 12/1/19 |  | 12/1/20 |  | MONITORS, BEDSIDE, BLOOD PRESSURE | Monitor, Vital Signs | MONITORVITALSIGNS-Welch Allyn-Connex 6500 |  |  |  |  | MONITORVITALSIGNS-Welch Allyn-Connex 6500 | Welch Allyn |  |  |  |  | 9/20/20 |  | MVS-A | Not Covered Vendor Only - Biomedical | MHHS-TMC | [8 empty] | MONITORVITALSIGNS | Monitor, Vital Signs | Welch Allyn
NO | YES |  |  |  | 069-36877 | 069-36877 | Welch Allyn Inc | 65MTXX-B |  |  | TMC-Cullen-IMU (3C) | MHHS-TMC |  |  |  | 069-36877 | 069-36877 | TMC | MHHS-TMC | TMC-Cullen-IMU (3C) | TMC - CULLEN - GENERAL MED | 12/1/19 |  | 12/1/20 |  | MONITORS, BEDSIDE, BLOOD PRESSURE | Monitor, Vital Signs | MONITORVITALSIGNS-Welch Allyn-Connex 6500 |  |  |  |  | MONITORVITALSIGNS-Welch Allyn-Connex 6500 | Welch Allyn |  |  |  |  | 9/20/20 |  | MVS-A | Not Covered Vendor Only - Biomedical | MHHS-TMC | [8 empty] | MONITORVITALSIGNS | Monitor, Vital Signs | Welch Allyn
NO | YES |  |  |  | 069-45593 | 069-45593 | Welch Allyn Inc | 65MTXX-B |  |  | TMC-Hermann-COU (1R) | MHHS-TMC |  |  |  | 069-45593 | 069-45593 | TMC | MHHS-TMC | TMC-Hermann-COU (1R) | Clinical observation | 5/1/19 |  |  |  | MONITORS, BEDSIDE, BLOOD PRESSURE |  | MONITORVITALSIGNS-Welch Allyn-Connex 6500 |  |  |  |  | MONITORVITALSIGNS-Welch Allyn-Connex 6500 | Welch Allyn |  |  |  |  | 9/20/20 |  |  | Not Covered Vendor Only - Biomedical | MHHS-TMC
NO | YES |  |  |  | 069-36867 | 069-36867 | Welch Allyn Inc | 65MTXX-B |  |  | Hallway | MHHS-TMC |  |  |  | 069-36867 | 069-36867 | TMC | Memorial Hermann-Texas Medical Center | Hallway | 9Johns TMC | 1/1/19 |  | 1/1/20 |  | MONITORS, BEDSIDE, BLOOD PRESSURE | Monitor, Vital Signs | MONITORVITALSIGNS-Welch Allyn-Connex 6500 |  |  |  |  | MONITORVITALSIGNS-Welch Allyn-Connex 6500 | Welch Allyn |  |  |  |  | 9/20/20 |  | MVS-A | Not Covered Vendor Only - Biomedical | MHHS-TMC | [8 empty] | MONITORVITALSIGNS | Monitor, Vital Signs | Welch Allyn
NO | YES |  |  |  | 069-36868 | 069-36868 | Welch Allyn Inc | 65MTXX-B |  |  | TMC-Jones-Bariatrics (9Ej) | MHHS-TMC |  |  |  | 069-36868 | 069-36868 | TMC | MHHS-TMC | TMC-Jones-Bariatrics (9Ej) | 9th | 1/1/20 |  | 1/1/21 |  | MONITORS, BEDSIDE, BLOOD PRESSURE | Monitor, Vital Signs | MONITORVITALSIGNS-Welch Allyn-Connex 6500 |  |  |  |  | MONITORVITALSIGNS-Welch Allyn-Connex 6500 | Welch Allyn |  |  |  |  | 9/20/20 |  | MVS-A | Not Covered Vendor Only - Biomedical | MHHS-TMC | [8 empty] | MONITORVITALSIGNS | Monitor, Vital Signs | Welch Allyn
NO | YES |  |  |  | 069-36871 | 069-36871 | Welch Allyn Inc | 65MTXX-B |  |  | TMC-Jones-Bariatrics (9Ej) | MHHS-TMC |  |  |  | 069-36871 | 069-36871 | TMC | MHHS-TMC | TMC-Jones-Bariatrics (9Ej) | TMC - JONES - BARIATRICS (9EJ) | 1/1/19 |  | 1/1/21 |  | MONITORS, BEDSIDE, BLOOD PRESSURE | Monitor, Vital Signs | MONITORVITALSIGNS-Welch Allyn-Connex 6500 |  |  |  |  | MONITORVITALSIGNS-Welch Allyn-Connex 6500 | Welch Allyn |  |  |  |  | 9/20/20 |  | MVS-A | Not Covered Vendor Only - Biomedical | MHHS-TMC | [8 empty] | MONITORVITALSIGNS | Monitor, Vital Signs | Welch Allyn
NO | YES |  |  |  | 069-43695 | 069-43695 | Welch Allyn Inc | 65MTXX-B |  |  | Serafim 5 Med surge | MHHS-TMC |  |  |  | 069-43695 | 069-43695 | TMC | Memorial Hermann Medical Group Texas Medical Center Internal Medicine | Serafim 5 Med surge | S508 | 10/1/19 |  | 10/1/20 |  | MONITORS, BEDSIDE, BLOOD PRESSURE |  | MONITORVITALSIGNS-Welch Allyn-Connex 6500 |  |  |  |  | MONITORVITALSIGNS-Welch Allyn-Connex 6500 | Welch Allyn |  |  |  |  | 9/20/20 |  |  | Not Covered Vendor Only - Biomedical | MHHS-TMC
NO | YES |  |  |  | 069-38817 | 069-38817 | Welch Allyn Inc | 65MTXX-B |  |  | TMC-Sarofim 5-Burn Unit | MHHS-TMC |  |  |  | 069-38817 | 069-38817 | TMC | MHHS-TMC | TMC-Sarofim 5-Burn Unit | Equipment room | 10/1/19 |  | 10/1/20 |  | MONITORS, BEDSIDE, BLOOD PRESSURE |  | MONITORVITALSIGNS-Welch Allyn-Connex 6500 |  |  |  |  | MONITORVITALSIGNS-Welch Allyn-Connex 6500 | Welch Allyn |  |  |  |  | 9/20/20 |  |  | Not Covered Vendor Only - Biomedical | MHHS-TMC
NO | YES |  |  |  | 069-41260 | 069-41260 | Welch Allyn Inc | 65MTXX-B |  |  | TMC-Jones-Transplant Clinic (1J) | MHHS-TMC |  |  |  | 069-41260 | 069-41260 | TMC | MHHS-TMC | TMC-Jones-Transplant Clinic (1J) | J1 446 | 2/1/20 |  | 2/1/21 |  | MONITORS, BEDSIDE, BLOOD PRESSURE |  | MONITORVITALSIGNS-Welch Allyn-Connex 6500 |  |  |  |  | MONITORVITALSIGNS-Welch Allyn-Connex 6500 | Welch Allyn |  |  |  |  | 9/20/20 |  |  | Not Covered Vendor Only - Biomedical | MHHS-TMC
NO | YES |  |  |  | 069-41087 | 069-41087 | Welch Allyn Inc | 65MTXX-B |  |  | TMC-Sarofim 7-Ortho Trauma | MHHS-TMC |  |  |  | 069-41087 | 069-41087 | TMC | MHHS-TMC | TMC-Sarofim 7-Ortho Trauma | S712 | 12/1/18 |  |  |  | MONITORS, BEDSIDE, BLOOD PRESSURE |  | MONITORVITALSIGNS-Welch Allyn-Connex 6500 |  |  |  |  | MONITORVITALSIGNS-Welch Allyn-Connex 6500 | Welch Allyn |  |  |  |  | 9/20/20 |  |  | Not Covered Vendor Only - Biomedical | MHHS-TMC
NO | YES |  |  |  | 069-41089 | 069-41089 | Welch Allyn Inc | 65MTXX-B |  |  | TMC-Sarofim 5-Burn Unit | MHHS-TMC |  |  |  | 069-41089 | 069-41089 | TMC | MHHS-TMC | TMC-Sarofim 5-Burn Unit | Equipment room | 1/1/20 |  | 1/1/21 |  | MONITORS, BEDSIDE, BLOOD PRESSURE |  | MONITORVITALSIGNS-Welch Allyn-Connex 6500 |  |  |  |  | MONITORVITALSIGNS-Welch Allyn-Connex 6500 | Welch Allyn |  |  |  |  | 11/30/18 |  |  | Covered PM Repair - Biomedical | MHHS-TMC
NO | YES |  |  |  | 069-34097 | 069-34097 | Welch Allyn Inc | 65MTXX-B |  |  | TMC-Plaza-Cancer Center (Ste 2900) | MHHS-TMC |  |  |  | 069-34097 | 069-34097 | TMC | MHHS-TMC | TMC-Plaza-Cancer Center (Ste 2900) | Infusion nurse station | 2/1/19 |  |  | Can not reach factory info | MONITORS, BEDSIDE, BLOOD PRESSURE |  | MONITORVITALSIGNS-Welch Allyn-Connex 6500 |  |  |  |  | MONITORVITALSIGNS-Welch Allyn-Connex 6500 | Welch Allyn |  |  |  |  | 11/30/18 |  |  | Covered PM Repair - Biomedical | MHHS-TMC
NO | YES |  |  |  | 069-34098 | 069-34098 | Welch Allyn Inc | 65MTXX-B |  |  | TMC-Plaza-Cancer Center (Ste 2900) | MHHS-TMC |  |  |  | 069-34098 | 069-34098 | TMC | MHHS-TMC | TMC-Plaza-Cancer Center (Ste 2900) | Infusion Center | 3/1/20 |  | 3/1/21 |  | MONITORS, BEDSIDE, BLOOD PRESSURE |  | MONITORVITALSIGNS-Welch Allyn-Connex 6500 |  |  |  |  | MONITORVITALSIGNS-Welch Allyn-Connex 6500 | Welch Allyn |  |  |  |  | 11/30/18 |  |  | Covered PM Repair - Biomedical | MHHS-TMC
NO | YES |  |  |  | 069-34101 | 069-34101 | Welch Allyn Inc | 65MTXX-B |  |  | TMC-Plaza-Cancer Center (Ste 2900) | MHHS-TMC |  |  |  | 069-34101 | 069-34101 | TMC | MHHS-TMC | TMC-Plaza-Cancer Center (Ste 2900) | Nursing | 3/1/20 |  | 3/1/21 |  | MONITORS, BEDSIDE, BLOOD PRESSURE |  | MONITORVITALSIGNS-Welch Allyn-Connex 6500 |  |  |  |  | MONITORVITALSIGNS-Welch Allyn-Connex 6500 | Welch Allyn |  |  |  |  | 11/30/18 |  |  | Covered PM Repair - Biomedical | MHHS-TMC
NO | YES |  |  |  | 069-41386 | 069-41386 | Welch Allyn Inc | 65MTXX-B |  |  | TMC-Plaza-Cancer Center (Ste 2900) | MHHS-TMC |  |  |  | 069-41386 | 069-41386 | TMC | MHHS-TMC | TMC-Plaza-Cancer Center (Ste 2900) | Exam 14 | 3/1/19 |  | 3/1/20 |  | MONITORS, BEDSIDE, BLOOD PRESSURE |  | MONITORVITALSIGNS-Welch Allyn-Connex 6500 |  |  |  |  | MONITORVITALSIGNS-Welch Allyn-Connex 6500 | Welch Allyn |  |  |  |  | 11/30/18 |  |  | Covered PM Repair - Biomedical | MHHS-TMC
NO | YES |  |  |  | 069-41387 | 069-41387 | Welch Allyn Inc | 65MTXX-B |  |  | Cancer center | MHHS-TMC |  |  |  | 069-41387 | 069-41387 | TMC | Memorial Hermann-Texas Medical Center | Cancer center | Hallway | 3/1/20 |  | 3/1/21 |  | MONITORS, BEDSIDE, BLOOD PRESSURE |  | MONITORVITALSIGNS-Welch Allyn-Connex 6500 |  |  |  |  | MONITORVITALSIGNS-Welch Allyn-Connex 6500 | Welch Allyn |  |  |  |  | 11/30/18 |  |  | Covered PM Repair - Biomedical | MHHS-TMC
NO | YES |  |  |  | 069-41557 | 069-41557 | Welch Allyn Inc | 65MTXX-B |  |  | TMC-Plaza-Cancer Center (Ste 2900) | MHHS-TMC |  |  |  | 069-41557 | 069-41557 | TMC | MHHS-TMC | TMC-Plaza-Cancer Center (Ste 2900) | Intake Room | 2/1/19 |  | 2/1/20 |  | MONITORS, BEDSIDE, BLOOD PRESSURE |  | MONITORVITALSIGNS-Welch Allyn-Connex 6500 |  |  |  |  | MONITORVITALSIGNS-Welch Allyn-Connex 6500 | Welch Allyn |  |  |  |  | 11/30/18 |  |  | Covered PM Repair - Biomedical | MHHS-TMC
NO | YES |  |  |  | 069-41615 | 069-41615 | Welch Allyn Inc | 65MTXX-B |  |  | TMC-Plaza-Cancer Center (Ste 2900) | MHHS-TMC |  |  |  | 069-41615 | 069-41615 | TMC | MHHS-TMC | TMC-Plaza-Cancer Center (Ste 2900) | Nursing | 3/1/20 |  | 3/1/21 |  | MONITORS, BEDSIDE, BLOOD PRESSURE |  | MONITORVITALSIGNS-Welch Allyn-Connex 6500 |  |  |  |  | MONITORVITALSIGNS-Welch Allyn-Connex 6500 | Welch Allyn |  |  |  |  | 11/30/18 |  |  | Covered PM Repair - Biomedical | MHHS-TMC
NO | YES |  |  |  | 029-10904 | 029-10904 | Welch Allyn Inc | 65MTXX-B |  |  | Woodlands-PCU5 | MHHS-Woodlands |  |  |  | 029-10904 | 029-10904 | Woodlands | MHHS-Woodlands | Woodlands-PCU5 | Room E555 | 6/1/19 |  | 6/1/20 |  | MONITORS, BEDSIDE, BLOOD PRESSURE | Monitor, Vital Signs | MONITORVITALSIGNS-Welch Allyn-Connex 6500 |  |  |  |  | MONITORVITALSIGNS-Welch Allyn-Connex 6500 | Welch Allyn |  |  |  |  | 5/1/19 |  | MVS-A | Covered PM Repair - Biomedical | MHHS-Woodlands | [8 empty] | MONITORVITALSIGNS | Monitor, Vital Signs | Welch Allyn
NO | YES |  |  |  | 029-10905 | 029-10905 | Welch Allyn Inc | 65MTXX-B |  |  | Woodlands-PCU5 | MHHS-Woodlands |  |  |  | 029-10905 | 029-10905 | Woodlands | MHHS-Woodlands | Woodlands-PCU5 | Room E545 | 6/1/19 |  | 6/1/20 |  | MONITORS, BEDSIDE, BLOOD PRESSURE | Monitor, Vital Signs | MONITORVITALSIGNS-Welch Allyn-Connex 6500 |  |  |  |  | MONITORVITALSIGNS-Welch Allyn-Connex 6500 | Welch Allyn |  |  |  |  | 5/15/19 |  | MVS-A | Covered PM Repair - Biomedical | MHHS-Woodlands | [8 empty] | MONITORVITALSIGNS | Monitor, Vital Signs | Welch Allyn
NO | YES |  |  |  | 029-10906 | 029-10906 | Welch Allyn Inc | 65MTXX-B |  |  | Woodlands-PCU5 | MHHS-Woodlands |  |  |  | 029-10906 | 029-10906 | Woodlands | MHHS-Woodlands | Woodlands-PCU5 | Room E515 | 7/1/19 |  | 7/1/20 |  | MONITORS, BEDSIDE, BLOOD PRESSURE | Monitor, Vital Signs | MONITORVITALSIGNS-Welch Allyn-Connex 6500 |  |  |  |  | MONITORVITALSIGNS-Welch Allyn-Connex 6500 | Welch Allyn |  |  |  |  | 5/1/19 |  | MVS-A | Covered PM Repair - Biomedical | MHHS-Woodlands | [8 empty] | MONITORVITALSIGNS | Monitor, Vital Signs | Welch Allyn
NO | YES |  |  |  | 029-10907 | 029-10907 | Welch Allyn Inc | 65MTXX-B |  |  | Woodlands-PCU5 | MHHS-Woodlands |  |  |  | 029-10907 | 029-10907 | Woodlands | MHHS-Woodlands | Woodlands-PCU5 | Room E553 | 6/1/19 |  | 6/1/20 |  | MONITORS, BEDSIDE, BLOOD PRESSURE | Monitor, Vital Signs | MONITORVITALSIGNS-Welch Allyn-Connex 6500 |  |  |  |  | MONITORVITALSIGNS-Welch Allyn-Connex 6500 | Welch Allyn |  |  |  |  | 5/1/19 |  | MVS-A | Covered PM Repair - Biomedical | MHHS-Woodlands | [8 empty] | MONITORVITALSIGNS | Monitor, Vital Signs | Welch Allyn
NO | YES |  |  |  | 029-10908 | 029-10908 | Welch Allyn Inc | 65MTXX-B |  |  | Woodlands-PCU5 | MHHS-Woodlands |  |  |  | 029-10908 | 029-10908 | Woodlands | MHHS-Woodlands | Woodlands-PCU5 | Room E564 | 6/1/19 |  | 6/1/20 |  | MONITORS, BEDSIDE, BLOOD PRESSURE | Monitor, Vital Signs | MONITORVITALSIGNS-Welch Allyn-Connex 6500 |  |  |  |  | MONITORVITALSIGNS-Welch Allyn-Connex 6500 | Welch Allyn |  |  |  |  | 5/1/19 |  | MVS-A | Covered PM Repair - Biomedical | MHHS-Woodlands | [8 empty] | MONITORVITALSIGNS | Monitor, Vital Signs | Welch Allyn
NO | YES |  |  |  | 029-10909 | 029-10909 | Welch Allyn Inc | 65MTXX-B |  |  | Woodlands-PCU5 | MHHS-Woodlands |  |  |  | 029-10909 | 029-10909 | Woodlands | MHHS-Woodlands | Woodlands-PCU5 | Nurse Station 2 | 6/1/19 |  | 6/1/20 |  | MONITORS, BEDSIDE, BLOOD PRESSURE | Monitor, Vital Signs | MONITORVITALSIGNS-Welch Allyn-Connex 6500 |  |  |  |  | MONITORVITALSIGNS-Welch Allyn-Connex 6500 | Welch Allyn |  |  |  |  | 5/1/19 |  | MVS-A | Covered PM Repair - Biomedical | MHHS-Woodlands | [8 empty] | MONITORVITALSIGNS | Monitor, Vital Signs | Welch Allyn
NO | YES |  |  |  | 029-10910 | 029-10910 | Welch Allyn Inc | 65MTXX-B |  |  | Woodlands-PCU5 | MHHS-Woodlands |  |  |  | 029-10910 | 029-10910 | Woodlands | MHHS-Woodlands | Woodlands-PCU5 | Room E546 | 7/1/19 |  | 7/1/20 |  | MONITORS, BEDSIDE, BLOOD PRESSURE | Monitor, Vital Signs | MONITORVITALSIGNS-Welch Allyn-Connex 6500 |  |  |  |  | MONITORVITALSIGNS-Welch Allyn-Connex 6500 | Welch Allyn |  |  |  |  | 5/1/19 |  | MVS-A | Covered PM Repair - Biomedical | MHHS-Woodlands | [8 empty] | MONITORVITALSIGNS | Monitor, Vital Signs | Welch Allyn
NO | YES |  |  |  | 029-10911 | 029-10911 | Welch Allyn Inc | 65MTXX-B |  |  | Woodlands-PCU5 | MHHS-Woodlands |  |  |  | 029-10911 | 029-10911 | Woodlands | MHHS-Woodlands | Woodlands-PCU5 | Room E511 | 6/1/19 |  | 6/1/20 |  | MONITORS, BEDSIDE, BLOOD PRESSURE | Monitor, Vital Signs | MONITORVITALSIGNS-Welch Allyn-Connex 6500 |  |  |  |  | MONITORVITALSIGNS-Welch Allyn-Connex 6500 | Welch Allyn |  |  |  |  | 5/1/19 |  | MVS-A | Covered PM Repair - Biomedical | MHHS-Woodlands | [8 empty] | MONITORVITALSIGNS | Monitor, Vital Signs | Welch Allyn
NO | YES |  |  |  | 029-10912 | 029-10912 | Welch Allyn Inc | 65MTXX-B |  |  | Woodlands-PCU5 | MHHS-Woodlands |  |  |  | 029-10912 | 029-10912 | Woodlands | MHHS-Woodlands | Woodlands-PCU5 | Room E534 | 6/1/19 |  | 6/1/20 |  | MONITORS, BEDSIDE, BLOOD PRESSURE | Monitor, Vital Signs | MONITORVITALSIGNS-Welch Allyn-Connex 6500 |  |  |  |  | MONITORVITALSIGNS-Welch Allyn-Connex 6500 | Welch Allyn |  |  |  |  | 5/1/19 |  | MVS-A | Covered PM Repair - Biomedical | MHHS-Woodlands | [8 empty] | MONITORVITALSIGNS | Monitor, Vital Signs | Welch Allyn
NO | YES |  |  |  | 029-10913 | 029-10913 | Welch Allyn Inc | 65MTXX-B |  |  | Woodlands-PCU5 | MHHS-Woodlands |  |  |  | 029-10913 | 029-10913 | Woodlands | MHHS-Woodlands | Woodlands-PCU5 | Room E535 | 6/1/19 |  | 6/1/20 |  | MONITORS, BEDSIDE, BLOOD PRESSURE | Monitor, Vital Signs | MONITORVITALSIGNS-Welch Allyn-Connex 6500 |  |  |  |  | MONITORVITALSIGNS-Welch Allyn-Connex 6500 | Welch Allyn |  |  |  |  | 5/1/19 |  | MVS-A | Covered PM Repair - Biomedical | MHHS-Woodlands | [8 empty] | MONITORVITALSIGNS | Monitor, Vital Signs | Welch Allyn
NO | YES |  |  |  | 029-10914 | 029-10914 | Welch Allyn Inc | 65MTXX-B |  |  | Woodlands-PCU5 | MHHS-Woodlands |  |  |  | 029-10914 | 029-10914 | Woodlands | MHHS-Woodlands | Woodlands-PCU5 | Room E561 | 6/1/19 |  | 6/1/20 |  | MONITORS, BEDSIDE, BLOOD PRESSURE | Monitor, Vital Signs | MONITORVITALSIGNS-Welch Allyn-Connex 6500 |  |  |  |  | MONITORVITALSIGNS-Welch Allyn-Connex 6500 | Welch Allyn |  |  |  |  | 5/1/19 |  | MVS-A | Covered PM Repair - Biomedical | MHHS-Woodlands | [8 empty] | MONITORVITALSIGNS | Monitor, Vital Signs | Welch Allyn
NO | YES |  |  |  | 029-10915 | 029-10915 | Welch Allyn Inc | 65MTXX-B |  |  | Woodlands-PCU5 | MHHS-Woodlands |  |  |  | 029-10915 | 029-10915 | Woodlands | MHHS-Woodlands | Woodlands-PCU5 | Room E524 | 6/1/19 |  | 6/1/20 |  | MONITORS, BEDSIDE, BLOOD PRESSURE | Monitor, Vital Signs | MONITORVITALSIGNS-Welch Allyn-Connex 6500 |  |  |  |  | MONITORVITALSIGNS-Welch Allyn-Connex 6500 | Welch Allyn |  |  |  |  | 5/1/19 |  | MVS-A | Covered PM Repair - Biomedical | MHHS-Woodlands | [8 empty] | MONITORVITALSIGNS | Monitor, Vital Signs | Welch Allyn
NO | YES |  |  |  | 029-10916 | 029-10916 | Welch Allyn Inc | 65MTXX-B |  |  | Woodlands-PCU5 | MHHS-Woodlands |  |  |  | 029-10916 | 029-10916 | Woodlands | MHHS-Woodlands | Woodlands-PCU5 | Room E525 | 6/1/19 |  | 6/1/20 |  | MONITORS, BEDSIDE, BLOOD PRESSURE | Monitor, Vital Signs | MONITORVITALSIGNS-Welch Allyn-Connex 6500 |  |  |  |  | MONITORVITALSIGNS-Welch Allyn-Connex 6500 | Welch Allyn |  |  |  |  | 5/1/19 |  | MVS-A | Covered PM Repair - Biomedical | MHHS-Woodlands | [8 empty] | MONITORVITALSIGNS | Monitor, Vital Signs | Welch Allyn
NO | YES |  |  |  | 029-10918 | 029-10918 | Welch Allyn Inc | 65MTXX-B |  |  | Woodlands-PCU5 | MHHS-Woodlands |  |  |  | 029-10918 | 029-10918 | Woodlands | MHHS-Woodlands | Woodlands-PCU5 | Room E554 | 6/1/19 |  | 6/1/20 |  | MONITORS, BEDSIDE, BLOOD PRESSURE | Monitor, Vital Signs | MONITORVITALSIGNS-Welch Allyn-Connex 6500 |  |  |  |  | MONITORVITALSIGNS-Welch Allyn-Connex 6500 | Welch Allyn |  |  |  |  | 5/1/19 |  | MVS-A | Covered PM Repair - Biomedical | MHHS-Woodlands | [8 empty] | MONITORVITALSIGNS | Monitor, Vital Signs | Welch Allyn
NO | YES |  |  |  | 029-10919 | 029-10919 | Welch Allyn Inc | 65MTXX-B |  |  | Woodlands-PCU5 | MHHS-Woodlands |  |  |  | 029-10919 | 029-10919 | Woodlands | MHHS-Woodlands | Woodlands-PCU5 | Room E552 | 6/1/19 |  | 6/1/20 |  | MONITORS, BEDSIDE, BLOOD PRESSURE | Monitor, Vital Signs | MONITORVITALSIGNS-Welch Allyn-Connex 6500 |  |  |  |  | MONITORVITALSIGNS-Welch Allyn-Connex 6500 | Welch Allyn |  |  |  |  | 5/15/19 |  | MVS-A | Covered PM Repair - Biomedical | MHHS-Woodlands | [8 empty] | MONITORVITALSIGNS | Monitor, Vital Signs | Welch Allyn
NO | YES |  |  |  | 029-10921 | 029-10921 | Welch Allyn Inc | 65MTXX-B |  |  | Woodlands-PACU | MHHS-Woodlands |  |  |  | 029-10921 | 029-10921 | Woodlands | MHHS-Woodlands | Woodlands-PACU | PCU 4 | 6/1/19 |  |  |  | MONITORS, BEDSIDE, BLOOD PRESSURE | Monitor, Vital Signs | MONITORVITALSIGNS-Welch Allyn-Connex 6500 |  |  |  |  | MONITORVITALSIGNS-Welch Allyn-Connex 6500 | Welch Allyn |  |  |  |  | 5/1/19 |  | MVS-A | Covered PM Repair - Biomedical | MHHS-Woodlands | [8 empty] | MONITORVITALSIGNS | Monitor, Vital Signs | Welch Allyn
NO | YES |  |  |  | 029-10922 | 029-10922 | Welch Allyn Inc | 65MTXX-B |  |  | Woodlands-PCU5 | MHHS-Woodlands |  |  |  | 029-10922 | 029-10922 | Woodlands | MHHS-Woodlands | Woodlands-PCU5 | Room E531 | 6/1/19 |  | 6/1/20 |  | MONITORS, BEDSIDE, BLOOD PRESSURE | Monitor, Vital Signs | MONITORVITALSIGNS-Welch Allyn-Connex 6500 |  |  |  |  | MONITORVITALSIGNS-Welch Allyn-Connex 6500 | Welch Allyn |  |  |  |  | 5/1/19 |  | MVS-A | Covered PM Repair - Biomedical | MHHS-Woodlands | [8 empty] | MONITORVITALSIGNS | Monitor, Vital Signs | Welch Allyn
NO | YES |  |  |  | 029-10923 | 029-10923 | Welch Allyn Inc | 65MTXX-B |  |  | Woodlands-PCU5 | MHHS-Woodlands |  |  |  | 029-10923 | 029-10923 | Woodlands | MHHS-Woodlands | Woodlands-PCU5 | Room E556 | 6/1/19 |  | 6/1/20 |  | MONITORS, BEDSIDE, BLOOD PRESSURE | Monitor, Vital Signs | MONITORVITALSIGNS-Welch Allyn-Connex 6500 |  |  |  |  | MONITORVITALSIGNS-Welch Allyn-Connex 6500 | Welch Allyn |  |  |  |  | 5/1/19 |  | MVS-A | Covered PM Repair - Biomedical | MHHS-Woodlands | [8 empty] | MONITORVITALSIGNS | Monitor, Vital Signs | Welch Allyn
NO | YES |  |  |  | 029-10924 | 029-10924 | Welch Allyn Inc | 65MTXX-B |  |  | Woodlands-PCU5 | MHHS-Woodlands |  |  |  | 029-10924 | 029-10924 | Woodlands | MHHS-Woodlands | Woodlands-PCU5 | Room E513 | 6/1/19 |  | 6/1/20 |  | MONITORS, BEDSIDE, BLOOD PRESSURE | Monitor, Vital Signs | MONITORVITALSIGNS-Welch Allyn-Connex 6500 |  |  |  |  | MONITORVITALSIGNS-Welch Allyn-Connex 6500 | Welch Allyn |  |  |  |  | 5/1/19 |  | MVS-A | Covered PM Repair - Biomedical | MHHS-Woodlands | [8 empty] | MONITORVITALSIGNS | Monitor, Vital Signs | Welch Allyn
NO | YES |  |  |  | 029-10926 | 029-10926 | Welch Allyn Inc | 65MTXX-B |  |  | Woodlands-PCU5 | MHHS-Woodlands |  |  |  | 029-10926 | 029-10926 | Woodlands | MHHS-Woodlands | Woodlands-PCU5 | Room E544 | 6/1/19 |  | 6/1/20 |  | MONITORS, BEDSIDE, BLOOD PRESSURE | Monitor, Vital Signs | MONITORVITALSIGNS-Welch Allyn-Connex 6500 |  |  |  |  | MONITORVITALSIGNS-Welch Allyn-Connex 6500 | Welch Allyn |  |  |  |  | 5/1/19 |  | MVS-A | Covered PM Repair - Biomedical | MHHS-Woodlands | [8 empty] | MONITORVITALSIGNS | Monitor, Vital Signs | Welch Allyn
NO | YES |  |  |  | 029-10927 | 029-10927 | Welch Allyn Inc | 65MTXX-B |  |  | Woodlands-PCU5 | MHHS-Woodlands |  |  |  | 029-10927 | 029-10927 | Woodlands | MHHS-Woodlands | Woodlands-PCU5 | Room E563 | 6/1/19 |  | 6/1/20 |  | MONITORS, BEDSIDE, BLOOD PRESSURE | Monitor, Vital Signs | MONITORVITALSIGNS-Welch Allyn-Connex 6500 |  |  |  |  | MONITORVITALSIGNS-Welch Allyn-Connex 6500 | Welch Allyn |  |  |  |  | 5/1/19 |  | MVS-A | Covered PM Repair - Biomedical | MHHS-Woodlands | [8 empty] | MONITORVITALSIGNS | Monitor, Vital Signs | Welch Allyn
NO | YES |  |  |  | 029-10928 | 029-10928 | Welch Allyn Inc | 65MTXX-B |  |  | Woodlands-PCU5 | MHHS-Woodlands |  |  |  | 029-10928 | 029-10928 | Woodlands | MHHS-Woodlands | Woodlands-PCU5 | Room E565 | 6/1/19 |  | 6/1/20 |  | MONITORS, BEDSIDE, BLOOD PRESSURE | Monitor, Vital Signs | MONITORVITALSIGNS-Welch Allyn-Connex 6500 |  |  |  |  | MONITORVITALSIGNS-Welch Allyn-Connex 6500 | Welch Allyn |  |  |  |  | 5/1/19 |  | MVS-A | Covered PM Repair - Biomedical | MHHS-Woodlands | [8 empty] | MONITORVITALSIGNS | Monitor, Vital Signs | Welch Allyn
NO | YES |  |  |  | 029-10929 | 029-10929 | Welch Allyn Inc | 65MTXX-B |  |  | Woodlands-PCU5 | MHHS-Woodlands |  |  |  | 029-10929 | 029-10929 | Woodlands | MHHS-Woodlands | Woodlands-PCU5 | Room E542 | 6/1/19 |  | 6/1/20 |  | MONITORS, BEDSIDE, BLOOD PRESSURE | Monitor, Vital Signs | MONITORVITALSIGNS-Welch Allyn-Connex 6500 |  |  |  |  | MONITORVITALSIGNS-Welch Allyn-Connex 6500 | Welch Allyn |  |  |  |  | 5/1/19 |  | MVS-A | Covered PM Repair - Biomedical | MHHS-Woodlands | [8 empty] | MONITORVITALSIGNS | Monitor, Vital Signs | Welch Allyn
NO | YES |  |  |  | 029-10930 | 029-10930 | Welch Allyn Inc | 65MTXX-B |  |  | Woodlands-PCU5 | MHHS-Woodlands |  |  |  | 029-10930 | 029-10930 | Woodlands | MHHS-Woodlands | Woodlands-PCU5 | Room E543 | 6/1/19 |  | 6/1/20 |  | MONITORS, BEDSIDE, BLOOD PRESSURE | Monitor, Vital Signs | MONITORVITALSIGNS-Welch Allyn-Connex 6500 |  |  |  |  | MONITORVITALSIGNS-Welch Allyn-Connex 6500 | Welch Allyn |  |  |  |  | 5/1/19 |  | MVS-A | Covered PM Repair - Biomedical | MHHS-Woodlands | [8 empty] | MONITORVITALSIGNS | Monitor, Vital Signs | Welch Allyn
NO | YES |  |  |  | 029-10931 | 029-10931 | Welch Allyn Inc | 65MTXX-B |  |  | Woodlands-PCU5 | MHHS-Woodlands |  |  |  | 029-10931 | 029-10931 | Woodlands | MHHS-Woodlands | Woodlands-PCU5 | Room E514 | 6/1/19 |  | 6/1/20 |  | MONITORS, BEDSIDE, BLOOD PRESSURE | Monitor, Vital Signs | MONITORVITALSIGNS-Welch Allyn-Connex 6500 |  |  |  |  | MONITORVITALSIGNS-Welch Allyn-Connex 6500 | Welch Allyn |  |  |  |  | 5/1/19 |  | MVS-A | Covered PM Repair - Biomedical | MHHS-Woodlands | [8 empty] | MONITORVITALSIGNS | Monitor, Vital Signs | Welch Allyn
NO | YES |  |  |  | 029-10932 | 029-10932 | Welch Allyn Inc | 65MTXX-B |  |  | Woodlands-PCU5 | MHHS-Woodlands |  |  |  | 029-10932 | 029-10932 | Woodlands | MHHS-Woodlands | Woodlands-PCU5 | Clean Equipment Storage | 7/1/19 |  | 7/1/20 |  | MONITORS, BEDSIDE, BLOOD PRESSURE | Monitor, Vital Signs | MONITORVITALSIGNS-Welch Allyn-Connex 6500 |  |  |  |  | MONITORVITALSIGNS-Welch Allyn-Connex 6500 | Welch Allyn |  |  |  |  | 5/1/19 |  | MVS-A | Covered PM Repair - Biomedical | MHHS-Woodlands | [8 empty] | MONITORVITALSIGNS | Monitor, Vital Signs | Welch Allyn
NO | YES |  |  |  | 029-10933 | 029-10933 | Welch Allyn Inc | 65MTXX-B |  |  | Woodlands-PCU5 | MHHS-Woodlands |  |  |  | 029-10933 | 029-10933 | Woodlands | MHHS-Woodlands | Woodlands-PCU5 | Equipment Storage | 6/1/19 |  | 6/1/20 |  | MONITORS, BEDSIDE, BLOOD PRESSURE | Monitor, Vital Signs | MONITORVITALSIGNS-Welch Allyn-Connex 6500 |  |  |  |  | MONITORVITALSIGNS-Welch Allyn-Connex 6500 | Welch Allyn |  |  |  |  | 5/1/19 |  | MVS-A | Covered PM Repair - Biomedical | MHHS-Woodlands | [8 empty] | MONITORVITALSIGNS | Monitor, Vital Signs | Welch Allyn
NO | YES |  |  |  | 029-10935 | 029-10935 | Welch Allyn Inc | 65MTXX-B |  |  | Woodlands-PCU4 | MHHS-Woodlands |  |  |  | 029-10935 | 029-10935 | Woodlands | MHHS-Woodlands | Woodlands-PCU4 | Equipment Storage | 6/1/19 |  | 6/1/20 |  | MONITORS, BEDSIDE, BLOOD PRESSURE | Monitor, Vital Signs | MONITORVITALSIGNS-Welch Allyn-Connex 6500 |  |  |  |  | MONITORVITALSIGNS-Welch Allyn-Connex 6500 | Welch Allyn |  |  |  |  | 6/5/19 |  | MVS-A | Covered PM Repair - Biomedical | MHHS-Woodlands | [8 empty] | MONITORVITALSIGNS | Monitor, Vital Signs | Welch Allyn
NO | YES |  |  |  | 029-10936 | 029-10936 | Welch Allyn Inc | 65MTXX-B |  |  | Woodlands-PCU5 | MHHS-Woodlands |  |  |  | 029-10936 | 029-10936 | Woodlands | MHHS-Woodlands | Woodlands-PCU5 | Room E536 | 6/1/19 |  | 6/1/20 |  | MONITORS, BEDSIDE, BLOOD PRESSURE | Monitor, Vital Signs | MONITORVITALSIGNS-Welch Allyn-Connex 6500 |  |  |  |  | MONITORVITALSIGNS-Welch Allyn-Connex 6500 | Welch Allyn | [6 empty] | MVS-A | Not Covered Vendor Only - Biomedical | MHHS-Woodlands | [8 empty] | MONITORVITALSIGNS | Monitor, Vital Signs | Welch Allyn
NO | YES |  |  |  | 029-10937 | 029-10937 | Welch Allyn Inc | 65MTXX-B |  |  | Woodlands-PCU5 | MHHS-Woodlands |  |  |  | 029-10937 | 029-10937 | Woodlands | MHHS-Woodlands | Woodlands-PCU5 | Room E516 | 6/1/19 |  | 6/1/20 |  | MONITORS, BEDSIDE, BLOOD PRESSURE | Monitor, Vital Signs | MONITORVITALSIGNS-Welch Allyn-Connex 6500 |  |  |  |  | MONITORVITALSIGNS-Welch Allyn-Connex 6500 | Welch Allyn |  |  |  |  | 6/12/19 |  | MVS-A | Covered PM Repair - Biomedical | MHHS-Woodlands | [8 empty] | MONITORVITALSIGNS | Monitor, Vital Signs | Welch Allyn
NO | YES |  |  |  | 029-10938 | 029-10938 | Welch Allyn Inc | 65MTXX-B |  |  | Woodlands-PCU5 | MHHS-Woodlands |  |  |  | 029-10938 | 029-10938 | Woodlands | MHHS-Woodlands | Woodlands-PCU5 | Room E541 | 6/1/19 |  | 6/1/20 |  | MONITORS, BEDSIDE, BLOOD PRESSURE | Monitor, Vital Signs | MONITORVITALSIGNS-Welch Allyn-Connex 6500 |  |  |  |  | MONITORVITALSIGNS-Welch Allyn-Connex 6500 | Welch Allyn |  |  |  |  | 5/2/29 |  | MVS-A | Covered PM Repair - Biomedical | MHHS-Woodlands | [8 empty] | MONITORVITALSIGNS | Monitor, Vital Signs | Welch Allyn
NO | YES |  |  |  | 029-10939 | 029-10939 | Welch Allyn Inc | 65MTXX-B |  |  | Woodlands-PCU5 | MHHS-Woodlands |  |  |  | 029-10939 | 029-10939 | Woodlands | MHHS-Woodlands | Woodlands-PCU5 | Room E511 | 6/1/19 |  | 6/1/20 |  | MONITORS, BEDSIDE, BLOOD PRESSURE | Monitor, Vital Signs | MONITORVITALSIGNS-Welch Allyn-Connex 6500 |  |  |  |  | MONITORVITALSIGNS-Welch Allyn-Connex 6500 | Welch Allyn |  |  |  |  | 5/2/28 |  | MVS-A | Covered PM Repair - Biomedical | MHHS-Woodlands | [8 empty] | MONITORVITALSIGNS | Monitor, Vital Signs | Welch Allyn
NO | YES |  |  |  | 029-10940 | 029-10940 | Welch Allyn Inc | 65MTXX-B |  |  | Woodlands-PCU5 | MHHS-Woodlands |  |  |  | 029-10940 | 029-10940 | Woodlands | MHHS-Woodlands | Woodlands-PCU5 | RoomE521 | 6/1/19 |  | 6/1/20 |  | MONITORS, BEDSIDE, BLOOD PRESSURE | Monitor, Vital Signs | MONITORVITALSIGNS-Welch Allyn-Connex 6500 |  |  |  |  | MONITORVITALSIGNS-Welch Allyn-Connex 6500 | Welch Allyn |  |  |  |  | 5/2/28 |  | MVS-A | Covered PM Repair - Biomedical | MHHS-Woodlands | [8 empty] | MONITORVITALSIGNS | Monitor, Vital Signs | Welch Allyn
NO | YES |  |  |  | 029-10941 | 029-10941 | Welch Allyn Inc | 65MTXX-B |  |  | Woodlands-PCU5 | MHHS-Woodlands |  |  |  | 029-10941 | 029-10941 | Woodlands | MHHS-Woodlands | Woodlands-PCU5 | Room E562 | 6/1/19 |  | 6/1/20 |  | MONITORS, BEDSIDE, BLOOD PRESSURE | Monitor, Vital Signs | MONITORVITALSIGNS-Welch Allyn-Connex 6500 |  |  |  |  | MONITORVITALSIGNS-Welch Allyn-Connex 6500 | Welch Allyn |  |  |  |  | 5/16/19 |  | MVS-A | Covered PM Repair - Biomedical | MHHS-Woodlands | [8 empty] | MONITORVITALSIGNS | Monitor, Vital Signs | Welch Allyn
NO | YES |  |  |  | 029-10942 | 029-10942 | Welch Allyn Inc | 65MTXX-B |  |  | Woodlands-PCU5 | MHHS-Woodlands |  |  |  | 029-10942 | 029-10942 | Woodlands | MHHS-Woodlands | Woodlands-PCU5 | Room E566 | 6/1/19 |  | 6/1/20 |  | MONITORS, BEDSIDE, BLOOD PRESSURE | Monitor, Vital Signs | MONITORVITALSIGNS-Welch Allyn-Connex 6500 |  |  |  |  | MONITORVITALSIGNS-Welch Allyn-Connex 6500 | Welch Allyn |  |  |  |  | 11/6/17 |  | MVS-A | Covered PM Repair - Biomedical | MHHS-Woodlands | [8 empty] | MONITORVITALSIGNS | Monitor, Vital Signs | Welch Allyn
NO | YES |  |  |  | 029-10943 | 029-10943 | Welch Allyn Inc | 65MTXX-B |  |  | Woodlands-PCU5 | MHHS-Woodlands |  |  |  | 029-10943 | 029-10943 | Woodlands | MHHS-Woodlands | Woodlands-PCU5 | Equipment Storage | 6/1/19 |  | 6/1/20 |  | MONITORS, BEDSIDE, BLOOD PRESSURE | Monitor, Vital Signs | MONITORVITALSIGNS-Welch Allyn-Connex 6500 |  |  |  |  | MONITORVITALSIGNS-Welch Allyn-Connex 6500 | Welch Allyn |  |  |  |  | 12/14/18 |  | MVS-A | Covered PM Repair - Biomedical | MHHS-Woodlands | [8 empty] | MONITORVITALSIGNS | Monitor, Vital Signs | Welch Allyn
NO | YES |  |  |  | 029-10944 | 029-10944 | Welch Allyn Inc | 65MTXX-B |  |  | Woodlands-PCU5 | MHHS-Woodlands |  |  |  | 029-10944 | 029-10944 | Woodlands | MHHS-Woodlands | Woodlands-PCU5 | Room E532 | 6/1/19 |  | 6/1/20 |  | MONITORS, BEDSIDE, BLOOD PRESSURE | Monitor, Vital Signs | MONITORVITALSIGNS-Welch Allyn-Connex 6500 |  |  |  |  | MONITORVITALSIGNS-Welch Allyn-Connex 6500 | Welch Allyn | [6 empty] | MVS-A | Covered PM Repair - Biomedical | MHHS-Woodlands | [8 empty] | MONITORVITALSIGNS | Monitor, Vital Signs | Welch Allyn
NO | YES |  |  |  | 029-10920 | 029-10920 | Welch Allyn Inc | 65MTXX-B |  |  | Woodlands-PCU5 |  |  |  |  | 029-10920 | 029-10920 | Woodlands | MHHS-Woodlands | Woodlands-PCU5 | Equipment Storage | 6/1/19 |  | 6/1/20
YES | YES |  |  |  | 029-13890 | 029-13890 | Welch Allyn Inc | 65MTXX-B |  |  | East Tower 5th Floor |  |  |  |  | 029-13890 | 029-13890 | Woodlands | Memorial Hermann Hospital Woodlands | East Tower 5th Floor | Room E535 | 1/1/20 |  | 1/1/21
YES | YES |  |  |  | 069-46562 | 069-46562 | Welch Allyn Inc | 65MTXX-B |  |  | TMC - PLAZA - CANCER CENTER (STE 2900) |  |  |  |  | 069-46562 | 069-46562 | TMC | Memorial Hermann Cancer Center - Texas Medical Center (#2900) | TMC - PLAZA - CANCER CENTER (STE 2900) | Nursing | 3/1/20 |  | 3/1/21
YES | YES |  |  |  | 069-46561 | 069-46561 | Welch Allyn Inc | 65MTXX-B |  |  | TMC - PLAZA - CANCER CENTER (STE 2900) |  |  |  |  | 069-46561 | 069-46561 | TMC | Memorial Hermann-Texas Medical Center | TMC - PLAZA - CANCER CENTER (STE 2900) | Infusion Center | 3/1/20 |  | 3/1/21
NO | NO |  |  |  | 009-09921 |  | Welch Allyn Inc | 65MTXX-B |  |  | GH - CARDIAC CARE UNIT (CCU) 3N | MHHS-Greater Heights |  |  |  | 009-09921 |  | Central & Greater Heights |  | GH - CARDIAC CARE UNIT (CCU) 3N | [5 empty] | MONITORS, BEDSIDE, BLOOD PRESSURE |  | MONITORVITALSIGNS-Welch Allyn-Connex 6500 |  |  |  |  | MONITORVITALSIGNS-Welch Allyn-Connex 6500 | Welch Allyn | [7 empty] | Covered PM Repair - Biomedical | MHHS-Greater Heights
NO | NO |  |  |  | 009-09800 |  | Welch Allyn Inc | 65MTXX-B |  |  | GH - CLINICAL DECISION UNIT (CDU) | MHHS-Greater Heights |  |  |  | 009-09800 |  | Central & Greater Heights |  | GH - CLINICAL DECISION UNIT (CDU) | [5 empty] | MONITORS, BEDSIDE, BLOOD PRESSURE |  | MONITORVITALSIGNS-Welch Allyn-Connex 6500 |  |  |  |  | MONITORVITALSIGNS-Welch Allyn-Connex 6500 | Welch Allyn | [7 empty] | Covered PM Repair - Biomedical | MHHS-Greater Heights
NO | NO |  |  |  | 009-09795 |  | Welch Allyn Inc | 65MTXX-B |  |  | GH - ER | MHHS-Greater Heights |  |  |  | 009-09795 |  | Central & Greater Heights |  | GH - ER | [5 empty] | MONITORS, BEDSIDE, BLOOD PRESSURE |  | MONITORVITALSIGNS-Welch Allyn-Connex 6500 |  |  |  |  | MONITORVITALSIGNS-Welch Allyn-Connex 6500 | Welch Allyn | [7 empty] | Covered PM Repair - Biomedical | MHHS-Greater Heights
NO | NO |  |  |  | 009-09796 |  | Welch Allyn Inc | 65MTXX-B |  |  | GH - ER | MHHS-Greater Heights |  |  |  | 009-09796 |  | Central & Greater Heights |  | GH - ER | [5 empty] | MONITORS, BEDSIDE, BLOOD PRESSURE |  | MONITORVITALSIGNS-Welch Allyn-Connex 6500 |  |  |  |  | MONITORVITALSIGNS-Welch Allyn-Connex 6500 | Welch Allyn | [7 empty] | Covered PM Repair - Biomedical | MHHS-Greater Heights
NO | NO |  |  |  | 009-09797 |  | Welch Allyn Inc | 65MTXX-B |  |  | GH - ER | MHHS-Greater Heights |  |  |  | 009-09797 |  | Central & Greater Heights |  | GH - ER | [5 empty] | MONITORS, BEDSIDE, BLOOD PRESSURE |  | MONITORVITALSIGNS-Welch Allyn-Connex 6500 |  |  |  |  | MONITORVITALSIGNS-Welch Allyn-Connex 6500 | Welch Allyn | [7 empty] | Covered PM Repair - Biomedical | MHHS-Greater Heights
NO | NO |  |  |  | 009-09798 |  | Welch Allyn Inc | 65MTXX-B |  |  | GH - ER | MHHS-Greater Heights |  |  |  | 009-09798 |  | Central & Greater Heights |  | GH - ER | [5 empty] | MONITORS, BEDSIDE, BLOOD PRESSURE |  | MONITORVITALSIGNS-Welch Allyn-Connex 6500 |  |  |  |  | MONITORVITALSIGNS-Welch Allyn-Connex 6500 | Welch Allyn | [7 empty] | Covered PM Repair - Biomedical | MHHS-Greater Heights
NO | NO |  |  |  | 009-09799 |  | Welch Allyn Inc | 65MTXX-B |  |  | GH - ER | MHHS-Greater Heights |  |  |  | 009-09799 |  | Central & Greater Heights |  | GH - ER | [5 empty] | MONITORS, BEDSIDE, BLOOD PRESSURE |  | MONITORVITALSIGNS-Welch Allyn-Connex 6500 |  |  |  |  | MONITORVITALSIGNS-Welch Allyn-Connex 6500 | Welch Allyn | [7 empty] | Covered PM Repair - Biomedical | MHHS-Greater Heights
NO | NO |  |  |  | 009-09801 |  | Welch Allyn Inc | 65MTXX-B |  |  | GH - ER | MHHS-Greater Heights |  |  |  | 009-09801 |  | Central & Greater Heights |  | GH - ER | [5 empty] | MONITORS, BEDSIDE, BLOOD PRESSURE |  | MONITORVITALSIGNS-Welch Allyn-Connex 6500 |  |  |  |  | MONITORVITALSIGNS-Welch Allyn-Connex 6500 | Welch Allyn | [7 empty] | Not Covered Vendor Only - Biomedical | MHHS-Greater Heights
NO | NO |  |  |  | 009-09802 |  | Welch Allyn Inc | 65MTXX-B |  |  | GH - ER | MHHS-Greater Heights |  |  |  | 009-09802 |  | Central & Greater Heights |  | GH - ER | [5 empty] | MONITORS, BEDSIDE, BLOOD PRESSURE |  | MONITORVITALSIGNS-Welch Allyn-Connex 6500 |  |  |  |  | MONITORVITALSIGNS-Welch Allyn-Connex 6500 | Welch Allyn | [7 empty] | Not Covered Vendor Only - Biomedical | MHHS-Greater Heights
NO | NO |  |  |  | 009-09803 |  | Welch Allyn Inc | 65MTXX-B |  |  | GH - ER | MHHS-Greater Heights |  |  |  | 009-09803 |  | Central & Greater Heights |  | GH - ER | [5 empty] | MONITORS, BEDSIDE, BLOOD PRESSURE |  | MONITORVITALSIGNS-Welch Allyn-Connex 6500 |  |  |  |  | MONITORVITALSIGNS-Welch Allyn-Connex 6500 | Welch Allyn | [7 empty] | Not Covered Vendor Only - Biomedical | MHHS-Greater Heights
NO | NO |  |  |  | 009-09804 |  | Welch Allyn Inc | 65MTXX-B |  |  | GH - ER | MHHS-Greater Heights |  |  |  | 009-09804 |  | Central & Greater Heights |  | GH - ER | [5 empty] | MONITORS, BEDSIDE, BLOOD PRESSURE |  | MONITORVITALSIGNS-Welch Allyn-Connex 6500 |  |  |  |  | MONITORVITALSIGNS-Welch Allyn-Connex 6500 | Welch Allyn | [7 empty] | Not Covered Vendor Only - Biomedical | MHHS-Greater Heights
NO | NO |  |  |  | 009-10087 |  | Welch Allyn Inc | 65MTXX-B |  |  | GH - ER | MHHS-Greater Heights |  |  |  | 009-10087 |  | Central & Greater Heights |  | GH - ER | [5 empty] | MONITORS, BEDSIDE, BLOOD PRESSURE |  | MONITORVITALSIGNS-Welch Allyn-Connex 6500 |  |  |  |  | MONITORVITALSIGNS-Welch Allyn-Connex 6500 | Welch Allyn | [7 empty] | Not Covered Vendor Only - Biomedical | MHHS-Greater Heights
NO | NO |  |  |  | 009-10117 |  | Welch Allyn Inc | 65MTXX-B |  |  | GH - ER | MHHS-Greater Heights |  |  |  | 009-10117 |  | Central & Greater Heights |  | GH - ER | [5 empty] | MONITORS, BEDSIDE, BLOOD PRESSURE |  | MONITORVITALSIGNS-Welch Allyn-Connex 6500 |  |  |  |  | MONITORVITALSIGNS-Welch Allyn-Connex 6500 | Welch Allyn | [7 empty] | Not Covered Vendor Only - Biomedical | MHHS-Greater Heights
NO | NO |  |  |  | 009-09093 |  | Welch Allyn Inc | 65MTXX-B |  |  | GH - GENERAL SURGERY 3 SOUTH | MHHS-Greater Heights |  |  |  | 009-09093 |  | Central & Greater Heights |  | GH - GENERAL SURGERY 3 SOUTH | [5 empty] | MONITORS, BEDSIDE, BLOOD PRESSURE |  | MONITORVITALSIGNS-Welch Allyn-Connex 6500 |  |  |  |  | MONITORVITALSIGNS-Welch Allyn-Connex 6500 | Welch Allyn | [7 empty] | Not Covered Vendor Only - Biomedical | MHHS-Greater Heights
NO | NO |  |  |  | 009-09095 |  | Welch Allyn Inc | 65MTXX-B |  |  | GH - GENERAL SURGERY 3 SOUTH | MHHS-Greater Heights |  |  |  | 009-09095 |  | Central & Greater Heights |  | GH - GENERAL SURGERY 3 SOUTH | [5 empty] | MONITORS, BEDSIDE, BLOOD PRESSURE |  | MONITORVITALSIGNS-Welch Allyn-Connex 6500 |  |  |  |  | MONITORVITALSIGNS-Welch Allyn-Connex 6500 | Welch Allyn | [7 empty] | Not Covered Vendor Only - Biomedical | MHHS-Greater Heights
NO | NO |  |  |  | 009-09098 |  | Welch Allyn Inc | 65MTXX-B |  |  | GH - GENERAL SURGERY 3 SOUTH | MHHS-Greater Heights |  |  |  | 009-09098 |  | Central & Greater Heights |  | GH - GENERAL SURGERY 3 SOUTH | [5 empty] | MONITORS, BEDSIDE, BLOOD PRESSURE |  | MONITORVITALSIGNS-Welch Allyn-Connex 6500 |  |  |  |  | MONITORVITALSIGNS-Welch Allyn-Connex 6500 | Welch Allyn | [7 empty] | Not Covered Vendor Only - Biomedical | MHHS-Greater Heights
NO | NO |  |  |  | 009-09099 |  | Welch Allyn Inc | 65MTXX-B |  |  | GH - GENERAL SURGERY 3 SOUTH | MHHS-Greater Heights |  |  |  | 009-09099 |  | Central & Greater Heights |  | GH - GENERAL SURGERY 3 SOUTH | [5 empty] | MONITORS, BEDSIDE, BLOOD PRESSURE |  | MONITORVITALSIGNS-Welch Allyn-Connex 6500 |  |  |  |  | MONITORVITALSIGNS-Welch Allyn-Connex 6500 | Welch Allyn | [7 empty] | Not Covered Vendor Only - Biomedical | MHHS-Greater Heights
NO | NO |  |  |  | 009-09100 |  | Welch Allyn Inc | 65MTXX-B |  |  | GH - GENERAL SURGERY 3 SOUTH | MHHS-Greater Heights |  |  |  | 009-09100 |  | Central & Greater Heights |  | GH - GENERAL SURGERY 3 SOUTH | [5 empty] | MONITORS, BEDSIDE, BLOOD PRESSURE |  | MONITORVITALSIGNS-Welch Allyn-Connex 6500 |  |  |  |  | MONITORVITALSIGNS-Welch Allyn-Connex 6500 | Welch Allyn | [7 empty] | Not Covered Vendor Only - Biomedical | MHHS-Greater Heights
NO | NO |  |  |  | 009-09102 |  | Welch Allyn Inc | 65MTXX-B |  |  | GH - GENERAL SURGERY 3 SOUTH | MHHS-Greater Heights |  |  |  | 009-09102 |  | Central & Greater Heights |  | GH - GENERAL SURGERY 3 SOUTH | [5 empty] | MONITORS, BEDSIDE, BLOOD PRESSURE |  | MONITORVITALSIGNS-Welch Allyn-Connex 6500 |  |  |  |  | MONITORVITALSIGNS-Welch Allyn-Connex 6500 | Welch Allyn | [7 empty] | Not Covered Vendor Only - Biomedical | MHHS-Greater Heights
NO | NO |  |  |  | 009-34318 |  | Welch Allyn Inc | 65MTXX-B |  |  | GH - GENERAL SURGERY 3 SOUTH | MHHS-Greater Heights |  |  |  | 009-34318 |  | Central & Greater Heights |  | GH - GENERAL SURGERY 3 SOUTH | [5 empty] | MONITORS, BEDSIDE, BLOOD PRESSURE |  | MONITORVITALSIGNS-Welch Allyn-Connex 6500 |  |  |  |  | MONITORVITALSIGNS-Welch Allyn-Connex 6500 | Welch Allyn | [7 empty] | Covered PM Repair - Biomedical | MHHS-Greater Heights
NO | NO |  |  |  | 009-34362 |  | Welch Allyn Inc | 65MTXX-B |  |  | GH - GENERAL SURGERY 3 SOUTH | MHHS-Greater Heights |  |  |  | 009-34362 |  | Central & Greater Heights |  | GH - GENERAL SURGERY 3 SOUTH | [5 empty] | MONITORS, BEDSIDE, BLOOD PRESSURE |  | MONITORVITALSIGNS-Welch Allyn-Connex 6500 |  |  |  |  | MONITORVITALSIGNS-Welch Allyn-Connex 6500 | Welch Allyn | [7 empty] | Covered PM Repair - Biomedical | MHHS-Greater Heights
NO | NO |  |  |  | 009-09929 |  | Welch Allyn Inc | 65MTXX-B |  |  | GH - MED SURG 6 | MHHS-Greater Heights |  |  |  | 009-09929 |  | Central & Greater Heights |  | GH - MED SURG 6 | [5 empty] | MONITORS, BEDSIDE, BLOOD PRESSURE |  | MONITORVITALSIGNS-Welch Allyn-Connex 6500 |  |  |  |  | MONITORVITALSIGNS-Welch Allyn-Connex 6500 | Welch Allyn | [7 empty] | Covered PM Repair - Biomedical | MHHS-Greater Heights
NO | NO |  |  |  | 009-08467 |  | Welch Allyn Inc | 65MTXX-B |  |  | GH - MOTHER & BABY | MHHS-Greater Heights |  |  |  | 009-08467 |  | Central & Greater Heights |  | GH - MOTHER & BABY | [5 empty] | MONITORS, BEDSIDE, BLOOD PRESSURE |  | MONITORVITALSIGNS-Welch Allyn-Connex 6500 |  |  |  |  | MONITORVITALSIGNS-Welch Allyn-Connex 6500 | Welch Allyn | [7 empty] | Covered PM Repair - Biomedical | MHHS-Greater Heights
NO | NO |  |  |  | 009-09860 |  | Welch Allyn Inc | 65MTXX-B |  |  | GH - MOTHER & BABY | MHHS-Greater Heights |  |  |  | 009-09860 |  | Central & Greater Heights |  | GH - MOTHER & BABY | [5 empty] | MONITORS, BEDSIDE, BLOOD PRESSURE |  | MONITORVITALSIGNS-Welch Allyn-Connex 6500 |  |  |  |  | MONITORVITALSIGNS-Welch Allyn-Connex 6500 | Welch Allyn | [7 empty] | Covered PM Repair - Biomedical | MHHS-Greater Heights
NO | NO |  |  |  | 009-09861 |  | Welch Allyn Inc | 65MTXX-B |  |  | GH - MOTHER & BABY | MHHS-Greater Heights |  |  |  | 009-09861 |  | Central & Greater Heights |  | GH - MOTHER & BABY | [5 empty] | MONITORS, BEDSIDE, BLOOD PRESSURE |  | MONITORVITALSIGNS-Welch Allyn-Connex 6500 |  |  |  |  | MONITORVITALSIGNS-Welch Allyn-Connex 6500 | Welch Allyn | [7 empty] | Covered PM Repair - Biomedical | MHHS-Greater Heights
NO | NO |  |  |  | 009-09862 |  | Welch Allyn Inc | 65MTXX-B |  |  | GH - MOTHER & BABY | MHHS-Greater Heights |  |  |  | 009-09862 |  | Central & Greater Heights |  | GH - MOTHER & BABY | [5 empty] | MONITORS, BEDSIDE, BLOOD PRESSURE |  | MONITORVITALSIGNS-Welch Allyn-Connex 6500 |  |  |  |  | MONITORVITALSIGNS-Welch Allyn-Connex 6500 | Welch Allyn | [7 empty] | Covered PM Repair - Biomedical | MHHS-Greater Heights
NO | NO |  |  |  | 009-05252 |  | Welch Allyn Inc | 65MTXX-B |  |  | GH - NEURO 5N | MHHS-Greater Heights |  |  |  | 009-05252 |  | Central & Greater Heights |  | GH - NEURO 5N | [5 empty] | MONITORS, BEDSIDE, BLOOD PRESSURE |  | MONITORVITALSIGNS-Welch Allyn-Connex 6500 |  |  |  |  | MONITORVITALSIGNS-Welch Allyn-Connex 6500 | Welch Allyn | [7 empty] | Covered PM Repair - Biomedical | MHHS-Greater Heights
NO | NO |  |  |  | 009-10050 |  | Welch Allyn Inc | 65MTXX-B |  |  | GH - NEURO 5N | MHHS-Greater Heights |  |  |  | 009-10050 |  | Central & Greater Heights |  | GH - NEURO 5N | [5 empty] | MONITORS, BEDSIDE, BLOOD PRESSURE |  | MONITORVITALSIGNS-Welch Allyn-Connex 6500 |  |  |  |  | MONITORVITALSIGNS-Welch Allyn-Connex 6500 | Welch Allyn | [7 empty] | Covered PM Repair - Biomedical | MHHS-Greater Heights
NO | NO |  |  |  | 009-09214 |  | Welch Allyn Inc | 65MTXX-B |  |  | GH - ORTHO JOINT CENTER 4N | MHHS-Greater Heights |  |  |  | 009-09214 |  | Central & Greater Heights |  | GH - ORTHO JOINT CENTER 4N | [5 empty] | MONITORS, BEDSIDE, BLOOD PRESSURE |  | MONITORVITALSIGNS-Welch Allyn-Connex 6500 |  |  |  |  | MONITORVITALSIGNS-Welch Allyn-Connex 6500 | Welch Allyn | [7 empty] | Covered PM Repair - Biomedical | MHHS-Greater Heights
NO | NO |  |  |  | 009-09215 |  | Welch Allyn Inc | 65MTXX-B |  |  | GH - ORTHO JOINT CENTER 4N | MHHS-Greater Heights |  |  |  | 009-09215 |  | Central & Greater Heights |  | GH - ORTHO JOINT CENTER 4N | [5 empty] | MONITORS, BEDSIDE, BLOOD PRESSURE |  | MONITORVITALSIGNS-Welch Allyn-Connex 6500 |  |  |  |  | MONITORVITALSIGNS-Welch Allyn-Connex 6500 | Welch Allyn | [7 empty] | Covered PM Repair - Biomedical | MHHS-Greater Heights
NO | NO |  |  |  | 009-10021 |  | Welch Allyn Inc | 65MTXX-B |  |  | GH - ORTHO JOINT CENTER 4N | MHHS-Greater Heights |  |  |  | 009-10021 |  | Central & Greater Heights |  | GH - ORTHO JOINT CENTER 4N | [5 empty] | MONITORS, BEDSIDE, BLOOD PRESSURE |  | MONITORVITALSIGNS-Welch Allyn-Connex 6500 |  |  |  |  | MONITORVITALSIGNS-Welch Allyn-Connex 6500 | Welch Allyn | [7 empty] | Covered PM Repair - Biomedical | MHHS-Greater Heights
NO | NO |  |  |  | 041-32223 |  | Welch Allyn Inc | 65MTXX-B |  |  | MEMORIAL CITY - GENERAL SURGERY | MHHS-Mem City |  |  |  | 041-32223 |  | West & Memorial City |  | MEMORIAL CITY - GENERAL SURGERY | [5 empty] | MONITORS, BEDSIDE, BLOOD PRESSURE |  | MONITORVITALSIGNS-Welch Allyn-Connex 6500 |  |  |  |  | MONITORVITALSIGNS-Welch Allyn-Connex 6500 | Welch Allyn | [7 empty] | Covered PM Repair - Biomedical | MHHS-Mem City
NO | NO |  |  |  | 041-32224 |  | Welch Allyn Inc | 65MTXX-B |  |  | MEMORIAL CITY - GENERAL SURGERY | MHHS-Mem City |  |  |  | 041-32224 |  | West & Memorial City |  | MEMORIAL CITY - GENERAL SURGERY | [5 empty] | MONITORS, BEDSIDE, BLOOD PRESSURE |  | MONITORVITALSIGNS-Welch Allyn-Connex 6500 |  |  |  |  | MONITORVITALSIGNS-Welch Allyn-Connex 6500 | Welch Allyn | [7 empty] | Covered PM Repair - Biomedical | MHHS-Mem City
NO | NO |  |  |  | 041-32295 |  | Welch Allyn Inc | 65MTXX-B |  |  | MEMORIAL CITY - GENERAL SURGERY | MHHS-Mem City |  |  |  | 041-32295 |  | West & Memorial City |  | MEMORIAL CITY - GENERAL SURGERY | [5 empty] | MONITORS, BEDSIDE, BLOOD PRESSURE |  | MONITORVITALSIGNS-Welch Allyn-Connex 6500 |  |  |  |  | MONITORVITALSIGNS-Welch Allyn-Connex 6500 | Welch Allyn | [7 empty] | Covered PM Repair - Biomedical | MHHS-Mem City
NO | NO |  |  |  | 041-32296 |  | Welch Allyn Inc | 65MTXX-B |  |  | MEMORIAL CITY - GENERAL SURGERY | MHHS-Mem City |  |  |  | 041-32296 |  | West & Memorial City |  | MEMORIAL CITY - GENERAL SURGERY | [5 empty] | MONITORS, BEDSIDE, BLOOD PRESSURE |  | MONITORVITALSIGNS-Welch Allyn-Connex 6500 |  |  |  |  | MONITORVITALSIGNS-Welch Allyn-Connex 6500 | Welch Allyn | [7 empty] | Covered PM Repair - Biomedical | MHHS-Mem City
NO | NO |  |  |  | 041-20430 |  | Welch Allyn Inc | 65MTXX-B |  |  | MEMORIAL CITY - LABOR & DELIVERY | MHHS-Mem City |  |  |  | 041-20430 |  | West & Memorial City |  | MEMORIAL CITY - LABOR & DELIVERY | [5 empty] | MONITORS, BEDSIDE, BLOOD PRESSURE |  | MONITORVITALSIGNS-Welch Allyn-Connex 6500 |  |  |  |  | MONITORVITALSIGNS-Welch Allyn-Connex 6500 | Welch Allyn | [7 empty] | Covered PM Repair - Biomedical | MHHS-Mem City
NO | NO |  |  |  | 041-20796 |  | Welch Allyn Inc | 65MTXX-B |  |  | MEMORIAL CITY - MED/SURG | MHHS-Mem City |  |  |  | 041-20796 |  | West & Memorial City |  | MEMORIAL CITY - MED/SURG | [5 empty] | MONITORS, BEDSIDE, BLOOD PRESSURE |  | MONITORVITALSIGNS-Welch Allyn-Connex 6500 |  |  |  |  | MONITORVITALSIGNS-Welch Allyn-Connex 6500 | Welch Allyn | [7 empty] | Covered PM Repair - Biomedical | MHHS-Mem City
NO | NO |  |  |  | 041-19345 |  | Welch Allyn Inc | 65MTXX-B |  |  | MEMORIAL CITY - MHT - JHC PACU | MHHS-Mem City |  |  |  | 041-19345 |  | West & Memorial City |  | MEMORIAL CITY - MHT - JHC PACU | [5 empty] | MONITORS, BEDSIDE, BLOOD PRESSURE |  | MONITORVITALSIGNS-Welch Allyn-Connex 6500 |  |  |  |  | MONITORVITALSIGNS-Welch Allyn-Connex 6500 | Welch Allyn | [7 empty] | Covered PM Repair - Biomedical | MHHS-Mem City
NO | NO |  |  |  | 041-19346 |  | Welch Allyn Inc | 65MTXX-B |  |  | MEMORIAL CITY - MHT - JHC PACU | MHHS-Mem City |  |  |  | 041-19346 |  | West & Memorial City |  | MEMORIAL CITY - MHT - JHC PACU | [5 empty] | MONITORS, BEDSIDE, BLOOD PRESSURE |  | MONITORVITALSIGNS-Welch Allyn-Connex 6500 |  |  |  |  | MONITORVITALSIGNS-Welch Allyn-Connex 6500 | Welch Allyn | [7 empty] | Covered PM Repair - Biomedical | MHHS-Mem City
NO | NO |  |  |  | 041-19347 |  | Welch Allyn Inc | 65MTXX-B |  |  | MEMORIAL CITY - MHT - JHC PACU | MHHS-Mem City |  |  |  | 041-19347 |  | West & Memorial City |  | MEMORIAL CITY - MHT - JHC PACU | [5 empty] | MONITORS, BEDSIDE, BLOOD PRESSURE |  | MONITORVITALSIGNS-Welch Allyn-Connex 6500 |  |  |  |  | MONITORVITALSIGNS-Welch Allyn-Connex 6500 | Welch Allyn | [7 empty] | Not Covered Vendor Only - Biomedical | MHHS-Mem City
NO | NO |  |  |  | 041-19353 |  | Welch Allyn Inc | 65MTXX-B |  |  | MEMORIAL CITY - MHT - JHC PACU | MHHS-Mem City |  |  |  | 041-19353 |  | West & Memorial City |  | MEMORIAL CITY - MHT - JHC PACU | [5 empty] | MONITORS, BEDSIDE, BLOOD PRESSURE |  | MONITORVITALSIGNS-Welch Allyn-Connex 6500 |  |  |  |  | MONITORVITALSIGNS-Welch Allyn-Connex 6500 | Welch Allyn | [7 empty] | Covered PM Repair - Biomedical | MHHS-Mem City
NO | NO |  |  |  | 041-19354 |  | Welch Allyn Inc | 65MTXX-B |  |  | MEMORIAL CITY - MHT - JHC PACU | MHHS-Mem City |  |  |  | 041-19354 |  | West & Memorial City |  | MEMORIAL CITY - MHT - JHC PACU | [5 empty] | MONITORS, BEDSIDE, BLOOD PRESSURE |  | MONITORVITALSIGNS-Welch Allyn-Connex 6500 |  |  |  |  | MONITORVITALSIGNS-Welch Allyn-Connex 6500 | Welch Allyn | [7 empty] | Covered PM Repair - Biomedical | MHHS-Mem City
NO | NO |  |  |  | 041-17864 |  | Welch Allyn Inc | 65MTXX-B |  |  | MEMORIAL CITY - MHT - MED/SURG | MHHS-Mem City |  |  |  | 041-17864 |  | West & Memorial City |  | MEMORIAL CITY - MHT - MED/SURG | [5 empty] | MONITORS, BEDSIDE, BLOOD PRESSURE |  | MONITORVITALSIGNS-Welch Allyn-Connex 6500 |  |  |  |  | MONITORVITALSIGNS-Welch Allyn-Connex 6500 | Welch Allyn | [7 empty] | Covered PM Repair - Biomedical | MHHS-Mem City
NO | NO |  |  |  | 041-18071 |  | Welch Allyn Inc | 65MTXX-B |  |  | MEMORIAL CITY - MHT - MED/SURG | MHHS-Mem City |  |  |  | 041-18071 |  | West & Memorial City |  | MEMORIAL CITY - MHT - MED/SURG | [5 empty] | MONITORS, BEDSIDE, BLOOD PRESSURE |  | MONITORVITALSIGNS-Welch Allyn-Connex 6500 |  |  |  |  | MONITORVITALSIGNS-Welch Allyn-Connex 6500 | Welch Allyn | [7 empty] | Covered PM Repair - Biomedical | MHHS-Mem City
NO | NO |  |  |  | 041-18072 |  | Welch Allyn Inc | 65MTXX-B |  |  | MEMORIAL CITY - MHT - MED/SURG | MHHS-Mem City |  |  |  | 041-18072 |  | West & Memorial City |  | MEMORIAL CITY - MHT - MED/SURG | [5 empty] | MONITORS, BEDSIDE, BLOOD PRESSURE |  | MONITORVITALSIGNS-Welch Allyn-Connex 6500 |  |  |  |  | MONITORVITALSIGNS-Welch Allyn-Connex 6500 | Welch Allyn | [7 empty] | Covered PM Repair - Biomedical | MHHS-Mem City
NO | NO |  |  |  | 041-17863 |  | Welch Allyn Inc | 65MTXX-B |  |  | MEMORIAL CITY - MHT - ONCOLOGY | MHHS-Mem City |  |  |  | 041-17863 |  | West & Memorial City |  | MEMORIAL CITY - MHT - ONCOLOGY | [5 empty] | MONITORS, BEDSIDE, BLOOD PRESSURE |  | MONITORVITALSIGNS-Welch Allyn-Connex 6500 |  |  |  |  | MONITORVITALSIGNS-Welch Allyn-Connex 6500 | Welch Allyn | [7 empty] | Covered PM Repair - Biomedical | MHHS-Mem City
NO | NO |  |  |  | 041-17865 |  | Welch Allyn Inc | 65MTXX-B |  |  | MEMORIAL CITY - MHT - ONCOLOGY | MHHS-Mem City |  |  |  | 041-17865 |  | West & Memorial City |  | MEMORIAL CITY - MHT - ONCOLOGY | [5 empty] | MONITORS, BEDSIDE, BLOOD PRESSURE |  | MONITORVITALSIGNS-Welch Allyn-Connex 6500 |  |  |  |  | MONITORVITALSIGNS-Welch Allyn-Connex 6500 | Welch Allyn | [7 empty] | Covered PM Repair - Biomedical | MHHS-Mem City
NO | NO |  |  |  | 041-17866 |  | Welch Allyn Inc | 65MTXX-B |  |  | MEMORIAL CITY - MHT - ONCOLOGY | MHHS-Mem City |  |  |  | 041-17866 |  | West & Memorial City |  | MEMORIAL CITY - MHT - ONCOLOGY | [5 empty] | MONITORS, BEDSIDE, BLOOD PRESSURE |  | MONITORVITALSIGNS-Welch Allyn-Connex 6500 |  |  |  |  | MONITORVITALSIGNS-Welch Allyn-Connex 6500 | Welch Allyn | [7 empty] | Covered PM Repair - Biomedical | MHHS-Mem City
NO | NO |  |  |  | 041-17867 |  | Welch Allyn Inc | 65MTXX-B |  |  | MEMORIAL CITY - MHT - ONCOLOGY | MHHS-Mem City |  |  |  | 041-17867 |  | West & Memorial City |  | MEMORIAL CITY - MHT - ONCOLOGY | [5 empty] | MONITORS, BEDSIDE, BLOOD PRESSURE |  | MONITORVITALSIGNS-Welch Allyn-Connex 6500 |  |  |  |  | MONITORVITALSIGNS-Welch Allyn-Connex 6500 | Welch Allyn | [7 empty] | Covered PM Repair - Biomedical | MHHS-Mem City
NO | NO |  |  |  | 041-17868 |  | Welch Allyn Inc | 65MTXX-B |  |  | MEMORIAL CITY - MHT - ONCOLOGY | MHHS-Mem City |  |  |  | 041-17868 |  | West & Memorial City |  | MEMORIAL CITY - MHT - ONCOLOGY | [5 empty] | MONITORS, BEDSIDE, BLOOD PRESSURE |  | MONITORVITALSIGNS-Welch Allyn-Connex 6500 |  |  |  |  | MONITORVITALSIGNS-Welch Allyn-Connex 6500 | Welch Allyn | [7 empty] | Covered PM Repair - Biomedical | MHHS-Mem City
NO | NO |  |  |  | 041-19343 |  | Welch Allyn Inc | 65MTXX-B |  |  | MEMORIAL CITY - MHT -JHC INPATIENT UNIT | MHHS-Mem City |  |  |  | 041-19343 |  | West & Memorial City |  | MEMORIAL CITY - MHT -JHC INPATIENT UNIT | [5 empty] | MONITORS, BEDSIDE, BLOOD PRESSURE |  | MONITORVITALSIGNS-Welch Allyn-Connex 6500 |  |  |  |  | MONITORVITALSIGNS-Welch Allyn-Connex 6500 | Welch Allyn | [7 empty] | Covered PM Repair - Biomedical | MHHS-Mem City
NO | NO |  |  |  | 041-19344 |  | Welch Allyn Inc | 65MTXX-B |  |  | MEMORIAL CITY - MHT -JHC INPATIENT UNIT | MHHS-Mem City |  |  |  | 041-19344 |  | West & Memorial City |  | MEMORIAL CITY - MHT -JHC INPATIENT UNIT | [5 empty] | MONITORS, BEDSIDE, BLOOD PRESSURE |  | MONITORVITALSIGNS-Welch Allyn-Connex 6500 |  |  |  |  | MONITORVITALSIGNS-Welch Allyn-Connex 6500 | Welch Allyn | [7 empty] | Covered PM Repair - Biomedical | MHHS-Mem City
NO | NO |  |  |  | 041-19348 |  | Welch Allyn Inc | 65MTXX-B |  |  | MEMORIAL CITY - MHT -JHC INPATIENT UNIT | MHHS-Mem City |  |  |  | 041-19348 |  | West & Memorial City |  | MEMORIAL CITY - MHT -JHC INPATIENT UNIT | [5 empty] | MONITORS, BEDSIDE, BLOOD PRESSURE |  | MONITORVITALSIGNS-Welch Allyn-Connex 6500 |  |  |  |  | MONITORVITALSIGNS-Welch Allyn-Connex 6500 | Welch Allyn | [7 empty] | Covered PM Repair - Biomedical | MHHS-Mem City
NO | NO |  |  |  | 041-19349 |  | Welch Allyn Inc | 65MTXX-B |  |  | MEMORIAL CITY - MHT -JHC INPATIENT UNIT | MHHS-Mem City |  |  |  | 041-19349 |  | West & Memorial City |  | MEMORIAL CITY - MHT -JHC INPATIENT UNIT | [5 empty] | MONITORS, BEDSIDE, BLOOD PRESSURE |  | MONITORVITALSIGNS-Welch Allyn-Connex 6500 |  |  |  |  | MONITORVITALSIGNS-Welch Allyn-Connex 6500 | Welch Allyn | [7 empty] | Covered PM Repair - Biomedical | MHHS-Mem City
NO | NO |  |  |  | 041-19350 |  | Welch Allyn Inc | 65MTXX-B |  |  | MEMORIAL CITY - MHT -JHC INPATIENT UNIT | MHHS-Mem City |  |  |  | 041-19350 |  | West & Memorial City |  | MEMORIAL CITY - MHT -JHC INPATIENT UNIT | [5 empty] | MONITORS, BEDSIDE, BLOOD PRESSURE |  | MONITORVITALSIGNS-Welch Allyn-Connex 6500 |  |  |  |  | MONITORVITALSIGNS-Welch Allyn-Connex 6500 | Welch Allyn | [7 empty] | Covered PM Repair - Biomedical | MHHS-Mem City
NO | NO |  |  |  | 041-19351 |  | Welch Allyn Inc | 65MTXX-B |  |  | MEMORIAL CITY - MHT -JHC INPATIENT UNIT | MHHS-Mem City |  |  |  | 041-19351 |  | West & Memorial City |  | MEMORIAL CITY - MHT -JHC INPATIENT UNIT | [5 empty] | MONITORS, BEDSIDE, BLOOD PRESSURE |  | MONITORVITALSIGNS-Welch Allyn-Connex 6500 |  |  |  |  | MONITORVITALSIGNS-Welch Allyn-Connex 6500 | Welch Allyn | [7 empty] | Covered PM Repair - Biomedical | MHHS-Mem City
NO | NO |  |  |  | 041-19355 |  | Welch Allyn Inc | 65MTXX-B |  |  | MEMORIAL CITY - MHT -JHC INPATIENT UNIT | MHHS-Mem City |  |  |  | 041-19355 |  | West & Memorial City |  | MEMORIAL CITY - MHT -JHC INPATIENT UNIT | [5 empty] | MONITORS, BEDSIDE, BLOOD PRESSURE |  | MONITORVITALSIGNS-Welch Allyn-Connex 6500 |  |  |  |  | MONITORVITALSIGNS-Welch Allyn-Connex 6500 | Welch Allyn | [7 empty] | Covered PM Repair - Biomedical | MHHS-Mem City
NO | NO |  |  |  | 041-18854 |  | Welch Allyn Inc | 65MTXX-B |  |  | MEMORIAL CITY - ORTHO/PT | MHHS-Mem City |  |  |  | 041-18854 |  | West & Memorial City |  | MEMORIAL CITY - ORTHO/PT | [5 empty] | MONITORS, BEDSIDE, BLOOD PRESSURE |  | MONITORVITALSIGNS-Welch Allyn-Connex 6500 |  |  |  |  | MONITORVITALSIGNS-Welch Allyn-Connex 6500 | Welch Allyn | [7 empty] | Covered PM Repair - Biomedical | MHHS-Mem City
NO | NO |  |  |  | 041-18855 |  | Welch Allyn Inc | 65MTXX-B |  |  | MEMORIAL CITY - ORTHO/PT | MHHS-Mem City |  |  |  | 041-18855 |  | West & Memorial City |  | MEMORIAL CITY - ORTHO/PT | [5 empty] | MONITORS, BEDSIDE, BLOOD PRESSURE |  | MONITORVITALSIGNS-Welch Allyn-Connex 6500 |  |  |  |  | MONITORVITALSIGNS-Welch Allyn-Connex 6500 | Welch Allyn | [7 empty] | Covered PM Repair - Biomedical | MHHS-Mem City
NO | NO |  |  |  | 041-18856 |  | Welch Allyn Inc | 65MTXX-B |  |  | MEMORIAL CITY - ORTHO/PT | MHHS-Mem City |  |  |  | 041-18856 |  | West & Memorial City |  | MEMORIAL CITY - ORTHO/PT | [5 empty] | MONITORS, BEDSIDE, BLOOD PRESSURE |  | MONITORVITALSIGNS-Welch Allyn-Connex 6500 |  |  |  |  | MONITORVITALSIGNS-Welch Allyn-Connex 6500 | Welch Allyn | [7 empty] | Covered PM Repair - Biomedical | MHHS-Mem City
NO | NO |  |  |  | 041-19795 |  | Welch Allyn Inc | 65MTXX-B |  |  | MEMORIAL CITY - POSTPARTUM | MHHS-Mem City |  |  |  | 041-19795 |  | West & Memorial City |  | MEMORIAL CITY - POSTPARTUM | [5 empty] | MONITORS, BEDSIDE, BLOOD PRESSURE |  | MONITORVITALSIGNS-Welch Allyn-Connex 6500 |  |  |  |  | MONITORVITALSIGNS-Welch Allyn-Connex 6500 | Welch Allyn | [7 empty] | Covered PM Repair - Biomedical | MHHS-Mem City
NO | NO |  |  |  | 041-20453 |  | Welch Allyn Inc | 65MTXX-B |  |  | MEMORIAL CITY - POSTPARTUM | MHHS-Mem City |  |  |  | 041-20453 |  | West & Memorial City |  | MEMORIAL CITY - POSTPARTUM | [5 empty] | MONITORS, BEDSIDE, BLOOD PRESSURE |  | MONITORVITALSIGNS-Welch Allyn-Connex 6500 |  |  |  |  | MONITORVITALSIGNS-Welch Allyn-Connex 6500 | Welch Allyn | [7 empty] | Covered PM Repair - Biomedical | MHHS-Mem City
NO | NO |  |  |  | 041-20454 |  | Welch Allyn Inc | 65MTXX-B |  |  | MEMORIAL CITY - POSTPARTUM | MHHS-Mem City |  |  |  | 041-20454 |  | West & Memorial City |  | MEMORIAL CITY - POSTPARTUM | [5 empty] | MONITORS, BEDSIDE, BLOOD PRESSURE |  | MONITORVITALSIGNS-Welch Allyn-Connex 6500 |  |  |  |  | MONITORVITALSIGNS-Welch Allyn-Connex 6500 | Welch Allyn | [7 empty] | Covered PM Repair - Biomedical | MHHS-Mem City
NO | NO |  |  |  | 041-20455 |  | Welch Allyn Inc | 65MTXX-B |  |  | MEMORIAL CITY - POSTPARTUM | MHHS-Mem City |  |  |  | 041-20455 |  | West & Memorial City |  | MEMORIAL CITY - POSTPARTUM | [5 empty] | MONITORS, BEDSIDE, BLOOD PRESSURE |  | MONITORVITALSIGNS-Welch Allyn-Connex 6500 |  |  |  |  | MONITORVITALSIGNS-Welch Allyn-Connex 6500 | Welch Allyn | [7 empty] | Covered PM Repair - Biomedical | MHHS-Mem City
NO | NO |  |  |  | 041-20456 |  | Welch Allyn Inc | 65MTXX-B |  |  | MEMORIAL CITY - POSTPARTUM | MHHS-Mem City |  |  |  | 041-20456 |  | West & Memorial City |  | MEMORIAL CITY - POSTPARTUM | [5 empty] | MONITORS, BEDSIDE, BLOOD PRESSURE |  | MONITORVITALSIGNS-Welch Allyn-Connex 6500 |  |  |  |  | MONITORVITALSIGNS-Welch Allyn-Connex 6500 | Welch Allyn | [7 empty] | Covered PM Repair - Biomedical | MHHS-Mem City
NO | NO |  |  |  | 041-20457 |  | Welch Allyn Inc | 65MTXX-B |  |  | MEMORIAL CITY - POSTPARTUM | MHHS-Mem City |  |  |  | 041-20457 |  | West & Memorial City |  | MEMORIAL CITY - POSTPARTUM | [5 empty] | MONITORS, BEDSIDE, BLOOD PRESSURE |  | MONITORVITALSIGNS-Welch Allyn-Connex 6500 |  |  |  |  | MONITORVITALSIGNS-Welch Allyn-Connex 6500 | Welch Allyn | [7 empty] | Covered PM Repair - Biomedical | MHHS-Mem City
NO | NO |  |  |  | 041-20458 |  | Welch Allyn Inc | 65MTXX-B |  |  | MEMORIAL CITY - POSTPARTUM | MHHS-Mem City |  |  |  | 041-20458 |  | West & Memorial City |  | MEMORIAL CITY - POSTPARTUM | [5 empty] | MONITORS, BEDSIDE, BLOOD PRESSURE |  | MONITORVITALSIGNS-Welch Allyn-Connex 6500 |  |  |  |  | MONITORVITALSIGNS-Welch Allyn-Connex 6500 | Welch Allyn | [7 empty] | Covered PM Repair - Biomedical | MHHS-Mem City
NO | NO |  |  |  | 041-20459 |  | Welch Allyn Inc | 65MTXX-B |  |  | MEMORIAL CITY - POSTPARTUM | MHHS-Mem City |  |  |  | 041-20459 |  | West & Memorial City |  | MEMORIAL CITY - POSTPARTUM | [5 empty] | MONITORS, BEDSIDE, BLOOD PRESSURE |  | MONITORVITALSIGNS-Welch Allyn-Connex 6500 |  |  |  |  | MONITORVITALSIGNS-Welch Allyn-Connex 6500 | Welch Allyn | [7 empty] | No Coverage Specified | MHHS-Mem City
NO | NO |  |  |  | 041-20466 |  | Welch Allyn Inc | 65MTXX-B |  |  | MEMORIAL CITY - POSTPARTUM | MHHS-Mem City |  |  |  | 041-20466 |  | West & Memorial City |  | MEMORIAL CITY - POSTPARTUM | [5 empty] | MONITORS, BEDSIDE, BLOOD PRESSURE |  | MONITORVITALSIGNS-Welch Allyn-Connex 6500 |  |  |  |  | MONITORVITALSIGNS-Welch Allyn-Connex 6500 | Welch Allyn | [7 empty] | Covered PM Repair - Biomedical | MHHS-Mem City
NO | NO |  |  |  | 041-20891 |  | Welch Allyn Inc | 65MTXX-B |  |  | MEMORIAL CITY - TEXAS ONCOLOGY | MHHS-Mem City |  |  |  | 041-20891 |  | West & Memorial City |  | MEMORIAL CITY - TEXAS ONCOLOGY | [5 empty] | MONITORS, BEDSIDE, BLOOD PRESSURE |  | MONITORVITALSIGNS-Welch Allyn-Connex 6500 |  |  |  |  | MONITORVITALSIGNS-Welch Allyn-Connex 6500 | Welch Allyn | [7 empty] | Covered PM Repair - Biomedical | MHHS-Mem City
NO | NO |  |  |  | 029-11602 |  | Welch Allyn Inc | 65MTXX-B |  |  | MH MG - (WDLS) - SPRING CCC | MHHS-MG |  |  |  | 029-11602 |  | Woodlands |  | MH MG - (WDLS) - SPRING CCC | [5 empty] | MONITORS, BEDSIDE, BLOOD PRESSURE |  | MONITORVITALSIGNS-Welch Allyn-Connex 6500 |  |  |  |  | MONITORVITALSIGNS-Welch Allyn-Connex 6500 | Welch Allyn | [7 empty] | Covered PM Repair - Biomedical | MHHS-MG
NO | NO |  |  |  | 029-11603 |  | Welch Allyn Inc | 65MTXX-B |  |  | MH MG - (WDLS) - SPRING CCC | MHHS-MG |  |  |  | 029-11603 |  | Woodlands |  | MH MG - (WDLS) - SPRING CCC | [5 empty] | MONITORS, BEDSIDE, BLOOD PRESSURE |  | MONITORVITALSIGNS-Welch Allyn-Connex 6500 |  |  |  |  | MONITORVITALSIGNS-Welch Allyn-Connex 6500 | Welch Allyn | [7 empty] | Covered PM Repair - Biomedical | MHHS-MG
NO | NO |  |  |  | 029-11648 |  | Welch Allyn Inc | 65MTXX-B |  |  | MH MG - (WDLS) - SPRING CCC | MHHS-MG |  |  |  | 029-11648 |  | Woodlands |  | MH MG - (WDLS) - SPRING CCC | [5 empty] | MONITORS, BEDSIDE, BLOOD PRESSURE |  | MONITORVITALSIGNS-Welch Allyn-Connex 6500 |  |  |  |  | MONITORVITALSIGNS-Welch Allyn-Connex 6500 | Welch Allyn | [7 empty] | Covered PM Repair - Biomedical | MHHS-MG
NO | NO |  |  |  | 005-10422 |  | Welch Allyn Inc | 65MTXX-B |  |  | SE - CDU (OLD) | MHHS-Southeast |  |  |  | 005-10422 |  | Southeast & Bay Area |  | SE - CDU (OLD) | [5 empty] | MONITORS, BEDSIDE, BLOOD PRESSURE |  | MONITORVITALSIGNS-Welch Allyn-Connex 6500 |  |  |  |  | MONITORVITALSIGNS-Welch Allyn-Connex 6500 | Welch Allyn | [7 empty] | Covered PM Repair - Biomedical | MHHS-Southeast
NO | NO |  |  |  | 005-10802 |  | Welch Allyn Inc | 65MTXX-B |  |  | SE - EMERGENCY CENTER | MHHS-Southeast |  |  |  | 005-10802 |  | Southeast & Bay Area |  | SE - EMERGENCY CENTER | [5 empty] | MONITORS, BEDSIDE, BLOOD PRESSURE |  | MONITORVITALSIGNS-Welch Allyn-Connex 6500 |  |  |  |  | MONITORVITALSIGNS-Welch Allyn-Connex 6500 | Welch Allyn | [7 empty] | Covered PM Repair - Biomedical | MHHS-Southeast
NO | NO |  |  |  | 013-37534 |  | Welch Allyn Inc | 65MTXX-B |  |  | SW - WOUND CARE | MHHS-Southwest |  |  |  | 013-37534 |  | Southwest |  | SW - WOUND CARE | [5 empty] | MONITORS, BEDSIDE, BLOOD PRESSURE |  | MONITORVITALSIGNS-Welch Allyn-Connex 6500 |  |  |  |  | MONITORVITALSIGNS-Welch Allyn-Connex 6500 | Welch Allyn | [7 empty] | Covered PM Repair - Biomedical | MHHS-Southwest
NO | NO |  |  |  | 029-09199 |  | Welch Allyn Inc | 65MTXX-B |  |  | TIRR - WOODLANDS INPATIENT | MHHS-TIRR |  |  |  | 029-09199 |  | Woodlands |  | TIRR - WOODLANDS INPATIENT | [5 empty] | MONITORS, BEDSIDE, BLOOD PRESSURE |  | MONITORVITALSIGNS-Welch Allyn-Connex 6500 |  |  |  |  | MONITORVITALSIGNS-Welch Allyn-Connex 6500 | Welch Allyn | [7 empty] | Covered PM Repair - Biomedical | MHHS-TIRR
NO | NO |  |  |  | 077-09000 |  | Welch Allyn Inc | 65MTXX-B |  |  | TMC - CHILDRENS - CSC (9HP) | MHHS-TMC |  |  |  | 077-09000 |  | TMC |  | TMC - CHILDRENS - CSC (9HP) | [5 empty] | MONITORS, BEDSIDE, BLOOD PRESSURE |  | MONITORVITALSIGNS-Welch Allyn-Connex 6500 |  |  |  |  | MONITORVITALSIGNS-Welch Allyn-Connex 6500 | Welch Allyn | [7 empty] | Not Covered Vendor Only - Biomedical | MHHS-TMC
NO | NO |  |  |  | 069-36875 |  | Welch Allyn Inc | 65MTXX-B |  |  | TMC - CULLEN - GENERAL MEDICINE (3C) | MHHS-TMC |  |  |  | 069-36875 |  | TMC |  | TMC - CULLEN - GENERAL MEDICINE (3C) | [5 empty] | MONITORS, BEDSIDE, BLOOD PRESSURE |  | MONITORVITALSIGNS-Welch Allyn-Connex 6500 |  |  |  |  | MONITORVITALSIGNS-Welch Allyn-Connex 6500 | Welch Allyn | [7 empty] | Not Covered Vendor Only - Biomedical | MHHS-TMC
NO | NO |  |  |  | 069-43691 |  | Welch Allyn Inc | 65MTXX-B |  |  | TMC - JONES - BURN UNIT (8J) | MHHS-TMC |  |  |  | 069-43691 |  | TMC |  | TMC - JONES - BURN UNIT (8J) | [5 empty] | MONITORS, BEDSIDE, BLOOD PRESSURE |  | MONITORVITALSIGNS-Welch Allyn-Connex 6500 |  |  |  |  | MONITORVITALSIGNS-Welch Allyn-Connex 6500 | Welch Allyn | [7 empty] | Not Covered Vendor Only - Biomedical | MHHS-TMC
NO | NO |  |  |  | 069-38818 |  | Welch Allyn Inc | 65MTXX-B |  |  | TMC - JONES - SILVER TRAUMA/TCU (8J) | MHHS-TMC |  |  |  | 069-38818 |  | TMC |  | TMC - JONES - SILVER TRAUMA/TCU (8J) | [5 empty] | MONITORS, BEDSIDE, BLOOD PRESSURE |  | MONITORVITALSIGNS-Welch Allyn-Connex 6500 |  |  |  |  | MONITORVITALSIGNS-Welch Allyn-Connex 6500 | Welch Allyn | [7 empty] | Not Covered Vendor Only - Biomedical | MHHS-TMC
NO | NO |  |  |  | 069-36869 |  | Welch Allyn Inc | 65MTXX-B |  |  | TMC - JONES - SPECIALTY SURGERY (3J) | MHHS-TMC |  |  |  | 069-36869 |  | TMC |  | TMC - JONES - SPECIALTY SURGERY (3J) | [5 empty] | MONITORS, BEDSIDE, BLOOD PRESSURE |  | MONITORVITALSIGNS-Welch Allyn-Connex 6500 |  |  |  |  | MONITORVITALSIGNS-Welch Allyn-Connex 6500 | Welch Allyn | [7 empty] | Not Covered Vendor Only - Biomedical | MHHS-TMC
NO | NO |  |  |  | 069-44353 |  | Welch Allyn Inc | 65MTXX-B |  |  | TMC - JONES - SPECIALTY SURGERY (3J) | MHHS-TMC |  |  |  | 069-44353 |  | TMC |  | TMC - JONES - SPECIALTY SURGERY (3J) | [5 empty] | MONITORS, BEDSIDE, BLOOD PRESSURE |  | MONITORVITALSIGNS-Welch Allyn-Connex 6500 |  |  |  |  | MONITORVITALSIGNS-Welch Allyn-Connex 6500 | Welch Allyn | [7 empty] | Not Covered Vendor Only - Biomedical | MHHS-TMC
NO | NO |  |  |  | 069-41088 |  | Welch Allyn Inc | 65MTXX-B |  |  | TMC - JONES - TX TRAUMA (6J) | MHHS-TMC |  |  |  | 069-41088 |  | TMC |  | TMC - JONES - TX TRAUMA (6J) | [5 empty] | MONITORS, BEDSIDE, BLOOD PRESSURE |  | MONITORVITALSIGNS-Welch Allyn-Connex 6500 |  |  |  |  | MONITORVITALSIGNS-Welch Allyn-Connex 6500 | Welch Allyn | [7 empty] | Covered PM Repair - Biomedical | MHHS-TMC
NO | NO |  |  |  | 069-41090 |  | Welch Allyn Inc | 65MTXX-B |  |  | TMC - JONES - TX TRAUMA (6J) | MHHS-TMC |  |  |  | 069-41090 |  | TMC |  | TMC - JONES - TX TRAUMA (6J) | [5 empty] | MONITORS, BEDSIDE, BLOOD PRESSURE |  | MONITORVITALSIGNS-Welch Allyn-Connex 6500 |  |  |  |  | MONITORVITALSIGNS-Welch Allyn-Connex 6500 | Welch Allyn | [7 empty] | Covered PM Repair - Biomedical | MHHS-TMC
NO | NO |  |  |  | 069-41451 |  | Welch Allyn Inc | 65MTXX-B |  |  | TMC - PACU - ADULT (2HP) | MHHS-TMC |  |  |  | 069-41451 |  | TMC |  | TMC - PACU - ADULT (2HP) | [5 empty] | MONITORS, BEDSIDE, BLOOD PRESSURE |  | MONITORVITALSIGNS-Welch Allyn-Connex 6500 |  |  |  |  | MONITORVITALSIGNS-Welch Allyn-Connex 6500 | Welch Allyn | [7 empty] | Covered PM Repair - Biomedical | MHHS-TMC
NO | NO |  |  |  | 069-41452 |  | Welch Allyn Inc | 65MTXX-B |  |  | TMC - PACU - ADULT (2HP) | MHHS-TMC |  |  |  | 069-41452 |  | TMC |  | TMC - PACU - ADULT (2HP) | [5 empty] | MONITORS, BEDSIDE, BLOOD PRESSURE |  | MONITORVITALSIGNS-Welch Allyn-Connex 6500 |  |  |  |  | MONITORVITALSIGNS-Welch Allyn-Connex 6500 | Welch Allyn | [7 empty] | Covered PM Repair - Biomedical | MHHS-TMC
NO | NO |  |  |  | 069-35230 |  | Welch Allyn Inc | 65MTXX-B |  |  | TMC - RADIOLOGY - CHILDRENS HOSPITAL (OLD) | MHHS-TMC |  |  |  | 069-35230 |  | TMC |  | TMC - RADIOLOGY - CHILDRENS HOSPITAL (OLD) | [5 empty] | MONITORS, BEDSIDE, BLOOD PRESSURE |  | MONITORVITALSIGNS-Welch Allyn-Connex 6500 |  |  |  |  | MONITORVITALSIGNS-Welch Allyn-Connex 6500 | Welch Allyn | [7 empty] | Covered PM Repair - Biomedical | MHHS-TMC
NO | NO |  |  |  | 069-35231 |  | Welch Allyn Inc | 65MTXX-B |  |  | TMC - RADIOLOGY - CHILDRENS HOSPITAL (OLD) | MHHS-TMC |  |  |  | 069-35231 |  | TMC |  | TMC - RADIOLOGY - CHILDRENS HOSPITAL (OLD) | [5 empty] | MONITORS, BEDSIDE, BLOOD PRESSURE |  | MONITORVITALSIGNS-Welch Allyn-Connex 6500 |  |  |  |  | MONITORVITALSIGNS-Welch Allyn-Connex 6500 | Welch Allyn | [7 empty] | Covered PM Repair - Biomedical | MHHS-TMC
NO | NO |  |  |  | 029-10917 |  | Welch Allyn Inc | 65MTXX-B |  |  | WOODLANDS - 5 EAST MEDICAL/SURGICAL | MHHS-Woodlands |  |  |  | 029-10917 |  | Woodlands |  | WOODLANDS - 5 EAST MEDICAL/SURGICAL | [5 empty] | MONITORS, BEDSIDE, BLOOD PRESSURE |  | MONITORVITALSIGNS-Welch Allyn-Connex 6500 |  |  |  |  | MONITORVITALSIGNS-Welch Allyn-Connex 6500 | Welch Allyn | [7 empty] | Covered PM Repair - Biomedical | MHHS-Woodlands
NO | NO |  |  |  | 029-10934 |  | Welch Allyn Inc | 65MTXX-B |  |  | WOODLANDS - 5 EAST MEDICAL/SURGICAL | MHHS-Woodlands |  |  |  | 029-10934 |  | Woodlands |  | WOODLANDS - 5 EAST MEDICAL/SURGICAL | [5 empty] | MONITORS, BEDSIDE, BLOOD PRESSURE |  | MONITORVITALSIGNS-Welch Allyn-Connex 6500 |  |  |  |  | MONITORVITALSIGNS-Welch Allyn-Connex 6500 | Welch Allyn | [7 empty] | Covered PM Repair - Biomedical | MHHS-Woodlands
NO | NO |  |  |  | 029-10945 |  | Welch Allyn Inc | 65MTXX-B |  |  | WOODLANDS - 5 EAST MEDICAL/SURGICAL | MHHS-Woodlands |  |  |  | 029-10945 |  | Woodlands |  | WOODLANDS - 5 EAST MEDICAL/SURGICAL | [5 empty] | MONITORS, BEDSIDE, BLOOD PRESSURE |  | MONITORVITALSIGNS-Welch Allyn-Connex 6500 |  |  |  |  | MONITORVITALSIGNS-Welch Allyn-Connex 6500 | Welch Allyn | [7 empty] | Covered PM Repair - Biomedical | MHHS-Woodlands
NO | YES |  |  |  | 142-07090 | 142-07090 | Welch Allyn Inc | 65NTXX |  |  | MH MG-(NE)-Kingwood Ob/Gyn | MHHS-MG |  |  |  | 142-07090 | 142-07090 | Katy | MHHS-MG | MH MG-(NE)-Kingwood Ob/Gyn |  | 9/1/19 | 9/1/20 |  |  | MONITORS, PHYSIOLOGIC, VITAL SIGNS | Monitor, Vital Signs | MONITORVITALSIGNS-Welch Allyn-Connex 6500 |  |  |  |  | MONITORVITALSIGNS-Welch Allyn-Connex 6500 | Welch Allyn | [6 empty] | MVS-A | Covered PM Repair - Biomedical | MHHS-MG | [8 empty] | MONITORVITALSIGNS | Monitor, Vital Signs | Welch Allyn
NO | YES |  |  |  | 005-11182 | 005-11182 | Welch Allyn Inc |  |  | C1147970A | SE-Unit 4B (Women'S Services) | MHHS-Southeast |  |  |  | 005-11182 | 005-11182 | Southeast | MHHS-Southeast | SE-Unit 4B (Women'S Services) | Nurse station |  |  |  |  | THERMOMETERS, ELECTRONIC, PATIENT |  | THERMOMETERELECT-Welch Allyn-SureTemp 678 |  |  |  |  | THERMOMETERELECT-Welch Allyn-SureTemp 678 | Welch Allyn |  |  |  |  | 12/4/18 |  |  | Covered PM Repair - Biomedical | MHHS-Southeast
NO | NO | [5 empty] | Welch Allyn Inc |  |  |  | GH - RADIOLOGY | MHHS-Greater Heights | [5 empty] | Central & Greater Heights |  | GH - RADIOLOGY | [5 empty] | THERMOMETERS, ELECTRONIC, PATIENT |  | THERMOMETERELECT-Welch Allyn-SureTemp 678 |  |  |  |  | THERMOMETERELECT-Welch Allyn-SureTemp 678 | Welch Allyn | [7 empty] | Covered PM Repair - Biomedical | MHHS-Greater Heights
NO | NO |  |  |  | 005-03939 |  | Welch Allyn Inc |  |  |  | SE - NEONATAL ICU | MHHS-Southeast |  |  |  | 005-03939 |  | Southeast & Bay Area |  | SE - NEONATAL ICU | [5 empty] | THERMOMETERS, ELECTRONIC, PATIENT |  | THERMOMETERELECT-Welch Allyn-SureTemp 678 |  |  |  |  | THERMOMETERELECT-Welch Allyn-SureTemp 678 | Welch Allyn | [7 empty] | Covered PM Repair - Biomedical | MHHS-Southeast
NO | YES |  |  |  | 013-38978 | 013-38978 | Welch Allyn Inc | 67MXXX |  |  | MH MG-(SW)-SW Medical Plaza 4 (Mp4) | MHHS-OPID |  |  |  | 013-38978 | 013-38978 | Southwest | MHHS-MG | MH MG-(SW)-SW Medical Plaza 4 (Mp4) | Suite 150 | 7/1/19 |  | 7/1/20 |  | MONITORS, PHYSIOLOGIC, VITAL SIGNS | Monitor, Vital Signs | MONITORVITALSIGNS-Welch Allyn-Connex 6700 |  |  |  |  | MONITORVITALSIGNS-Welch Allyn-Connex 6700 | Welch Allyn |  |  |  |  | 12/5/18 |  | MVS-A | Covered PM Repair - Biomedical | MHHS-OPID | [8 empty] | MONITORVITALSIGNS | Monitor, Vital Signs | Welch Allyn
NO | YES |  |  |  | 000-05165 | 000-05165 | Welch Allyn Inc | 67NXTX |  |  | MH MG-(PL)-Pearland Clinic | MHHS-MG |  |  |  | 000-05165 | 000-05165 | Pearland | MHHS-MG | MH MG-(PL)-Pearland Clinic | Suite 100 exam room 21 | 11/1/19 | 11/1/20 |  |  | MONITORS, PHYSIOLOGIC, VITAL SIGNS | Monitor, Vital Signs | MONITORVITALSIGNS-Welch Allyn-Connex 6700 |  |  |  |  | MONITORVITALSIGNS-Welch Allyn-Connex 6700 | Welch Allyn |  |  |  |  | 1/23/19 |  | MVS-A | Covered PM Repair - Biomedical | MHHS-MG | [8 empty] | MONITORVITALSIGNS | Monitor, Vital Signs | Welch Allyn
NO | YES |  |  |  | 000-03823 | 000-03823 | Welch Allyn Inc | 67NXTX |  |  | MH MG-(PL)-Pearland Multi-Specialty (Mp 2) | MHHS-MG |  |  |  | 000-03823 | 000-03823 | Pearland | MHHS-MG | MH MG-(PL)-Pearland Multi-Specialty (Mp 2) | Storage | 9/1/19 |  |  |  | MONITORS, PHYSIOLOGIC, VITAL SIGNS | Monitor, Vital Signs | MONITORVITALSIGNS-Welch Allyn-Connex 6700 |  |  |  |  | MONITORVITALSIGNS-Welch Allyn-Connex 6700 | Welch Allyn |  |  |  |  | 1/23/19 |  | MVS-A | Covered PM Repair - Biomedical | MHHS-MG | [8 empty] | MONITORVITALSIGNS | Monitor, Vital Signs | Welch Allyn
NO | YES |  |  |  | 000-05046 | 000-05046 | Welch Allyn Inc | 67NXTX |  |  | MH MG-(CY)-Copperfield | MHHS-MG |  |  |  | 000-05046 | 000-05046 | Northwest | MHHS-MG | MH MG-(CY)-Copperfield |  | 5/1/19 | 5/1/20 |  |  | MONITORS, PHYSIOLOGIC, VITAL SIGNS | Monitor, Vital Signs | MONITORVITALSIGNS-Welch Allyn-Connex 6700 |  |  |  |  | MONITORVITALSIGNS-Welch Allyn-Connex 6700 | Welch Allyn |  |  |  |  | 10/17/18 |  | MVS-A | Covered PM Repair - Biomedical | MHHS-MG | [8 empty] | MONITORVITALSIGNS | Monitor, Vital Signs | Welch Allyn
NO | YES |  |  |  | 929-01416 | 929-01416 | Welch Allyn Inc | 67NXTX |  |  | MH MG-(CY)-Cypress Multi Specialty | MHHS-MG |  |  |  | 929-01416 | 929-01416 | Northwest | MHHS-MG | MH MG-(CY)-Cypress Multi Specialty | Nurses Station | 8/1/19 |  |  |  | MONITORS, PHYSIOLOGIC, VITAL SIGNS | Monitor, Vital Signs | MONITORVITALSIGNS-Welch Allyn-Connex 6700 |  |  |  |  | MONITORVITALSIGNS-Welch Allyn-Connex 6700 | Welch Allyn |  |  |  |  | 10/17/18 |  | MVS-A | Covered PM Repair - Biomedical | MHHS-MG | [8 empty] | MONITORVITALSIGNS | Monitor, Vital Signs | Welch Allyn
NO | YES |  |  |  | 929-01417 | 929-01417 | Welch Allyn Inc | 67NXTX |  |  | MH MG-(CY)-Cypress Multi Specialty | MHHS-MG |  |  |  | 929-01417 | 929-01417 | Northwest | MHHS-MG | MH MG-(CY)-Cypress Multi Specialty | Nurses Station | 8/1/19 |  |  |  | MONITORS, PHYSIOLOGIC, VITAL SIGNS | Monitor, Vital Signs | MONITORVITALSIGNS-Welch Allyn-Connex 6700 |  |  |  |  | MONITORVITALSIGNS-Welch Allyn-Connex 6700 | Welch Allyn |  |  |  |  | 11/16/17 |  | MVS-A | Covered PM Repair - Biomedical | MHHS-MG | [8 empty] | MONITORVITALSIGNS | Monitor, Vital Signs | Welch Allyn
NO | YES |  |  |  | 929-01418 | 929-01418 | Welch Allyn Inc | 67NXTX |  |  | MH MG-(CY)-Cypress Multi Specialty | MHHS-MG |  |  |  | 929-01418 | 929-01418 | Northwest | MHHS-MG | MH MG-(CY)-Cypress Multi Specialty | Mutispecialty | 8/1/19 | 8/1/20 |  |  | MONITORS, PHYSIOLOGIC, VITAL SIGNS | Monitor, Vital Signs | MONITORVITALSIGNS-Welch Allyn-Connex 6700 |  |  |  |  | MONITORVITALSIGNS-Welch Allyn-Connex 6700 | Welch Allyn |  |  |  |  | 11/16/18 |  | MVS-A | Covered PM Repair - Biomedical | MHHS-MG | [8 empty] | MONITORVITALSIGNS | Monitor, Vital Signs | Welch Allyn
NO | YES |  |  |  | 929-01419 | 929-01419 | Welch Allyn Inc | 67NXTX |  |  | MH MG-(CY)-Cypress Multi Specialty | MHHS-MG |  |  |  | 929-01419 | 929-01419 | Northwest | MHHS-MG | MH MG-(CY)-Cypress Multi Specialty | Near exam 6 | 8/1/19 | 8/1/20 |  |  | MONITORS, PHYSIOLOGIC, VITAL SIGNS | Monitor, Vital Signs | MONITORVITALSIGNS-Welch Allyn-Connex 6700 |  |  |  |  | MONITORVITALSIGNS-Welch Allyn-Connex 6700 | Welch Allyn |  |  |  |  | 12/22/18 |  | MVS-A | Covered PM Repair - Biomedical | MHHS-MG | [8 empty] | MONITORVITALSIGNS | Monitor, Vital Signs | Welch Allyn
NO | YES |  |  |  | 000-03853 | 000-03853 | Welch Allyn Inc | 67NXTX |  |  | MH MG-(GH)-GH CCC | MHHS-MG |  |  |  | 000-03853 | 000-03853 | Central | MHHS-MG | MH MG-(GH)-GH CCC |  | 4/1/19 | 4/1/20 |  |  | MONITORS, PHYSIOLOGIC, VITAL SIGNS | Monitor, Vital Signs | MONITORVITALSIGNS-Welch Allyn-Connex 6700 |  |  |  |  | MONITORVITALSIGNS-Welch Allyn-Connex 6700 | Welch Allyn |  |  |  |  | 12/27/18 |  | MVS-A | Covered PM Repair - Biomedical | MHHS-MG | [8 empty] | MONITORVITALSIGNS | Monitor, Vital Signs | Welch Allyn
NO | YES |  |  |  | 929-01506 | 929-01506 | Welch Allyn Inc | 67NXTX |  |  | MH MG-(GH)-GH Urology [Mp1-Ste500] | MHHS-MG |  |  |  | 929-01506 | 929-01506 | Central | MHHS-MG | MH MG-(GH)-GH Urology [Mp1-Ste500] | [5 empty] | MONITORS, PHYSIOLOGIC, VITAL SIGNS | Monitor, Vital Signs | MONITORVITALSIGNS-Welch Allyn-Connex 6700 |  |  |  |  | MONITORVITALSIGNS-Welch Allyn-Connex 6700 | Welch Allyn |  |  |  |  | 12/28/18 |  | MVS-A | Covered PM Repair - Biomedical | MHHS-MG | [8 empty] | MONITORVITALSIGNS | Monitor, Vital Signs | Welch Allyn
NO | YES |  |  |  | 000-05116 | 000-05116 | Welch Allyn Inc | 67NXTX |  |  | MH MG-(KY)-Katy Sports Medicine | MHHS-MG |  |  |  | 000-05116 | 000-05116 | Katy | MHHS-MG | MH MG-(KY)-Katy Sports Medicine | Sports Medicine and Rehabilitation | 10/1/19 | 10/1/20 |  |  | MONITORS, PHYSIOLOGIC, VITAL SIGNS | Monitor, Vital Signs | MONITORVITALSIGNS-Welch Allyn-Connex 6700 |  |  |  |  | MONITORVITALSIGNS-Welch Allyn-Connex 6700 | Welch Allyn |  |  |  |  | 12/28/18 |  | MVS-A | Covered PM Repair - Biomedical | MHHS-MG | [8 empty] | MONITORVITALSIGNS | Monitor, Vital Signs | Welch Allyn
NO | YES |  |  |  | 000-05117 | 000-05117 | Welch Allyn Inc | 67NXTX |  |  | MH MG-(KY)-Katy Sports Medicine | MHHS-MG |  |  |  | 000-05117 | 000-05117 | Katy | MHHS-MG | MH MG-(KY)-Katy Sports Medicine | Sports rehab | 10/1/19 | 10/1/20 |  |  | MONITORS, PHYSIOLOGIC, VITAL SIGNS | Monitor, Vital Signs | MONITORVITALSIGNS-Welch Allyn-Connex 6700 |  |  |  |  | MONITORVITALSIGNS-Welch Allyn-Connex 6700 | Welch Allyn |  |  |  |  | 12/28/17 |  | MVS-A | Covered PM Repair - Biomedical | MHHS-MG | [8 empty] | MONITORVITALSIGNS | Monitor, Vital Signs | Welch Allyn
NO | YES |  |  |  | 000-05118 | 000-05118 | Welch Allyn Inc | 67NXTX |  |  | MH MG-(KY)-Katy Sports Medicine | MHHS-MG |  |  |  | 000-05118 | 000-05118 | Katy | MHHS-MG | MH MG-(KY)-Katy Sports Medicine | Nursing | 10/1/19 | 10/1/20 |  |  | MONITORS, PHYSIOLOGIC, VITAL SIGNS | Monitor, Vital Signs | MONITORVITALSIGNS-Welch Allyn-Connex 6700 |  |  |  |  | MONITORVITALSIGNS-Welch Allyn-Connex 6700 | Welch Allyn | [6 empty] | MVS-A | Covered PM Repair - Biomedical | MHHS-MG | [8 empty] | MONITORVITALSIGNS | Monitor, Vital Signs | Welch Allyn
NO | YES |  |  |  | 000-05121 | 000-05121 | Welch Allyn Inc | 67NXTX |  |  | MH MG-(KY)-Katy Sports Medicine | MHHS-MG |  |  |  | 000-05121 | 000-05121 | Katy | MHHS-MG | MH MG-(KY)-Katy Sports Medicine | Sports Medicine and Rehabilitation | 10/1/19 | 10/1/20 |  |  | MONITORS, PHYSIOLOGIC, VITAL SIGNS | Monitor, Vital Signs | MONITORVITALSIGNS-Welch Allyn-Connex 6700 |  |  |  |  | MONITORVITALSIGNS-Welch Allyn-Connex 6700 | Welch Allyn |  |  |  |  | 1/23/19 |  | MVS-A | Covered PM Repair - Biomedical | MHHS-MG | [8 empty] | MONITORVITALSIGNS | Monitor, Vital Signs | Welch Allyn
NO | YES |  |  |  | 000-05038 | 000-05038 | Welch Allyn Inc | 67NXTX |  |  | MH MG - (MC) - BARIATRIC SURGERY GALLERIA | MHHS-MG |  |  |  | 000-05038 | 000-05038 | West | MHHS-MG | MH MG - (MC) - BARIATRIC SURGERY GALLERIA | Radiology | 6/1/19 | 6/1/20 |  |  | MONITORS, PHYSIOLOGIC, VITAL SIGNS | Monitor, Vital Signs | MONITORVITALSIGNS-Welch Allyn-Connex 6700 |  |  |  |  | MONITORVITALSIGNS-Welch Allyn-Connex 6700 | Welch Allyn |  |  |  |  | 1/23/19 |  | MVS-A | Covered PM Repair - Biomedical | MHHS-MG | [8 empty] | MONITORVITALSIGNS | Monitor, Vital Signs | Welch Allyn
NO | YES |  |  |  | 929-01598 | 929-01598 | Welch Allyn Inc | 67NXTX |  |  | MH MG-(TMC)-Urgent Care-West University | MHHS-MG |  |  |  | 929-01598 | 929-01598 | TMC | MHHS-MG | MH MG-(TMC)-Urgent Care-West University |  | 11/1/19 | 11/1/20 |  |  | MONITORS, PHYSIOLOGIC, VITAL SIGNS | Monitor, Vital Signs | MONITORVITALSIGNS-Welch Allyn-Connex 6700 |  |  |  |  | MONITORVITALSIGNS-Welch Allyn-Connex 6700 | Welch Allyn |  |  |  |  | 2/9/19 |  | MVS-A | Covered PM Repair - Biomedical | MHHS-MG | [8 empty] | MONITORVITALSIGNS | Monitor, Vital Signs | Welch Allyn
NO | YES |  |  |  | 929-01599 | 929-01599 | Welch Allyn Inc | 67NXTX |  |  | MH MG-(TMC)-Urgent Care-West University | MHHS-MG |  |  |  | 929-01599 | 929-01599 | TMC | MHHS-MG | MH MG-(TMC)-Urgent Care-West University | Exam room 9 | 11/1/19 | 11/1/20 |  |  | MONITORS, PHYSIOLOGIC, VITAL SIGNS | Monitor, Vital Signs | MONITORVITALSIGNS-Welch Allyn-Connex 6700 |  |  |  |  | MONITORVITALSIGNS-Welch Allyn-Connex 6700 | Welch Allyn |  |  |  |  | 2/9/19 |  | MVS-A | Covered PM Repair - Biomedical | MHHS-MG | [8 empty] | MONITORVITALSIGNS | Monitor, Vital Signs | Welch Allyn
NO | YES |  |  |  | 929-01435 |  | Welch Allyn Inc | 67NXTX |  |  | MH MG - (WDLS) - CONROE ISD | MHHS-MG |  |  |  | 929-01435 |  | Woodlands |  | MH MG - (WDLS) - CONROE ISD |  | 08/19/2019 |  |  |  | MONITORS, PHYSIOLOGIC, VITAL SIGNS |  | MONITORVITALSIGNS-Welch Allyn-Connex 6700 |  |  |  |  | MONITORVITALSIGNS-Welch Allyn-Connex 6700 | Welch Allyn |  |  |  |  | 02/12/2019 |  |  | Covered PM Repair - Biomedical | MHHS-MG
NO | YES |  |  |  | 929-01436 |  | Welch Allyn Inc | 67NXTX |  |  | MH MG - (WDLS) - CONROE ISD | MHHS-MG |  |  |  | 929-01436 |  | Woodlands |  | MH MG - (WDLS) - CONROE ISD |  | 08/19/2019 |  |  |  | MONITORS, PHYSIOLOGIC, VITAL SIGNS |  | MONITORVITALSIGNS-Welch Allyn-Connex 6700 |  |  |  |  | MONITORVITALSIGNS-Welch Allyn-Connex 6700 | Welch Allyn | [7 empty] | Covered PM Repair - Biomedical | MHHS-MG
NO | NO |  |  |  | 000-05039 |  | Welch Allyn Inc | 67NXTX |  |  | MH MG - (MC) - BARIATRIC SURGERY GALLERIA | MHHS-MG |  |  |  | 000-05039 |  | West & Memorial City |  | MH MG - (MC) - BARIATRIC SURGERY GALLERIA | [5 empty] | MONITORS, PHYSIOLOGIC, VITAL SIGNS |  | MONITORVITALSIGNS-Welch Allyn-Connex 6700 |  |  |  |  | MONITORVITALSIGNS-Welch Allyn-Connex 6700 | Welch Allyn | [7 empty] | Covered PM Repair - Biomedical | MHHS-MG
NO | NO |  |  |  | 000-02662 |  | Welch Allyn Inc | 67NXTX |  |  | MH MG - (SE) - UROLOGY ASSOCIATES - SOUTHEAST | MHHS-MG |  |  |  | 000-02662 |  | Southeast & Bay Area |  | MH MG - (SE) - UROLOGY ASSOCIATES - SOUTHEAST | [5 empty] | MONITORS, PHYSIOLOGIC, VITAL SIGNS |  | MONITORVITALSIGNS-Welch Allyn-Connex 6700 |  |  |  |  | MONITORVITALSIGNS-Welch Allyn-Connex 6700 | Welch Allyn | [7 empty] | Covered PM Repair - Biomedical | MHHS-MG
NO | NO |  |  |  | 000-04197 |  | Welch Allyn Inc | 67NXTX |  |  | MH MG - (SE) - UROLOGY ASSOCIATES - WEBSTER | MHHS-MG |  |  |  | 000-04197 |  | Southeast & Bay Area |  | MH MG - (SE) - UROLOGY ASSOCIATES - WEBSTER | [5 empty] | MONITORS, PHYSIOLOGIC, VITAL SIGNS |  | MONITORVITALSIGNS-Welch Allyn-Connex 6700 |  |  |  |  | MONITORVITALSIGNS-Welch Allyn-Connex 6700 | Welch Allyn | [7 empty] | Covered PM Repair - Biomedical | MHHS-MG
NO | NO |  |  |  | 000-04200 |  | Welch Allyn Inc | 67NXTX |  |  | MH MG - (SE) - UROLOGY ASSOCIATES - WEBSTER | MHHS-MG |  |  |  | 000-04200 |  | Southeast & Bay Area |  | MH MG - (SE) - UROLOGY ASSOCIATES - WEBSTER | [5 empty] | MONITORS, PHYSIOLOGIC, VITAL SIGNS |  | MONITORVITALSIGNS-Welch Allyn-Connex 6700 |  |  |  |  | MONITORVITALSIGNS-Welch Allyn-Connex 6700 | Welch Allyn | [7 empty] | Covered PM Repair - Biomedical | MHHS-MG
NO | NO |  |  |  | 000-05123 |  | Welch Allyn Inc | 67NXTX |  |  | MH MG - (SL) - SUGAR LAND PEDIATRICS | MHHS-MG |  |  |  | 000-05123 |  | Sugar Land |  | MH MG - (SL) - SUGAR LAND PEDIATRICS | [5 empty] | MONITORS, PHYSIOLOGIC, VITAL SIGNS |  | MONITORVITALSIGNS-Welch Allyn-Connex 6700 |  |  |  |  | MONITORVITALSIGNS-Welch Allyn-Connex 6700 | Welch Allyn | [7 empty] | Covered PM Repair - Biomedical | MHHS-MG
NO | NO |  |  |  | 000-05124 |  | Welch Allyn Inc | 67NXTX |  |  | MH MG - (SL) - SUGAR LAND PEDIATRICS | MHHS-MG |  |  |  | 000-05124 |  | Sugar Land |  | MH MG - (SL) - SUGAR LAND PEDIATRICS | [5 empty] | MONITORS, PHYSIOLOGIC, VITAL SIGNS |  | MONITORVITALSIGNS-Welch Allyn-Connex 6700 |  |  |  |  | MONITORVITALSIGNS-Welch Allyn-Connex 6700 | Welch Allyn | [7 empty] | Covered PM Repair - Biomedical | MHHS-MG
NO | NO |  |  |  | 000-05125 |  | Welch Allyn Inc | 67NXTX |  |  | MH MG - (SL) - SUGAR LAND PEDIATRICS | MHHS-MG |  |  |  | 000-05125 |  | Sugar Land |  | MH MG - (SL) - SUGAR LAND PEDIATRICS | [5 empty] | MONITORS, PHYSIOLOGIC, VITAL SIGNS |  | MONITORVITALSIGNS-Welch Allyn-Connex 6700 |  |  |  |  | MONITORVITALSIGNS-Welch Allyn-Connex 6700 | Welch Allyn | [7 empty] | Covered PM Repair - Biomedical | MHHS-MG
NO | NO |  |  |  | 000-05052 |  | Welch Allyn Inc | 67NXTX |  |  | MH MG - (WDLS) - EMPLOYEE HEALTH THE WOODLANDS | MHHS-MG |  |  |  | 000-05052 |  | Woodlands |  | MH MG - (WDLS) - EMPLOYEE HEALTH THE WOODLANDS | [5 empty] | MONITORS, PHYSIOLOGIC, VITAL SIGNS |  | MONITORVITALSIGNS-Welch Allyn-Connex 6700 |  |  |  |  | MONITORVITALSIGNS-Welch Allyn-Connex 6700 | Welch Allyn | [7 empty] | Covered PM Repair - Biomedical | MHHS-MG
NO | NO |  |  |  | 000-05161 |  | Welch Allyn Inc | 67NXTX |  |  | MNA - (NE) - NORTHEAST MP1 SUITE 360 | MHHS - Mischer Neuroscience |  |  |  | 000-05161 |  | Katy |  | MNA - (NE) - NORTHEAST MP1 SUITE 360 | [5 empty] | MONITORS, PHYSIOLOGIC, VITAL SIGNS |  | MONITORVITALSIGNS-Welch Allyn-Connex 6700 |  |  |  |  | MONITORVITALSIGNS-Welch Allyn-Connex 6700 | Welch Allyn | [7 empty] | Covered PM Repair - Biomedical | MHHS - Mischer Neuroscience
NO | YES |  |  |  | 041-32769 | 041-32769 | Welch Allyn Inc | 68MXTP |  |  | MEMORIAL CITY - ORTHO/PT | MHHS-Mem City |  |  |  | 041-32769 | 041-32769 | West | Memorial city - Memorial herman hospital | MEMORIAL CITY - ORTHO/PT | Biomed |  |  |  |  | MONITORS, PHYSIOLOGIC, VITAL SIGNS |  | .needs class |  |  |  |  | .needs class | Welch Allyn | [7 empty] | Covered PM Repair - Biomedical | MHHS-Mem City
NO | YES |  |  |  | 029-32125 | 029-32125 | Welch Allyn Inc | 68MXTP |  |  | Woodlands-Birth Center | MHHS-Woodlands |  |  |  | 029-32125 | 029-32125 | Woodlands | MHHS-Woodlands | Woodlands-Birth Center | PEDS | 3/1/20 |  | 3/1/21 |  | MONITORS, PHYSIOLOGIC, VITAL SIGNS |  | .needs class |  |  |  |  | .needs class | Welch Allyn |  |  |  |  | 3/21/19 |  |  | Covered PM Repair - Biomedical | MHHS-Woodlands
NO | YES |  |  |  | 029-32128 | 029-32128 | Welch Allyn Inc | 68MXTP |  |  | Woodlands-Birth Center | MHHS-Woodlands |  |  |  | 029-32128 | 029-32128 | Woodlands | MHHS-Woodlands | Woodlands-Birth Center |  |  |  | 2/1/21 |  | MONITORS, PHYSIOLOGIC, VITAL SIGNS |  | .needs class |  |  |  |  | .needs class | Welch Allyn |  |  |  |  | 3/27/19 |  |  | Covered PM Repair - Biomedical | MHHS-Woodlands
NO | YES |  |  |  | 029-12501 | 029-12501 | Welch Allyn Inc | 68MXTP |  |  | Woodlands-Neurology | MHHS-Woodlands |  |  |  | 029-12501 | 029-12501 | Woodlands | MHHS-Woodlands | Woodlands-Neurology | E422 | 6/1/19 |  | 6/1/20 |  | MONITORS, PHYSIOLOGIC, VITAL SIGNS |  | .needs class |  |  |  |  | .needs class | Welch Allyn |  |  |  |  | 3/21/19 |  |  | Covered PM Repair - Biomedical | MHHS-Woodlands
NO | YES |  |  |  | 029-12502 | 029-12502 | Welch Allyn Inc | 68MXTP |  |  | Woodlands-Neurology | MHHS-Woodlands |  |  |  | 029-12502 | 029-12502 | Woodland memorial hospital | MHHS-Woodlands | Woodlands-Neurology | E465 | 6/1/19 |  | 6/1/20 |  | MONITORS, PHYSIOLOGIC, VITAL SIGNS |  | .needs class |  |  |  |  | .needs class | Welch Allyn |  |  |  |  | 3/29/19 |  |  | Covered PM Repair - Biomedical | MHHS-Woodlands
NO | YES |  |  |  | 029-12504 | 029-12504 | Welch Allyn Inc | 68MXTP |  |  | Woodlands-Neurology | MHHS-Woodlands |  |  |  | 029-12504 | 029-12504 | Woodlands | MHHS-Woodlands | Woodlands-Neurology | E423 | 6/1/19 |  | 6/1/20 |  | MONITORS, PHYSIOLOGIC, VITAL SIGNS |  | .needs class |  |  |  |  | .needs class | Welch Allyn | [7 empty] | Covered PM Repair - Biomedical | MHHS-Woodlands
NO | YES |  |  |  | 029-12505 | 029-12505 | Welch Allyn Inc | 68MXTP |  |  | Woodlands-Neurology | MHHS-Woodlands |  |  |  | 029-12505 | 029-12505 | Woodlands | MHHS-Woodlands | Woodlands-Neurology | neuroscience E464 | 6/1/19 |  | 6/1/20 |  | MONITORS, PHYSIOLOGIC, VITAL SIGNS |  | .needs class |  |  |  |  | .needs class | Welch Allyn |  |  |  |  | 3/29/19 |  |  | Covered PM Repair - Biomedical | MHHS-Woodlands
NO | YES |  |  |  | 029-12507 | 029-12507 | Welch Allyn Inc | 68MXTP |  |  | Woodlands-Neurology | MHHS-Woodlands |  |  |  | 029-12507 | 029-12507 | Woodlands | MHHS-Woodlands | Woodlands-Neurology | Neuroscience E461 | 6/1/19 |  | 6/1/20 |  | MONITORS, PHYSIOLOGIC, VITAL SIGNS |  | .needs class |  |  |  |  | .needs class | Welch Allyn |  |  |  |  | 3/29/19 |  |  | Covered PM Repair - Biomedical | MHHS-Woodlands
NO | YES |  |  |  | 029-12511 | 029-12511 | Welch Allyn Inc | 68MXTP |  |  | Woodlands-Neurology | MHHS-Woodlands |  |  |  | 029-12511 | 029-12511 | Woodlands | MHHS-Woodlands | Woodlands-Neurology | E456 | 6/1/19 |  | 6/1/20 |  | MONITORS, PHYSIOLOGIC, VITAL SIGNS |  | .needs class |  |  |  |  | .needs class | Welch Allyn |  |  |  |  | 4/24/19 |  |  | Covered PM Repair - Biomedical | MHHS-Woodlands
NO | YES |  |  |  | 029-12512 | 029-12512 | Welch Allyn Inc | 68MXTP |  |  | Woodlands-Neurology | MHHS-Woodlands |  |  |  | 029-12512 | 029-12512 | Woodlands | MHHS-Woodlands | Woodlands-Neurology | E411 | 6/1/19 |  | 6/1/20 |  | MONITORS, PHYSIOLOGIC, VITAL SIGNS |  | .needs class |  |  |  |  | .needs class | Welch Allyn |  |  |  |  | 4/24/19 |  |  | Covered PM Repair - Biomedical | MHHS-Woodlands
NO | YES |  |  |  | 029-12514 | 029-12514 | Welch Allyn Inc | 68MXTP |  |  | Woodlands-Neurology | MHHS-Woodlands |  |  |  | 029-12514 | 029-12514 | Woodlands | MHHS-Woodlands | Woodlands-Neurology | Neuroscience E455 | 6/1/19 |  | 6/1/20 |  | MONITORS, PHYSIOLOGIC, VITAL SIGNS |  | .needs class |  |  |  |  | .needs class | Welch Allyn |  |  |  |  | 4/25/19 |  |  | Covered PM Repair - Biomedical | MHHS-Woodlands
NO | YES |  |  |  | 029-12515 | 029-12515 | Welch Allyn Inc | 68MXTP |  |  | Woodlands-Neurology | MHHS-Woodlands |  |  |  | 029-12515 | 029-12515 | Woodlands | MHHS-Woodlands | Woodlands-Neurology | Neurospine E562 | 6/1/19 |  | 6/1/20 |  | MONITORS, PHYSIOLOGIC, VITAL SIGNS |  | .needs class |  |  |  |  | .needs class | Welch Allyn |  |  |  |  | 4/25/19 |  |  | Covered PM Repair - Biomedical | MHHS-Woodlands
NO | YES |  |  |  | 029-12516 | 029-12516 | Welch Allyn Inc | 68MXTP |  |  | Woodlands-Neurology | MHHS-Woodlands |  |  |  | 029-12516 | 029-12516 | Woodlands | MHHS-Woodlands | Woodlands-Neurology | Neuroscience | 6/1/19 |  | 6/1/20 |  | MONITORS, PHYSIOLOGIC, VITAL SIGNS |  | .needs class |  |  |  |  | .needs class | Welch Allyn | [7 empty] | Covered PM Repair - Biomedical | MHHS-Woodlands
NO | YES |  |  |  | 029-12521 | 029-12521 | Welch Allyn Inc | 68MXTP |  |  | Woodlands-Neurology | MHHS-Woodlands |  |  |  | 029-12521 | 029-12521 | Woodlands | MHHS-Woodlands | Woodlands-Neurology | E451 | 6/1/19 |  | 6/1/20 |  | MONITORS, PHYSIOLOGIC, VITAL SIGNS |  | .needs class |  |  |  |  | .needs class | Welch Allyn |  |  |  |  | 5/18/19 |  |  | Covered PM Repair - Biomedical | MHHS-Woodlands
NO | YES |  |  |  | 029-12522 | 029-12522 | Welch Allyn Inc | 68MXTP |  |  | Woodlands-Neurology | MHHS-Woodlands |  |  |  | 029-12522 | 029-12522 | Woodlands | MHHS-Woodlands | Woodlands-Neurology | Neuroscience E453 | 6/1/19 |  | 6/1/20 |  | MONITORS, PHYSIOLOGIC, VITAL SIGNS |  | .needs class |  |  |  |  | .needs class | Welch Allyn |  |  |  |  | 5/18/19 |  |  | Covered PM Repair - Biomedical | MHHS-Woodlands
NO | YES |  |  |  | 029-32446 | 029-32446 | Welch Allyn Inc | 68MXTP |  |  | Woodlands-Neurology | MHHS-Woodlands |  |  |  | 029-32446 | 029-32446 | Woodland memorial hospital | MHHS-Woodlands | Woodlands-Neurology | E413 | 6/1/19 |  |  |  | MONITORS, PHYSIOLOGIC, VITAL SIGNS |  | .needs class |  |  |  |  | .needs class | Welch Allyn |  |  |  |  | 5/9/19 |  |  | Covered PM Repair - Biomedical | MHHS-Woodlands
NO | YES |  |  |  | 029-32448 | 029-32448 | Welch Allyn Inc | 68MXTP |  |  | Woodlands-Neurology | MHHS-Woodlands |  |  |  | 029-32448 | 029-32448 | Woodlands | MHHS-Woodlands | Woodlands-Neurology | Spinal care nurse station | 6/1/19 |  | 6/1/20 |  | MONITORS, PHYSIOLOGIC, VITAL SIGNS |  | .needs class |  |  |  |  | .needs class | Welch Allyn |  |  |  |  | 5/9/19 |  |  | Covered PM Repair - Biomedical | MHHS-Woodlands
NO | YES |  |  |  | 029-32453 | 029-32453 | Welch Allyn Inc | 68MXTP |  |  | Woodlands-Neurology | MHHS-Woodlands |  |  |  | 029-32453 | 029-32453 | Woodlands | MHHS-Woodlands | Woodlands-Neurology | E454 | 6/1/19 |  | 6/1/20 |  | MONITORS, PHYSIOLOGIC, VITAL SIGNS |  | .needs class |  |  |  |  | .needs class | Welch Allyn |  |  |  |  | 5/16/19 |  |  | Covered PM Repair - Biomedical | MHHS-Woodlands
NO | YES |  |  |  | 029-32454 | 029-32454 | Welch Allyn Inc | 68MXTP |  |  | Woodlands-Neurology | MHHS-Woodlands |  |  |  | 029-32454 | 029-32454 | Woodlands | MHHS-Woodlands | Woodlands-Neurology | E421 | 6/1/19 |  | 6/1/20 |  | MONITORS, PHYSIOLOGIC, VITAL SIGNS |  | .needs class |  |  |  |  | .needs class | Welch Allyn |  |  |  |  | 5/15/19 |  |  | Covered PM Repair - Biomedical | MHHS-Woodlands
NO | YES |  |  |  | 029-32478 | 029-32478 | Welch Allyn Inc | 68MXTP |  |  | Woodlands-Neurology | MHHS-Woodlands |  |  |  | 029-32478 | 029-32478 | Woodlands | MHHS-Woodlands | Woodlands-Neurology | E416 | 6/1/19 |  | 6/1/20 |  | MONITORS, PHYSIOLOGIC, VITAL SIGNS |  | .needs class |  |  |  |  | .needs class | Welch Allyn | [7 empty] | Covered PM Repair - Biomedical | MHHS-Woodlands
NO | YES |  |  |  | 029-32483 | 029-32483 | Welch Allyn Inc | 68MXTP |  |  | Woodlands-Neurology | MHHS-Woodlands |  |  |  | 029-32483 | 029-32483 | Woodlands | MHHS-Woodlands | Woodlands-Neurology | E463 |  |  |  |  | MONITORS, PHYSIOLOGIC, VITAL SIGNS |  | .needs class |  |  |  |  | .needs class | Welch Allyn | [7 empty] | Covered PM Repair - Biomedical | MHHS-Woodlands
NO | YES | Asset Tag 029-32127 |  |  | 029-32127 | 029-32127 | Welch Allyn Inc | 68MXTP |  |  | Woodlands-NICU | MHHS-Woodlands |  |  |  | 029-32127 | 029-32127 | Woodlands | MHHS-Woodlands | Woodlands-NICU | [5 empty] | MONITORS, PHYSIOLOGIC, VITAL SIGNS |  | .needs class |  |  |  |  | .needs class | Welch Allyn | [5 empty] | Finished from Script 3/27/2020 12:11:52pm (Central) |  | Covered PM Repair - Biomedical | MHHS-Woodlands
NO | YES |  |  |  | 029-12508 | 029-12508 | Welch Allyn Inc | 68MXTP |  |  | Icu neuroscience |  |  |  |  | 029-12508 | 029-12508 | Woodlands | Memorial herman hospital | Icu neuroscience | Memorial herman woodlandl | 6/1/19 |  | 6/1/20
NO | NO |  |  |  | 041-32768 |  | Welch Allyn Inc | 68MXTP |  |  | MEMORIAL CITY - ORTHO/PT | MHHS-Mem City |  |  |  | 041-32768 |  | West & Memorial City |  | MEMORIAL CITY - ORTHO/PT | [5 empty] | MONITORS, PHYSIOLOGIC, VITAL SIGNS |  | .needs class |  |  |  |  | .needs class | Welch Allyn | [7 empty] | Covered PM Repair - Biomedical | MHHS-Mem City
NO | NO |  |  |  | 029-32126 |  | Welch Allyn Inc | 68MXTP |  |  | WOODLANDS - BIRTH CENTER | MHHS-Woodlands |  |  |  | 029-32126 |  | Woodlands |  | WOODLANDS - BIRTH CENTER | [5 empty] | MONITORS, PHYSIOLOGIC, VITAL SIGNS |  | .needs class |  |  |  |  | .needs class | Welch Allyn | [7 empty] | Covered PM Repair - Biomedical | MHHS-Woodlands
NO | NO |  |  |  | 029-12517 |  | Welch Allyn Inc | 68MXTP |  |  | WOODLANDS - NEUROLOGY | MHHS-Woodlands |  |  |  | 029-12517 |  | Woodlands |  | WOODLANDS - NEUROLOGY | [5 empty] | MONITORS, PHYSIOLOGIC, VITAL SIGNS |  | .needs class |  |  |  |  | .needs class | Welch Allyn | [7 empty] | Covered PM Repair - Biomedical | MHHS-Woodlands
NO | NO |  |  |  | 029-32455 |  | Welch Allyn Inc | 68MXTP |  |  | WOODLANDS - NEUROLOGY | MHHS-Woodlands |  |  |  | 029-32455 |  | Woodlands |  | WOODLANDS - NEUROLOGY | [5 empty] | MONITORS, PHYSIOLOGIC, VITAL SIGNS |  | .needs class |  |  |  |  | .needs class | Welch Allyn | [7 empty] | Covered PM Repair - Biomedical | MHHS-Woodlands
NO | YES |  |  |  | 929-01522 | 929-01522 | Welch Allyn Inc | 68MXTX |  |  | SC CCC-(NE)-Emergency Room | MHHS-Summer Creek CCC |  |  |  | 929-01522 | 929-01522 | Katy | MHHS-Others | SC CCC-(NE)-Emergency Room |  |  | 2/1/20 |  | No pm | MONITORS, PHYSIOLOGIC, VITAL SIGNS |  | .needs class |  |  |  |  | .needs class | Welch Allyn | [7 empty] | Not Covered Vendor Only - Biomedical | MHHS-Summer Creek CCC
NO | YES |  |  |  | 929-01523 | 929-01523 | Welch Allyn Inc | 68MXTX |  |  | SC CCC-(NE)-Emergency Room | MHHS-Summer Creek CCC |  |  |  | 929-01523 | 929-01523 | Katy | MHHS-Others | SC CCC-(NE)-Emergency Room | Triage 1 | 11/1/19 | 11/1/20 |  |  | MONITORS, PHYSIOLOGIC, VITAL SIGNS |  | .needs class |  |  |  |  | .needs class | Welch Allyn | [7 empty] | Not Covered Vendor Only - Biomedical | MHHS-Summer Creek CCC
NO | YES |  |  |  | 241-04582 | 241-04582 | Welch Allyn Inc | 68MXTX |  |  | TIRR-PCU 5 | MHHS-TIRR |  |  |  | 241-04582 | 241-04582 | TMC | MHHS-Others | TIRR-PCU 5 | TIRR - PCU 5 | 5/1/19 |  | 5/1/20 |  | MONITORS, PHYSIOLOGIC, VITAL SIGNS |  | .needs class |  |  |  |  | .needs class | Welch Allyn | [7 empty] | Not Covered Vendor Only - Biomedical | MHHS-TIRR
NO | YES |  |  |  | 241-04583 | 241-04583 | Welch Allyn Inc | 68MXTX |  |  | TIRR-PCU 5 | MHHS-TIRR |  |  |  | 241-04583 | 241-04583 | TMC | MHHS-Others | TIRR-PCU 5 | TIRR - PCU 5 | 5/1/19 |  | 6/1/20 |  | MONITORS, PHYSIOLOGIC, VITAL SIGNS |  | .needs class |  |  |  |  | .needs class | Welch Allyn | [7 empty] | Not Covered Vendor Only - Biomedical | MHHS-TIRR
NO | YES |  |  |  | 069-46481 | 069-46481 | Welch Allyn Inc | 68MXTX |  |  | TMC-Cullen-Sig Suites (5C) | MHHS-TMC |  |  |  | 069-46481 | 069-46481 | TMC | MHHS-TMC | TMC-Cullen-Sig Suites (5C) |  | 5/17/19 |  |  |  | MONITORS, PHYSIOLOGIC, VITAL SIGNS |  | .needs class |  |  |  |  | .needs class | Welch Allyn | [5 empty] | Verified 3/29/2020 11:26:am (Central) |  | Covered PM Repair - Biomedical | MHHS-TMC
NO | YES |  |  |  | 069-46484 | 069-46484 | Welch Allyn Inc | 68MXTX |  |  | TMC-Cullen-Cardiac Telemetry (5C) | MHHS-TMC |  |  |  | 069-46484 | 069-46484 | TMC | MHHS-TMC | TMC-Cullen-Cardiac Telemetry (5C) | C530 | 5/1/19 |  | 5/1/20 |  | MONITORS, PHYSIOLOGIC, VITAL SIGNS |  | .needs class |  |  |  |  | .needs class | Welch Allyn | [7 empty] | Covered PM Repair - Biomedical | MHHS-TMC
NO | YES |  |  |  | 069-46776 | 069-46776 | Welch Allyn Inc | 68MXTX |  |  | TMC-Rehab-Ot/Pt Clinic (4J) | MHHS-TMC |  |  |  | 069-46776 | 069-46776 | TMC | MHHS-TMC | TMC-Rehab-Ot/Pt Clinic (4J) | Hallway |  |  |  |  | MONITORS, PHYSIOLOGIC, VITAL SIGNS |  | .needs class |  |  |  |  | .needs class | Welch Allyn | [7 empty] | No Coverage Specified | MHHS-TMC
NO | YES |  |  |  | 069-46767 | 069-46767 | Welch Allyn Inc | 68MXTX |  |  | TMC-Jones-Neuro Acute Care (5J) | MHHS-TMC |  |  |  | 069-46767 | 069-46767 | TMC | MHHS-TMC | TMC-Jones-Neuro Acute Care (5J) | NEURO ACUTE CARE (5J) | 7/1/19 |  |  |  | MONITORS, PHYSIOLOGIC, VITAL SIGNS |  | .needs class |  |  |  |  | .needs class | Welch Allyn | [7 empty] | No Coverage Specified | MHHS-TMC
NO | YES |  |  |  | 069-46768 | 069-46768 | Welch Allyn Inc | 68MXTX |  |  | TWC- Acute Care | MHHS-TMC |  |  |  | 069-46768 | 069-46768 | TMC | Memorial Hermann-Texas Medical Center | TWC- Acute Care | J560 |  |  |  |  | MONITORS, PHYSIOLOGIC, VITAL SIGNS |  | .needs class |  |  |  |  | .needs class | Welch Allyn | [7 empty] | No Coverage Specified | MHHS-TMC
NO | YES |  |  |  | 069-46769 | 069-46769 | Welch Allyn Inc | 68MXTX |  |  | TWC- Acute Care | MHHS-TMC |  |  |  | 069-46769 | 069-46769 | TMC | Memorial Hermann-Texas Medical Center | TWC- Acute Care | J531 | 7/1/19 |  | 7/1/20 |  | MONITORS, PHYSIOLOGIC, VITAL SIGNS |  | .needs class |  |  |  |  | .needs class | Welch Allyn | [7 empty] | Covered PM Repair - Biomedical | MHHS-TMC
NO | YES |  |  |  | 069-46770 | 069-46770 | Welch Allyn Inc | 68MXTX |  |  | Neuroscience acute care | MHHS-TMC |  |  |  | 069-46770 | 069-46770 | TMC | Memorial Hermann Texas | Neuroscience acute care | Rm J524 | 7/1/19 |  |  |  | MONITORS, PHYSIOLOGIC, VITAL SIGNS |  | .needs class |  |  |  |  | .needs class | Welch Allyn | [7 empty] | Covered PM Repair - Biomedical | MHHS-TMC
NO | NO |  |  |  | 069-46480 |  | Welch Allyn Inc | 68MXTX |  |  | CAHF - (TMC) - TMC MEDICAL PLAZA [MHMP-STE2500] | MHHS - Heart Failure Clinics |  |  |  | 069-46480 |  | TMC |  | CAHF - (TMC) - TMC MEDICAL PLAZA [MHMP-STE2500] | [5 empty] | MONITORS, PHYSIOLOGIC, VITAL SIGNS |  | .needs class |  |  |  |  | .needs class | Welch Allyn | [7 empty] | Not Covered Vendor Only - Biomedical | MHHS - Heart Failure Clinics
NO | NO |  |  |  | 241-04581 |  | Welch Allyn Inc | 68MXTX |  |  | TIRR - PCU 4 | MHHS-TIRR |  |  |  | 241-04581 |  | TMC |  | TIRR - PCU 4 | [5 empty] | MONITORS, PHYSIOLOGIC, VITAL SIGNS |  | .needs class |  |  |  |  | .needs class | Welch Allyn | [7 empty] | Not Covered Vendor Only - Biomedical | MHHS-TIRR
NO | NO |  |  |  | 069-46186 |  | Welch Allyn Inc | 68MXTX |  |  | TMC - JONES - SPECIALTY SURGERY (3J) | MHHS-TMC |  |  |  | 069-46186 |  | TMC |  | TMC - JONES - SPECIALTY SURGERY (3J) | [5 empty] | MONITORS, PHYSIOLOGIC, VITAL SIGNS |  | .needs class |  |  |  |  | .needs class | Welch Allyn | [7 empty] | Covered PM Repair - Biomedical | MHHS-TMC
NO | YES | [5 empty] | Welch Allyn Inc |  |  |  | CBC - (GH) - HOGG MIDDLE SCHOOL CLINIC | MHHS-Neighborhood Clinics |  | Bath, Whirlpool |  |  |  | Central & Greater Heights |  | CBC - (GH) - HOGG MIDDLE SCHOOL CLINIC |  | 04/03/2018 |  |  |  | THERMOMETERS, ELECTRONIC, PATIENT |  | BATHWHIRLPOOL-Ferno-Washington-690 | BATHWHIRLPOOL |  |  |  |  | Ferno-Washington | Bath, Whirlpool |  |  | BATHWHIRLPOOL-Ferno-Washington-690 | 03/01/2017 |  |  | Covered PM Repair - Biomedical | MHHS-Neighborhood Clinics
NO | YES | [5 empty] | Welch Allyn Inc |  |  |  | CBC - (GH) - HOGG MIDDLE SCHOOL CLINIC | MHHS-Neighborhood Clinics |  | Bath, Whirlpool |  |  |  | Central & Greater Heights |  | CBC - (GH) - HOGG MIDDLE SCHOOL CLINIC |  | 04/03/2018 |  |  |  | THERMOMETERS, ELECTRONIC, PATIENT |  | BATHWHIRLPOOL-Ferno-Washington-690 | BATHWHIRLPOOL |  |  |  |  | Ferno-Washington | Bath, Whirlpool |  |  | BATHWHIRLPOOL-Ferno-Washington-690 | 03/01/2017 |  |  | Covered PM Repair - Biomedical | MHHS-Neighborhood Clinics
NO | YES |  |  |  | 000-03932 | 000-03932 | Welch Allyn Inc |  |  |  | CBC - (GH) - NORTHWEST BURBANK HEALTH CENTER | MHHS-Neighborhood Clinics |  | Bath, Whirlpool |  | 000-03932 | 000-03932 | Central & Greater Heights |  | CBC - (GH) - NORTHWEST BURBANK HEALTH CENTER |  | 04/02/2018 |  |  |  | THERMOMETERS, ELECTRONIC, PATIENT |  | BATHWHIRLPOOL-Ferno-Washington-690 | BATHWHIRLPOOL |  |  |  |  | Ferno-Washington | Bath, Whirlpool |  |  | BATHWHIRLPOOL-Ferno-Washington-690 | 03/01/2017 |  |  | Covered PM Repair - Biomedical | MHHS-Neighborhood Clinics
NO | YES |  |  |  | 005-11164 | 005-11164 | Welch Allyn Inc |  |  |  | CBC - (SE) - KRUSE CLINIC | MHHS-Neighborhood Clinics |  | Bath, Whirlpool |  | 005-11164 | 005-11164 | Southeast & Bay Area |  | CBC - (SE) - KRUSE CLINIC |  | 10/30/2018 |  |  |  | THERMOMETERS, ELECTRONIC, PATIENT |  | BATHWHIRLPOOL-Ferno-Washington-690 | BATHWHIRLPOOL |  |  |  |  | Ferno-Washington | Bath, Whirlpool |  |  | BATHWHIRLPOOL-Ferno-Washington-690 | 03/01/2017 |  |  | Covered PM Repair - Biomedical | MHHS-Neighborhood Clinics
NO | YES |  |  |  | 005-11166 | 005-11166 | Welch Allyn Inc |  |  |  | CBC - (SE) - KRUSE CLINIC | MHHS-Neighborhood Clinics |  | Bath, Whirlpool |  | 005-11166 | 005-11166 | Southeast & Bay Area |  | CBC - (SE) - KRUSE CLINIC |  | 10/30/2018 |  |  |  | THERMOMETERS, ELECTRONIC, PATIENT |  | BATHWHIRLPOOL-Ferno-Washington-690 | BATHWHIRLPOOL |  |  |  |  | Ferno-Washington | Bath, Whirlpool |  |  | BATHWHIRLPOOL-Ferno-Washington-690 | 03/01/2017 |  |  | Covered PM Repair - Biomedical | MHHS-Neighborhood Clinics
NO | YES |  |  |  | 005-11170 | 005-11170 | Welch Allyn Inc |  |  |  | CBC - (SE) - KRUSE CLINIC | MHHS-Neighborhood Clinics |  | Bath, Whirlpool |  | 005-11170 | 005-11170 | Southeast & Bay Area |  | CBC - (SE) - KRUSE CLINIC |  | 10/30/2018 |  |  |  | THERMOMETERS, ELECTRONIC, PATIENT |  | BATHWHIRLPOOL-Ferno-Washington-690 | BATHWHIRLPOOL |  |  |  |  | Ferno-Washington | Bath, Whirlpool |  |  | BATHWHIRLPOOL-Ferno-Washington-690 | 03/01/2017 |  |  | Covered PM Repair - Biomedical | MHHS-Neighborhood Clinics
NO | YES |  |  |  | 005-11157 | 005-11157 | Welch Allyn Inc |  |  |  | CBC - (SE) - MATTHYS ELEMENTARY SCHOOL | MHHS-Neighborhood Clinics |  | Bath, Whirlpool |  | 005-11157 | 005-11157 | Southeast & Bay Area |  | CBC - (SE) - MATTHYS ELEMENTARY SCHOOL |  | 07/17/2018 |  |  |  | THERMOMETERS, ELECTRONIC, PATIENT |  | BATHWHIRLPOOL-Ferno-Washington-690 | BATHWHIRLPOOL |  |  |  |  | Ferno-Washington | Bath, Whirlpool |  |  | BATHWHIRLPOOL-Ferno-Washington-690 | 03/01/2017 |  |  | Covered PM Repair - Biomedical | MHHS-Neighborhood Clinics
NO | YES |  |  |  | 005-11855 | 005-11855 | Welch Allyn Inc |  |  |  | CBC - (SE) - MATTHYS ELEMENTARY SCHOOL | MHHS-Neighborhood Clinics |  | Bath, Whirlpool |  | 005-11855 | 005-11855 | Southeast & Bay Area |  | CBC - (SE) - MATTHYS ELEMENTARY SCHOOL |  | 07/17/2018 |  |  |  | THERMOMETERS, ELECTRONIC, PATIENT |  | BATHWHIRLPOOL-Ferno-Washington-690 | BATHWHIRLPOOL |  |  |  |  | Ferno-Washington | Bath, Whirlpool |  |  | BATHWHIRLPOOL-Ferno-Washington-690 | 05/01/2020 |  |  | Covered PM Repair - Biomedical | MHHS-Neighborhood Clinics
NO | YES |  |  |  | 929-00894 | 929-00894 | Welch Allyn Inc |  |  |  | CBC - (SW) - ELROD ELEMENTARY SCHOOL CLINIC | MHHS-Neighborhood Clinics |  | Bath, Whirlpool |  | 929-00894 | 929-00894 | Southwest |  | CBC - (SW) - ELROD ELEMENTARY SCHOOL CLINIC |  | 08/13/2019 |  |  |  | THERMOMETERS, ELECTRONIC, PATIENT |  | BATHWHIRLPOOL-Ferno-Washington-690 | BATHWHIRLPOOL |  |  |  |  | Ferno-Washington | Bath, Whirlpool |  |  | BATHWHIRLPOOL-Ferno-Washington-690 |  |  |  | Covered PM Repair - Biomedical | MHHS-Neighborhood Clinics
NO | YES |  |  |  | 929-00895 | 929-00895 | Welch Allyn Inc |  |  |  | CBC - (SW) - ELROD ELEMENTARY SCHOOL CLINIC | MHHS-Neighborhood Clinics |  | Bath, Whirlpool |  | 929-00895 | 929-00895 | Southwest |  | CBC - (SW) - ELROD ELEMENTARY SCHOOL CLINIC |  | 08/13/2019 |  |  |  | THERMOMETERS, ELECTRONIC, PATIENT |  | BATHWHIRLPOOL-Ferno-Washington-690 | BATHWHIRLPOOL |  |  |  |  | Ferno-Washington | Bath, Whirlpool |  |  | BATHWHIRLPOOL-Ferno-Washington-690 |  |  |  | Covered PM Repair - Biomedical | MHHS-Neighborhood Clinics
NO | YES |  |  |  |  | 041-13480 | Welch Allyn Inc |  |  |  | Memorial City-Labor & Delivery | MHHS-Mem City |  | Bath, Whirlpool |  |  | 041-13480 | West | MHHS-Mem City | Memorial City-Labor & Delivery | OB ER in L | 10/1/17 |  |  |  | THERMOMETERS, ELECTRONIC, PATIENT |  | BATHWHIRLPOOL-Ferno-Washington-690 | BATHWHIRLPOOL |  |  |  |  | Ferno-Washington | Bath, Whirlpool |  |  | BATHWHIRLPOOL-Ferno-Washington-690 | 12/1/18 |  |  | Covered PM Repair - Biomedical | MHHS-Mem City
NO | YES |  |  |  | 041-13422 | 041-13422 | Welch Allyn Inc |  |  |  | MEMORIAL CITY - Pediatrics | MHHS-Mem City |  | Bath, Whirlpool |  | 041-13422 | 041-13422 | West | Memorial Hermann Memorial City Medical Center | MEMORIAL CITY - Pediatrics | MEMORIAL CITY - MHT - Pediatrics MH4 400.3 med room |  |  |  |  | THERMOMETERS, ELECTRONIC, PATIENT |  | BATHWHIRLPOOL-Ferno-Washington-690 | BATHWHIRLPOOL |  |  |  |  | Ferno-Washington | Bath, Whirlpool |  |  | BATHWHIRLPOOL-Ferno-Washington-690 |  |  |  | Covered PM Repair - Biomedical | MHHS-Mem City
NO | YES | [5 empty] | Welch Allyn Inc |  |  |  | Memorial City-Labor & Delivery | MHHS-Mem City |  | Bath, Whirlpool |  |  |  | West | MHHS-Mem City | Memorial City-Labor & Delivery | OBED 6 | 10/1/16 |  |  |  | THERMOMETERS, ELECTRONIC, PATIENT |  | BATHWHIRLPOOL-Ferno-Washington-690 | BATHWHIRLPOOL |  |  |  |  | Ferno-Washington | Bath, Whirlpool |  |  | BATHWHIRLPOOL-Ferno-Washington-690 |  |  |  | Covered PM Repair - Biomedical | MHHS-Mem City
NO | YES |  |  |  |  | 041-33696 | Welch Allyn Inc |  |  |  | Memorial City-Labor & Delivery | MHHS-Mem City |  | Bath, Whirlpool |  |  | 041-33696 | West | MHHS-Mem City | Memorial City-Labor & Delivery | 3M36 | 10/1/17 |  |  |  | THERMOMETERS, ELECTRONIC, PATIENT |  | BATHWHIRLPOOL-Ferno-Washington-690 | BATHWHIRLPOOL |  |  |  |  | Ferno-Washington | Bath, Whirlpool |  |  | BATHWHIRLPOOL-Ferno-Washington-690 |  |  |  | Covered PM Repair - Biomedical | MHHS-Mem City
NO | YES |  |  |  | 929-01172 | 929-01172 | Welch Allyn Inc |  |  |  | MH MG - (MC) - MEMORIAL CITY (MP3) | MHHS-MG |  | Bath, Whirlpool |  | 929-01172 | 929-01172 | West | MHHS-MG | MH MG - (MC) - MEMORIAL CITY (MP3) | Room148 | 9/1/17 |  | 9/1/18 |  | THERMOMETERS, ELECTRONIC, PATIENT |  | BATHWHIRLPOOL-Ferno-Washington-690 | BATHWHIRLPOOL |  |  |  |  | Ferno-Washington | Bath, Whirlpool |  |  | BATHWHIRLPOOL-Ferno-Washington-690 |  |  |  | Covered PM Repair - Biomedical | MHHS-MG
NO | YES |  |  |  | 005-08270 | 005-08270 | Welch Allyn Inc |  |  |  | SE-Emergency Center | MHHS-Southeast |  | Bath, Whirlpool |  | 005-08270 | 005-08270 | Southeast | MHHS-Southeast | SE-Emergency Center | ER |  |  |  |  | THERMOMETERS, ELECTRONIC, PATIENT |  | BATHWHIRLPOOL-Ferno-Washington-690 | BATHWHIRLPOOL |  |  |  |  | Ferno-Washington | Bath, Whirlpool |  |  | BATHWHIRLPOOL-Ferno-Washington-690 |  |  |  | Covered PM Repair - Biomedical | MHHS-Southeast
NO | YES |  |  |  | 005-06563 | 005-06563 | Welch Allyn Inc |  |  |  | SE-Labor & Delivery | MHHS-Southeast |  | Bath, Whirlpool |  | 005-06563 | 005-06563 | Southeast | MHHS-Southeast | SE-Labor & Delivery | L | 6/1/17 |  |  |  | THERMOMETERS, ELECTRONIC, PATIENT |  | BATHWHIRLPOOL-Ferno-Washington-690 | BATHWHIRLPOOL |  |  |  |  | Ferno-Washington | Bath, Whirlpool |  |  | BATHWHIRLPOOL-Ferno-Washington-690 |  |  |  | Covered PM Repair - Biomedical | MHHS-Southeast
NO | YES |  |  |  | 129-06710 | 129-06710 | Welch Allyn Inc |  |  |  | Sugar Land-ICU | MHHS-Sugarland |  | Bath, Whirlpool |  | 129-06710 | 129-06710 | Sugar Land | MHHS-Sugarland | Sugar Land-ICU | ICU | 6/1/18 |  |  |  | THERMOMETERS, ELECTRONIC, PATIENT | Thermometer, Electronic | THERMOMETERELECT-Welch Allyn-SureTemp Plus 690 | BATHWHIRLPOOL |  |  |  |  | Ferno-Washington | Bath, Whirlpool |  |  | BATHWHIRLPOOL-Ferno-Washington-690 |  |  |  | Covered PM Repair - Biomedical | MHHS-Sugarland | [8 empty] | THERMOMETERELECT | Thermometer, Electronic | Welch Allyn
NO | YES |  |  |  | 129-06211 | 129-06211 | Welch Allyn Inc |  |  |  | SP CCC - (SL) - EMERGENCY ROOM | MHHS-Sienna Plantation CCC |  | Bath, Whirlpool |  | 129-06211 | 129-06211 | Sugar Land | MHHS-Others | SP CCC - (SL) - EMERGENCY ROOM | Exam 4 | 11/1/17 |  |  |  | THERMOMETERS, ELECTRONIC, PATIENT | Thermometer, Electronic | THERMOMETERELECT-Welch Allyn-SureTemp Plus 690 | BATHWHIRLPOOL |  |  |  |  | Ferno-Washington | Bath, Whirlpool |  |  | BATHWHIRLPOOL-Ferno-Washington-690 | 3/1/18 |  |  | Covered PM Repair - Biomedical | MHHS-Sienna Plantation CCC | [8 empty] | THERMOMETERELECT | Thermometer, Electronic | Welch Allyn
NO | YES |  |  |  | 129-06217 | 129-06217 | Welch Allyn Inc |  |  |  | SP CCC - (SL) - EMERGENCY ROOM | MHHS-Sienna Plantation CCC |  | Bath, Whirlpool |  | 129-06217 | 129-06217 | Sugar Land | MHHS-Others | SP CCC - (SL) - EMERGENCY ROOM | Exam 5 | 7/1/16 |  |  |  | THERMOMETERS, ELECTRONIC, PATIENT | Thermometer, Electronic | THERMOMETERELECT-Welch Allyn-SureTemp Plus 690 | BATHWHIRLPOOL |  |  |  |  | Ferno-Washington | Bath, Whirlpool |  |  | BATHWHIRLPOOL-Ferno-Washington-690 | 3/1/18 |  |  | Covered PM Repair - Biomedical | MHHS-Sienna Plantation CCC | [8 empty] | THERMOMETERELECT | Thermometer, Electronic | Welch Allyn
NO | YES |  |  |  | 129-06219 | 129-06219 | Welch Allyn Inc |  |  |  | SP CCC - (SL) - EMERGENCY ROOM | MHHS-Sienna Plantation CCC |  | Bath, Whirlpool |  | 129-06219 | 129-06219 | Sugar Land | MHHS-Others | SP CCC - (SL) - EMERGENCY ROOM | Exam 3 | 7/1/16 |  |  |  | THERMOMETERS, ELECTRONIC, PATIENT | Thermometer, Electronic | THERMOMETERELECT-Welch Allyn-SureTemp Plus 690 | BATHWHIRLPOOL |  |  |  |  | Ferno-Washington | Bath, Whirlpool |  |  | BATHWHIRLPOOL-Ferno-Washington-690 |  |  |  | Covered PM Repair - Biomedical | MHHS-Sienna Plantation CCC | [8 empty] | THERMOMETERELECT | Thermometer, Electronic | Welch Allyn
NO | YES |  |  |  | 129-06261 | 129-06261 | Welch Allyn Inc |  |  |  | SP CCC - (SL) - EMERGENCY ROOM | MHHS-Sienna Plantation CCC |  | Bath, Whirlpool |  | 129-06261 | 129-06261 | Sugar Land | MHHS-Others | SP CCC - (SL) - EMERGENCY ROOM | Exam 2 | 7/1/16 |  |  |  | THERMOMETERS, ELECTRONIC, PATIENT | Thermometer, Electronic | THERMOMETERELECT-Welch Allyn-SureTemp Plus 690 | BATHWHIRLPOOL |  |  |  |  | Ferno-Washington | Bath, Whirlpool |  |  | BATHWHIRLPOOL-Ferno-Washington-690 | 3/1/17 |  |  | Covered PM Repair - Biomedical | MHHS-Sienna Plantation CCC | [8 empty] | THERMOMETERELECT | Thermometer, Electronic | Welch Allyn
NO | YES |  |  |  | 129-06263 | 129-06263 | Welch Allyn Inc |  |  |  | SP CCC - (SL) - EMERGENCY ROOM | MHHS-Sienna Plantation CCC |  | Bath, Whirlpool |  | 129-06263 | 129-06263 | Sugar Land | MHHS-Others | SP CCC - (SL) - EMERGENCY ROOM | Exam 1 | 7/1/16 |  |  |  | THERMOMETERS, ELECTRONIC, PATIENT | Thermometer, Electronic | THERMOMETERELECT-Welch Allyn-SureTemp Plus 690 | BATHWHIRLPOOL |  |  |  |  | Ferno-Washington | Bath, Whirlpool |  |  | BATHWHIRLPOOL-Ferno-Washington-690 | 3/1/17 |  |  | Covered PM Repair - Biomedical | MHHS-Sienna Plantation CCC | [8 empty] | THERMOMETERELECT | Thermometer, Electronic | Welch Allyn
NO | YES | Serial Number 15423154 |  |  | 129-06531 | 129-06531 | Welch Allyn Inc |  |  |  | SP CCC - (SL) - EMERGENCY ROOM | MHHS-Sienna Plantation CCC |  | Bath, Whirlpool |  | 129-06531 | 129-06531 | Sugar Land | MHHS-Others | SP CCC - (SL) - EMERGENCY ROOM | Nurses Station | 7/1/16 |  |  |  | THERMOMETERS, ELECTRONIC, PATIENT | Thermometer, Electronic | THERMOMETERELECT-Welch Allyn-SureTemp Plus 690 | BATHWHIRLPOOL |  |  |  |  | Ferno-Washington | Bath, Whirlpool |  |  | BATHWHIRLPOOL-Ferno-Washington-690 | 3/1/17 |  |  | Covered PM Repair - Biomedical | MHHS-Sienna Plantation CCC | [8 empty] | THERMOMETERELECT | Thermometer, Electronic | Welch Allyn
NO | YES |  |  |  | 129-06532 | 129-06532 | Welch Allyn Inc |  |  |  | SP CCC - (SL) - EMERGENCY ROOM | MHHS-Sienna Plantation CCC |  | Bath, Whirlpool |  | 129-06532 | 129-06532 | Sugar Land | MHHS-Others | SP CCC - (SL) - EMERGENCY ROOM | Nurses Station | 7/1/16 |  |  |  | THERMOMETERS, ELECTRONIC, PATIENT | Thermometer, Electronic | THERMOMETERELECT-Welch Allyn-SureTemp Plus 690 | BATHWHIRLPOOL |  |  |  |  | Ferno-Washington | Bath, Whirlpool |  |  | BATHWHIRLPOOL-Ferno-Washington-690 |  |  |  | Covered PM Repair - Biomedical | MHHS-Sienna Plantation CCC | [8 empty] | THERMOMETERELECT | Thermometer, Electronic | Welch Allyn
NO | YES |  |  |  | 069-41199 | 069-41199 | Welch Allyn Inc |  |  |  | TMC-Children's-L&D (5Hp) | MHHS-TMC |  | Bath, Whirlpool |  | 069-41199 | 069-41199 | TMC | MHHS-TMC | TMC-Children's-L&D (5Hp) |  | 10/24/17 |  |  |  | THERMOMETERS, ELECTRONIC, PATIENT |  | BATHWHIRLPOOL-Ferno-Washington-690 | BATHWHIRLPOOL |  |  |  |  | Ferno-Washington | Bath, Whirlpool |  |  | BATHWHIRLPOOL-Ferno-Washington-690 |  | Verified 3/30/2020 4:07pm (Central) |  | Not Covered Vendor Only - Biomedical | MHHS-TMC
NO | YES |  |  |  | 069-41202 | 069-41202 | Welch Allyn Inc |  |  |  | TMC-Children's-L&D (5Hp) | MHHS-TMC |  | Bath, Whirlpool |  | 069-41202 | 069-41202 | TMC | MHHS-TMC | TMC-Children's-L&D (5Hp) |  | 8/31/17 |  |  |  | THERMOMETERS, ELECTRONIC, PATIENT |  | BATHWHIRLPOOL-Ferno-Washington-690 | BATHWHIRLPOOL |  |  |  |  | Ferno-Washington | Bath, Whirlpool |  |  | BATHWHIRLPOOL-Ferno-Washington-690 |  | Verified 3/30/2020 4:07pm (Central) |  | Not Covered Vendor Only - Biomedical | MHHS-TMC
NO | YES |  |  |  | 069-41209 | 069-41209 | Welch Allyn Inc |  |  |  | TMC-Children's-L&D (5Hp) | MHHS-TMC |  | Bath, Whirlpool |  | 069-41209 | 069-41209 | TMC | MHHS-TMC | TMC-Children's-L&D (5Hp) |  | 8/31/17 |  |  |  | THERMOMETERS, ELECTRONIC, PATIENT | Bath, Whirlpool | BATHWHIRLPOOL-Ferno-Washington-690 | BATHWHIRLPOOL |  |  |  |  | Ferno-Washington | Bath, Whirlpool |  |  | BATHWHIRLPOOL-Ferno-Washington-690 | 4/1/14 | Finished from Script 3/27/2020 12:11:52pm (Central) |  | Covered PM Repair - Biomedical | MHHS-TMC | [8 empty] | BATHWHIRLPOOL | Bath, Whirlpool | Ferno-Washington
YES | YES | Serial Number Cnf |  |  | 041-33706 | 041-33706 | Welch Allyn Inc |  |  | cnf | MEMORIAL CITY - LABOR |  |  |  |  | 041-33706 | 041-33706 | West | Women?s Memorial Hermann Memorial City Hospital | MEMORIAL CITY - LABOR | 3M28 | [6 empty] | THERMOMETERELECT-Welch Allyn-SureTemp Plus 690
YES | YES |  |  |  | 041-33712 | 041-33712 | Welch Allyn Inc |  |  | 181 29922 | MEMORIAL CITY - LABOR |  |  |  |  | 041-33712 | 041-33712 | West | Women?s Memorial Hermann Memorial City Hospital | MEMORIAL CITY - LABOR | 3M26 | [6 empty] | THERMOMETERELECT-Welch Allyn-SureTemp Plus 690
YES | YES |  |  |  | 041-13472 | 041-13472 | Welch Allyn Inc |  |  |  | MEMORIAL CITY - Pediatrics |  |  |  |  | 041-13472 | 041-13472 | West | Memorial Hermann Memorial City Medical Center | MEMORIAL CITY - Pediatrics | MEMORIAL CITY - MHT - Pediatrics MH4 400.3 med room |  |  |  | No pm sticker | THERMOMETERS, ELECTRONIC, PATIENT
YES | YES |  |  |  | 041-33796 | 041-33796 | Welch Allyn Inc |  |  |  | MEMORIAL CITY - Pediatrics |  |  |  |  | 041-33796 | 041-33796 | West | Memorial Hermann Memorial City Medical Center | MEMORIAL CITY - Pediatrics | MEMORIAL CITY - MHT - Pediatrics MH4 400.3 med room |  |  |  | No pm sticker | THERMOMETERS, ELECTRONIC, PATIENT
YES | YES |  |  |  | 041-33797 | 041-33797 | Welch Allyn Inc |  |  |  | MEMORIAL CITY - Pediatrics |  |  |  |  | 041-33797 | 041-33797 | West | Memorial Hermann Memorial City Medical Center | MEMORIAL CITY - Pediatrics | MEMORIAL CITY - MHT - Pediatrics MH4 400.3 med room |  |  |  | No pm sticker | THERMOMETERS, ELECTRONIC, PATIENT
NO | NO | [5 empty] | Welch Allyn Inc |  |  |  | GH - CV ICU | MHHS-Greater Heights |  | Bath, Whirlpool |  |  |  | Central & Greater Heights |  | GH - CV ICU | [5 empty] | THERMOMETERS, ELECTRONIC, PATIENT |  | BATHWHIRLPOOL-Ferno-Washington-690 | BATHWHIRLPOOL |  |  |  |  | Ferno-Washington | Bath, Whirlpool |  |  | BATHWHIRLPOOL-Ferno-Washington-690 |  |  |  | Covered PM Repair - Biomedical | MHHS-Greater Heights
NO | NO | [5 empty] | Welch Allyn Inc |  |  |  | GH - CV ICU | MHHS-Greater Heights |  | Bath, Whirlpool |  |  |  | Central & Greater Heights |  | GH - CV ICU | [5 empty] | THERMOMETERS, ELECTRONIC, PATIENT |  | BATHWHIRLPOOL-Ferno-Washington-690 | BATHWHIRLPOOL |  |  |  |  | Ferno-Washington | Bath, Whirlpool |  |  | BATHWHIRLPOOL-Ferno-Washington-690 |  |  |  | Covered PM Repair - Biomedical | MHHS-Greater Heights
NO | NO | [5 empty] | Welch Allyn Inc |  |  |  | GH - ER | MHHS-Greater Heights |  | Bath, Whirlpool |  |  |  | Central & Greater Heights |  | GH - ER | [5 empty] | THERMOMETERS, ELECTRONIC, PATIENT |  | BATHWHIRLPOOL-Ferno-Washington-690 | BATHWHIRLPOOL |  |  |  |  | Ferno-Washington | Bath, Whirlpool |  |  | BATHWHIRLPOOL-Ferno-Washington-690 |  |  |  | Covered PM Repair - Biomedical | MHHS-Greater Heights
NO | NO | [5 empty] | Welch Allyn Inc |  |  |  | GH - GENERAL SURGERY 3 SOUTH | MHHS-Greater Heights |  | Bath, Whirlpool |  |  |  | Central & Greater Heights |  | GH - GENERAL SURGERY 3 SOUTH | [5 empty] | THERMOMETERS, ELECTRONIC, PATIENT |  | BATHWHIRLPOOL-Ferno-Washington-690 | BATHWHIRLPOOL |  |  |  |  | Ferno-Washington | Bath, Whirlpool |  |  | BATHWHIRLPOOL-Ferno-Washington-690 |  |  |  | Covered PM Repair - Biomedical | MHHS-Greater Heights
NO | NO | [5 empty] | Welch Allyn Inc |  |  |  | KATY - ER | MHHS-Katy |  | Bath, Whirlpool |  |  |  | Katy |  | KATY - ER | [5 empty] | THERMOMETERS, ELECTRONIC, PATIENT |  | BATHWHIRLPOOL-Ferno-Washington-690 | BATHWHIRLPOOL |  |  |  |  | Ferno-Washington | Bath, Whirlpool |  |  | BATHWHIRLPOOL-Ferno-Washington-690 |  |  |  | Covered PM Repair - Biomedical | MHHS-Katy
NO | NO |  |  |  | 133-07892 |  | Welch Allyn Inc |  |  |  | KATY - MED/SURG 7TH FLOOR | MHHS-Katy |  | Bath, Whirlpool |  | 133-07892 |  | Katy |  | KATY - MED/SURG 7TH FLOOR | [5 empty] | THERMOMETERS, ELECTRONIC, PATIENT |  | BATHWHIRLPOOL-Ferno-Washington-690 | BATHWHIRLPOOL |  |  |  |  | Ferno-Washington | Bath, Whirlpool |  |  | BATHWHIRLPOOL-Ferno-Washington-690 |  |  |  | Covered PM Repair - Biomedical | MHHS-Katy
NO | NO |  |  |  | 041-19279 |  | Welch Allyn Inc |  |  |  | MEMORIAL CITY - EAST TOWER - IMCU | MHHS-Mem City |  | Bath, Whirlpool |  | 041-19279 |  | West & Memorial City |  | MEMORIAL CITY - EAST TOWER - IMCU | [5 empty] | THERMOMETERS, ELECTRONIC, PATIENT |  | BATHWHIRLPOOL-Ferno-Washington-690 | BATHWHIRLPOOL |  |  |  |  | Ferno-Washington | Bath, Whirlpool |  |  | BATHWHIRLPOOL-Ferno-Washington-690 |  |  |  | Covered PM Repair - Biomedical | MHHS-Mem City
NO | NO | [5 empty] | Welch Allyn Inc |  |  |  | MEMORIAL CITY - LABOR & DELIVERY | MHHS-Mem City |  | Bath, Whirlpool |  |  |  | West & Memorial City |  | MEMORIAL CITY - LABOR & DELIVERY | [5 empty] | THERMOMETERS, ELECTRONIC, PATIENT |  | BATHWHIRLPOOL-Ferno-Washington-690 | BATHWHIRLPOOL |  |  |  |  | Ferno-Washington | Bath, Whirlpool |  |  | BATHWHIRLPOOL-Ferno-Washington-690 |  |  |  | Covered PM Repair - Biomedical | MHHS-Mem City
NO | NO | [5 empty] | Welch Allyn Inc |  |  |  | MEMORIAL CITY - LABOR & DELIVERY | MHHS-Mem City |  | Bath, Whirlpool |  |  |  | West & Memorial City |  | MEMORIAL CITY - LABOR & DELIVERY | [5 empty] | THERMOMETERS, ELECTRONIC, PATIENT |  | BATHWHIRLPOOL-Ferno-Washington-690 | BATHWHIRLPOOL |  |  |  |  | Ferno-Washington | Bath, Whirlpool |  |  | BATHWHIRLPOOL-Ferno-Washington-690 |  |  |  | Covered PM Repair Labor Only - Biomedica | MHHS-Mem City
NO | NO | [5 empty] | Welch Allyn Inc |  |  |  | MEMORIAL CITY - MHT - JHC OR | MHHS-Mem City |  | Bath, Whirlpool |  |  |  | West & Memorial City |  | MEMORIAL CITY - MHT - JHC OR | [5 empty] | THERMOMETERS, ELECTRONIC, PATIENT |  | BATHWHIRLPOOL-Ferno-Washington-690 | BATHWHIRLPOOL |  |  |  |  | Ferno-Washington | Bath, Whirlpool |  |  | BATHWHIRLPOOL-Ferno-Washington-690 |  |  |  | Covered PM Repair - Biomedical | MHHS-Mem City
NO | NO | [5 empty] | Welch Allyn Inc |  |  |  | MEMORIAL CITY - MHT - JHC OR | MHHS-Mem City |  | Bath, Whirlpool |  |  |  | West & Memorial City |  | MEMORIAL CITY - MHT - JHC OR | [5 empty] | THERMOMETERS, ELECTRONIC, PATIENT |  | BATHWHIRLPOOL-Ferno-Washington-690 | BATHWHIRLPOOL |  |  |  |  | Ferno-Washington | Bath, Whirlpool |  |  | BATHWHIRLPOOL-Ferno-Washington-690 |  |  |  | Covered PM Repair - Biomedical | MHHS-Mem City
NO | NO | [5 empty] | Welch Allyn Inc |  |  |  | MEMORIAL CITY - MHT - JHC OR | MHHS-Mem City |  | Bath, Whirlpool |  |  |  | West & Memorial City |  | MEMORIAL CITY - MHT - JHC OR | [5 empty] | THERMOMETERS, ELECTRONIC, PATIENT |  | BATHWHIRLPOOL-Ferno-Washington-690 | BATHWHIRLPOOL |  |  |  |  | Ferno-Washington | Bath, Whirlpool |  |  | BATHWHIRLPOOL-Ferno-Washington-690 |  |  |  | Covered PM Repair - Biomedical | MHHS-Mem City
NO | NO | [5 empty] | Welch Allyn Inc |  |  |  | MEMORIAL CITY - MHT - JHC OR | MHHS-Mem City |  | Bath, Whirlpool |  |  |  | West & Memorial City |  | MEMORIAL CITY - MHT - JHC OR | [5 empty] | THERMOMETERS, ELECTRONIC, PATIENT |  | BATHWHIRLPOOL-Ferno-Washington-690 | BATHWHIRLPOOL |  |  |  |  | Ferno-Washington | Bath, Whirlpool |  |  | BATHWHIRLPOOL-Ferno-Washington-690 |  |  |  | Covered PM Repair - Biomedical | MHHS-Mem City
NO | NO | [5 empty] | Welch Allyn Inc |  |  |  | MEMORIAL CITY - POSTPARTUM - NURSERY | MHHS-Mem City |  | Bath, Whirlpool |  |  |  | West & Memorial City |  | MEMORIAL CITY - POSTPARTUM - NURSERY | [5 empty] | THERMOMETERS, ELECTRONIC, PATIENT |  | BATHWHIRLPOOL-Ferno-Washington-690 | BATHWHIRLPOOL |  |  |  |  | Ferno-Washington | Bath, Whirlpool |  |  | BATHWHIRLPOOL-Ferno-Washington-690 |  |  |  | Covered PM Repair - Biomedical | MHHS-Mem City
NO | NO | [5 empty] | Welch Allyn Inc |  |  |  | MEMORIAL CITY - POSTPARTUM - NURSERY | MHHS-Mem City |  | Bath, Whirlpool |  |  |  | West & Memorial City |  | MEMORIAL CITY - POSTPARTUM - NURSERY | [5 empty] | THERMOMETERS, ELECTRONIC, PATIENT |  | BATHWHIRLPOOL-Ferno-Washington-690 | BATHWHIRLPOOL |  |  |  |  | Ferno-Washington | Bath, Whirlpool |  |  | BATHWHIRLPOOL-Ferno-Washington-690 |  |  |  | Covered PM Repair Labor Only - Biomedica | MHHS-Mem City
NO | NO | [5 empty] | Welch Allyn Inc |  |  |  | MEMORIAL CITY - POSTPARTUM - NURSERY | MHHS-Mem City |  | Bath, Whirlpool |  |  |  | West & Memorial City |  | MEMORIAL CITY - POSTPARTUM - NURSERY | [5 empty] | THERMOMETERS, ELECTRONIC, PATIENT |  | BATHWHIRLPOOL-Ferno-Washington-690 | BATHWHIRLPOOL |  |  |  |  | Ferno-Washington | Bath, Whirlpool |  |  | BATHWHIRLPOOL-Ferno-Washington-690 |  |  |  | Covered PM Repair - Biomedical | MHHS-Mem City
NO | NO | [5 empty] | Welch Allyn Inc |  |  |  | MEMORIAL CITY - POSTPARTUM - NURSERY | MHHS-Mem City |  | Bath, Whirlpool |  |  |  | West & Memorial City |  | MEMORIAL CITY - POSTPARTUM - NURSERY | [5 empty] | THERMOMETERS, ELECTRONIC, PATIENT |  | BATHWHIRLPOOL-Ferno-Washington-690 | BATHWHIRLPOOL |  |  |  |  | Ferno-Washington | Bath, Whirlpool |  |  | BATHWHIRLPOOL-Ferno-Washington-690 |  |  |  | Covered PM Repair - Biomedical | MHHS-Mem City
NO | NO | [5 empty] | Welch Allyn Inc |  |  |  | MEMORIAL CITY - POSTPARTUM - NURSERY | MHHS-Mem City |  | Bath, Whirlpool |  |  |  | West & Memorial City |  | MEMORIAL CITY - POSTPARTUM - NURSERY | [5 empty] | THERMOMETERS, ELECTRONIC, PATIENT |  | BATHWHIRLPOOL-Ferno-Washington-690 | BATHWHIRLPOOL |  |  |  |  | Ferno-Washington | Bath, Whirlpool |  |  | BATHWHIRLPOOL-Ferno-Washington-690 |  |  |  | Covered PM Repair - Biomedical | MHHS-Mem City
NO | NO | [5 empty] | Welch Allyn Inc |  |  |  | MEMORIAL CITY - POSTPARTUM - NURSERY | MHHS-Mem City |  | Bath, Whirlpool |  |  |  | West & Memorial City |  | MEMORIAL CITY - POSTPARTUM - NURSERY | [5 empty] | THERMOMETERS, ELECTRONIC, PATIENT |  | BATHWHIRLPOOL-Ferno-Washington-690 | BATHWHIRLPOOL |  |  |  |  | Ferno-Washington | Bath, Whirlpool |  |  | BATHWHIRLPOOL-Ferno-Washington-690 |  |  |  | Covered PM Repair - Biomedical | MHHS-Mem City
NO | NO | [5 empty] | Welch Allyn Inc |  |  |  | MEMORIAL CITY - POSTPARTUM - NURSERY | MHHS-Mem City |  | Bath, Whirlpool |  |  |  | West & Memorial City |  | MEMORIAL CITY - POSTPARTUM - NURSERY | [5 empty] | THERMOMETERS, ELECTRONIC, PATIENT |  | BATHWHIRLPOOL-Ferno-Washington-690 | BATHWHIRLPOOL |  |  |  |  | Ferno-Washington | Bath, Whirlpool |  |  | BATHWHIRLPOOL-Ferno-Washington-690 |  |  |  | Covered PM Repair - Biomedical | MHHS-Mem City
NO | NO | [5 empty] | Welch Allyn Inc |  |  |  | MEMORIAL CITY - POSTPARTUM - NURSERY | MHHS-Mem City |  | Bath, Whirlpool |  |  |  | West & Memorial City |  | MEMORIAL CITY - POSTPARTUM - NURSERY | [5 empty] | THERMOMETERS, ELECTRONIC, PATIENT |  | BATHWHIRLPOOL-Ferno-Washington-690 | BATHWHIRLPOOL |  |  |  |  | Ferno-Washington | Bath, Whirlpool |  |  | BATHWHIRLPOOL-Ferno-Washington-690 |  |  |  | Covered PM Repair - Biomedical | MHHS-Mem City
NO | NO | [5 empty] | Welch Allyn Inc |  |  |  | MEMORIAL CITY - POSTPARTUM - NURSERY | MHHS-Mem City |  | Bath, Whirlpool |  |  |  | West & Memorial City |  | MEMORIAL CITY - POSTPARTUM - NURSERY | [5 empty] | THERMOMETERS, ELECTRONIC, PATIENT |  | BATHWHIRLPOOL-Ferno-Washington-690 | BATHWHIRLPOOL |  |  |  |  | Ferno-Washington | Bath, Whirlpool |  |  | BATHWHIRLPOOL-Ferno-Washington-690 |  |  |  | Covered PM Repair - Biomedical | MHHS-Mem City
NO | NO | [5 empty] | Welch Allyn Inc |  |  |  | MEMORIAL CITY - POSTPARTUM - NURSERY | MHHS-Mem City |  | Bath, Whirlpool |  |  |  | West & Memorial City |  | MEMORIAL CITY - POSTPARTUM - NURSERY | [5 empty] | THERMOMETERS, ELECTRONIC, PATIENT |  | BATHWHIRLPOOL-Ferno-Washington-690 | BATHWHIRLPOOL |  |  |  |  | Ferno-Washington | Bath, Whirlpool |  |  | BATHWHIRLPOOL-Ferno-Washington-690 |  |  |  | Covered PM Repair - Biomedical | MHHS-Mem City
NO | NO | [5 empty] | Welch Allyn Inc |  |  |  | MEMORIAL CITY - POSTPARTUM - NURSERY | MHHS-Mem City |  | Bath, Whirlpool |  |  |  | West & Memorial City |  | MEMORIAL CITY - POSTPARTUM - NURSERY | [5 empty] | THERMOMETERS, ELECTRONIC, PATIENT |  | BATHWHIRLPOOL-Ferno-Washington-690 | BATHWHIRLPOOL |  |  |  |  | Ferno-Washington | Bath, Whirlpool |  |  | BATHWHIRLPOOL-Ferno-Washington-690 |  |  |  | Covered PM Repair - Biomedical | MHHS-Mem City
NO | NO | [5 empty] | Welch Allyn Inc |  |  |  | MEMORIAL CITY - POSTPARTUM - NURSERY | MHHS-Mem City |  | Bath, Whirlpool |  |  |  | West & Memorial City |  | MEMORIAL CITY - POSTPARTUM - NURSERY | [5 empty] | THERMOMETERS, ELECTRONIC, PATIENT |  | BATHWHIRLPOOL-Ferno-Washington-690 | BATHWHIRLPOOL |  |  |  |  | Ferno-Washington | Bath, Whirlpool |  |  | BATHWHIRLPOOL-Ferno-Washington-690 |  |  |  | Covered PM Repair - Biomedical | MHHS-Mem City
NO | NO |  |  |  | 041-17464 |  | Welch Allyn Inc |  |  |  | MEMORIAL CITY - WOUND CARE | MHHS-Mem City |  | Bath, Whirlpool |  | 041-17464 |  | West & Memorial City |  | MEMORIAL CITY - WOUND CARE | [5 empty] | THERMOMETERS, ELECTRONIC, PATIENT |  | BATHWHIRLPOOL-Ferno-Washington-690 | BATHWHIRLPOOL |  |  |  |  | Ferno-Washington | Bath, Whirlpool |  |  | BATHWHIRLPOOL-Ferno-Washington-690 |  |  |  | Covered PM Repair - Biomedical | MHHS-Mem City
NO | NO |  |  |  | 041-17468 |  | Welch Allyn Inc |  |  |  | MEMORIAL CITY - WOUND CARE | MHHS-Mem City |  | Bath, Whirlpool |  | 041-17468 |  | West & Memorial City |  | MEMORIAL CITY - WOUND CARE | [5 empty] | THERMOMETERS, ELECTRONIC, PATIENT |  | BATHWHIRLPOOL-Ferno-Washington-690 | BATHWHIRLPOOL |  |  |  |  | Ferno-Washington | Bath, Whirlpool |  |  | BATHWHIRLPOOL-Ferno-Washington-690 |  |  |  | Covered PM Repair - Biomedical | MHHS-Mem City
NO | NO |  |  |  | 041-17469 |  | Welch Allyn Inc |  |  |  | MEMORIAL CITY - WOUND CARE | MHHS-Mem City |  | Bath, Whirlpool |  | 041-17469 |  | West & Memorial City |  | MEMORIAL CITY - WOUND CARE | [5 empty] | THERMOMETERS, ELECTRONIC, PATIENT |  | BATHWHIRLPOOL-Ferno-Washington-690 | BATHWHIRLPOOL |  |  |  |  | Ferno-Washington | Bath, Whirlpool |  |  | BATHWHIRLPOOL-Ferno-Washington-690 |  |  |  | Covered PM Repair - Biomedical | MHHS-Mem City
NO | NO |  |  |  | 005-33797 |  | Welch Allyn Inc |  |  | (21) 17401638 | MH MG - (SE) - LAKE JACKSON | MHHS-MG |  | Bath, Whirlpool |  | 005-33797 |  | Southeast & Bay Area |  | MH MG - (SE) - LAKE JACKSON | [5 empty] | THERMOMETERS, ELECTRONIC, PATIENT |  | BATHWHIRLPOOL-Ferno-Washington-690 | BATHWHIRLPOOL |  |  |  |  | Ferno-Washington | Bath, Whirlpool |  |  | BATHWHIRLPOOL-Ferno-Washington-690 |  |  |  | Covered PM Repair - Biomedical | MHHS-MG
NO | NO |  |  |  | 005-33801 |  | Welch Allyn Inc |  |  | (21) 17194580 | MH MG - (SE) - LAKE JACKSON | MHHS-MG |  | Bath, Whirlpool |  | 005-33801 |  | Southeast & Bay Area |  | MH MG - (SE) - LAKE JACKSON | [5 empty] | THERMOMETERS, ELECTRONIC, PATIENT |  | BATHWHIRLPOOL-Ferno-Washington-690 | BATHWHIRLPOOL |  |  |  |  | Ferno-Washington | Bath, Whirlpool |  |  | BATHWHIRLPOOL-Ferno-Washington-690 |  |  |  | Covered PM Repair - Biomedical | MHHS-MG
NO | NO |  |  |  | 005-33805 |  | Welch Allyn Inc |  |  | (21) 17194542 | MH MG - (SE) - LAKE JACKSON | MHHS-MG |  | Bath, Whirlpool |  | 005-33805 |  | Southeast & Bay Area |  | MH MG - (SE) - LAKE JACKSON | [5 empty] | THERMOMETERS, ELECTRONIC, PATIENT |  | BATHWHIRLPOOL-Ferno-Washington-690 | BATHWHIRLPOOL |  |  |  |  | Ferno-Washington | Bath, Whirlpool |  |  | BATHWHIRLPOOL-Ferno-Washington-690 |  |  |  | Covered PM Repair - Biomedical | MHHS-MG
NO | NO |  |  |  | 069-33519 |  | Welch Allyn Inc |  |  |  | MH MG - (TMC) - INT MED/ENDOCRINOLOGY (STE 2015) | MHHS-MG |  | Bath, Whirlpool |  | 069-33519 |  | TMC |  | MH MG - (TMC) - INT MED/ENDOCRINOLOGY (STE 2015) | [5 empty] | THERMOMETERS, ELECTRONIC, PATIENT |  | BATHWHIRLPOOL-Ferno-Washington-690 | BATHWHIRLPOOL |  |  |  |  | Ferno-Washington | Bath, Whirlpool |  |  | BATHWHIRLPOOL-Ferno-Washington-690 |  |  |  | Covered PM Repair - Biomedical | MHHS-MG
NO | NO |  |  |  | 069-40277 |  | Welch Allyn Inc |  |  |  | MH MG - (TMC) - INT MED/ENDOCRINOLOGY (STE 2015) | MHHS-MG |  | Bath, Whirlpool |  | 069-40277 |  | TMC |  | MH MG - (TMC) - INT MED/ENDOCRINOLOGY (STE 2015) | [5 empty] | THERMOMETERS, ELECTRONIC, PATIENT |  | BATHWHIRLPOOL-Ferno-Washington-690 | BATHWHIRLPOOL |  |  |  |  | Ferno-Washington | Bath, Whirlpool |  |  | BATHWHIRLPOOL-Ferno-Washington-690 |  |  |  | Covered PM Repair - Biomedical | MHHS-MG
NO | NO |  |  |  | 069-40278 |  | Welch Allyn Inc |  |  |  | MH MG - (TMC) - INT MED/ENDOCRINOLOGY (STE 2015) | MHHS-MG |  | Bath, Whirlpool |  | 069-40278 |  | TMC |  | MH MG - (TMC) - INT MED/ENDOCRINOLOGY (STE 2015) | [5 empty] | THERMOMETERS, ELECTRONIC, PATIENT |  | BATHWHIRLPOOL-Ferno-Washington-690 | BATHWHIRLPOOL |  |  |  |  | Ferno-Washington | Bath, Whirlpool |  |  | BATHWHIRLPOOL-Ferno-Washington-690 |  |  |  | Covered PM Repair - Biomedical | MHHS-MG
NO | NO |  |  |  | 069-40279 |  | Welch Allyn Inc |  |  |  | MH MG - (TMC) - INT MED/ENDOCRINOLOGY (STE 2015) | MHHS-MG |  | Bath, Whirlpool |  | 069-40279 |  | TMC |  | MH MG - (TMC) - INT MED/ENDOCRINOLOGY (STE 2015) | [5 empty] | THERMOMETERS, ELECTRONIC, PATIENT |  | BATHWHIRLPOOL-Ferno-Washington-690 | BATHWHIRLPOOL |  |  |  |  | Ferno-Washington | Bath, Whirlpool |  |  | BATHWHIRLPOOL-Ferno-Washington-690 |  |  |  | Covered PM Repair Labor Only - Biomedica | MHHS-MG
NO | NO |  |  |  | 069-40288 |  | Welch Allyn Inc |  |  |  | MH MG - (TMC) - INT MED/ENDOCRINOLOGY (STE 2015) | MHHS-MG |  | Bath, Whirlpool |  | 069-40288 |  | TMC |  | MH MG - (TMC) - INT MED/ENDOCRINOLOGY (STE 2015) | [5 empty] | THERMOMETERS, ELECTRONIC, PATIENT |  | BATHWHIRLPOOL-Ferno-Washington-690 | BATHWHIRLPOOL |  |  |  |  | Ferno-Washington | Bath, Whirlpool |  |  | BATHWHIRLPOOL-Ferno-Washington-690 |  |  |  | Covered PM Repair - Biomedical | MHHS-MG
NO | NO | [5 empty] | Welch Allyn Inc |  |  |  | NE - 5 SOUTH WEST | MHHS-Northeast |  | Bath, Whirlpool |  |  |  | Katy |  | NE - 5 SOUTH WEST | [5 empty] | THERMOMETERS, ELECTRONIC, PATIENT |  | BATHWHIRLPOOL-Ferno-Washington-690 | BATHWHIRLPOOL |  |  |  |  | Ferno-Washington | Bath, Whirlpool |  |  | BATHWHIRLPOOL-Ferno-Washington-690 |  |  |  | Covered PM Repair - Biomedical | MHHS-Northeast
NO | NO |  |  |  | 005-11444 |  | Welch Allyn Inc |  |  |  | PEARLAND - MED/SURG | MHHS-Pearland Hospital |  | Bath, Whirlpool |  | 005-11444 |  | Pearland |  | PEARLAND - MED/SURG | [5 empty] | THERMOMETERS, ELECTRONIC, PATIENT |  | BATHWHIRLPOOL-Ferno-Washington-690 | BATHWHIRLPOOL |  |  |  |  | Ferno-Washington | Bath, Whirlpool |  |  | BATHWHIRLPOOL-Ferno-Washington-690 |  |  |  | Covered PM Repair - Biomedical | MHHS-Pearland Hospital
NO | NO |  |  |  | 129-06711 |  | Welch Allyn Inc |  |  |  | SUGAR LAND - ICU | MHHS-Sugarland |  | Bath, Whirlpool |  | 129-06711 |  | Sugar Land |  | SUGAR LAND - ICU | [5 empty] | THERMOMETERS, ELECTRONIC, PATIENT |  | BATHWHIRLPOOL-Ferno-Washington-690 | BATHWHIRLPOOL |  |  |  |  | Ferno-Washington | Bath, Whirlpool |  |  | BATHWHIRLPOOL-Ferno-Washington-690 |  |  |  | Covered PM Repair - Biomedical | MHHS-Sugarland
NO | NO |  |  |  | 129-06213 |  | Welch Allyn Inc |  |  |  | SP CCC - (SL) - EMERGENCY ROOM | MHHS-Sienna Plantation CCC |  | Bath, Whirlpool |  | 129-06213 |  | Sugar Land |  | SP CCC - (SL) - EMERGENCY ROOM | [5 empty] | THERMOMETERS, ELECTRONIC, PATIENT |  | BATHWHIRLPOOL-Ferno-Washington-690 | BATHWHIRLPOOL |  |  |  |  | Ferno-Washington | Bath, Whirlpool |  |  | BATHWHIRLPOOL-Ferno-Washington-690 |  |  |  | Covered PM Repair - Biomedical | MHHS-Sienna Plantation CCC
NO | NO |  |  |  | 129-06215 |  | Welch Allyn Inc |  |  |  | SP CCC - (SL) - EMERGENCY ROOM | MHHS-Sienna Plantation CCC |  | Bath, Whirlpool |  | 129-06215 |  | Sugar Land |  | SP CCC - (SL) - EMERGENCY ROOM | [5 empty] | THERMOMETERS, ELECTRONIC, PATIENT |  | BATHWHIRLPOOL-Ferno-Washington-690 | BATHWHIRLPOOL |  |  |  |  | Ferno-Washington | Bath, Whirlpool |  |  | BATHWHIRLPOOL-Ferno-Washington-690 |  |  |  | Covered PM Repair - Biomedical | MHHS-Sienna Plantation CCC
NO | NO |  |  |  | 129-06221 |  | Welch Allyn Inc |  |  |  | SP CCC - (SL) - EMERGENCY ROOM | MHHS-Sienna Plantation CCC |  | Bath, Whirlpool |  | 129-06221 |  | Sugar Land |  | SP CCC - (SL) - EMERGENCY ROOM | [5 empty] | THERMOMETERS, ELECTRONIC, PATIENT |  | BATHWHIRLPOOL-Ferno-Washington-690 | BATHWHIRLPOOL |  |  |  |  | Ferno-Washington | Bath, Whirlpool |  |  | BATHWHIRLPOOL-Ferno-Washington-690 |  |  |  | Covered PM Repair Labor Only - Biomedica | MHHS-Sienna Plantation CCC
NO | NO |  |  |  | 069-40241 |  | Welch Allyn Inc |  |  |  | TMC - CHILDRENS - L&D (5HP) | MHHS-TMC |  | Bath, Whirlpool |  | 069-40241 |  | TMC |  | TMC - CHILDRENS - L&D (5HP) | [5 empty] | THERMOMETERS, ELECTRONIC, PATIENT |  | BATHWHIRLPOOL-Ferno-Washington-690 | BATHWHIRLPOOL |  |  |  |  | Ferno-Washington | Bath, Whirlpool |  |  | BATHWHIRLPOOL-Ferno-Washington-690 |  |  |  | Not Covered Vendor Only - Biomedical | MHHS-TMC
NO | NO |  |  |  | 069-41198 |  | Welch Allyn Inc |  |  |  | TMC - CHILDRENS - L&D (5HP) | MHHS-TMC |  | Bath, Whirlpool |  | 069-41198 |  | TMC |  | TMC - CHILDRENS - L&D (5HP) | [5 empty] | THERMOMETERS, ELECTRONIC, PATIENT |  | BATHWHIRLPOOL-Ferno-Washington-690 | BATHWHIRLPOOL |  |  |  |  | Ferno-Washington | Bath, Whirlpool |  |  | BATHWHIRLPOOL-Ferno-Washington-690 |  |  |  | Not Covered Vendor Only - Biomedical | MHHS-TMC
NO | NO |  |  |  | 069-41200 |  | Welch Allyn Inc |  |  |  | TMC - CHILDRENS - L&D (5HP) | MHHS-TMC |  | Bath, Whirlpool |  | 069-41200 |  | TMC |  | TMC - CHILDRENS - L&D (5HP) | [5 empty] | THERMOMETERS, ELECTRONIC, PATIENT |  | BATHWHIRLPOOL-Ferno-Washington-690 | BATHWHIRLPOOL |  |  |  |  | Ferno-Washington | Bath, Whirlpool |  |  | BATHWHIRLPOOL-Ferno-Washington-690 |  |  |  | Not Covered Vendor Only - Biomedical | MHHS-TMC
NO | NO |  |  |  | 069-41201 |  | Welch Allyn Inc |  |  |  | TMC - CHILDRENS - L&D (5HP) | MHHS-TMC |  | Bath, Whirlpool |  | 069-41201 |  | TMC |  | TMC - CHILDRENS - L&D (5HP) | [5 empty] | THERMOMETERS, ELECTRONIC, PATIENT |  | BATHWHIRLPOOL-Ferno-Washington-690 | BATHWHIRLPOOL |  |  |  |  | Ferno-Washington | Bath, Whirlpool |  |  | BATHWHIRLPOOL-Ferno-Washington-690 |  |  |  | Not Covered Vendor Only - Biomedical | MHHS-TMC
NO | NO |  |  |  | 069-41203 |  | Welch Allyn Inc |  |  |  | TMC - CHILDRENS - L&D (5HP) | MHHS-TMC |  | Bath, Whirlpool |  | 069-41203 |  | TMC |  | TMC - CHILDRENS - L&D (5HP) | [5 empty] | THERMOMETERS, ELECTRONIC, PATIENT |  | BATHWHIRLPOOL-Ferno-Washington-690 | BATHWHIRLPOOL |  |  |  |  | Ferno-Washington | Bath, Whirlpool |  |  | BATHWHIRLPOOL-Ferno-Washington-690 |  |  |  | Not Covered Vendor Only - Biomedical | MHHS-TMC
NO | NO |  |  |  | 069-41204 |  | Welch Allyn Inc |  |  |  | TMC - CHILDRENS - L&D (5HP) | MHHS-TMC |  | Bath, Whirlpool |  | 069-41204 |  | TMC |  | TMC - CHILDRENS - L&D (5HP) | [5 empty] | THERMOMETERS, ELECTRONIC, PATIENT |  | BATHWHIRLPOOL-Ferno-Washington-690 | BATHWHIRLPOOL |  |  |  |  | Ferno-Washington | Bath, Whirlpool |  |  | BATHWHIRLPOOL-Ferno-Washington-690 |  |  |  | Not Covered Vendor Only - Biomedical | MHHS-TMC
NO | NO |  |  |  | 069-41205 |  | Welch Allyn Inc |  |  |  | TMC - CHILDRENS - L&D (5HP) | MHHS-TMC |  | Bath, Whirlpool |  | 069-41205 |  | TMC |  | TMC - CHILDRENS - L&D (5HP) | [5 empty] | THERMOMETERS, ELECTRONIC, PATIENT |  | BATHWHIRLPOOL-Ferno-Washington-690 | BATHWHIRLPOOL |  |  |  |  | Ferno-Washington | Bath, Whirlpool |  |  | BATHWHIRLPOOL-Ferno-Washington-690 |  |  |  | Not Covered Vendor Only - Biomedical | MHHS-TMC
NO | NO |  |  |  | 069-41206 |  | Welch Allyn Inc |  |  |  | TMC - CHILDRENS - L&D (5HP) | MHHS-TMC |  | Bath, Whirlpool |  | 069-41206 |  | TMC |  | TMC - CHILDRENS - L&D (5HP) | [5 empty] | THERMOMETERS, ELECTRONIC, PATIENT |  | BATHWHIRLPOOL-Ferno-Washington-690 | BATHWHIRLPOOL |  |  |  |  | Ferno-Washington | Bath, Whirlpool |  |  | BATHWHIRLPOOL-Ferno-Washington-690 |  |  |  | Not Covered Vendor Only - Biomedical | MHHS-TMC
NO | NO |  |  |  | 069-41208 |  | Welch Allyn Inc |  |  |  | TMC - CHILDRENS - L&D (5HP) | MHHS-TMC |  | Bath, Whirlpool |  | 069-41208 |  | TMC |  | TMC - CHILDRENS - L&D (5HP) | [5 empty] | THERMOMETERS, ELECTRONIC, PATIENT |  | BATHWHIRLPOOL-Ferno-Washington-690 | BATHWHIRLPOOL |  |  |  |  | Ferno-Washington | Bath, Whirlpool |  |  | BATHWHIRLPOOL-Ferno-Washington-690 |  |  |  | Not Covered Vendor Only - Biomedical | MHHS-TMC
NO | NO |  |  |  | 069-41210 |  | Welch Allyn Inc |  |  |  | TMC - CHILDRENS - L&D (5HP) | MHHS-TMC |  | Bath, Whirlpool |  | 069-41210 |  | TMC |  | TMC - CHILDRENS - L&D (5HP) | [5 empty] | THERMOMETERS, ELECTRONIC, PATIENT |  | BATHWHIRLPOOL-Ferno-Washington-690 | BATHWHIRLPOOL |  |  |  |  | Ferno-Washington | Bath, Whirlpool |  |  | BATHWHIRLPOOL-Ferno-Washington-690 |  |  |  | Covered PM Repair - Biomedical | MHHS-TMC
NO | NO |  |  |  | 069-41211 |  | Welch Allyn Inc |  |  |  | TMC - CHILDRENS - L&D (5HP) | MHHS-TMC |  | Bath, Whirlpool |  | 069-41211 |  | TMC |  | TMC - CHILDRENS - L&D (5HP) | [5 empty] | THERMOMETERS, ELECTRONIC, PATIENT |  | BATHWHIRLPOOL-Ferno-Washington-690 | BATHWHIRLPOOL |  |  |  |  | Ferno-Washington | Bath, Whirlpool |  |  | BATHWHIRLPOOL-Ferno-Washington-690 |  |  |  | Covered PM Repair - Biomedical | MHHS-TMC
NO | NO |  |  |  | 069-41213 |  | Welch Allyn Inc |  |  |  | TMC - CHILDRENS - L&D (5HP) | MHHS-TMC |  | Bath, Whirlpool |  | 069-41213 |  | TMC |  | TMC - CHILDRENS - L&D (5HP) | [5 empty] | THERMOMETERS, ELECTRONIC, PATIENT |  | BATHWHIRLPOOL-Ferno-Washington-690 | BATHWHIRLPOOL |  |  |  |  | Ferno-Washington | Bath, Whirlpool |  |  | BATHWHIRLPOOL-Ferno-Washington-690 |  |  |  | Covered PM Repair - Biomedical | MHHS-TMC
NO | NO |  |  |  | 069-41214 |  | Welch Allyn Inc |  |  |  | TMC - CHILDRENS - L&D (5HP) | MHHS-TMC |  | Bath, Whirlpool |  | 069-41214 |  | TMC |  | TMC - CHILDRENS - L&D (5HP) | [5 empty] | THERMOMETERS, ELECTRONIC, PATIENT |  | BATHWHIRLPOOL-Ferno-Washington-690 | BATHWHIRLPOOL |  |  |  |  | Ferno-Washington | Bath, Whirlpool |  |  | BATHWHIRLPOOL-Ferno-Washington-690 |  |  |  | Covered PM Repair - Biomedical | MHHS-TMC
NO | NO |  |  |  | 069-41215 |  | Welch Allyn Inc |  |  |  | TMC - CHILDRENS - L&D (5HP) | MHHS-TMC |  | Bath, Whirlpool |  | 069-41215 |  | TMC |  | TMC - CHILDRENS - L&D (5HP) | [5 empty] | THERMOMETERS, ELECTRONIC, PATIENT |  | BATHWHIRLPOOL-Ferno-Washington-690 | BATHWHIRLPOOL |  |  |  |  | Ferno-Washington | Bath, Whirlpool |  |  | BATHWHIRLPOOL-Ferno-Washington-690 |  |  |  | Covered PM Repair - Biomedical | MHHS-TMC
NO | NO |  |  |  | 029-10229 |  | Welch Allyn Inc |  |  |  | WOODLANDS - ER | MHHS-Woodlands |  | Bath, Whirlpool |  | 029-10229 |  | Woodlands |  | WOODLANDS - ER | [5 empty] | THERMOMETERS, ELECTRONIC, PATIENT |  | BATHWHIRLPOOL-Ferno-Washington-690 | BATHWHIRLPOOL |  |  |  |  | Ferno-Washington | Bath, Whirlpool |  |  | BATHWHIRLPOOL-Ferno-Washington-690 |  |  |  | Covered PM Repair - Biomedical | MHHS-Woodlands
NO | NO |  |  |  | 029-10231 |  | Welch Allyn Inc |  |  |  | WOODLANDS - ER | MHHS-Woodlands |  | Bath, Whirlpool |  | 029-10231 |  | Woodlands |  | WOODLANDS - ER | [5 empty] | THERMOMETERS, ELECTRONIC, PATIENT |  | BATHWHIRLPOOL-Ferno-Washington-690 | BATHWHIRLPOOL |  |  |  |  | Ferno-Washington | Bath, Whirlpool |  |  | BATHWHIRLPOOL-Ferno-Washington-690 |  |  |  | Covered PM Repair - Biomedical | MHHS-Woodlands
NO | NO |  |  |  | 029-10233 |  | Welch Allyn Inc |  |  |  | WOODLANDS - ER | MHHS-Woodlands |  | Bath, Whirlpool |  | 029-10233 |  | Woodlands |  | WOODLANDS - ER | [5 empty] | THERMOMETERS, ELECTRONIC, PATIENT |  | BATHWHIRLPOOL-Ferno-Washington-690 | BATHWHIRLPOOL |  |  |  |  | Ferno-Washington | Bath, Whirlpool |  |  | BATHWHIRLPOOL-Ferno-Washington-690 |  |  |  | Covered PM Repair - Biomedical | MHHS-Woodlands
NO | NO | [5 empty] | Welch Allyn Inc |  |  |  | WOODLANDS - ER | MHHS-Woodlands |  | Bath, Whirlpool |  |  |  | Woodlands |  | WOODLANDS - ER | [5 empty] | THERMOMETERS, ELECTRONIC, PATIENT |  | BATHWHIRLPOOL-Ferno-Washington-690 | BATHWHIRLPOOL |  |  |  |  | Ferno-Washington | Bath, Whirlpool |  |  | BATHWHIRLPOOL-Ferno-Washington-690 |  |  |  | Covered PM Repair - Biomedical | MHHS-Woodlands
NO | NO | [5 empty] | Welch Allyn Inc |  |  |  | WOODLANDS - ER | MHHS-Woodlands |  | Bath, Whirlpool |  |  |  | Woodlands |  | WOODLANDS - ER | [5 empty] | THERMOMETERS, ELECTRONIC, PATIENT |  | BATHWHIRLPOOL-Ferno-Washington-690 | BATHWHIRLPOOL |  |  |  |  | Ferno-Washington | Bath, Whirlpool |  |  | BATHWHIRLPOOL-Ferno-Washington-690 |  |  |  | Covered PM Repair Labor Only - Biomedica | MHHS-Woodlands
NO | NO | [5 empty] | Welch Allyn Inc |  |  |  | WOODLANDS - ER | MHHS-Woodlands |  | Bath, Whirlpool |  |  |  | Woodlands |  | WOODLANDS - ER | [5 empty] | THERMOMETERS, ELECTRONIC, PATIENT |  | BATHWHIRLPOOL-Ferno-Washington-690 | BATHWHIRLPOOL |  |  |  |  | Ferno-Washington | Bath, Whirlpool |  |  | BATHWHIRLPOOL-Ferno-Washington-690 |  |  |  | Covered PM Repair - Biomedical | MHHS-Woodlands
NO | NO | [5 empty] | Welch Allyn Inc |  |  |  | WOODLANDS - ER | MHHS-Woodlands |  | Bath, Whirlpool |  |  |  | Woodlands |  | WOODLANDS - ER | [5 empty] | THERMOMETERS, ELECTRONIC, PATIENT |  | BATHWHIRLPOOL-Ferno-Washington-690 | BATHWHIRLPOOL |  |  |  |  | Ferno-Washington | Bath, Whirlpool |  |  | BATHWHIRLPOOL-Ferno-Washington-690 |  |  |  | Covered PM Repair - Biomedical | MHHS-Woodlands
NO | NO | [5 empty] | Welch Allyn Inc |  |  |  | WOODLANDS - ER - PEDS | MHHS-Woodlands |  | Bath, Whirlpool |  |  |  | Woodlands |  | WOODLANDS - ER - PEDS | [5 empty] | THERMOMETERS, ELECTRONIC, PATIENT |  | BATHWHIRLPOOL-Ferno-Washington-690 | BATHWHIRLPOOL |  |  |  |  | Ferno-Washington | Bath, Whirlpool |  |  | BATHWHIRLPOOL-Ferno-Washington-690 |  |  |  | Covered PM Repair - Biomedical | MHHS-Woodlands
NO | NO | [5 empty] | Welch Allyn Inc |  |  |  | WOODLANDS - ER - PEDS | MHHS-Woodlands |  | Bath, Whirlpool |  |  |  | Woodlands |  | WOODLANDS - ER - PEDS | [5 empty] | THERMOMETERS, ELECTRONIC, PATIENT |  | BATHWHIRLPOOL-Ferno-Washington-690 | BATHWHIRLPOOL |  |  |  |  | Ferno-Washington | Bath, Whirlpool |  |  | BATHWHIRLPOOL-Ferno-Washington-690 |  |  |  | Covered PM Repair - Biomedical | MHHS-Woodlands
NO | YES | [5 empty] | Welch Allyn Inc |  |  |  | GH - NICU | MHHS-Greater Heights | [5 empty] | Central | Memorial Hermann Greater Heights Hospital | GH - NICU | GH - NICU - Level 2 Nursey |  |  |  | No pm sticker | THERMOMETERS, ELECTRONIC, PATIENT |  | THERMOMETERELECT-Welch Allyn-SureTemp Plus 692 |  |  |  |  | THERMOMETERELECT-Welch Allyn-SureTemp Plus 692 | Welch Allyn | [7 empty] | Covered PM Repair - Biomedical | MHHS-Greater Heights
NO | YES |  |  |  | 041-33111 | 041-33111 | Welch Allyn Inc |  |  |  | Memorial City-Labor & Delivery | MHHS-Mem City |  |  |  | 041-33111 | 041-33111 | West | MHHS-Mem City | Memorial City-Labor & Delivery | Nurse Station |  |  |  |  | THERMOMETERS, ELECTRONIC, PATIENT |  | THERMOMETERELECT-Welch Allyn-SureTemp Plus 692 |  |  |  |  | THERMOMETERELECT-Welch Allyn-SureTemp Plus 692 | Welch Allyn |  |  |  |  | 3/1/18 |  |  | Covered PM Repair - Biomedical | MHHS-Mem City
NO | YES |  |  |  |  | 041-33690 | Welch Allyn Inc |  |  |  | Memorial City-Labor & Delivery | MHHS-Mem City |  |  |  |  | 041-33690 | West | MHHS-Mem City | Memorial City-Labor & Delivery | 3M36 | 10/1/17 |  |  |  | THERMOMETERS, ELECTRONIC, PATIENT |  | THERMOMETERELECT-Welch Allyn-SureTemp Plus 692 |  |  |  |  | THERMOMETERELECT-Welch Allyn-SureTemp Plus 692 | Welch Allyn |  |  |  |  | 3/1/18 |  |  | Covered PM Repair - Biomedical | MHHS-Mem City
NO | YES |  |  |  | 013-13876 | 013-13876 | Welch Allyn Inc |  |  |  | SW-Labor | MHHS-Southwest |  |  |  | 013-13876 | 013-13876 | Southwest | MHHS-Southwest | SW-Labor | Recovery |  |  |  | No p.m. | THERMOMETERS, ELECTRONIC, PATIENT | Thermometer, Electronic | THERMOMETERELECT-Welch Allyn-SureTemp Plus 692 |  |  |  |  | THERMOMETERELECT-Welch Allyn-SureTemp Plus 692 | Welch Allyn | [7 empty] | Covered PM Repair - Biomedical | MHHS-Southwest | [8 empty] | THERMOMETERELECT | Thermometer, Electronic | Welch Allyn
NO | YES |  |  |  | 013-38873 | 013-38873 | Welch Allyn Inc |  |  |  | SW-L | MHHS-Southwest |  |  |  | 013-38873 | 013-38873 | Southwest | MHHS-Southwest | SW-L | Room 15 |  |  |  | No p.m. | THERMOMETERS, ELECTRONIC, PATIENT | Thermometer, Electronic | THERMOMETERELECT-Welch Allyn-SureTemp Plus 692 |  |  |  |  | THERMOMETERELECT-Welch Allyn-SureTemp Plus 692 | Welch Allyn | [7 empty] | Covered PM Repair - Biomedical | MHHS-Southwest | [8 empty] | THERMOMETERELECT | Thermometer, Electronic | Welch Allyn
YES | YES |  |  |  | 099-13761 | 099-13761 | Welch Allyn Inc |  |  |  | SW - LABOR |  |  |  |  | 099-13761 | 099-13761 | Southwest | Memorial Hermann Southwest Hospital | SW - LABOR | LDR 15 | [6 empty] | THERMOMETERELECT-Welch Allyn-SureTemp Plus 692
YES | YES |  |  |  |  | 099-13766 | Welch Allyn Inc |  |  |  | SW - LABOR | [5 empty] | 099-13766 | Southwest | Memorial Hermann Southwest Hospital | SW - LABOR | LDR 6 | [6 empty] | THERMOMETERELECT-Welch Allyn-SureTemp Plus 692
YES | YES | Serial Number 15411021 |  |  |  | 099-13776 | Welch Allyn Inc |  |  |  | SW - LABOR | [5 empty] | 099-13776 | Southwest | Memorial Hermann Southwest Hospital | SW - LABOR | OR 1 | [6 empty] | THERMOMETERELECT-Welch Allyn-SureTemp Plus 692
YES | YES |  |  |  | 099-13802 | 099-13802 | Welch Allyn Inc |  |  |  | SW - LABOR |  |  |  |  | 099-13802 | 099-13802 | Southwest | Memorial Hermann Southwest Hospital | SW - LABOR | OR 2 | [6 empty] | THERMOMETERELECT-Welch Allyn-SureTemp Plus 692
YES | YES |  |  |  | 041-33115 | 041-33115 | Welch Allyn Inc |  |  |  | MEMORIAL CITY - LABOR |  |  |  |  | 041-33115 | 041-33115 | West | Womens Memorial Hermann | MEMORIAL CITY - LABOR | Nurse Station | [6 empty] | THERMOMETERELECT-Welch Allyn-SureTemp Plus 692
NO | NO |  |  |  | (21) 17059087 |  | Welch Allyn Inc |  |  | (21) 17059087 | GH - ER | MHHS-Greater Heights |  |  |  | (21) 17059087 |  | Central & Greater Heights |  | GH - ER | [5 empty] | THERMOMETERS, ELECTRONIC, PATIENT |  | THERMOMETERELECT-Welch Allyn-SureTemp Plus 692 |  |  |  |  | THERMOMETERELECT-Welch Allyn-SureTemp Plus 692 | Welch Allyn | [7 empty] | Covered PM Repair - Biomedical | MHHS-Greater Heights
NO | NO |  |  |  | (21) 17059088 |  | Welch Allyn Inc |  |  | (21) 17059088 | GH - ER | MHHS-Greater Heights |  |  |  | (21) 17059088 |  | Central & Greater Heights |  | GH - ER | [5 empty] | THERMOMETERS, ELECTRONIC, PATIENT |  | THERMOMETERELECT-Welch Allyn-SureTemp Plus 692 |  |  |  |  | THERMOMETERELECT-Welch Allyn-SureTemp Plus 692 | Welch Allyn | [7 empty] | Covered PM Repair - Biomedical | MHHS-Greater Heights
NO | NO |  |  |  | (21) 17059089 |  | Welch Allyn Inc |  |  | (21) 17059089 | GH - ER | MHHS-Greater Heights |  |  |  | (21) 17059089 |  | Central & Greater Heights |  | GH - ER | [5 empty] | THERMOMETERS, ELECTRONIC, PATIENT |  | THERMOMETERELECT-Welch Allyn-SureTemp Plus 692 |  |  |  |  | THERMOMETERELECT-Welch Allyn-SureTemp Plus 692 | Welch Allyn | [7 empty] | Covered PM Repair - Biomedical | MHHS-Greater Heights
NO | NO |  |  |  | (21) 17059090 |  | Welch Allyn Inc |  |  | (21) 17059090 | GH - ER | MHHS-Greater Heights |  |  |  | (21) 17059090 |  | Central & Greater Heights |  | GH - ER | [5 empty] | THERMOMETERS, ELECTRONIC, PATIENT |  | THERMOMETERELECT-Welch Allyn-SureTemp Plus 692 |  |  |  |  | THERMOMETERELECT-Welch Allyn-SureTemp Plus 692 | Welch Allyn | [7 empty] | Covered PM Repair - Biomedical | MHHS-Greater Heights
NO | NO |  |  |  | (21) 17059091 |  | Welch Allyn Inc |  |  | (21) 17059091 | GH - ER | MHHS-Greater Heights |  |  |  | (21) 17059091 |  | Central & Greater Heights |  | GH - ER | [5 empty] | THERMOMETERS, ELECTRONIC, PATIENT |  | THERMOMETERELECT-Welch Allyn-SureTemp Plus 692 |  |  |  |  | THERMOMETERELECT-Welch Allyn-SureTemp Plus 692 | Welch Allyn | [7 empty] | Covered PM Repair - Biomedical | MHHS-Greater Heights
NO | NO |  |  |  | (21) 17059096 |  | Welch Allyn Inc |  |  | (21) 17059096 | GH - ER | MHHS-Greater Heights |  |  |  | (21) 17059096 |  | Central & Greater Heights |  | GH - ER | [5 empty] | THERMOMETERS, ELECTRONIC, PATIENT |  | THERMOMETERELECT-Welch Allyn-SureTemp Plus 692 |  |  |  |  | THERMOMETERELECT-Welch Allyn-SureTemp Plus 692 | Welch Allyn | [7 empty] | Covered PM Repair - Biomedical | MHHS-Greater Heights
NO | NO |  |  |  | (21) 17059185 |  | Welch Allyn Inc |  |  | (21) 17059185 | GH - ER | MHHS-Greater Heights |  |  |  | (21) 17059185 |  | Central & Greater Heights |  | GH - ER | [5 empty] | THERMOMETERS, ELECTRONIC, PATIENT |  | THERMOMETERELECT-Welch Allyn-SureTemp Plus 692 |  |  |  |  | THERMOMETERELECT-Welch Allyn-SureTemp Plus 692 | Welch Allyn | [7 empty] | Covered PM Repair - Biomedical | MHHS-Greater Heights
NO | NO | [5 empty] | Welch Allyn Inc |  |  |  | GH - ER | MHHS-Greater Heights | [5 empty] | Central & Greater Heights |  | GH - ER | [5 empty] | THERMOMETERS, ELECTRONIC, PATIENT |  | THERMOMETERELECT-Welch Allyn-SureTemp Plus 692 |  |  |  |  | THERMOMETERELECT-Welch Allyn-SureTemp Plus 692 | Welch Allyn | [7 empty] | Covered PM Repair - Biomedical | MHHS-Greater Heights
NO | NO | [5 empty] | Welch Allyn Inc |  |  |  | GH - ER | MHHS-Greater Heights | [5 empty] | Central & Greater Heights |  | GH - ER | [5 empty] | THERMOMETERS, ELECTRONIC, PATIENT |  | THERMOMETERELECT-Welch Allyn-SureTemp Plus 692 |  |  |  |  | THERMOMETERELECT-Welch Allyn-SureTemp Plus 692 | Welch Allyn | [7 empty] | Covered PM Repair - Biomedical | MHHS-Greater Heights
NO | NO | [5 empty] | Welch Allyn Inc |  |  |  | GH - ER | MHHS-Greater Heights | [5 empty] | Central & Greater Heights |  | GH - ER | [5 empty] | THERMOMETERS, ELECTRONIC, PATIENT |  | THERMOMETERELECT-Welch Allyn-SureTemp Plus 692 |  |  |  |  | THERMOMETERELECT-Welch Allyn-SureTemp Plus 692 | Welch Allyn | [7 empty] | Covered PM Repair - Biomedical | MHHS-Greater Heights
NO | NO | [5 empty] | Welch Allyn Inc |  |  |  | GH - ER | MHHS-Greater Heights | [5 empty] | Central & Greater Heights |  | GH - ER | [5 empty] | THERMOMETERS, ELECTRONIC, PATIENT |  | THERMOMETERELECT-Welch Allyn-SureTemp Plus 692 |  |  |  |  | THERMOMETERELECT-Welch Allyn-SureTemp Plus 692 | Welch Allyn | [7 empty] | Covered PM Repair - Biomedical | MHHS-Greater Heights
NO | NO | [5 empty] | Welch Allyn Inc |  |  |  | GH - ER | MHHS-Greater Heights | [5 empty] | Central & Greater Heights |  | GH - ER | [5 empty] | THERMOMETERS, ELECTRONIC, PATIENT |  | THERMOMETERELECT-Welch Allyn-SureTemp Plus 692 |  |  |  |  | THERMOMETERELECT-Welch Allyn-SureTemp Plus 692 | Welch Allyn | [7 empty] | Covered PM Repair - Biomedical | MHHS-Greater Heights
NO | NO | [5 empty] | Welch Allyn Inc |  |  |  | GH - ER | MHHS-Greater Heights | [5 empty] | Central & Greater Heights |  | GH - ER | [5 empty] | THERMOMETERS, ELECTRONIC, PATIENT |  | THERMOMETERELECT-Welch Allyn-SureTemp Plus 692 |  |  |  |  | THERMOMETERELECT-Welch Allyn-SureTemp Plus 692 | Welch Allyn | [7 empty] | Covered PM Repair - Biomedical | MHHS-Greater Heights
NO | NO | [5 empty] | Welch Allyn Inc |  |  |  | GH - ER | MHHS-Greater Heights | [5 empty] | Central & Greater Heights |  | GH - ER | [5 empty] | THERMOMETERS, ELECTRONIC, PATIENT |  | THERMOMETERELECT-Welch Allyn-SureTemp Plus 692 |  |  |  |  | THERMOMETERELECT-Welch Allyn-SureTemp Plus 692 | Welch Allyn | [7 empty] | Covered PM Repair - Biomedical | MHHS-Greater Heights
NO | NO | [5 empty] | Welch Allyn Inc |  |  |  | GH - ER | MHHS-Greater Heights | [5 empty] | Central & Greater Heights |  | GH - ER | [5 empty] | THERMOMETERS, ELECTRONIC, PATIENT |  | THERMOMETERELECT-Welch Allyn-SureTemp Plus 692 |  |  |  |  | THERMOMETERELECT-Welch Allyn-SureTemp Plus 692 | Welch Allyn | [7 empty] | Covered PM Repair - Biomedical | MHHS-Greater Heights
NO | NO | [5 empty] | Welch Allyn Inc |  |  |  | GH - ER | MHHS-Greater Heights | [5 empty] | Central & Greater Heights |  | GH - ER | [5 empty] | THERMOMETERS, ELECTRONIC, PATIENT |  | THERMOMETERELECT-Welch Allyn-SureTemp Plus 692 |  |  |  |  | THERMOMETERELECT-Welch Allyn-SureTemp Plus 692 | Welch Allyn | [7 empty] | Covered PM Repair - Biomedical | MHHS-Greater Heights
NO | NO | [5 empty] | Welch Allyn Inc |  |  |  | GH - ER | MHHS-Greater Heights | [5 empty] | Central & Greater Heights |  | GH - ER | [5 empty] | THERMOMETERS, ELECTRONIC, PATIENT |  | THERMOMETERELECT-Welch Allyn-SureTemp Plus 692 |  |  |  |  | THERMOMETERELECT-Welch Allyn-SureTemp Plus 692 | Welch Allyn | [7 empty] | Covered PM Repair - Biomedical | MHHS-Greater Heights
NO | NO | [5 empty] | Welch Allyn Inc |  |  |  | GH - ER | MHHS-Greater Heights | [5 empty] | Central & Greater Heights |  | GH - ER | [5 empty] | THERMOMETERS, ELECTRONIC, PATIENT |  | THERMOMETERELECT-Welch Allyn-SureTemp Plus 692 |  |  |  |  | THERMOMETERELECT-Welch Allyn-SureTemp Plus 692 | Welch Allyn | [7 empty] | Covered PM Repair - Biomedical | MHHS-Greater Heights
NO | NO | [5 empty] | Welch Allyn Inc |  |  |  | GH - ER | MHHS-Greater Heights | [5 empty] | Central & Greater Heights |  | GH - ER | [5 empty] | THERMOMETERS, ELECTRONIC, PATIENT |  | THERMOMETERELECT-Welch Allyn-SureTemp Plus 692 |  |  |  |  | THERMOMETERELECT-Welch Allyn-SureTemp Plus 692 | Welch Allyn | [7 empty] | Covered PM Repair - Biomedical | MHHS-Greater Heights
NO | NO | [5 empty] | Welch Allyn Inc |  |  |  | GH - ER | MHHS-Greater Heights | [5 empty] | Central & Greater Heights |  | GH - ER | [5 empty] | THERMOMETERS, ELECTRONIC, PATIENT |  | THERMOMETERELECT-Welch Allyn-SureTemp Plus 692 |  |  |  |  | THERMOMETERELECT-Welch Allyn-SureTemp Plus 692 | Welch Allyn | [7 empty] | Covered PM Repair - Biomedical | MHHS-Greater Heights
NO | NO | [5 empty] | Welch Allyn Inc |  |  |  | GH - ER | MHHS-Greater Heights | [5 empty] | Central & Greater Heights |  | GH - ER | [5 empty] | THERMOMETERS, ELECTRONIC, PATIENT |  | THERMOMETERELECT-Welch Allyn-SureTemp Plus 692 |  |  |  |  | THERMOMETERELECT-Welch Allyn-SureTemp Plus 692 | Welch Allyn | [7 empty] | Covered PM Repair - Biomedical | MHHS-Greater Heights
NO | NO | [5 empty] | Welch Allyn Inc |  |  |  | GH - ER | MHHS-Greater Heights | [5 empty] | Central & Greater Heights |  | GH - ER | [5 empty] | THERMOMETERS, ELECTRONIC, PATIENT |  | THERMOMETERELECT-Welch Allyn-SureTemp Plus 692 |  |  |  |  | THERMOMETERELECT-Welch Allyn-SureTemp Plus 692 | Welch Allyn | [7 empty] | Covered PM Repair - Biomedical | MHHS-Greater Heights
NO | NO | [5 empty] | Welch Allyn Inc |  |  |  | GH - ER | MHHS-Greater Heights | [5 empty] | Central & Greater Heights |  | GH - ER | [5 empty] | THERMOMETERS, ELECTRONIC, PATIENT |  | THERMOMETERELECT-Welch Allyn-SureTemp Plus 692 |  |  |  |  | THERMOMETERELECT-Welch Allyn-SureTemp Plus 692 | Welch Allyn | [7 empty] | Covered PM Repair - Biomedical | MHHS-Greater Heights
NO | NO | [5 empty] | Welch Allyn Inc |  |  |  | GH - ER | MHHS-Greater Heights | [5 empty] | Central & Greater Heights |  | GH - ER | [5 empty] | THERMOMETERS, ELECTRONIC, PATIENT |  | THERMOMETERELECT-Welch Allyn-SureTemp Plus 692 |  |  |  |  | THERMOMETERELECT-Welch Allyn-SureTemp Plus 692 | Welch Allyn | [7 empty] | Covered PM Repair - Biomedical | MHHS-Greater Heights
NO | NO | [5 empty] | Welch Allyn Inc |  |  |  | GH - ER | MHHS-Greater Heights | [5 empty] | Central & Greater Heights |  | GH - ER | [5 empty] | THERMOMETERS, ELECTRONIC, PATIENT |  | THERMOMETERELECT-Welch Allyn-SureTemp Plus 692 |  |  |  |  | THERMOMETERELECT-Welch Allyn-SureTemp Plus 692 | Welch Allyn | [7 empty] | Covered PM Repair - Biomedical | MHHS-Greater Heights
NO | NO | [5 empty] | Welch Allyn Inc |  |  |  | GH - ER | MHHS-Greater Heights | [5 empty] | Central & Greater Heights |  | GH - ER | [5 empty] | THERMOMETERS, ELECTRONIC, PATIENT |  | THERMOMETERELECT-Welch Allyn-SureTemp Plus 692 |  |  |  |  | THERMOMETERELECT-Welch Allyn-SureTemp Plus 692 | Welch Allyn | [7 empty] | Covered PM Repair - Biomedical | MHHS-Greater Heights
NO | NO | [5 empty] | Welch Allyn Inc |  |  |  | GH - ER | MHHS-Greater Heights | [5 empty] | Central & Greater Heights |  | GH - ER | [5 empty] | THERMOMETERS, ELECTRONIC, PATIENT |  | THERMOMETERELECT-Welch Allyn-SureTemp Plus 692 |  |  |  |  | THERMOMETERELECT-Welch Allyn-SureTemp Plus 692 | Welch Allyn | [7 empty] | Covered PM Repair - Biomedical | MHHS-Greater Heights
NO | NO | [5 empty] | Welch Allyn Inc |  |  |  | GH - ER | MHHS-Greater Heights | [5 empty] | Central & Greater Heights |  | GH - ER | [5 empty] | THERMOMETERS, ELECTRONIC, PATIENT |  | THERMOMETERELECT-Welch Allyn-SureTemp Plus 692 |  |  |  |  | THERMOMETERELECT-Welch Allyn-SureTemp Plus 692 | Welch Allyn | [7 empty] | Covered PM Repair - Biomedical | MHHS-Greater Heights
NO | NO | [5 empty] | Welch Allyn Inc |  |  |  | GH - ER | MHHS-Greater Heights | [5 empty] | Central & Greater Heights |  | GH - ER | [5 empty] | THERMOMETERS, ELECTRONIC, PATIENT |  | THERMOMETERELECT-Welch Allyn-SureTemp Plus 692 |  |  |  |  | THERMOMETERELECT-Welch Allyn-SureTemp Plus 692 | Welch Allyn | [7 empty] | Covered PM Repair - Biomedical | MHHS-Greater Heights
NO | NO | [5 empty] | Welch Allyn Inc |  |  |  | GH - ER | MHHS-Greater Heights | [5 empty] | Central & Greater Heights |  | GH - ER | [5 empty] | THERMOMETERS, ELECTRONIC, PATIENT |  | THERMOMETERELECT-Welch Allyn-SureTemp Plus 692 |  |  |  |  | THERMOMETERELECT-Welch Allyn-SureTemp Plus 692 | Welch Allyn | [7 empty] | Covered PM Repair - Biomedical | MHHS-Greater Heights
NO | NO | [5 empty] | Welch Allyn Inc |  |  |  | GH - ER | MHHS-Greater Heights | [5 empty] | Central & Greater Heights |  | GH - ER | [5 empty] | THERMOMETERS, ELECTRONIC, PATIENT |  | THERMOMETERELECT-Welch Allyn-SureTemp Plus 692 |  |  |  |  | THERMOMETERELECT-Welch Allyn-SureTemp Plus 692 | Welch Allyn | [7 empty] | Covered PM Repair - Biomedical | MHHS-Greater Heights
NO | NO | [5 empty] | Welch Allyn Inc |  |  |  | GH - ER | MHHS-Greater Heights | [5 empty] | Central & Greater Heights |  | GH - ER | [5 empty] | THERMOMETERS, ELECTRONIC, PATIENT |  | THERMOMETERELECT-Welch Allyn-SureTemp Plus 692 |  |  |  |  | THERMOMETERELECT-Welch Allyn-SureTemp Plus 692 | Welch Allyn | [7 empty] | Covered PM Repair - Biomedical | MHHS-Greater Heights
NO | NO | [5 empty] | Welch Allyn Inc |  |  |  | GH - ER | MHHS-Greater Heights | [5 empty] | Central & Greater Heights |  | GH - ER | [5 empty] | THERMOMETERS, ELECTRONIC, PATIENT |  | THERMOMETERELECT-Welch Allyn-SureTemp Plus 692 |  |  |  |  | THERMOMETERELECT-Welch Allyn-SureTemp Plus 692 | Welch Allyn | [7 empty] | Covered PM Repair - Biomedical | MHHS-Greater Heights
NO | NO | [5 empty] | Welch Allyn Inc |  |  |  | GH - ER | MHHS-Greater Heights | [5 empty] | Central & Greater Heights |  | GH - ER | [5 empty] | THERMOMETERS, ELECTRONIC, PATIENT |  | THERMOMETERELECT-Welch Allyn-SureTemp Plus 692 |  |  |  |  | THERMOMETERELECT-Welch Allyn-SureTemp Plus 692 | Welch Allyn | [7 empty] | Covered PM Repair - Biomedical | MHHS-Greater Heights
NO | NO | [5 empty] | Welch Allyn Inc |  |  |  | GH - ER | MHHS-Greater Heights | [5 empty] | Central & Greater Heights |  | GH - ER | [5 empty] | THERMOMETERS, ELECTRONIC, PATIENT |  | THERMOMETERELECT-Welch Allyn-SureTemp Plus 692 |  |  |  |  | THERMOMETERELECT-Welch Allyn-SureTemp Plus 692 | Welch Allyn | [7 empty] | Covered PM Repair - Biomedical | MHHS-Greater Heights
NO | NO | [5 empty] | Welch Allyn Inc |  |  |  | GH - ER | MHHS-Greater Heights | [5 empty] | Central & Greater Heights |  | GH - ER | [5 empty] | THERMOMETERS, ELECTRONIC, PATIENT |  | THERMOMETERELECT-Welch Allyn-SureTemp Plus 692 |  |  |  |  | THERMOMETERELECT-Welch Allyn-SureTemp Plus 692 | Welch Allyn | [7 empty] | Covered PM Repair - Biomedical | MHHS-Greater Heights
NO | NO | [5 empty] | Welch Allyn Inc |  |  |  | GH - ER | MHHS-Greater Heights | [5 empty] | Central & Greater Heights |  | GH - ER | [5 empty] | THERMOMETERS, ELECTRONIC, PATIENT |  | THERMOMETERELECT-Welch Allyn-SureTemp Plus 692 |  |  |  |  | THERMOMETERELECT-Welch Allyn-SureTemp Plus 692 | Welch Allyn | [7 empty] | Covered PM Repair - Biomedical | MHHS-Greater Heights
NO | NO | [5 empty] | Welch Allyn Inc |  |  |  | GH - ER | MHHS-Greater Heights | [5 empty] | Central & Greater Heights |  | GH - ER | [5 empty] | THERMOMETERS, ELECTRONIC, PATIENT |  | THERMOMETERELECT-Welch Allyn-SureTemp Plus 692 |  |  |  |  | THERMOMETERELECT-Welch Allyn-SureTemp Plus 692 | Welch Allyn | [7 empty] | Covered PM Repair - Biomedical | MHHS-Greater Heights
NO | NO | [5 empty] | Welch Allyn Inc |  |  |  | GH - ER | MHHS-Greater Heights | [5 empty] | Central & Greater Heights |  | GH - ER | [5 empty] | THERMOMETERS, ELECTRONIC, PATIENT |  | THERMOMETERELECT-Welch Allyn-SureTemp Plus 692 |  |  |  |  | THERMOMETERELECT-Welch Allyn-SureTemp Plus 692 | Welch Allyn | [7 empty] | Covered PM Repair - Biomedical | MHHS-Greater Heights
NO | NO | [5 empty] | Welch Allyn Inc |  |  |  | GH - ER | MHHS-Greater Heights | [5 empty] | Central & Greater Heights |  | GH - ER | [5 empty] | THERMOMETERS, ELECTRONIC, PATIENT |  | THERMOMETERELECT-Welch Allyn-SureTemp Plus 692 |  |  |  |  | THERMOMETERELECT-Welch Allyn-SureTemp Plus 692 | Welch Allyn | [7 empty] | Covered PM Repair - Biomedical | MHHS-Greater Heights
NO | NO | [5 empty] | Welch Allyn Inc |  |  |  | GH - ER | MHHS-Greater Heights | [5 empty] | Central & Greater Heights |  | GH - ER | [5 empty] | THERMOMETERS, ELECTRONIC, PATIENT |  | THERMOMETERELECT-Welch Allyn-SureTemp Plus 692 |  |  |  |  | THERMOMETERELECT-Welch Allyn-SureTemp Plus 692 | Welch Allyn | [7 empty] | Covered PM Repair - Biomedical | MHHS-Greater Heights
NO | NO | [5 empty] | Welch Allyn Inc |  |  |  | GH - ICU | MHHS-Greater Heights | [5 empty] | Central & Greater Heights |  | GH - ICU | [5 empty] | THERMOMETERS, ELECTRONIC, PATIENT |  | THERMOMETERELECT-Welch Allyn-SureTemp Plus 692 |  |  |  |  | THERMOMETERELECT-Welch Allyn-SureTemp Plus 692 | Welch Allyn | [7 empty] | Covered PM Repair - Biomedical | MHHS-Greater Heights
NO | NO |  |  |  | (21) 17209166 |  | Welch Allyn Inc |  |  | (21) 17209166 | GH - LABOR & DELIVERY | MHHS-Greater Heights |  |  |  | (21) 17209166 |  | Central & Greater Heights |  | GH - LABOR & DELIVERY | [5 empty] | THERMOMETERS, ELECTRONIC, PATIENT |  | THERMOMETERELECT-Welch Allyn-SureTemp Plus 692 |  |  |  |  | THERMOMETERELECT-Welch Allyn-SureTemp Plus 692 | Welch Allyn | [7 empty] | Covered PM Repair - Biomedical | MHHS-Greater Heights
NO | NO |  |  |  | (21) 17209171 |  | Welch Allyn Inc |  |  | (21) 17209171 | GH - LABOR & DELIVERY | MHHS-Greater Heights |  |  |  | (21) 17209171 |  | Central & Greater Heights |  | GH - LABOR & DELIVERY | [5 empty] | THERMOMETERS, ELECTRONIC, PATIENT |  | THERMOMETERELECT-Welch Allyn-SureTemp Plus 692 |  |  |  |  | THERMOMETERELECT-Welch Allyn-SureTemp Plus 692 | Welch Allyn | [7 empty] | Covered PM Repair - Biomedical | MHHS-Greater Heights
NO | NO |  |  |  | (21) 17209172 |  | Welch Allyn Inc |  |  | (21) 17209172 | GH - LABOR & DELIVERY | MHHS-Greater Heights |  |  |  | (21) 17209172 |  | Central & Greater Heights |  | GH - LABOR & DELIVERY | [5 empty] | THERMOMETERS, ELECTRONIC, PATIENT |  | THERMOMETERELECT-Welch Allyn-SureTemp Plus 692 |  |  |  |  | THERMOMETERELECT-Welch Allyn-SureTemp Plus 692 | Welch Allyn | [7 empty] | Covered PM Repair - Biomedical | MHHS-Greater Heights
NO | NO |  |  |  | (21) 17209173 |  | Welch Allyn Inc |  |  | (21) 17209173 | GH - LABOR & DELIVERY | MHHS-Greater Heights |  |  |  | (21) 17209173 |  | Central & Greater Heights |  | GH - LABOR & DELIVERY | [5 empty] | THERMOMETERS, ELECTRONIC, PATIENT |  | THERMOMETERELECT-Welch Allyn-SureTemp Plus 692 |  |  |  |  | THERMOMETERELECT-Welch Allyn-SureTemp Plus 692 | Welch Allyn | [7 empty] | Covered PM Repair - Biomedical | MHHS-Greater Heights
NO | NO |  |  |  | (21) 17211003 |  | Welch Allyn Inc |  |  | (21) 17211003 | GH - LABOR & DELIVERY | MHHS-Greater Heights |  |  |  | (21) 17211003 |  | Central & Greater Heights |  | GH - LABOR & DELIVERY | [5 empty] | THERMOMETERS, ELECTRONIC, PATIENT |  | THERMOMETERELECT-Welch Allyn-SureTemp Plus 692 |  |  |  |  | THERMOMETERELECT-Welch Allyn-SureTemp Plus 692 | Welch Allyn | [7 empty] | Covered PM Repair - Biomedical | MHHS-Greater Heights
NO | NO |  |  |  | (21) 17211138 |  | Welch Allyn Inc |  |  | (21) 17211138 | GH - LABOR & DELIVERY | MHHS-Greater Heights |  |  |  | (21) 17211138 |  | Central & Greater Heights |  | GH - LABOR & DELIVERY | [5 empty] | THERMOMETERS, ELECTRONIC, PATIENT |  | THERMOMETERELECT-Welch Allyn-SureTemp Plus 692 |  |  |  |  | THERMOMETERELECT-Welch Allyn-SureTemp Plus 692 | Welch Allyn | [7 empty] | Covered PM Repair - Biomedical | MHHS-Greater Heights
NO | NO |  |  |  | (21) 17211140 |  | Welch Allyn Inc |  |  | (21) 17211140 | GH - LABOR & DELIVERY | MHHS-Greater Heights |  |  |  | (21) 17211140 |  | Central & Greater Heights |  | GH - LABOR & DELIVERY | [5 empty] | THERMOMETERS, ELECTRONIC, PATIENT |  | THERMOMETERELECT-Welch Allyn-SureTemp Plus 692 |  |  |  |  | THERMOMETERELECT-Welch Allyn-SureTemp Plus 692 | Welch Allyn | [7 empty] | Covered PM Repair - Biomedical | MHHS-Greater Heights
NO | NO |  |  |  | (21) 17223724 |  | Welch Allyn Inc |  |  | (21) 17223724 | GH - LABOR & DELIVERY | MHHS-Greater Heights |  |  |  | (21) 17223724 |  | Central & Greater Heights |  | GH - LABOR & DELIVERY | [5 empty] | THERMOMETERS, ELECTRONIC, PATIENT |  | THERMOMETERELECT-Welch Allyn-SureTemp Plus 692 |  |  |  |  | THERMOMETERELECT-Welch Allyn-SureTemp Plus 692 | Welch Allyn | [7 empty] | Covered PM Repair - Biomedical | MHHS-Greater Heights
NO | NO |  |  |  | (21) 17237818 |  | Welch Allyn Inc |  |  | (21) 17237818 | GH - LABOR & DELIVERY | MHHS-Greater Heights |  |  |  | (21) 17237818 |  | Central & Greater Heights |  | GH - LABOR & DELIVERY | [5 empty] | THERMOMETERS, ELECTRONIC, PATIENT |  | THERMOMETERELECT-Welch Allyn-SureTemp Plus 692 |  |  |  |  | THERMOMETERELECT-Welch Allyn-SureTemp Plus 692 | Welch Allyn | [7 empty] | Covered PM Repair - Biomedical | MHHS-Greater Heights
NO | NO |  |  |  | (21) 17237831 |  | Welch Allyn Inc |  |  | (21) 17237831 | GH - LABOR & DELIVERY | MHHS-Greater Heights |  |  |  | (21) 17237831 |  | Central & Greater Heights |  | GH - LABOR & DELIVERY | [5 empty] | THERMOMETERS, ELECTRONIC, PATIENT |  | THERMOMETERELECT-Welch Allyn-SureTemp Plus 692 |  |  |  |  | THERMOMETERELECT-Welch Allyn-SureTemp Plus 692 | Welch Allyn | [7 empty] | Covered PM Repair - Biomedical | MHHS-Greater Heights
NO | NO |  |  |  | (21) 17237846 |  | Welch Allyn Inc |  |  | (21) 17237846 | GH - LABOR & DELIVERY | MHHS-Greater Heights |  |  |  | (21) 17237846 |  | Central & Greater Heights |  | GH - LABOR & DELIVERY | [5 empty] | THERMOMETERS, ELECTRONIC, PATIENT |  | THERMOMETERELECT-Welch Allyn-SureTemp Plus 692 |  |  |  |  | THERMOMETERELECT-Welch Allyn-SureTemp Plus 692 | Welch Allyn | [7 empty] | Covered PM Repair - Biomedical | MHHS-Greater Heights
NO | NO |  |  |  | (21) 17237894 |  | Welch Allyn Inc |  |  | (21) 17237894 | GH - LABOR & DELIVERY | MHHS-Greater Heights |  |  |  | (21) 17237894 |  | Central & Greater Heights |  | GH - LABOR & DELIVERY | [5 empty] | THERMOMETERS, ELECTRONIC, PATIENT |  | THERMOMETERELECT-Welch Allyn-SureTemp Plus 692 |  |  |  |  | THERMOMETERELECT-Welch Allyn-SureTemp Plus 692 | Welch Allyn | [7 empty] | Covered PM Repair - Biomedical | MHHS-Greater Heights
NO | NO |  |  |  | (21) 17211013 |  | Welch Allyn Inc |  |  | (21) 17211013 | GH - MOTHER & BABY | MHHS-Greater Heights |  |  |  | (21) 17211013 |  | Central & Greater Heights |  | GH - MOTHER & BABY | [5 empty] | THERMOMETERS, ELECTRONIC, PATIENT |  | THERMOMETERELECT-Welch Allyn-SureTemp Plus 692 |  |  |  |  | THERMOMETERELECT-Welch Allyn-SureTemp Plus 692 | Welch Allyn | [7 empty] | Covered PM Repair - Biomedical | MHHS-Greater Heights
NO | NO |  |  |  | 009-10038 |  | Welch Allyn Inc |  |  |  | GH - MOTHER & BABY | MHHS-Greater Heights |  |  |  | 009-10038 |  | Central & Greater Heights |  | GH - MOTHER & BABY | [5 empty] | THERMOMETERS, ELECTRONIC, PATIENT |  | THERMOMETERELECT-Welch Allyn-SureTemp Plus 692 |  |  |  |  | THERMOMETERELECT-Welch Allyn-SureTemp Plus 692 | Welch Allyn | [7 empty] | Covered PM Repair - Biomedical | MHHS-Greater Heights
NO | NO | [5 empty] | Welch Allyn Inc |  |  |  | GH - MOTHER & BABY | MHHS-Greater Heights | [5 empty] | Central & Greater Heights |  | GH - MOTHER & BABY | [5 empty] | THERMOMETERS, ELECTRONIC, PATIENT |  | THERMOMETERELECT-Welch Allyn-SureTemp Plus 692 |  |  |  |  | THERMOMETERELECT-Welch Allyn-SureTemp Plus 692 | Welch Allyn | [7 empty] | Covered PM Repair - Biomedical | MHHS-Greater Heights
NO | NO |  |  |  | (21) 17211012 |  | Welch Allyn Inc |  |  | (21) 17211012 | GH - NICU | MHHS-Greater Heights |  |  |  | (21) 17211012 |  | Central & Greater Heights |  | GH - NICU | [5 empty] | THERMOMETERS, ELECTRONIC, PATIENT |  | THERMOMETERELECT-Welch Allyn-SureTemp Plus 692 |  |  |  |  | THERMOMETERELECT-Welch Allyn-SureTemp Plus 692 | Welch Allyn | [7 empty] | Covered PM Repair - Biomedical | MHHS-Greater Heights
NO | NO |  |  |  | (21) 17211139 |  | Welch Allyn Inc |  |  | (21) 17211139 | GH - NICU | MHHS-Greater Heights |  |  |  | (21) 17211139 |  | Central & Greater Heights |  | GH - NICU | [5 empty] | THERMOMETERS, ELECTRONIC, PATIENT |  | THERMOMETERELECT-Welch Allyn-SureTemp Plus 692 |  |  |  |  | THERMOMETERELECT-Welch Allyn-SureTemp Plus 692 | Welch Allyn | [7 empty] | Covered PM Repair - Biomedical | MHHS-Greater Heights
NO | NO |  |  |  | 009-05219 |  | Welch Allyn Inc |  |  |  | GH - NICU | MHHS-Greater Heights |  |  |  | 009-05219 |  | Central & Greater Heights |  | GH - NICU | [5 empty] | THERMOMETERS, ELECTRONIC, PATIENT |  | THERMOMETERELECT-Welch Allyn-SureTemp Plus 692 |  |  |  |  | THERMOMETERELECT-Welch Allyn-SureTemp Plus 692 | Welch Allyn | [7 empty] | Covered PM Repair - Biomedical | MHHS-Greater Heights
NO | NO |  |  |  | 009-07783 |  | Welch Allyn Inc |  |  |  | GH - NICU | MHHS-Greater Heights |  |  |  | 009-07783 |  | Central & Greater Heights |  | GH - NICU | [5 empty] | THERMOMETERS, ELECTRONIC, PATIENT |  | THERMOMETERELECT-Welch Allyn-SureTemp Plus 692 |  |  |  |  | THERMOMETERELECT-Welch Allyn-SureTemp Plus 692 | Welch Allyn | [7 empty] | Covered PM Repair - Biomedical | MHHS-Greater Heights
NO | NO | [5 empty] | Welch Allyn Inc |  |  |  | GH - WOUND CARE | MHHS-Greater Heights | [5 empty] | Central & Greater Heights |  | GH - WOUND CARE | [5 empty] | THERMOMETERS, ELECTRONIC, PATIENT |  | THERMOMETERELECT-Welch Allyn-SureTemp Plus 692 |  |  |  |  | THERMOMETERELECT-Welch Allyn-SureTemp Plus 692 | Welch Allyn | [7 empty] | Covered PM Repair - Biomedical | MHHS-Greater Heights
NO | NO | [5 empty] | Welch Allyn Inc |  |  |  | GH - WOUND CARE | MHHS-Greater Heights | [5 empty] | Central & Greater Heights |  | GH - WOUND CARE | [5 empty] | THERMOMETERS, ELECTRONIC, PATIENT |  | THERMOMETERELECT-Welch Allyn-SureTemp Plus 692 |  |  |  |  | THERMOMETERELECT-Welch Allyn-SureTemp Plus 692 | Welch Allyn | [7 empty] | Covered PM Repair - Biomedical | MHHS-Greater Heights
NO | NO | [5 empty] | Welch Allyn Inc |  |  |  | GH - WOUND CARE | MHHS-Greater Heights | [5 empty] | Central & Greater Heights |  | GH - WOUND CARE | [5 empty] | THERMOMETERS, ELECTRONIC, PATIENT |  | THERMOMETERELECT-Welch Allyn-SureTemp Plus 692 |  |  |  |  | THERMOMETERELECT-Welch Allyn-SureTemp Plus 692 | Welch Allyn | [7 empty] | Covered PM Repair - Biomedical | MHHS-Greater Heights
NO | NO | [5 empty] | Welch Allyn Inc |  |  |  | KATY - POSTPARTUM - 2W | MHHS-Katy | [5 empty] | Katy |  | KATY - POSTPARTUM - 2W | [5 empty] | THERMOMETERS, ELECTRONIC, PATIENT |  | THERMOMETERELECT-Welch Allyn-SureTemp Plus 692 |  |  |  |  | THERMOMETERELECT-Welch Allyn-SureTemp Plus 692 | Welch Allyn | [7 empty] | Covered PM Repair - Biomedical | MHHS-Katy
NO | NO |  |  |  | 041-32426 |  | Welch Allyn Inc |  |  |  | MEMORIAL CITY - LABOR & DELIVERY | MHHS-Mem City |  |  |  | 041-32426 |  | West & Memorial City |  | MEMORIAL CITY - LABOR & DELIVERY | [5 empty] | THERMOMETERS, ELECTRONIC, PATIENT |  | THERMOMETERELECT-Welch Allyn-SureTemp Plus 692 |  |  |  |  | THERMOMETERELECT-Welch Allyn-SureTemp Plus 692 | Welch Allyn | [7 empty] | Covered PM Repair - Biomedical | MHHS-Mem City
NO | NO | [5 empty] | Welch Allyn Inc |  |  |  | MEMORIAL CITY - LABOR & DELIVERY | MHHS-Mem City | [5 empty] | West & Memorial City |  | MEMORIAL CITY - LABOR & DELIVERY | [5 empty] | THERMOMETERS, ELECTRONIC, PATIENT |  | THERMOMETERELECT-Welch Allyn-SureTemp Plus 692 |  |  |  |  | THERMOMETERELECT-Welch Allyn-SureTemp Plus 692 | Welch Allyn | [7 empty] | Covered PM Repair - Biomedical | MHHS-Mem City
NO | NO | [5 empty] | Welch Allyn Inc |  |  |  | MEMORIAL CITY - LABOR & DELIVERY | MHHS-Mem City | [5 empty] | West & Memorial City |  | MEMORIAL CITY - LABOR & DELIVERY | [5 empty] | THERMOMETERS, ELECTRONIC, PATIENT |  | THERMOMETERELECT-Welch Allyn-SureTemp Plus 692 |  |  |  |  | THERMOMETERELECT-Welch Allyn-SureTemp Plus 692 | Welch Allyn | [7 empty] | Covered PM Repair - Biomedical | MHHS-Mem City
NO | NO | [5 empty] | Welch Allyn Inc |  |  |  | MEMORIAL CITY - LABOR & DELIVERY | MHHS-Mem City | [5 empty] | West & Memorial City |  | MEMORIAL CITY - LABOR & DELIVERY | [5 empty] | THERMOMETERS, ELECTRONIC, PATIENT |  | THERMOMETERELECT-Welch Allyn-SureTemp Plus 692 |  |  |  |  | THERMOMETERELECT-Welch Allyn-SureTemp Plus 692 | Welch Allyn | [7 empty] | Covered PM Repair - Biomedical | MHHS-Mem City
NO | NO |  |  |  | 005-08210 |  | Welch Allyn Inc |  |  |  | SE - EMERGENCY CENTER | MHHS-Southeast |  |  |  | 005-08210 |  | Southeast & Bay Area |  | SE - EMERGENCY CENTER | [5 empty] | THERMOMETERS, ELECTRONIC, PATIENT |  | THERMOMETERELECT-Welch Allyn-SureTemp Plus 692 |  |  |  |  | THERMOMETERELECT-Welch Allyn-SureTemp Plus 692 | Welch Allyn | [7 empty] | Covered PM Repair - Biomedical | MHHS-Southeast
NO | NO | [5 empty] | Welch Allyn Inc |  |  |  | SUGAR LAND - LABOR & DELIVERY | MHHS-Sugarland | [5 empty] | Sugar Land |  | SUGAR LAND - LABOR & DELIVERY | [5 empty] | THERMOMETERS, ELECTRONIC, PATIENT |  | THERMOMETERELECT-Welch Allyn-SureTemp Plus 692 |  |  |  |  | THERMOMETERELECT-Welch Allyn-SureTemp Plus 692 | Welch Allyn | [7 empty] | Covered PM Repair - Biomedical | MHHS-Sugarland
NO | NO | [5 empty] | Welch Allyn Inc |  |  |  | SUGAR LAND - LABOR & DELIVERY | MHHS-Sugarland | [5 empty] | Sugar Land |  | SUGAR LAND - LABOR & DELIVERY | [5 empty] | THERMOMETERS, ELECTRONIC, PATIENT |  | THERMOMETERELECT-Welch Allyn-SureTemp Plus 692 |  |  |  |  | THERMOMETERELECT-Welch Allyn-SureTemp Plus 692 | Welch Allyn | [7 empty] | Covered PM Repair - Biomedical | MHHS-Sugarland
NO | NO | [5 empty] | Welch Allyn Inc |  |  |  | SUGAR LAND - LABOR & DELIVERY | MHHS-Sugarland | [5 empty] | Sugar Land |  | SUGAR LAND - LABOR & DELIVERY | [5 empty] | THERMOMETERS, ELECTRONIC, PATIENT |  | THERMOMETERELECT-Welch Allyn-SureTemp Plus 692 |  |  |  |  | THERMOMETERELECT-Welch Allyn-SureTemp Plus 692 | Welch Allyn | [7 empty] | Covered PM Repair - Biomedical | MHHS-Sugarland
NO | YES |  |  |  | 009-10741 | 009-10741 | Welch Allyn Inc |  |  | 009-10741 | MH MG-(SL)-Sugar Land Multi-Specialty (Mp1) | MHHS-MG |  |  |  | 009-10741 | 009-10741 | Sugar Land | MHHS-MG | MH MG-(SL)-Sugar Land Multi-Specialty (Mp1) | Exam 6 |  |  |  |  | OPHTHALMOSCOPE/OTOSCOPES | Oto/Ophthalmoscope | OTOOPHTHALMOSCOPE-Welch Allyn-747111 |  |  |  |  | OTOOPHTHALMOSCOPE-Welch Allyn-747111 | Welch Allyn | [7 empty] | Covered PM Repair - Biomedical | MHHS-MG | [8 empty] | OTOOPHTHALMOSCOPE | Oto/Ophthalmoscope | Welch Allyn
NO | NO |  |  |  | 000-03922 |  | Welch Allyn Inc |  |  |  | MH MG - (WDLS) - BENDERS LANDING | MHHS-MG |  |  |  | 000-03922 |  | Woodlands |  | MH MG - (WDLS) - BENDERS LANDING | [5 empty] | OPHTHALMOSCOPE/OTOSCOPES |  | OTOOPHTHALMOSCOPE-Welch Allyn-747111 |  |  |  |  | OTOOPHTHALMOSCOPE-Welch Allyn-747111 | Welch Allyn | [7 empty] | Covered PM Repair - Biomedical | MHHS-MG
NO | NO |  |  |  | 000-03923 |  | Welch Allyn Inc |  |  |  | MH MG - (WDLS) - BENDERS LANDING | MHHS-MG |  |  |  | 000-03923 |  | Woodlands |  | MH MG - (WDLS) - BENDERS LANDING | [5 empty] | OPHTHALMOSCOPE/OTOSCOPES |  | OTOOPHTHALMOSCOPE-Welch Allyn-747111 |  |  |  |  | OTOOPHTHALMOSCOPE-Welch Allyn-747111 | Welch Allyn | [7 empty] | Covered PM Repair - Biomedical | MHHS-MG
NO | NO |  |  |  | 000-03924 |  | Welch Allyn Inc |  |  |  | MH MG - (WDLS) - BENDERS LANDING | MHHS-MG |  |  |  | 000-03924 |  | Woodlands |  | MH MG - (WDLS) - BENDERS LANDING | [5 empty] | OPHTHALMOSCOPE/OTOSCOPES |  | OTOOPHTHALMOSCOPE-Welch Allyn-747111 |  |  |  |  | OTOOPHTHALMOSCOPE-Welch Allyn-747111 | Welch Allyn | [7 empty] | Covered PM Repair - Biomedical | MHHS-MG
NO | NO |  |  |  | 000-03925 |  | Welch Allyn Inc |  |  |  | MH MG - (WDLS) - BENDERS LANDING | MHHS-MG |  |  |  | 000-03925 |  | Woodlands |  | MH MG - (WDLS) - BENDERS LANDING | [5 empty] | OPHTHALMOSCOPE/OTOSCOPES |  | OTOOPHTHALMOSCOPE-Welch Allyn-747111 |  |  |  |  | OTOOPHTHALMOSCOPE-Welch Allyn-747111 | Welch Allyn | [7 empty] | Covered PM Repair - Biomedical | MHHS-MG
NO | NO |  |  |  | 000-03926 |  | Welch Allyn Inc |  |  |  | MH MG - (WDLS) - BENDERS LANDING | MHHS-MG |  |  |  | 000-03926 |  | Woodlands |  | MH MG - (WDLS) - BENDERS LANDING | [5 empty] | OPHTHALMOSCOPE/OTOSCOPES |  | OTOOPHTHALMOSCOPE-Welch Allyn-747111 |  |  |  |  | OTOOPHTHALMOSCOPE-Welch Allyn-747111 | Welch Allyn | [7 empty] | Covered PM Repair - Biomedical | MHHS-MG
NO | NO |  |  |  | 000-03927 |  | Welch Allyn Inc |  |  |  | MH MG - (WDLS) - BENDERS LANDING | MHHS-MG |  |  |  | 000-03927 |  | Woodlands |  | MH MG - (WDLS) - BENDERS LANDING | [5 empty] | OPHTHALMOSCOPE/OTOSCOPES |  | OTOOPHTHALMOSCOPE-Welch Allyn-747111 |  |  |  |  | OTOOPHTHALMOSCOPE-Welch Allyn-747111 | Welch Allyn | [7 empty] | Covered PM Repair - Biomedical | MHHS-MG
NO | NO |  |  |  | 000-03928 |  | Welch Allyn Inc |  |  |  | MH MG - (WDLS) - BENDERS LANDING | MHHS-MG |  |  |  | 000-03928 |  | Woodlands |  | MH MG - (WDLS) - BENDERS LANDING | [5 empty] | OPHTHALMOSCOPE/OTOSCOPES |  | OTOOPHTHALMOSCOPE-Welch Allyn-747111 |  |  |  |  | OTOOPHTHALMOSCOPE-Welch Allyn-747111 | Welch Allyn | [7 empty] | Covered PM Repair - Biomedical | MHHS-MG
NO | NO |  |  |  | 000-03929 |  | Welch Allyn Inc |  |  |  | MH MG - (WDLS) - BENDERS LANDING | MHHS-MG |  |  |  | 000-03929 |  | Woodlands |  | MH MG - (WDLS) - BENDERS LANDING | [5 empty] | OPHTHALMOSCOPE/OTOSCOPES |  | OTOOPHTHALMOSCOPE-Welch Allyn-747111 |  |  |  |  | OTOOPHTHALMOSCOPE-Welch Allyn-747111 | Welch Allyn | [7 empty] | Covered PM Repair - Biomedical | MHHS-MG
NO | NO |  |  |  | 000-03930 |  | Welch Allyn Inc |  |  |  | MH MG - (WDLS) - BENDERS LANDING | MHHS-MG |  |  |  | 000-03930 |  | Woodlands |  | MH MG - (WDLS) - BENDERS LANDING | [5 empty] | OPHTHALMOSCOPE/OTOSCOPES |  | OTOOPHTHALMOSCOPE-Welch Allyn-747111 |  |  |  |  | OTOOPHTHALMOSCOPE-Welch Allyn-747111 | Welch Allyn | [7 empty] | Covered PM Repair - Biomedical | MHHS-MG
NO | NO |  |  |  | 000-03931 |  | Welch Allyn Inc |  |  |  | MH MG - (WDLS) - BENDERS LANDING | MHHS-MG |  |  |  | 000-03931 |  | Woodlands |  | MH MG - (WDLS) - BENDERS LANDING | [5 empty] | OPHTHALMOSCOPE/OTOSCOPES |  | OTOOPHTHALMOSCOPE-Welch Allyn-747111 |  |  |  |  | OTOOPHTHALMOSCOPE-Welch Allyn-747111 | Welch Allyn | [7 empty] | Covered PM Repair - Biomedical | MHHS-MG
NO | NO |  |  |  | 029-12008 |  | Welch Allyn Inc |  |  |  | MH MG - (WDLS) - BENDERS LANDING | MHHS-MG |  |  |  | 029-12008 |  | Woodlands |  | MH MG - (WDLS) - BENDERS LANDING | [5 empty] | OPHTHALMOSCOPE/OTOSCOPES |  | OTOOPHTHALMOSCOPE-Welch Allyn-747111 |  |  |  |  | OTOOPHTHALMOSCOPE-Welch Allyn-747111 | Welch Allyn | [7 empty] | Covered PM Repair - Biomedical | MHHS-MG
NO | NO |  |  |  | 029-12011 |  | Welch Allyn Inc |  |  | 029-12011 | MH MG - (WDLS) - BENDERS LANDING | MHHS-MG |  |  |  | 029-12011 |  | Woodlands |  | MH MG - (WDLS) - BENDERS LANDING | [5 empty] | OPHTHALMOSCOPE/OTOSCOPES |  | OTOOPHTHALMOSCOPE-Welch Allyn-747111 |  |  |  |  | OTOOPHTHALMOSCOPE-Welch Allyn-747111 | Welch Allyn | [7 empty] | Covered PM Repair - Biomedical | MHHS-MG
NO | YES |  |  |  | 000-04379 | 000-04379 | Welch Allyn Inc |  |  | LOT# FEB162015 | MH MG-(CY)-Fairfield [Mp1-Ste100] | MHHS-MG |  | Charger, Battery |  | 000-04379 | 000-04379 | Northwest | MHHS-MG | MH MG-(CY)-Fairfield [Mp1-Ste100] | Work Room | 5/1/17 |  |  |  | BATTERIES | Charger, Battery | CHARGERBATTERY-Welch Allyn-71123 | CHARGERBATTERY |  |  |  |  | Welch Allyn | Charger, Battery |  | CHARGERBATTERY-Welch Allyn-71123 |  |  |  |  | Covered PM Repair - Biomedical | MHHS-MG | [8 empty] | CHARGERBATTERY | Charger, Battery | Welch Allyn
NO | YES |  |  |  | 000-04363 | 000-04363 | Welch Allyn Inc |  |  | LOT# NOV022015 | MH MG-(CY)-Fairfield [Mp1-Ste100] | MHHS-MG |  | Charger, Battery |  | 000-04363 | 000-04363 | Northwest | MHHS-MG | MH MG-(CY)-Fairfield [Mp1-Ste100] | C1 124 | 3/1/18 |  |  |  | BATTERIES | Charger, Battery | CHARGERBATTERY-Welch Allyn-71123 | CHARGERBATTERY |  |  |  |  | Welch Allyn | Charger, Battery |  | CHARGERBATTERY-Welch Allyn-71123 |  |  |  |  | Covered PM Repair - Biomedical | MHHS-MG | [8 empty] | CHARGERBATTERY | Charger, Battery | Welch Allyn
NO | YES |  |  |  |  | 074-06241 | Welch Allyn Inc |  |  | LOT# AUG042015 | MH MG - (WDLS) - IMPERIAL OAKS | MHHS-MG |  | Charger, Battery |  |  | 074-06241 | Woodlands | MHMG Imperial Oaks Site100 | MH MG - (WDLS) - IMPERIAL OAKS | Storage Room |  |  |  |  | BATTERIES |  | CHARGERBATTERY-Welch Allyn-71123 | CHARGERBATTERY |  |  |  |  | Welch Allyn | Charger, Battery |  | CHARGERBATTERY-Welch Allyn-71123 |  |  |  |  | Covered PM Repair - Biomedical | MHHS-MG
YES | YES |  |  |  | 074-06240 | 074-06240 | Welch Allyn Inc |  |  |  | MH MG - (WDLS) - IMPERIAL OAKS |  |  |  |  | 074-06240 | 074-06240 | Woodlands | MHMG Imperial Oaks Suite100 | MH MG - (WDLS) - IMPERIAL OAKS
YES | YES |  |  |  | 074-06239 | 074-06239 | Welch Allyn Inc |  |  | CNF | MH MG - (WDLS) - IMPERIAL OAKS |  |  |  |  | 074-06239 | 074-06239 | Woodlands | MHMG Imperial Oaks Suite100 | MH MG - (WDLS) - IMPERIAL OAKS
NO | NO | [5 empty] | Welch Allyn Inc |  |  | LOT# FEB242015 | MH MG - (CY) - COPPERFIELD | MHHS-MG |  | Charger, Battery |  |  |  | Northwest & Cypress |  | MH MG - (CY) - COPPERFIELD | [5 empty] | BATTERIES |  | CHARGERBATTERY-Welch Allyn-71123 | CHARGERBATTERY |  |  |  |  | Welch Allyn | Charger, Battery |  | CHARGERBATTERY-Welch Allyn-71123 |  |  |  |  | Covered PM Repair - Biomedical | MHHS-MG
NO | NO |  |  |  | 000-03597 |  | Welch Allyn Inc |  |  | LOT#AUG052015 | MH MG - (SE) - ALVIN | MHHS-MG |  | Charger, Battery |  | 000-03597 |  | Southeast & Bay Area |  | MH MG - (SE) - ALVIN | [5 empty] | BATTERIES |  | CHARGERBATTERY-Welch Allyn-71123 | CHARGERBATTERY |  |  |  |  | Welch Allyn | Charger, Battery |  | CHARGERBATTERY-Welch Allyn-71123 |  |  |  |  | Covered PM Repair - Biomedical | MHHS-MG
NO | NO |  |  |  | 005-11192 |  | Welch Allyn Inc |  |  | 005-11192 | MH MG - (SE) - FRIENDSWOOD | MHHS-MG |  | Charger, Battery |  | 005-11192 |  | Southeast & Bay Area |  | MH MG - (SE) - FRIENDSWOOD | [5 empty] | BATTERIES |  | CHARGERBATTERY-Welch Allyn-71123 | CHARGERBATTERY |  |  |  |  | Welch Allyn | Charger, Battery |  | CHARGERBATTERY-Welch Allyn-71123 |  |  |  |  | Covered PM Repair - Biomedical | MHHS-MG
NO | NO |  |  |  | 069-43614 |  | Welch Allyn Inc |  |  | LOT#MAR202015 | MH MG - (TMC) - DOWNTOWN | MHHS-MG |  | Charger, Battery |  | 069-43614 |  | TMC |  | MH MG - (TMC) - DOWNTOWN | [5 empty] | BATTERIES |  | CHARGERBATTERY-Welch Allyn-71123 | CHARGERBATTERY |  |  |  |  | Welch Allyn | Charger, Battery |  | CHARGERBATTERY-Welch Allyn-71123 |  |  |  |  | Covered PM Repair - Biomedical | MHHS-MG
NO | NO | [5 empty] | Welch Allyn Inc |  |  | LOT# JUN272016 | MH MG - (WDLS) - URGENT CARE - SPRING | MHHS-MG |  | Charger, Battery |  |  |  | Woodlands |  | MH MG - (WDLS) - URGENT CARE - SPRING | [5 empty] | BATTERIES |  | CHARGERBATTERY-Welch Allyn-71123 | CHARGERBATTERY |  |  |  |  | Welch Allyn | Charger, Battery |  | CHARGERBATTERY-Welch Allyn-71123 |  |  |  |  | Covered PM Repair - Biomedical | MHHS-MG
NO | YES |  |  |  | 041-20213 |  | Welch Allyn Inc |  |  | N/A | MH MG - (MC) - PHILLIPS 66 | MHHS-MG |  | Oto/Ophthalmoscope |  | 041-20213 |  | West & Memorial City |  | MH MG - (MC) - PHILLIPS 66 |  | 06/29/2016 |  |  |  | OPHTHALMOSCOPE/OTOSCOPES |  | OTOOPHTHALMOSCOPE-Welch Allyn-7114 | OTOOPHTHALMOSCOPE |  |  |  |  | Welch Allyn | Oto/Ophthalmoscope |  | OTOOPHTHALMOSCOPE-Welch Allyn-7114 |  |  |  |  | Covered PM Repair - Biomedical | MHHS-MG
NO | YES | [5 empty] | Welch Allyn Inc |  |  | NSN | Memorial City-Labor & Delivery | MHHS-Mem City |  | Oto/Ophthalmoscope |  |  |  | West | MHHS-Mem City | Memorial City-Labor & Delivery | OB ER Office | 10/1/16 |  |  |  | OPHTHALMOSCOPE/OTOSCOPES |  | OTOOPHTHALMOSCOPE-Welch Allyn-7114 | OTOOPHTHALMOSCOPE |  |  |  |  | Welch Allyn | Oto/Ophthalmoscope |  | OTOOPHTHALMOSCOPE-Welch Allyn-7114 |  |  |  |  | Covered PM Repair - Biomedical | MHHS-Mem City
NO | YES |  |  |  | 041-14005 | 041-14005 | Welch Allyn Inc |  |  | NSN | Memorial City-Postpartum-Nursery | MHHS-Mem City |  | Oto/Ophthalmoscope |  | 041-14005 | 041-14005 | West | MHHS-Mem City | Memorial City-Postpartum-Nursery | Nurse statio |  |  |  |  | OPHTHALMOSCOPE/OTOSCOPES |  | OTOOPHTHALMOSCOPE-Welch Allyn-7114 | OTOOPHTHALMOSCOPE |  |  |  |  | Welch Allyn | Oto/Ophthalmoscope |  | OTOOPHTHALMOSCOPE-Welch Allyn-7114 |  |  |  |  | Covered PM Repair - Biomedical | MHHS-Mem City
NO | YES |  |  |  |  | 041-14014 | Welch Allyn Inc |  |  | NSN | Memorial City-Postpartum-Nursery | MHHS-Mem City |  | Oto/Ophthalmoscope |  |  | 041-14014 | West | MHHS-Mem City | Memorial City-Postpartum-Nursery |  | 10/1/16 |  |  |  | OPHTHALMOSCOPE/OTOSCOPES |  | OTOOPHTHALMOSCOPE-Welch Allyn-7114 | OTOOPHTHALMOSCOPE |  |  |  |  | Welch Allyn | Oto/Ophthalmoscope |  | OTOOPHTHALMOSCOPE-Welch Allyn-7114 |  |  |  |  | Covered PM Repair - Biomedical | MHHS-Mem City
NO | YES |  |  |  |  | 041-14002 | Welch Allyn Inc |  |  | NSN | Memorial City-Postpartum-Nursery | MHHS-Mem City |  | Oto/Ophthalmoscope |  |  | 041-14002 | West | MHHS-Mem City | Memorial City-Postpartum-Nursery |  | 10/1/16 |  |  |  | OPHTHALMOSCOPE/OTOSCOPES |  | OTOOPHTHALMOSCOPE-Welch Allyn-7114 | OTOOPHTHALMOSCOPE |  |  |  |  | Welch Allyn | Oto/Ophthalmoscope |  | OTOOPHTHALMOSCOPE-Welch Allyn-7114 |  |  |  |  | Covered PM Repair - Biomedical | MHHS-Mem City
NO | YES |  |  |  |  | 041-14004 | Welch Allyn Inc |  |  | NSN | Memorial City-Postpartum-Nursery | MHHS-Mem City |  | Oto/Ophthalmoscope |  |  | 041-14004 | West | MHHS-Mem City | Memorial City-Postpartum-Nursery |  | 10/1/16 |  |  |  | OPHTHALMOSCOPE/OTOSCOPES |  | OTOOPHTHALMOSCOPE-Welch Allyn-7114 | OTOOPHTHALMOSCOPE |  |  |  |  | Welch Allyn | Oto/Ophthalmoscope |  | OTOOPHTHALMOSCOPE-Welch Allyn-7114 |  |  |  |  | Covered PM Repair - Biomedical | MHHS-Mem City
NO | YES |  |  |  |  | 041-14017 | Welch Allyn Inc |  |  | NSN | Memorial City-Postpartum-Nursery | MHHS-Mem City |  | Oto/Ophthalmoscope |  |  | 041-14017 | West | MHHS-Mem City | Memorial City-Postpartum-Nursery |  | 10/1/16 |  |  |  | OPHTHALMOSCOPE/OTOSCOPES |  | OTOOPHTHALMOSCOPE-Welch Allyn-7114 | OTOOPHTHALMOSCOPE |  |  |  |  | Welch Allyn | Oto/Ophthalmoscope |  | OTOOPHTHALMOSCOPE-Welch Allyn-7114 |  |  |  |  | Covered PM Repair - Biomedical | MHHS-Mem City
NO | YES |  |  |  | 041-14003 | 041-14003 | Welch Allyn Inc |  |  | NSN | Memorial City-Postpartum-Nursery | MHHS-Mem City |  | Oto/Ophthalmoscope |  | 041-14003 | 041-14003 | West | MHHS-Mem City | Memorial City-Postpartum-Nursery | Medication room | 10/1/16 |  |  |  | OPHTHALMOSCOPE/OTOSCOPES |  | OTOOPHTHALMOSCOPE-Welch Allyn-7114 | OTOOPHTHALMOSCOPE |  |  |  |  | Welch Allyn | Oto/Ophthalmoscope |  | OTOOPHTHALMOSCOPE-Welch Allyn-7114 |  |  |  |  | Covered PM Repair - Biomedical | MHHS-Mem City
NO | YES |  |  |  | 041-19929 | 041-19929 | Welch Allyn Inc |  |  | LOT# 16007 | MH MG-(CY)-Fairfield [Mp1-Ste100] | MHHS-MG |  | Oto/Ophthalmoscope |  | 041-19929 | 041-19929 | Northwest | MHHS-MG | MH MG-(CY)-Fairfield [Mp1-Ste100] | Exam Room 11 | 2/1/16 |  |  |  | OPHTHALMOSCOPE/OTOSCOPES | Oto/Ophthalmoscope | OTOOPHTHALMOSCOPE-Welch Allyn-7114 | OTOOPHTHALMOSCOPE |  |  |  |  | Welch Allyn | Oto/Ophthalmoscope |  | OTOOPHTHALMOSCOPE-Welch Allyn-7114 |  |  |  |  | Covered PM Repair - Biomedical | MHHS-MG | [8 empty] | OTOOPHTHALMOSCOPE | Oto/Ophthalmoscope | Welch Allyn
NO | YES |  |  |  | 000-04365 | 000-04365 | Welch Allyn Inc |  |  | LOT# 17142 | MH MG - (CY) - OCCUPATIONAL MEDICINE [MP1-STE180] | MHHS-MG |  | Oto/Ophthalmoscope |  | 000-04365 | 000-04365 | Northwest | MHHS-MG | MH MG - (CY) - OCCUPATIONAL MEDICINE [MP1-STE180] | C1 707 |  | 2/1/20 |  | One time safety inspection only | OPHTHALMOSCOPE/OTOSCOPES | Oto/Ophthalmoscope | OTOOPHTHALMOSCOPE-Welch Allyn-7114 | OTOOPHTHALMOSCOPE |  |  |  |  | Welch Allyn | Oto/Ophthalmoscope |  | OTOOPHTHALMOSCOPE-Welch Allyn-7114 |  |  |  |  | Covered PM Repair - Biomedical | MHHS-MG | [8 empty] | OTOOPHTHALMOSCOPE | Oto/Ophthalmoscope | Welch Allyn
NO | YES |  |  |  |  | 013-35551 | Welch Allyn Inc |  |  | NSN | MH MG-(STX)-South Texas-Needville | MHHS-MG |  | Oto/Ophthalmoscope |  |  | 013-35551 | South | MHHS-MG | MH MG-(STX)-South Texas-Needville | Storage | 4/1/14 | 4/1/15 |  |  | OPHTHALMOSCOPE/OTOSCOPES | Oto/Ophthalmoscope | OTOOPHTHALMOSCOPE-Welch Allyn-7114 | OTOOPHTHALMOSCOPE |  |  |  |  | Welch Allyn | Oto/Ophthalmoscope |  | OTOOPHTHALMOSCOPE-Welch Allyn-7114 |  |  |  |  | Covered PM Repair - Biomedical | MHHS-MG | [8 empty] | OTOOPHTHALMOSCOPE | Oto/Ophthalmoscope | Welch Allyn
NO | YES |  |  |  | 925-01156 | 925-01156 | Welch Allyn Inc |  |  | NSN | MH MG-(SW)-Bellaire Center | MHHS-MG |  | Oto/Ophthalmoscope |  | 925-01156 | 925-01156 | Southwest | MHHS-MG | MH MG-(SW)-Bellaire Center |  | 4/1/17 |  |  |  | OPHTHALMOSCOPE/OTOSCOPES | Oto/Ophthalmoscope | OTOOPHTHALMOSCOPE-Welch Allyn-7114 | OTOOPHTHALMOSCOPE |  |  |  |  | Welch Allyn | Oto/Ophthalmoscope |  | OTOOPHTHALMOSCOPE-Welch Allyn-7114 |  | 12/6/14 |  |  | Covered PM Repair - Biomedical | MHHS-MG | [8 empty] | OTOOPHTHALMOSCOPE | Oto/Ophthalmoscope | Welch Allyn
NO | YES |  |  |  | 925-01160 | 925-01157 | Welch Allyn Inc |  |  | NSN | MH MG-(SW)-Bellaire Center | MHHS-MG |  | Oto/Ophthalmoscope |  | 925-01160 | 925-01157 | Southwest | MHHS-MG | MH MG-(SW)-Bellaire Center | Bel Air | 4/1/17 | 4/1/20 |  |  | OPHTHALMOSCOPE/OTOSCOPES | Oto/Ophthalmoscope | OTOOPHTHALMOSCOPE-Welch Allyn-7114 | OTOOPHTHALMOSCOPE |  |  |  |  | Welch Allyn | Oto/Ophthalmoscope |  | OTOOPHTHALMOSCOPE-Welch Allyn-7114 |  |  |  |  | Covered PM Repair - Biomedical | MHHS-MG | [8 empty] | OTOOPHTHALMOSCOPE | Oto/Ophthalmoscope | Welch Allyn
NO | YES |  |  |  | 925-01162 | 925-01162 | Welch Allyn Inc |  |  | NSN | MH MG-(SW)-Bellaire Center | MHHS-MG |  | Oto/Ophthalmoscope |  | 925-01162 | 925-01162 | Southwest | MHHS-MG | MH MG-(SW)-Bellaire Center | Bel Air | 4/1/17 | 4/1/20 |  |  | OPHTHALMOSCOPE/OTOSCOPES | Oto/Ophthalmoscope | OTOOPHTHALMOSCOPE-Welch Allyn-7114 | OTOOPHTHALMOSCOPE |  |  |  |  | Welch Allyn | Oto/Ophthalmoscope |  | OTOOPHTHALMOSCOPE-Welch Allyn-7114 |  | 2/12/12 |  |  | Covered PM Repair - Biomedical | MHHS-MG | [8 empty] | OTOOPHTHALMOSCOPE | Oto/Ophthalmoscope | Welch Allyn
NO | YES |  |  |  | 925-01193 | 925-01193 | Welch Allyn Inc |  |  | LOT#13120 | MH MG-(SW)-Bellaire Center | MHHS-MG |  | Oto/Ophthalmoscope |  | 925-01193 | 925-01193 | Southwest | MHHS-MG | MH MG-(SW)-Bellaire Center | Bel Air | 4/1/17 | 4/1/20 |  |  | OPHTHALMOSCOPE/OTOSCOPES | Oto/Ophthalmoscope | OTOOPHTHALMOSCOPE-Welch Allyn-7114 | OTOOPHTHALMOSCOPE |  |  |  |  | Welch Allyn | Oto/Ophthalmoscope |  | OTOOPHTHALMOSCOPE-Welch Allyn-7114 |  |  |  |  | Covered PM Repair - Biomedical | MHHS-MG | [8 empty] | OTOOPHTHALMOSCOPE | Oto/Ophthalmoscope | Welch Allyn
NO | YES |  |  |  | 925-01200 | 925-01200 | Welch Allyn Inc |  |  | LOT#13011 | MH MG-(SW)-Bellaire Center | MHHS-MG |  | Oto/Ophthalmoscope |  | 925-01200 | 925-01200 | Southwest | MHHS-MG | MH MG-(SW)-Bellaire Center | Bel Air | 4/1/17 | 4/1/20 |  |  | OPHTHALMOSCOPE/OTOSCOPES | Oto/Ophthalmoscope | OTOOPHTHALMOSCOPE-Welch Allyn-7114 | OTOOPHTHALMOSCOPE |  |  |  |  | Welch Allyn | Oto/Ophthalmoscope |  | OTOOPHTHALMOSCOPE-Welch Allyn-7114 |  |  |  |  | Covered PM Repair - Biomedical | MHHS-MG | [8 empty] | OTOOPHTHALMOSCOPE | Oto/Ophthalmoscope | Welch Allyn
NO | YES |  |  |  | 925-01205 | 925-01205 | Welch Allyn Inc |  |  | LOT#16278 | MH MG-(SW)-Bellaire Center | MHHS-MG |  | Oto/Ophthalmoscope |  | 925-01205 | 925-01205 | Southwest | MHHS-MG | MH MG-(SW)-Bellaire Center |  | 4/1/17 |  |  |  | OPHTHALMOSCOPE/OTOSCOPES | Oto/Ophthalmoscope | OTOOPHTHALMOSCOPE-Welch Allyn-7114 | OTOOPHTHALMOSCOPE |  |  |  |  | Welch Allyn | Oto/Ophthalmoscope |  | OTOOPHTHALMOSCOPE-Welch Allyn-7114 |  |  |  |  | Covered PM Repair - Biomedical | MHHS-MG | [8 empty] | OTOOPHTHALMOSCOPE | Oto/Ophthalmoscope | Welch Allyn
NO | YES |  |  |  | 925-01207 | 925-01207 | Welch Allyn Inc |  |  | LOT#16272 | MH MG-(SW)-Bellaire Center | MHHS-MG |  | Oto/Ophthalmoscope |  | 925-01207 | 925-01207 | Southwest | MHHS-MG | MH MG-(SW)-Bellaire Center | Exam 12 | 4/1/17 |  |  |  | OPHTHALMOSCOPE/OTOSCOPES | Oto/Ophthalmoscope | OTOOPHTHALMOSCOPE-Welch Allyn-7114 | OTOOPHTHALMOSCOPE |  |  |  |  | Welch Allyn | Oto/Ophthalmoscope |  | OTOOPHTHALMOSCOPE-Welch Allyn-7114 |  |  |  |  | Covered PM Repair - Biomedical | MHHS-MG | [8 empty] | OTOOPHTHALMOSCOPE | Oto/Ophthalmoscope | Welch Allyn
NO | YES |  |  |  | 069-42726 | 069-42726 | Welch Allyn Inc |  |  | LOT# 15226 | MH MG-(GH)-GH CCC | MHHS-MG |  | Oto/Ophthalmoscope |  | 069-42726 | 069-42726 | Central | MHHS-MG | MH MG-(GH)-GH CCC | RM 1 | 3/1/17 |  |  |  | OPHTHALMOSCOPE/OTOSCOPES |  | OTOOPHTHALMOSCOPE-Welch Allyn-7114 | OTOOPHTHALMOSCOPE |  |  |  |  | Welch Allyn | Oto/Ophthalmoscope |  | OTOOPHTHALMOSCOPE-Welch Allyn-7114 |  | 6/1/14 |  |  | Covered PM Repair - Biomedical | MHHS-MG
NO | YES |  |  |  | 069-42725 | 069-42725 | Welch Allyn Inc |  |  | LOT#15162 | MH MG - (TMC) - INT MED/ENDOCRINOLOGY (STE 2015) | MHHS-MG |  | Oto/Ophthalmoscope |  | 069-42725 | 069-42725 | TMC | Memorial Hermann-Texas Medical Center | MH MG - (TMC) - INT MED/ENDOCRINOLOGY (STE 2015) | Room 7 |  |  |  |  | OPHTHALMOSCOPE/OTOSCOPES | Oto/Ophthalmoscope | OTOOPHTHALMOSCOPE-Welch Allyn-7114 | OTOOPHTHALMOSCOPE |  |  |  |  | Welch Allyn | Oto/Ophthalmoscope |  | OTOOPHTHALMOSCOPE-Welch Allyn-7114 |  | 6/1/14 |  |  | Covered PM Repair - Biomedical | MHHS-MG | [8 empty] | OTOOPHTHALMOSCOPE | Oto/Ophthalmoscope | Welch Allyn
NO | YES |  |  |  | 069-43460 | 069-43460 | Welch Allyn Inc |  |  | LOT# 13235 | MH MG- (TMC) PEDIACTRICS | MHHS-MG |  | Oto/Ophthalmoscope |  | 069-43460 | 069-43460 | TMC | Memorial Hermann-Texas Medical Center | MH MG- (TMC) PEDIACTRICS | Exam Rm 11 | 3/1/17 |  |  |  | OPHTHALMOSCOPE/OTOSCOPES | Oto/Ophthalmoscope | OTOOPHTHALMOSCOPE-Welch Allyn-7114 | OTOOPHTHALMOSCOPE |  |  |  |  | Welch Allyn | Oto/Ophthalmoscope |  | OTOOPHTHALMOSCOPE-Welch Allyn-7114 |  |  |  |  | Covered PM Repair - Biomedical | MHHS-MG | [8 empty] | OTOOPHTHALMOSCOPE | Oto/Ophthalmoscope | Welch Allyn
NO | YES |  |  |  | 013-13547 | 013-13547 | Welch Allyn Inc |  |  | LOT# 06336 | MH MG - (WDLS) - IMPERIAL OAKS | MHHS-MG |  | Oto/Ophthalmoscope |  | 013-13547 | 013-13547 | Woodlands | MHMG Imperial Oaks Suite100 | MH MG - (WDLS) - IMPERIAL OAKS | [5 empty] | OPHTHALMOSCOPE/OTOSCOPES |  | OTOOPHTHALMOSCOPE-Welch Allyn-7114 | OTOOPHTHALMOSCOPE |  |  |  |  | Welch Allyn | Oto/Ophthalmoscope |  | OTOOPHTHALMOSCOPE-Welch Allyn-7114 |  |  |  |  | Covered PM Repair - Biomedical | MHHS-MG
NO | YES |  |  |  |  | 029-07318 | Welch Allyn Inc |  |  | LOT# 12094 | MH MG - (WDLS) - IMPERIAL OAKS | MHHS-MG |  | Oto/Ophthalmoscope |  |  | 029-07318 | Woodlands | MHMG Imperial Oaks Suite100 | MH MG - (WDLS) - IMPERIAL OAKS | [5 empty] | OPHTHALMOSCOPE/OTOSCOPES |  | OTOOPHTHALMOSCOPE-Welch Allyn-7114 | OTOOPHTHALMOSCOPE |  |  |  |  | Welch Allyn | Oto/Ophthalmoscope |  | OTOOPHTHALMOSCOPE-Welch Allyn-7114 |  |  |  |  | Covered PM Repair - Biomedical | MHHS-MG
NO | YES |  |  |  |  | 074-06237 | Welch Allyn Inc |  |  | LOT# 13022 | MH MG - (WDLS) - IMPERIAL OAKS | MHHS-MG |  | Oto/Ophthalmoscope |  |  | 074-06237 | Woodlands | MHMG Imperial Oaks Suite100 | MH MG - (WDLS) - IMPERIAL OAKS | [5 empty] | OPHTHALMOSCOPE/OTOSCOPES |  | OTOOPHTHALMOSCOPE-Welch Allyn-7114 | OTOOPHTHALMOSCOPE |  |  |  |  | Welch Allyn | Oto/Ophthalmoscope |  | OTOOPHTHALMOSCOPE-Welch Allyn-7114 |  |  |  |  | Covered PM Repair - Biomedical | MHHS-MG
NO | YES |  |  |  | 929-01332 | 929-01332 | Welch Allyn Inc |  |  | NSN | MH MG-(WDLS)-Twl Exec Health (Ste 301) | MHHS-MG |  | Oto/Ophthalmoscope |  | 929-01332 | 929-01332 | Woodlands | MHHS-MG | MH MG-(WDLS)-Twl Exec Health (Ste 301) | Exam room 4 |  |  |  |  | OPHTHALMOSCOPE/OTOSCOPES | Oto/Ophthalmoscope | OTOOPHTHALMOSCOPE-Welch Allyn-7114 | OTOOPHTHALMOSCOPE |  |  |  |  | Welch Allyn | Oto/Ophthalmoscope |  | OTOOPHTHALMOSCOPE-Welch Allyn-7114 |  |  |  |  | Covered PM Repair - Biomedical | MHHS-MG | [8 empty] | OTOOPHTHALMOSCOPE | Oto/Ophthalmoscope | Welch Allyn
NO | YES |  |  |  | 929-01335 | 929-01335 | Welch Allyn Inc |  |  | NSN | MH MG-(WDLS)-Twl Exec Health (Ste 301) | MHHS-MG |  | Oto/Ophthalmoscope |  | 929-01335 | 929-01335 | Woodlands | MHHS-MG | MH MG-(WDLS)-Twl Exec Health (Ste 301) | Exam room 3 |  |  |  |  | OPHTHALMOSCOPE/OTOSCOPES | Oto/Ophthalmoscope | OTOOPHTHALMOSCOPE-Welch Allyn-7114 | OTOOPHTHALMOSCOPE |  |  |  |  | Welch Allyn | Oto/Ophthalmoscope |  | OTOOPHTHALMOSCOPE-Welch Allyn-7114 |  |  |  |  | Covered PM Repair - Biomedical | MHHS-MG | [8 empty] | OTOOPHTHALMOSCOPE | Oto/Ophthalmoscope | Welch Allyn
NO | YES |  |  |  | 000-03676 | 000-03676 | Welch Allyn Inc |  |  | LOT# 17306 | MH MG-(WDLS)-Urgent Care-Benders Landing | MHHS-MG |  | Oto/Ophthalmoscope |  | 000-03676 | 000-03676 | Woodlands | MHHS-MG | MH MG-(WDLS)-Urgent Care-Benders Landing | Hallway |  |  |  |  | OPHTHALMOSCOPE/OTOSCOPES | Oto/Ophthalmoscope | OTOOPHTHALMOSCOPE-Welch Allyn-7114 | OTOOPHTHALMOSCOPE |  |  |  |  | Welch Allyn | Oto/Ophthalmoscope |  | OTOOPHTHALMOSCOPE-Welch Allyn-7114 |  |  |  |  | Covered PM Repair - Biomedical | MHHS-MG | [8 empty] | OTOOPHTHALMOSCOPE | Oto/Ophthalmoscope | Welch Allyn
NO | YES |  |  |  | 000-03677 | 000-03677 | Welch Allyn Inc |  |  | LOT#17306 | MH MG-(WDLS)-Urgent Care-Benders Landing | MHHS-MG |  | Oto/Ophthalmoscope |  | 000-03677 | 000-03677 | Woodlands | MHHS-MG | MH MG-(WDLS)-Urgent Care-Benders Landing | Hallway |  |  |  |  | OPHTHALMOSCOPE/OTOSCOPES | Oto/Ophthalmoscope | OTOOPHTHALMOSCOPE-Welch Allyn-7114 | OTOOPHTHALMOSCOPE |  |  |  |  | Welch Allyn | Oto/Ophthalmoscope |  | OTOOPHTHALMOSCOPE-Welch Allyn-7114 |  |  |  |  | Covered PM Repair - Biomedical | MHHS-MG | [8 empty] | OTOOPHTHALMOSCOPE | Oto/Ophthalmoscope | Welch Allyn
NO | YES | [5 empty] | Welch Allyn Inc |  |  | LOT# 16176 | MH MG-(WDLS)-Urgent Care-Spring | MHHS-MG |  | Oto/Ophthalmoscope |  |  |  | Woodlands | MHHS-MG | MH MG-(WDLS)-Urgent Care-Spring | Sprig |  |  |  |  | OPHTHALMOSCOPE/OTOSCOPES | Oto/Ophthalmoscope | OTOOPHTHALMOSCOPE-Welch Allyn-7114 | OTOOPHTHALMOSCOPE |  |  |  |  | Welch Allyn | Oto/Ophthalmoscope |  | OTOOPHTHALMOSCOPE-Welch Allyn-7114 |  |  |  |  | Covered PM Repair - Biomedical | MHHS-MG | [8 empty] | OTOOPHTHALMOSCOPE | Oto/Ophthalmoscope | Welch Allyn
NO | YES |  |  |  | 029-10951 | 029-10951 | Welch Allyn Inc |  |  | NSN | Woodlands-PCU5 | MHHS-Woodlands |  | Oto/Ophthalmoscope |  | 029-10951 | 029-10951 | Woodlands | MHHS-Woodlands | Woodlands-PCU5 | Medication Room |  |  |  | No p.m. | OPHTHALMOSCOPE/OTOSCOPES | Oto/Ophthalmoscope | OTOOPHTHALMOSCOPE-Welch Allyn-7114 | OTOOPHTHALMOSCOPE |  |  |  |  | Welch Allyn | Oto/Ophthalmoscope |  | OTOOPHTHALMOSCOPE-Welch Allyn-7114 |  |  |  |  | Covered PM Repair - Biomedical | MHHS-Woodlands | [8 empty] | OTOOPHTHALMOSCOPE | Oto/Ophthalmoscope | Welch Allyn
NO | NO |  |  |  | 069-43427 |  | Welch Allyn Inc |  |  | LOT# 14177 | CAHF - (TMC) - TMC MEDICAL PLAZA [MHMP-STE2500] | MHHS - Heart Failure Clinics |  | Oto/Ophthalmoscope |  | 069-43427 |  | TMC |  | CAHF - (TMC) - TMC MEDICAL PLAZA [MHMP-STE2500] | [5 empty] | OPHTHALMOSCOPE/OTOSCOPES |  | OTOOPHTHALMOSCOPE-Welch Allyn-7114 | OTOOPHTHALMOSCOPE |  |  |  |  | Welch Allyn | Oto/Ophthalmoscope |  | OTOOPHTHALMOSCOPE-Welch Allyn-7114 |  |  |  |  | Covered PM Repair - Biomedical | MHHS - Heart Failure Clinics
NO | NO |  |  |  | 041-14002 |  | Welch Allyn Inc |  |  | na | MEMORIAL CITY - POSTPARTUM - NURSERY | MHHS-Mem City |  | Oto/Ophthalmoscope |  | 041-14002 |  | West & Memorial City |  | MEMORIAL CITY - POSTPARTUM - NURSERY | [5 empty] | OPHTHALMOSCOPE/OTOSCOPES |  | OTOOPHTHALMOSCOPE-Welch Allyn-7114 | OTOOPHTHALMOSCOPE |  |  |  |  | Welch Allyn | Oto/Ophthalmoscope |  | OTOOPHTHALMOSCOPE-Welch Allyn-7114 |  |  |  |  | Covered PM Repair - Biomedical | MHHS-Mem City
NO | NO | [5 empty] | Welch Allyn Inc |  |  | N/A | MEMORIAL CITY - POSTPARTUM - NURSERY | MHHS-Mem City |  | Oto/Ophthalmoscope |  |  |  | West & Memorial City |  | MEMORIAL CITY - POSTPARTUM - NURSERY | [5 empty] | OPHTHALMOSCOPE/OTOSCOPES |  | OTOOPHTHALMOSCOPE-Welch Allyn-7114 | OTOOPHTHALMOSCOPE |  |  |  |  | Welch Allyn | Oto/Ophthalmoscope |  | OTOOPHTHALMOSCOPE-Welch Allyn-7114 |  |  |  |  | Covered PM Repair - Biomedical | MHHS-Mem City
NO | NO | [5 empty] | Welch Allyn Inc |  |  | N/A | MEMORIAL CITY - POSTPARTUM - NURSERY | MHHS-Mem City |  | Oto/Ophthalmoscope |  |  |  | West & Memorial City |  | MEMORIAL CITY - POSTPARTUM - NURSERY | [5 empty] | OPHTHALMOSCOPE/OTOSCOPES |  | OTOOPHTHALMOSCOPE-Welch Allyn-7114 | OTOOPHTHALMOSCOPE |  |  |  |  | Welch Allyn | Oto/Ophthalmoscope |  | OTOOPHTHALMOSCOPE-Welch Allyn-7114 |  |  |  |  | Covered PM Repair - Biomedical | MHHS-Mem City
NO | NO |  |  |  | 151-01897 |  | Welch Allyn Inc |  |  | LOT# 16201 | MH MG - (CY) - GOODMAN WALLER | MHHS-MG |  | Oto/Ophthalmoscope |  | 151-01897 |  | Northwest & Cypress |  | MH MG - (CY) - GOODMAN WALLER | [5 empty] | OPHTHALMOSCOPE/OTOSCOPES |  | OTOOPHTHALMOSCOPE-Welch Allyn-7114 | OTOOPHTHALMOSCOPE |  |  |  |  | Welch Allyn | Oto/Ophthalmoscope |  | OTOOPHTHALMOSCOPE-Welch Allyn-7114 |  |  |  |  | Covered PM Repair - Biomedical | MHHS-MG
NO | NO |  |  |  | 151-01899 |  | Welch Allyn Inc |  |  | LOT# 16201 | MH MG - (CY) - GOODMAN WALLER | MHHS-MG |  | Oto/Ophthalmoscope |  | 151-01899 |  | Northwest & Cypress |  | MH MG - (CY) - GOODMAN WALLER | [5 empty] | OPHTHALMOSCOPE/OTOSCOPES |  | OTOOPHTHALMOSCOPE-Welch Allyn-7114 | OTOOPHTHALMOSCOPE |  |  |  |  | Welch Allyn | Oto/Ophthalmoscope |  | OTOOPHTHALMOSCOPE-Welch Allyn-7114 |  |  |  |  | Covered PM Repair - Biomedical | MHHS-MG
NO | NO |  |  |  | 151-01902 |  | Welch Allyn Inc |  |  | LOT# 16201 | MH MG - (CY) - GOODMAN WALLER | MHHS-MG |  | Oto/Ophthalmoscope |  | 151-01902 |  | Northwest & Cypress |  | MH MG - (CY) - GOODMAN WALLER | [5 empty] | OPHTHALMOSCOPE/OTOSCOPES |  | OTOOPHTHALMOSCOPE-Welch Allyn-7114 | OTOOPHTHALMOSCOPE |  |  |  |  | Welch Allyn | Oto/Ophthalmoscope |  | OTOOPHTHALMOSCOPE-Welch Allyn-7114 |  |  |  |  | Covered PM Repair - Biomedical | MHHS-MG
NO | NO |  |  |  | 151-01903 |  | Welch Allyn Inc |  |  | LOT# 16201 | MH MG - (CY) - GOODMAN WALLER | MHHS-MG |  | Oto/Ophthalmoscope |  | 151-01903 |  | Northwest & Cypress |  | MH MG - (CY) - GOODMAN WALLER | [5 empty] | OPHTHALMOSCOPE/OTOSCOPES |  | OTOOPHTHALMOSCOPE-Welch Allyn-7114 | OTOOPHTHALMOSCOPE |  |  |  |  | Welch Allyn | Oto/Ophthalmoscope |  | OTOOPHTHALMOSCOPE-Welch Allyn-7114 |  |  |  |  | Covered PM Repair - Biomedical | MHHS-MG
NO | NO |  |  |  | 005-11146 |  | Welch Allyn Inc |  |  | 005-11146 | MH MG - (SE) - CLEAR LAKE (WEBSTER) | MHHS-MG |  | Oto/Ophthalmoscope |  | 005-11146 |  | Southeast & Bay Area |  | MH MG - (SE) - CLEAR LAKE (WEBSTER) | [5 empty] | OPHTHALMOSCOPE/OTOSCOPES |  | OTOOPHTHALMOSCOPE-Welch Allyn-7114 | OTOOPHTHALMOSCOPE |  |  |  |  | Welch Allyn | Oto/Ophthalmoscope |  | OTOOPHTHALMOSCOPE-Welch Allyn-7114 |  |  |  |  | Covered PM Repair - Biomedical | MHHS-MG
NO | NO |  |  |  | 005-11565 |  | Welch Allyn Inc |  |  | 005-11565 | MH MG - (SE) - CLEAR LAKE (WEBSTER) | MHHS-MG |  | Oto/Ophthalmoscope |  | 005-11565 |  | Southeast & Bay Area |  | MH MG - (SE) - CLEAR LAKE (WEBSTER) | [5 empty] | OPHTHALMOSCOPE/OTOSCOPES |  | OTOOPHTHALMOSCOPE-Welch Allyn-7114 | OTOOPHTHALMOSCOPE |  |  |  |  | Welch Allyn | Oto/Ophthalmoscope |  | OTOOPHTHALMOSCOPE-Welch Allyn-7114 |  |  |  |  | Covered PM Repair - Biomedical | MHHS-MG
NO | NO |  |  |  | 005-11566 |  | Welch Allyn Inc |  |  | 005-11566 | MH MG - (SE) - CLEAR LAKE (WEBSTER) | MHHS-MG |  | Oto/Ophthalmoscope |  | 005-11566 |  | Southeast & Bay Area |  | MH MG - (SE) - CLEAR LAKE (WEBSTER) | [5 empty] | OPHTHALMOSCOPE/OTOSCOPES |  | OTOOPHTHALMOSCOPE-Welch Allyn-7114 | OTOOPHTHALMOSCOPE |  |  |  |  | Welch Allyn | Oto/Ophthalmoscope |  | OTOOPHTHALMOSCOPE-Welch Allyn-7114 |  |  |  |  | Covered PM Repair - Biomedical | MHHS-MG
NO | NO |  |  |  | 005-11567 |  | Welch Allyn Inc |  |  | 005-11567 | MH MG - (SE) - CLEAR LAKE (WEBSTER) | MHHS-MG |  | Oto/Ophthalmoscope |  | 005-11567 |  | Southeast & Bay Area |  | MH MG - (SE) - CLEAR LAKE (WEBSTER) | [5 empty] | OPHTHALMOSCOPE/OTOSCOPES |  | OTOOPHTHALMOSCOPE-Welch Allyn-7114 | OTOOPHTHALMOSCOPE |  |  |  |  | Welch Allyn | Oto/Ophthalmoscope |  | OTOOPHTHALMOSCOPE-Welch Allyn-7114 |  |  |  |  | Covered PM Repair - Biomedical | MHHS-MG
NO | NO |  |  |  | 005-11571 |  | Welch Allyn Inc |  |  | 005-11571 | MH MG - (SE) - CLEAR LAKE (WEBSTER) | MHHS-MG |  | Oto/Ophthalmoscope |  | 005-11571 |  | Southeast & Bay Area |  | MH MG - (SE) - CLEAR LAKE (WEBSTER) | [5 empty] | OPHTHALMOSCOPE/OTOSCOPES |  | OTOOPHTHALMOSCOPE-Welch Allyn-7114 | OTOOPHTHALMOSCOPE |  |  |  |  | Welch Allyn | Oto/Ophthalmoscope |  | OTOOPHTHALMOSCOPE-Welch Allyn-7114 |  |  |  |  | Covered PM Repair - Biomedical | MHHS-MG
NO | NO |  |  |  | 005-11574 |  | Welch Allyn Inc |  |  | 005-11574 | MH MG - (SE) - CLEAR LAKE (WEBSTER) | MHHS-MG |  | Oto/Ophthalmoscope |  | 005-11574 |  | Southeast & Bay Area |  | MH MG - (SE) - CLEAR LAKE (WEBSTER) | [5 empty] | OPHTHALMOSCOPE/OTOSCOPES |  | OTOOPHTHALMOSCOPE-Welch Allyn-7114 | OTOOPHTHALMOSCOPE |  |  |  |  | Welch Allyn | Oto/Ophthalmoscope |  | OTOOPHTHALMOSCOPE-Welch Allyn-7114 |  |  |  |  | Covered PM Repair - Biomedical | MHHS-MG
NO | NO |  |  |  | 005-11664 |  | Welch Allyn Inc |  |  | 005-11664 | MH MG - (SE) - CLEAR LAKE (WEBSTER) | MHHS-MG |  | Oto/Ophthalmoscope |  | 005-11664 |  | Southeast & Bay Area |  | MH MG - (SE) - CLEAR LAKE (WEBSTER) | [5 empty] | OPHTHALMOSCOPE/OTOSCOPES |  | OTOOPHTHALMOSCOPE-Welch Allyn-7114 | OTOOPHTHALMOSCOPE |  |  |  |  | Welch Allyn | Oto/Ophthalmoscope |  | OTOOPHTHALMOSCOPE-Welch Allyn-7114 |  |  |  |  | Covered PM Repair - Biomedical | MHHS-MG
NO | NO | [5 empty] | Welch Allyn Inc |  |  |  | MH MG - (STX) - SOUTH TEXAS - NEEDVILLE | MHHS-MG |  | Oto/Ophthalmoscope |  |  |  | South |  | MH MG - (STX) - SOUTH TEXAS - NEEDVILLE | [5 empty] | OPHTHALMOSCOPE/OTOSCOPES |  | OTOOPHTHALMOSCOPE-Welch Allyn-7114 | OTOOPHTHALMOSCOPE |  |  |  |  | Welch Allyn | Oto/Ophthalmoscope |  | OTOOPHTHALMOSCOPE-Welch Allyn-7114 |  |  |  |  | Covered PM Repair - Biomedical | MHHS-MG
NO | NO |  |  |  | 925-01158 |  | Welch Allyn Inc |  |  | need | MH MG - (SW) - BELLAIRE CENTER | MHHS-MG |  | Oto/Ophthalmoscope |  | 925-01158 |  | Southwest |  | MH MG - (SW) - BELLAIRE CENTER | [5 empty] | OPHTHALMOSCOPE/OTOSCOPES |  | OTOOPHTHALMOSCOPE-Welch Allyn-7114 | OTOOPHTHALMOSCOPE |  |  |  |  | Welch Allyn | Oto/Ophthalmoscope |  | OTOOPHTHALMOSCOPE-Welch Allyn-7114 |  |  |  |  | Covered PM Repair - Biomedical | MHHS-MG
NO | NO |  |  |  | 069-43622 |  | Welch Allyn Inc |  |  | LOT#15138 | MH MG - (TMC) - DOWNTOWN | MHHS-MG |  | Oto/Ophthalmoscope |  | 069-43622 |  | TMC |  | MH MG - (TMC) - DOWNTOWN | [5 empty] | OPHTHALMOSCOPE/OTOSCOPES |  | OTOOPHTHALMOSCOPE-Welch Allyn-7114 | OTOOPHTHALMOSCOPE |  |  |  |  | Welch Allyn | Oto/Ophthalmoscope |  | OTOOPHTHALMOSCOPE-Welch Allyn-7114 |  |  |  |  | Covered PM Repair - Biomedical | MHHS-MG
NO | NO |  |  |  | 069-43623 |  | Welch Allyn Inc |  |  | LOT#15138 | MH MG - (TMC) - DOWNTOWN | MHHS-MG |  | Oto/Ophthalmoscope |  | 069-43623 |  | TMC |  | MH MG - (TMC) - DOWNTOWN | [5 empty] | OPHTHALMOSCOPE/OTOSCOPES |  | OTOOPHTHALMOSCOPE-Welch Allyn-7114 | OTOOPHTHALMOSCOPE |  |  |  |  | Welch Allyn | Oto/Ophthalmoscope |  | OTOOPHTHALMOSCOPE-Welch Allyn-7114 |  |  |  |  | Covered PM Repair - Biomedical | MHHS-MG
NO | NO |  |  |  | 069-43624 |  | Welch Allyn Inc |  |  | LOT#15134 | MH MG - (TMC) - DOWNTOWN | MHHS-MG |  | Oto/Ophthalmoscope |  | 069-43624 |  | TMC |  | MH MG - (TMC) - DOWNTOWN | [5 empty] | OPHTHALMOSCOPE/OTOSCOPES |  | OTOOPHTHALMOSCOPE-Welch Allyn-7114 | OTOOPHTHALMOSCOPE |  |  |  |  | Welch Allyn | Oto/Ophthalmoscope |  | OTOOPHTHALMOSCOPE-Welch Allyn-7114 |  |  |  |  | Covered PM Repair - Biomedical | MHHS-MG
NO | NO |  |  |  | 069-43625 |  | Welch Allyn Inc |  |  | LOT#15138 | MH MG - (TMC) - DOWNTOWN | MHHS-MG |  | Oto/Ophthalmoscope |  | 069-43625 |  | TMC |  | MH MG - (TMC) - DOWNTOWN | [5 empty] | OPHTHALMOSCOPE/OTOSCOPES |  | OTOOPHTHALMOSCOPE-Welch Allyn-7114 | OTOOPHTHALMOSCOPE |  |  |  |  | Welch Allyn | Oto/Ophthalmoscope |  | OTOOPHTHALMOSCOPE-Welch Allyn-7114 |  |  |  |  | Covered PM Repair - Biomedical | MHHS-MG
NO | NO |  |  |  | 069-43626 |  | Welch Allyn Inc |  |  | LOT#15134 | MH MG - (TMC) - DOWNTOWN | MHHS-MG |  | Oto/Ophthalmoscope |  | 069-43626 |  | TMC |  | MH MG - (TMC) - DOWNTOWN | [5 empty] | OPHTHALMOSCOPE/OTOSCOPES |  | OTOOPHTHALMOSCOPE-Welch Allyn-7114 | OTOOPHTHALMOSCOPE |  |  |  |  | Welch Allyn | Oto/Ophthalmoscope |  | OTOOPHTHALMOSCOPE-Welch Allyn-7114 |  |  |  |  | Covered PM Repair - Biomedical | MHHS-MG
NO | NO |  |  |  | 069-41400 |  | Welch Allyn Inc |  |  | LOT# 16161 | MH MG - (TMC) - UPPER KIRBY | MHHS-MG |  | Oto/Ophthalmoscope |  | 069-41400 |  | TMC |  | MH MG - (TMC) - UPPER KIRBY | [5 empty] | OPHTHALMOSCOPE/OTOSCOPES |  | OTOOPHTHALMOSCOPE-Welch Allyn-7114 | OTOOPHTHALMOSCOPE |  |  |  |  | Welch Allyn | Oto/Ophthalmoscope |  | OTOOPHTHALMOSCOPE-Welch Allyn-7114 |  |  |  |  | Covered PM Repair - Biomedical | MHHS-MG
NO | NO | [5 empty] | Welch Allyn Inc |  |  | LOT# 12255 | MH MG - (TMC) - UPPER KIRBY | MHHS-MG |  | Oto/Ophthalmoscope |  |  |  | TMC |  | MH MG - (TMC) - UPPER KIRBY | [5 empty] | OPHTHALMOSCOPE/OTOSCOPES |  | OTOOPHTHALMOSCOPE-Welch Allyn-7114 | OTOOPHTHALMOSCOPE |  |  |  |  | Welch Allyn | Oto/Ophthalmoscope |  | OTOOPHTHALMOSCOPE-Welch Allyn-7114 |  |  |  |  | Covered PM Repair - Biomedical | MHHS-MG
NO | NO | [5 empty] | Welch Allyn Inc |  |  | LOT# 14154 | MH MG - (TMC) - UPPER KIRBY | MHHS-MG |  | Oto/Ophthalmoscope |  |  |  | TMC |  | MH MG - (TMC) - UPPER KIRBY | [5 empty] | OPHTHALMOSCOPE/OTOSCOPES |  | OTOOPHTHALMOSCOPE-Welch Allyn-7114 | OTOOPHTHALMOSCOPE |  |  |  |  | Welch Allyn | Oto/Ophthalmoscope |  | OTOOPHTHALMOSCOPE-Welch Allyn-7114 |  |  |  |  | Covered PM Repair - Biomedical | MHHS-MG
NO | NO | [5 empty] | Welch Allyn Inc |  |  | LOT# 14154 | MH MG - (TMC) - UPPER KIRBY | MHHS-MG |  | Oto/Ophthalmoscope |  |  |  | TMC |  | MH MG - (TMC) - UPPER KIRBY | [5 empty] | OPHTHALMOSCOPE/OTOSCOPES |  | OTOOPHTHALMOSCOPE-Welch Allyn-7114 | OTOOPHTHALMOSCOPE |  |  |  |  | Welch Allyn | Oto/Ophthalmoscope |  | OTOOPHTHALMOSCOPE-Welch Allyn-7114 |  |  |  |  | Covered PM Repair - Biomedical | MHHS-MG
NO | NO | [5 empty] | Welch Allyn Inc |  |  | NEED LOT # | MH MG - (TMC) - UPPER KIRBY | MHHS-MG |  | Oto/Ophthalmoscope |  |  |  | TMC |  | MH MG - (TMC) - UPPER KIRBY | [5 empty] | OPHTHALMOSCOPE/OTOSCOPES |  | OTOOPHTHALMOSCOPE-Welch Allyn-7114 | OTOOPHTHALMOSCOPE |  |  |  |  | Welch Allyn | Oto/Ophthalmoscope |  | OTOOPHTHALMOSCOPE-Welch Allyn-7114 |  |  |  |  | Covered PM Repair - Biomedical | MHHS-MG
NO | NO | [5 empty] | Welch Allyn Inc |  |  | LOT# 14154 | MH MG - (TMC) - UPPER KIRBY | MHHS-MG |  | Oto/Ophthalmoscope |  |  |  | TMC |  | MH MG - (TMC) - UPPER KIRBY | [5 empty] | OPHTHALMOSCOPE/OTOSCOPES |  | OTOOPHTHALMOSCOPE-Welch Allyn-7114 | OTOOPHTHALMOSCOPE |  |  |  |  | Welch Allyn | Oto/Ophthalmoscope |  | OTOOPHTHALMOSCOPE-Welch Allyn-7114 |  |  |  |  | Covered PM Repair - Biomedical | MHHS-MG
NO | NO | [5 empty] | Welch Allyn Inc |  |  | LOT# 12255 | MH MG - (TMC) - UPPER KIRBY | MHHS-MG |  | Oto/Ophthalmoscope |  |  |  | TMC |  | MH MG - (TMC) - UPPER KIRBY | [5 empty] | OPHTHALMOSCOPE/OTOSCOPES |  | OTOOPHTHALMOSCOPE-Welch Allyn-7114 | OTOOPHTHALMOSCOPE |  |  |  |  | Welch Allyn | Oto/Ophthalmoscope |  | OTOOPHTHALMOSCOPE-Welch Allyn-7114 |  |  |  |  | Covered PM Repair - Biomedical | MHHS-MG
NO | NO |  |  |  | 241-02608 |  | Welch Allyn Inc |  |  | LOT# 16161 | MH MG - (TMC) - UPPER KIRBY | MHHS-MG |  | Oto/Ophthalmoscope |  | 241-02608 |  | TMC |  | MH MG - (TMC) - UPPER KIRBY | [5 empty] | OPHTHALMOSCOPE/OTOSCOPES |  | OTOOPHTHALMOSCOPE-Welch Allyn-7114 | OTOOPHTHALMOSCOPE |  |  |  |  | Welch Allyn | Oto/Ophthalmoscope |  | OTOOPHTHALMOSCOPE-Welch Allyn-7114 |  |  |  |  | Covered PM Repair - Biomedical | MHHS-MG
NO | NO |  |  |  | 241-02609 |  | Welch Allyn Inc |  |  | LOT# 12240 | MH MG - (TMC) - UPPER KIRBY | MHHS-MG |  | Oto/Ophthalmoscope |  | 241-02609 |  | TMC |  | MH MG - (TMC) - UPPER KIRBY | [5 empty] | OPHTHALMOSCOPE/OTOSCOPES |  | OTOOPHTHALMOSCOPE-Welch Allyn-7114 | OTOOPHTHALMOSCOPE |  |  |  |  | Welch Allyn | Oto/Ophthalmoscope |  | OTOOPHTHALMOSCOPE-Welch Allyn-7114 |  |  |  |  | Covered PM Repair - Biomedical | MHHS-MG
NO | NO | [5 empty] | Welch Allyn Inc |  |  | LOT# 12093 | MH MG - (WDLS) - IMPERIAL OAKS | MHHS-MG |  | Oto/Ophthalmoscope |  |  |  | Woodlands |  | MH MG - (WDLS) - IMPERIAL OAKS | [5 empty] | OPHTHALMOSCOPE/OTOSCOPES |  | OTOOPHTHALMOSCOPE-Welch Allyn-7114 | OTOOPHTHALMOSCOPE |  |  |  |  | Welch Allyn | Oto/Ophthalmoscope |  | OTOOPHTHALMOSCOPE-Welch Allyn-7114 |  |  |  |  | Covered PM Repair - Biomedical | MHHS-MG
NO | NO | [5 empty] | Welch Allyn Inc |  |  | LOT# 15245 | MH MG - (WDLS) - IMPERIAL OAKS | MHHS-MG |  | Oto/Ophthalmoscope |  |  |  | Woodlands |  | MH MG - (WDLS) - IMPERIAL OAKS | [5 empty] | OPHTHALMOSCOPE/OTOSCOPES |  | OTOOPHTHALMOSCOPE-Welch Allyn-7114 | OTOOPHTHALMOSCOPE |  |  |  |  | Welch Allyn | Oto/Ophthalmoscope |  | OTOOPHTHALMOSCOPE-Welch Allyn-7114 |  |  |  |  | Covered PM Repair - Biomedical | MHHS-MG
NO | NO | [5 empty] | Welch Allyn Inc |  |  | LOT# 15251 | MH MG - (WDLS) - IMPERIAL OAKS | MHHS-MG |  | Oto/Ophthalmoscope |  |  |  | Woodlands |  | MH MG - (WDLS) - IMPERIAL OAKS | [5 empty] | OPHTHALMOSCOPE/OTOSCOPES |  | OTOOPHTHALMOSCOPE-Welch Allyn-7114 | OTOOPHTHALMOSCOPE |  |  |  |  | Welch Allyn | Oto/Ophthalmoscope |  | OTOOPHTHALMOSCOPE-Welch Allyn-7114 |  |  |  |  | Covered PM Repair - Biomedical | MHHS-MG
NO | NO | [5 empty] | Welch Allyn Inc |  |  | LOT# 15251 | MH MG - (WDLS) - IMPERIAL OAKS | MHHS-MG |  | Oto/Ophthalmoscope |  |  |  | Woodlands |  | MH MG - (WDLS) - IMPERIAL OAKS | [5 empty] | OPHTHALMOSCOPE/OTOSCOPES |  | OTOOPHTHALMOSCOPE-Welch Allyn-7114 | OTOOPHTHALMOSCOPE |  |  |  |  | Welch Allyn | Oto/Ophthalmoscope |  | OTOOPHTHALMOSCOPE-Welch Allyn-7114 |  |  |  |  | Covered PM Repair - Biomedical | MHHS-MG
NO | NO |  |  |  | 029-11477 |  | Welch Allyn Inc |  |  | LOT# 16308 | MH MG - (WDLS) - SPRING CCC | MHHS-MG |  | Oto/Ophthalmoscope |  | 029-11477 |  | Woodlands |  | MH MG - (WDLS) - SPRING CCC | [5 empty] | OPHTHALMOSCOPE/OTOSCOPES |  | OTOOPHTHALMOSCOPE-Welch Allyn-7114 | OTOOPHTHALMOSCOPE |  |  |  |  | Welch Allyn | Oto/Ophthalmoscope |  | OTOOPHTHALMOSCOPE-Welch Allyn-7114 |  |  |  |  | Covered PM Repair - Biomedical | MHHS-MG
NO | NO |  |  |  | 029-11478 |  | Welch Allyn Inc |  |  | LOT# 16308 | MH MG - (WDLS) - SPRING CCC | MHHS-MG |  | Oto/Ophthalmoscope |  | 029-11478 |  | Woodlands |  | MH MG - (WDLS) - SPRING CCC | [5 empty] | OPHTHALMOSCOPE/OTOSCOPES |  | OTOOPHTHALMOSCOPE-Welch Allyn-7114 | OTOOPHTHALMOSCOPE |  |  |  |  | Welch Allyn | Oto/Ophthalmoscope |  | OTOOPHTHALMOSCOPE-Welch Allyn-7114 |  |  |  |  | Covered PM Repair - Biomedical | MHHS-MG
NO | NO |  |  |  | 029-11479 |  | Welch Allyn Inc |  |  | LOT# 16308 | MH MG - (WDLS) - SPRING CCC | MHHS-MG |  | Oto/Ophthalmoscope |  | 029-11479 |  | Woodlands |  | MH MG - (WDLS) - SPRING CCC | [5 empty] | OPHTHALMOSCOPE/OTOSCOPES |  | OTOOPHTHALMOSCOPE-Welch Allyn-7114 | OTOOPHTHALMOSCOPE |  |  |  |  | Welch Allyn | Oto/Ophthalmoscope |  | OTOOPHTHALMOSCOPE-Welch Allyn-7114 |  |  |  |  | Covered PM Repair - Biomedical | MHHS-MG
NO | NO |  |  |  | 029-11480 |  | Welch Allyn Inc |  |  | LOT# 16308 | MH MG - (WDLS) - SPRING CCC | MHHS-MG |  | Oto/Ophthalmoscope |  | 029-11480 |  | Woodlands |  | MH MG - (WDLS) - SPRING CCC | [5 empty] | OPHTHALMOSCOPE/OTOSCOPES |  | OTOOPHTHALMOSCOPE-Welch Allyn-7114 | OTOOPHTHALMOSCOPE |  |  |  |  | Welch Allyn | Oto/Ophthalmoscope |  | OTOOPHTHALMOSCOPE-Welch Allyn-7114 |  |  |  |  | Covered PM Repair - Biomedical | MHHS-MG
NO | NO |  |  |  | 029-11481 |  | Welch Allyn Inc |  |  | LOT# 16308 | MH MG - (WDLS) - SPRING CCC | MHHS-MG |  | Oto/Ophthalmoscope |  | 029-11481 |  | Woodlands |  | MH MG - (WDLS) - SPRING CCC | [5 empty] | OPHTHALMOSCOPE/OTOSCOPES |  | OTOOPHTHALMOSCOPE-Welch Allyn-7114 | OTOOPHTHALMOSCOPE |  |  |  |  | Welch Allyn | Oto/Ophthalmoscope |  | OTOOPHTHALMOSCOPE-Welch Allyn-7114 |  |  |  |  | Covered PM Repair - Biomedical | MHHS-MG
NO | NO |  |  |  | 029-11482 |  | Welch Allyn Inc |  |  | LOT# 16308 | MH MG - (WDLS) - SPRING CCC | MHHS-MG |  | Oto/Ophthalmoscope |  | 029-11482 |  | Woodlands |  | MH MG - (WDLS) - SPRING CCC | [5 empty] | OPHTHALMOSCOPE/OTOSCOPES |  | OTOOPHTHALMOSCOPE-Welch Allyn-7114 | OTOOPHTHALMOSCOPE |  |  |  |  | Welch Allyn | Oto/Ophthalmoscope |  | OTOOPHTHALMOSCOPE-Welch Allyn-7114 |  |  |  |  | Covered PM Repair - Biomedical | MHHS-MG
NO | NO |  |  |  | 029-11483 |  | Welch Allyn Inc |  |  | LOT# 16308 | MH MG - (WDLS) - SPRING CCC | MHHS-MG |  | Oto/Ophthalmoscope |  | 029-11483 |  | Woodlands |  | MH MG - (WDLS) - SPRING CCC | [5 empty] | OPHTHALMOSCOPE/OTOSCOPES |  | OTOOPHTHALMOSCOPE-Welch Allyn-7114 | OTOOPHTHALMOSCOPE |  |  |  |  | Welch Allyn | Oto/Ophthalmoscope |  | OTOOPHTHALMOSCOPE-Welch Allyn-7114 |  |  |  |  | Covered PM Repair - Biomedical | MHHS-MG
NO | NO |  |  |  | 029-11484 |  | Welch Allyn Inc |  |  | LOT# 16308 | MH MG - (WDLS) - SPRING CCC | MHHS-MG |  | Oto/Ophthalmoscope |  | 029-11484 |  | Woodlands |  | MH MG - (WDLS) - SPRING CCC | [5 empty] | OPHTHALMOSCOPE/OTOSCOPES |  | OTOOPHTHALMOSCOPE-Welch Allyn-7114 | OTOOPHTHALMOSCOPE |  |  |  |  | Welch Allyn | Oto/Ophthalmoscope |  | OTOOPHTHALMOSCOPE-Welch Allyn-7114 |  |  |  |  | Covered PM Repair - Biomedical | MHHS-MG
NO | NO |  |  |  | 029-11486 |  | Welch Allyn Inc |  |  | LOT# 16308 | MH MG - (WDLS) - SPRING CCC | MHHS-MG |  | Oto/Ophthalmoscope |  | 029-11486 |  | Woodlands |  | MH MG - (WDLS) - SPRING CCC | [5 empty] | OPHTHALMOSCOPE/OTOSCOPES |  | OTOOPHTHALMOSCOPE-Welch Allyn-7114 | OTOOPHTHALMOSCOPE |  |  |  |  | Welch Allyn | Oto/Ophthalmoscope |  | OTOOPHTHALMOSCOPE-Welch Allyn-7114 |  |  |  |  | Covered PM Repair - Biomedical | MHHS-MG
NO | NO |  |  |  | 029-11487 |  | Welch Allyn Inc |  |  | LOT# 16308 | MH MG - (WDLS) - SPRING CCC | MHHS-MG |  | Oto/Ophthalmoscope |  | 029-11487 |  | Woodlands |  | MH MG - (WDLS) - SPRING CCC | [5 empty] | OPHTHALMOSCOPE/OTOSCOPES |  | OTOOPHTHALMOSCOPE-Welch Allyn-7114 | OTOOPHTHALMOSCOPE |  |  |  |  | Welch Allyn | Oto/Ophthalmoscope |  | OTOOPHTHALMOSCOPE-Welch Allyn-7114 |  |  |  |  | Covered PM Repair - Biomedical | MHHS-MG
NO | NO |  |  |  | 029-11488 |  | Welch Allyn Inc |  |  | LOT# 16308 | MH MG - (WDLS) - SPRING CCC | MHHS-MG |  | Oto/Ophthalmoscope |  | 029-11488 |  | Woodlands |  | MH MG - (WDLS) - SPRING CCC | [5 empty] | OPHTHALMOSCOPE/OTOSCOPES |  | OTOOPHTHALMOSCOPE-Welch Allyn-7114 | OTOOPHTHALMOSCOPE |  |  |  |  | Welch Allyn | Oto/Ophthalmoscope |  | OTOOPHTHALMOSCOPE-Welch Allyn-7114 |  |  |  |  | Covered PM Repair - Biomedical | MHHS-MG
NO | NO |  |  |  | 029-11489 |  | Welch Allyn Inc |  |  | LOT# 16308 | MH MG - (WDLS) - SPRING CCC | MHHS-MG |  | Oto/Ophthalmoscope |  | 029-11489 |  | Woodlands |  | MH MG - (WDLS) - SPRING CCC | [5 empty] | OPHTHALMOSCOPE/OTOSCOPES |  | OTOOPHTHALMOSCOPE-Welch Allyn-7114 | OTOOPHTHALMOSCOPE |  |  |  |  | Welch Allyn | Oto/Ophthalmoscope |  | OTOOPHTHALMOSCOPE-Welch Allyn-7114 |  |  |  |  | Covered PM Repair - Biomedical | MHHS-MG
NO | NO |  |  |  | 041-14078 |  | Welch Allyn Inc |  |  | na | PARC - GESSNER INPATIENT REHAB | MHHS-PARC |  | Oto/Ophthalmoscope |  | 041-14078 |  | Central & Greater Heights |  | PARC - GESSNER INPATIENT REHAB | [5 empty] | OPHTHALMOSCOPE/OTOSCOPES |  | OTOOPHTHALMOSCOPE-Welch Allyn-7114 | OTOOPHTHALMOSCOPE |  |  |  |  | Welch Allyn | Oto/Ophthalmoscope |  | OTOOPHTHALMOSCOPE-Welch Allyn-7114 |  |  |  |  | Covered PM Repair - Biomedical | MHHS-PARC
NO | YES | [5 empty] | Welch Allyn Inc |  |  | n/a | GH - NICU | MHHS-Greater Heights |  | Charger, Battery |  |  |  | Central | Memorial Hermann Greater Heights Hospital | GH - NICU | GH - NICU - Level 2 Nursey |  |  |  | 1 time pm sticker | OPHTHALMOSCOPE/OTOSCOPES |  | CHARGERBATTERY-Welch Allyn-71140 | CHARGERBATTERY |  |  |  |  | Welch Allyn | Charger, Battery |  | CHARGERBATTERY-Welch Allyn-71140 |  |  |  |  | Covered PM Repair - Biomedical | MHHS-Greater Heights
NO | YES |  |  |  | 929-00893 | 929-00893 | Welch Allyn Inc |  |  | 929-00893 | CBC - (SW) - ELROD ELEMENTARY SCHOOL CLINIC | MHHS-Neighborhood Clinics |  | Charger, Battery |  | 929-00893 | 929-00893 | Southwest |  | CBC - (SW) - ELROD ELEMENTARY SCHOOL CLINIC |  | 08/13/2019 |  |  |  | OPHTHALMOSCOPE/OTOSCOPES |  | CHARGERBATTERY-Welch Allyn-71140 | CHARGERBATTERY |  |  |  |  | Welch Allyn | Charger, Battery |  | CHARGERBATTERY-Welch Allyn-71140 |  | 07/01/2014 |  |  | Covered PM Repair - Biomedical | MHHS-Neighborhood Clinics
NO | YES |  |  |  | 929-01402 | 929-01402 | Welch Allyn Inc |  |  | 929-01402 | MH MG-(CY)-Cypress Multi Specialty | MHHS-MG |  | Charger, Battery |  | 929-01402 | 929-01402 | Northwest | MHHS-MG | MH MG-(CY)-Cypress Multi Specialty | Multispecialty |  |  |  |  | OPHTHALMOSCOPE/OTOSCOPES | Charger, Battery | CHARGERBATTERY-Welch Allyn-71140 | CHARGERBATTERY |  |  |  |  | Welch Allyn | Charger, Battery |  | CHARGERBATTERY-Welch Allyn-71140 |  |  |  |  | Covered PM Repair - Biomedical | MHHS-MG | [8 empty] | CHARGERBATTERY | Charger, Battery | Welch Allyn
NO | YES |  |  |  | 000-03652 | 000-03652 | Welch Allyn Inc |  |  |  | MH MG-(KY)-Katy [Mp2-Ste400] | MHHS-MG |  | Charger, Battery |  | 000-03652 | 000-03652 | Katy | MHHS-MG | MH MG-(KY)-Katy [Mp2-Ste400] |  | 7/1/18 |  |  |  | OPHTHALMOSCOPE/OTOSCOPES | Charger, Battery | CHARGERBATTERY-Welch Allyn-71140 | CHARGERBATTERY |  |  |  |  | Welch Allyn | Charger, Battery |  | CHARGERBATTERY-Welch Allyn-71140 |  | 6/25/12 |  |  | Covered PM Repair - Biomedical | MHHS-MG | [8 empty] | CHARGERBATTERY | Charger, Battery | Welch Allyn
NO | YES |  |  |  | 000-03655 | 000-03655 | Welch Allyn Inc |  |  |  | MH MG-(KY)-Katy [Mp2-Ste400] | MHHS-MG |  | Charger, Battery |  | 000-03655 | 000-03655 | Katy | MHHS-MG | MH MG-(KY)-Katy [Mp2-Ste400] | Exam 11 | 7/1/18 |  |  |  | OPHTHALMOSCOPE/OTOSCOPES | Charger, Battery | CHARGERBATTERY-Welch Allyn-71140 | CHARGERBATTERY |  |  |  |  | Welch Allyn | Charger, Battery |  | CHARGERBATTERY-Welch Allyn-71140 |  |  |  |  | Covered PM Repair - Biomedical | MHHS-MG | [8 empty] | CHARGERBATTERY | Charger, Battery | Welch Allyn
NO | YES |  |  |  | 000-03657 | 000-03657 | Welch Allyn Inc |  |  |  | MH MG-(KY)-Katy [Mp2-Ste400] | MHHS-MG |  | Charger, Battery |  | 000-03657 | 000-03657 | Katy | MHHS-MG | MH MG-(KY)-Katy [Mp2-Ste400] | Exam 12 | 7/1/18 |  |  |  | OPHTHALMOSCOPE/OTOSCOPES | Charger, Battery | CHARGERBATTERY-Welch Allyn-71140 | CHARGERBATTERY |  |  |  |  | Welch Allyn | Charger, Battery |  | CHARGERBATTERY-Welch Allyn-71140 |  |  |  |  | Covered PM Repair - Biomedical | MHHS-MG | [8 empty] | CHARGERBATTERY | Charger, Battery | Welch Allyn
NO | YES |  |  |  | 000-03660 | 000-03660 | Welch Allyn Inc |  |  |  | MH MG-(KY)-Katy [Mp2-Ste400] | MHHS-MG |  | Charger, Battery |  | 000-03660 | 000-03660 | Katy | MHHS-MG | MH MG-(KY)-Katy [Mp2-Ste400] | Exam 13 | 7/1/18 |  |  | No pm | OPHTHALMOSCOPE/OTOSCOPES | Charger, Battery | CHARGERBATTERY-Welch Allyn-71140 | CHARGERBATTERY |  |  |  |  | Welch Allyn | Charger, Battery |  | CHARGERBATTERY-Welch Allyn-71140 |  |  |  |  | Covered PM Repair - Biomedical | MHHS-MG | [8 empty] | CHARGERBATTERY | Charger, Battery | Welch Allyn
NO | YES |  |  |  | 000-03663 | 000-03663 | Welch Allyn Inc |  |  |  | MH MG-(KY)-Katy [Mp2-Ste400] | MHHS-MG |  | Charger, Battery |  | 000-03663 | 000-03663 | Katy | MHHS-MG | MH MG-(KY)-Katy [Mp2-Ste400] | MP2 STE 400 | 7/1/18 |  |  |  | OPHTHALMOSCOPE/OTOSCOPES | Charger, Battery | CHARGERBATTERY-Welch Allyn-71140 | CHARGERBATTERY |  |  |  |  | Welch Allyn | Charger, Battery |  | CHARGERBATTERY-Welch Allyn-71140 |  |  |  |  | Covered PM Repair - Biomedical | MHHS-MG | [8 empty] | CHARGERBATTERY | Charger, Battery | Welch Allyn
NO | YES |  |  |  | 000-03666 | 000-03666 | Welch Allyn Inc |  |  |  | MH MG-(KY)-Katy [Mp2-Ste400] | MHHS-MG |  | Charger, Battery |  | 000-03666 | 000-03666 | Katy | MHHS-MG | MH MG-(KY)-Katy [Mp2-Ste400] | Exam 17 | 7/1/18 |  |  | One time safety | OPHTHALMOSCOPE/OTOSCOPES | Charger, Battery | CHARGERBATTERY-Welch Allyn-71140 | CHARGERBATTERY |  |  |  |  | Welch Allyn | Charger, Battery |  | CHARGERBATTERY-Welch Allyn-71140 |  |  |  |  | Covered PM Repair - Biomedical | MHHS-MG | [8 empty] | CHARGERBATTERY | Charger, Battery | Welch Allyn
NO | YES |  |  |  | 000-03746 | 000-03746 | Welch Allyn Inc |  |  |  | MH MG-(KY)-Katy [Mp2-Ste400] | MHHS-MG |  | Charger, Battery |  | 000-03746 | 000-03746 | Katy | MHHS-MG | MH MG-(KY)-Katy [Mp2-Ste400] | Exam 16 | 7/1/18 |  |  |  | OPHTHALMOSCOPE/OTOSCOPES | Charger, Battery | CHARGERBATTERY-Welch Allyn-71140 | CHARGERBATTERY |  |  |  |  | Welch Allyn | Charger, Battery |  | CHARGERBATTERY-Welch Allyn-71140 |  |  |  |  | Covered PM Repair - Biomedical | MHHS-MG | [8 empty] | CHARGERBATTERY | Charger, Battery | Welch Allyn
NO | YES |  |  |  | 000-03748 | 000-03748 | Welch Allyn Inc |  |  |  | MH MG-(KY)-Katy [Mp2-Ste400] | MHHS-MG |  | Charger, Battery |  | 000-03748 | 000-03748 | Katy | MHHS-MG | MH MG-(KY)-Katy [Mp2-Ste400] | Exam 18 | 7/1/18 |  |  |  | OPHTHALMOSCOPE/OTOSCOPES | Charger, Battery | CHARGERBATTERY-Welch Allyn-71140 | CHARGERBATTERY |  |  |  |  | Welch Allyn | Charger, Battery |  | CHARGERBATTERY-Welch Allyn-71140 |  |  |  |  | Covered PM Repair - Biomedical | MHHS-MG | [8 empty] | CHARGERBATTERY | Charger, Battery | Welch Allyn
NO | YES |  |  |  | 000-03751 | 000-03751 | Welch Allyn Inc |  |  |  | MH MG-(KY)-Katy [Mp2-Ste400] | MHHS-MG |  | Charger, Battery |  | 000-03751 | 000-03751 | Katy | MHHS-MG | MH MG-(KY)-Katy [Mp2-Ste400] | Exam 17 | 7/1/18 |  |  | One time safety | OPHTHALMOSCOPE/OTOSCOPES | Charger, Battery | CHARGERBATTERY-Welch Allyn-71140 | CHARGERBATTERY |  |  |  |  | Welch Allyn | Charger, Battery |  | CHARGERBATTERY-Welch Allyn-71140 |  |  |  |  | Covered PM Repair - Biomedical | MHHS-MG | [8 empty] | CHARGERBATTERY | Charger, Battery | Welch Allyn
NO | YES |  |  |  | 000-03941 | 000-03941 | Welch Allyn Inc |  |  |  | MH MG-(KY)-Katy [Mp2-Ste400] | MHHS-MG |  | Charger, Battery |  | 000-03941 | 000-03941 | Katy | MHHS-MG | MH MG-(KY)-Katy [Mp2-Ste400] | Ex 3 |  |  |  |  | OPHTHALMOSCOPE/OTOSCOPES | Charger, Battery | CHARGERBATTERY-Welch Allyn-71140 | CHARGERBATTERY |  |  |  |  | Welch Allyn | Charger, Battery |  | CHARGERBATTERY-Welch Allyn-71140 |  |  |  |  | Covered PM Repair - Biomedical | MHHS-MG | [8 empty] | CHARGERBATTERY | Charger, Battery | Welch Allyn
NO | YES |  |  |  | 000-03943 | 000-03943 | Welch Allyn Inc |  |  |  | MH MG-(KY)-Katy [Mp2-Ste400] | MHHS-MG |  | Charger, Battery |  | 000-03943 | 000-03943 | Katy | MHHS-MG | MH MG-(KY)-Katy [Mp2-Ste400] | Ex 2 |  |  |  |  | OPHTHALMOSCOPE/OTOSCOPES | Charger, Battery | CHARGERBATTERY-Welch Allyn-71140 | CHARGERBATTERY |  |  |  |  | Welch Allyn | Charger, Battery |  | CHARGERBATTERY-Welch Allyn-71140 |  |  |  |  | Covered PM Repair - Biomedical | MHHS-MG | [8 empty] | CHARGERBATTERY | Charger, Battery | Welch Allyn
NO | YES |  |  |  | 000-03946 | 000-03946 | Welch Allyn Inc |  |  |  | MH MG-(KY)-Katy [Mp2-Ste400] | MHHS-MG |  | Charger, Battery |  | 000-03946 | 000-03946 | Katy | MHHS-MG | MH MG-(KY)-Katy [Mp2-Ste400] | Storage | 7/1/18 |  |  |  | OPHTHALMOSCOPE/OTOSCOPES | Charger, Battery | CHARGERBATTERY-Welch Allyn-71140 | CHARGERBATTERY |  |  |  |  | Welch Allyn | Charger, Battery |  | CHARGERBATTERY-Welch Allyn-71140 |  |  |  |  | Covered PM Repair - Biomedical | MHHS-MG | [8 empty] | CHARGERBATTERY | Charger, Battery | Welch Allyn
NO | YES |  |  |  | 000-03949 | 000-03949 | Welch Allyn Inc |  |  |  | MH MG-(KY)-Katy [Mp2-Ste400] | MHHS-MG |  | Charger, Battery |  | 000-03949 | 000-03949 | Katy | MHHS-MG | MH MG-(KY)-Katy [Mp2-Ste400] | 4th floor | 7/1/18 | 7/1/20 |  |  | OPHTHALMOSCOPE/OTOSCOPES | Charger, Battery | CHARGERBATTERY-Welch Allyn-71140 | CHARGERBATTERY |  |  |  |  | Welch Allyn | Charger, Battery |  | CHARGERBATTERY-Welch Allyn-71140 |  |  |  |  | Covered PM Repair - Biomedical | MHHS-MG | [8 empty] | CHARGERBATTERY | Charger, Battery | Welch Allyn
NO | YES |  |  |  | 000-03955 | 000-03955 | Welch Allyn Inc |  |  |  | MH MG-(KY)-Katy [Mp2-Ste400] | MHHS-MG |  | Charger, Battery |  | 000-03955 | 000-03955 | Katy | MHHS-MG | MH MG-(KY)-Katy [Mp2-Ste400] | 4th floor | 7/1/18 | 7/1/20 |  |  | OPHTHALMOSCOPE/OTOSCOPES | Charger, Battery | CHARGERBATTERY-Welch Allyn-71140 | CHARGERBATTERY |  |  |  |  | Welch Allyn | Charger, Battery |  | CHARGERBATTERY-Welch Allyn-71140 |  | 7/1/14 |  |  | Covered PM Repair - Biomedical | MHHS-MG | [8 empty] | CHARGERBATTERY | Charger, Battery | Welch Allyn
NO | YES |  |  |  | 000-03958 | 000-03958 | Welch Allyn Inc |  |  |  | MH MG-(KY)-Katy [Mp2-Ste400] | MHHS-MG |  | Charger, Battery |  | 000-03958 | 000-03958 | Katy | MHHS-MG | MH MG-(KY)-Katy [Mp2-Ste400] | Room8 |  |  |  |  | OPHTHALMOSCOPE/OTOSCOPES | Charger, Battery | CHARGERBATTERY-Welch Allyn-71140 | CHARGERBATTERY |  |  |  |  | Welch Allyn | Charger, Battery |  | CHARGERBATTERY-Welch Allyn-71140 |  | 7/1/14 |  |  | Covered PM Repair - Biomedical | MHHS-MG | [8 empty] | CHARGERBATTERY | Charger, Battery | Welch Allyn
NO | YES |  |  |  | 583-00928 | 583-00928 | Welch Allyn Inc |  |  | NSN | MH MG-(KY)-OCC Health Center (Mp1) | MHHS-MG |  | Charger, Battery |  | 583-00928 | 583-00928 | Katy | MHHS-MG | MH MG-(KY)-OCC Health Center (Mp1) | Exam 1 | 1/1/19 |  |  | No pm required | OPHTHALMOSCOPE/OTOSCOPES | Charger, Battery | CHARGERBATTERY-Welch Allyn-71140 | CHARGERBATTERY |  |  |  |  | Welch Allyn | Charger, Battery |  | CHARGERBATTERY-Welch Allyn-71140 |  | 7/1/14 |  |  | Covered PM Repair - Biomedical | MHHS-MG | [8 empty] | CHARGERBATTERY | Charger, Battery | Welch Allyn
NO | YES |  |  |  | 583-00930 | 583-00930 | Welch Allyn Inc |  |  | NSN | Katy-Med/Surg 5th Floor | MHHS-MG |  | Charger, Battery |  | 583-00930 | 583-00930 | Katy | MHHS-Katy | Katy-Med/Surg 5th Floor | Occupational Medicine | 1/1/19 | 1/1/20 |  |  | OPHTHALMOSCOPE/OTOSCOPES | Charger, Battery | CHARGERBATTERY-Welch Allyn-71140 | CHARGERBATTERY |  |  |  |  | Welch Allyn | Charger, Battery |  | CHARGERBATTERY-Welch Allyn-71140 |  | 7/1/14 |  |  | Covered PM Repair - Biomedical | MHHS-MG | [8 empty] | CHARGERBATTERY | Charger, Battery | Welch Allyn
NO | YES |  |  |  | 583-00934 | 583-00934 | Welch Allyn Inc |  |  | NA | MH MG - (KY) - OCC HEALTH CENTER (MP1) | MHHS-MG |  | Charger, Battery |  | 583-00934 | 583-00934 | Katy | Memorial Hermann Occupational Medicine Katy (#540) | MH MG - (KY) - OCC HEALTH CENTER (MP1) | Doctor office |  |  |  | No p.m. | OPHTHALMOSCOPE/OTOSCOPES |  | CHARGERBATTERY-Welch Allyn-71140 | CHARGERBATTERY |  |  |  |  | Welch Allyn | Charger, Battery |  | CHARGERBATTERY-Welch Allyn-71140 |  |  |  |  | Covered PM Repair - Biomedical | MHHS-MG
NO | YES |  |  |  | 583-00935 | 583-00935 | Welch Allyn Inc |  |  | NSN | MH MG-(KY)-OCC Health Center (Mp1) | MHHS-MG |  | Charger, Battery |  | 583-00935 | 583-00935 | Katy | MHHS-MG | MH MG-(KY)-OCC Health Center (Mp1) | Audiometer room | 1/1/19 |  |  | One time safety | OPHTHALMOSCOPE/OTOSCOPES | Charger, Battery | CHARGERBATTERY-Welch Allyn-71140 | CHARGERBATTERY |  |  |  |  | Welch Allyn | Charger, Battery |  | CHARGERBATTERY-Welch Allyn-71140 |  |  |  |  | Covered PM Repair - Biomedical | MHHS-MG | [8 empty] | CHARGERBATTERY | Charger, Battery | Welch Allyn
NO | YES |  |  |  | 000-02641 | 000-02641 | Welch Allyn Inc |  |  | 000-02641 | MH MG-(NE)-Kingwood CCC-Timeshare | MHHS-MG |  | Charger, Battery |  | 000-02641 | 000-02641 | Katy | MHHS-MG | MH MG-(NE)-Kingwood CCC-Timeshare | Ex 2 | 11/1/18 |  |  |  | OPHTHALMOSCOPE/OTOSCOPES | Charger, Battery | CHARGERBATTERY-Welch Allyn-71140 | CHARGERBATTERY |  |  |  |  | Welch Allyn | Charger, Battery |  | CHARGERBATTERY-Welch Allyn-71140 |  |  |  |  | Covered PM Repair - Biomedical | MHHS-MG | [8 empty] | CHARGERBATTERY | Charger, Battery | Welch Allyn
NO | YES |  |  |  | 000-02642 | 000-02642 | Welch Allyn Inc |  |  | 000-02642 | MH MG-(NE)-Kingwood CCC-Timeshare | MHHS-MG |  | Charger, Battery |  | 000-02642 | 000-02642 | Katy | MHHS-MG | MH MG-(NE)-Kingwood CCC-Timeshare | Exam 3 | 11/1/18 |  |  |  | OPHTHALMOSCOPE/OTOSCOPES | Charger, Battery | CHARGERBATTERY-Welch Allyn-71140 | CHARGERBATTERY |  |  |  |  | Welch Allyn | Charger, Battery |  | CHARGERBATTERY-Welch Allyn-71140 |  | 7/1/14 |  |  | Covered PM Repair - Biomedical | MHHS-MG | [8 empty] | CHARGERBATTERY | Charger, Battery | Welch Allyn
NO | YES |  |  |  | 000-02643 | 000-02643 | Welch Allyn Inc |  |  | 000-02643 | MH MG-(NE)-Kingwood CCC-Timeshare | MHHS-MG |  | Charger, Battery |  | 000-02643 | 000-02643 | Katy | MHHS-MG | MH MG-(NE)-Kingwood CCC-Timeshare | Exam 5 |  |  |  |  | OPHTHALMOSCOPE/OTOSCOPES | Charger, Battery | CHARGERBATTERY-Welch Allyn-71140 | CHARGERBATTERY |  |  |  |  | Welch Allyn | Charger, Battery |  | CHARGERBATTERY-Welch Allyn-71140 |  | 7/1/14 |  |  | Covered PM Repair - Biomedical | MHHS-MG | [8 empty] | CHARGERBATTERY | Charger, Battery | Welch Allyn
NO | YES |  |  |  | 000-02644 | 000-02644 | Welch Allyn Inc |  |  | 000-02644 | MH MG-(NE)-Kingwood CCC-Timeshare | MHHS-MG |  | Charger, Battery |  | 000-02644 | 000-02644 | Katy | MHHS-MG | MH MG-(NE)-Kingwood CCC-Timeshare | Ex 4 | 11/1/18 |  |  |  | OPHTHALMOSCOPE/OTOSCOPES | Charger, Battery | CHARGERBATTERY-Welch Allyn-71140 | CHARGERBATTERY |  |  |  |  | Welch Allyn | Charger, Battery |  | CHARGERBATTERY-Welch Allyn-71140 |  | 7/1/14 |  |  | Covered PM Repair - Biomedical | MHHS-MG | [8 empty] | CHARGERBATTERY | Charger, Battery | Welch Allyn
NO | YES |  |  |  | 000-02645 | 000-02645 | Welch Allyn Inc |  |  | 000-02645 | MH MG-(NE)-Kingwood CCC-Timeshare | MHHS-MG |  | Charger, Battery |  | 000-02645 | 000-02645 | Katy | MHHS-MG | MH MG-(NE)-Kingwood CCC-Timeshare | Exam 11 | 11/1/18 |  |  |  | OPHTHALMOSCOPE/OTOSCOPES | Charger, Battery | CHARGERBATTERY-Welch Allyn-71140 | CHARGERBATTERY |  |  |  |  | Welch Allyn | Charger, Battery |  | CHARGERBATTERY-Welch Allyn-71140 |  | 7/1/14 |  |  | Covered PM Repair - Biomedical | MHHS-MG | [8 empty] | CHARGERBATTERY | Charger, Battery | Welch Allyn
NO | YES |  |  |  | 000-02647 | 000-02647 | Welch Allyn Inc |  |  | 000-02647 | MH MG-(NE)-Kingwood CCC-Timeshare | MHHS-MG |  | Charger, Battery |  | 000-02647 | 000-02647 | Katy | MHHS-MG | MH MG-(NE)-Kingwood CCC-Timeshare | Exam 8 | 11/1/18 |  |  |  | OPHTHALMOSCOPE/OTOSCOPES | Charger, Battery | CHARGERBATTERY-Welch Allyn-71140 | CHARGERBATTERY |  |  |  |  | Welch Allyn | Charger, Battery |  | CHARGERBATTERY-Welch Allyn-71140 |  | 7/1/14 |  |  | Covered PM Repair - Biomedical | MHHS-MG | [8 empty] | CHARGERBATTERY | Charger, Battery | Welch Allyn
NO | YES |  |  |  | 000-02648 | 000-02648 | Welch Allyn Inc |  |  | 000-02648 | MH MG-(NE)-Kingwood CCC-Timeshare | MHHS-MG |  | Charger, Battery |  | 000-02648 | 000-02648 | Katy | MHHS-MG | MH MG-(NE)-Kingwood CCC-Timeshare | Exam 9 | 11/1/18 |  |  |  | OPHTHALMOSCOPE/OTOSCOPES | Charger, Battery | CHARGERBATTERY-Welch Allyn-71140 | CHARGERBATTERY |  |  |  |  | Welch Allyn | Charger, Battery |  | CHARGERBATTERY-Welch Allyn-71140 |  | 7/1/14 |  |  | Covered PM Repair - Biomedical | MHHS-MG | [8 empty] | CHARGERBATTERY | Charger, Battery | Welch Allyn
NO | YES |  |  |  | 000-03800 | 000-03800 | Welch Allyn Inc |  |  | NSN | MH MG-(NE)-Kingwood CCC-Timeshare | MHHS-MG |  | Charger, Battery |  | 000-03800 | 000-03800 | Katy | MHHS-MG | MH MG-(NE)-Kingwood CCC-Timeshare | Exam | 11/1/18 |  |  |  | OPHTHALMOSCOPE/OTOSCOPES | Charger, Battery | CHARGERBATTERY-Welch Allyn-71140 | CHARGERBATTERY |  |  |  |  | Welch Allyn | Charger, Battery |  | CHARGERBATTERY-Welch Allyn-71140 |  | 7/1/14 |  |  | Covered PM Repair - Biomedical | MHHS-MG | [8 empty] | CHARGERBATTERY | Charger, Battery | Welch Allyn
NO | YES |  |  |  | 000-03801 | 000-03801 | Welch Allyn Inc |  |  |  | MH MG-(NE)-Kingwood CCC-Timeshare | MHHS-MG |  | Charger, Battery |  | 000-03801 | 000-03801 | Katy | MHHS-MG | MH MG-(NE)-Kingwood CCC-Timeshare | Ex 2 |  |  |  |  | OPHTHALMOSCOPE/OTOSCOPES | Charger, Battery | CHARGERBATTERY-Welch Allyn-71140 | CHARGERBATTERY |  |  |  |  | Welch Allyn | Charger, Battery |  | CHARGERBATTERY-Welch Allyn-71140 |  | 7/1/14 |  |  | Covered PM Repair - Biomedical | MHHS-MG | [8 empty] | CHARGERBATTERY | Charger, Battery | Welch Allyn
NO | YES |  |  |  | 000-03805 | 000-03805 | Welch Allyn Inc |  |  | NSN | MH MG-(NE)-Kingwood CCC-Timeshare | MHHS-MG |  | Charger, Battery |  | 000-03805 | 000-03805 | Katy | MHHS-MG | MH MG-(NE)-Kingwood CCC-Timeshare | Exam 4 | 11/1/18 |  |  |  | OPHTHALMOSCOPE/OTOSCOPES | Charger, Battery | CHARGERBATTERY-Welch Allyn-71140 | CHARGERBATTERY |  |  |  |  | Welch Allyn | Charger, Battery |  | CHARGERBATTERY-Welch Allyn-71140 |  | 7/1/14 |  |  | Covered PM Repair - Biomedical | MHHS-MG | [8 empty] | CHARGERBATTERY | Charger, Battery | Welch Allyn
NO | YES |  |  |  | 000-03806 | 000-03806 | Welch Allyn Inc |  |  | NSN | MH MG-(NE)-Kingwood CCC-Timeshare | MHHS-MG |  | Charger, Battery |  | 000-03806 | 000-03806 | Katy | MHHS-MG | MH MG-(NE)-Kingwood CCC-Timeshare | Exam 5 | 11/1/18 |  |  |  | OPHTHALMOSCOPE/OTOSCOPES | Charger, Battery | CHARGERBATTERY-Welch Allyn-71140 | CHARGERBATTERY |  |  |  |  | Welch Allyn | Charger, Battery |  | CHARGERBATTERY-Welch Allyn-71140 |  | 7/1/14 |  |  | Covered PM Repair - Biomedical | MHHS-MG | [8 empty] | CHARGERBATTERY | Charger, Battery | Welch Allyn
NO | YES |  |  |  | 000-03807 | 000-03807 | Welch Allyn Inc |  |  | NSN | MH MG-(NE)-Kingwood CCC-Timeshare | MHHS-MG |  | Charger, Battery |  | 000-03807 | 000-03807 | Katy | MHHS-MG | MH MG-(NE)-Kingwood CCC-Timeshare | Exam 7 | 11/1/18 |  |  |  | OPHTHALMOSCOPE/OTOSCOPES | Charger, Battery | CHARGERBATTERY-Welch Allyn-71140 | CHARGERBATTERY |  |  |  |  | Welch Allyn | Charger, Battery |  | CHARGERBATTERY-Welch Allyn-71140 |  | 7/1/14 |  |  | Covered PM Repair - Biomedical | MHHS-MG | [8 empty] | CHARGERBATTERY | Charger, Battery | Welch Allyn
NO | YES |  |  |  | 000-03808 | 000-03808 | Welch Allyn Inc |  |  | NSN | MH MG-(NE)-Kingwood CCC-Timeshare | MHHS-MG |  | Charger, Battery |  | 000-03808 | 000-03808 | Katy | MHHS-MG | MH MG-(NE)-Kingwood CCC-Timeshare | Exam 6 | 11/1/18 |  |  |  | OPHTHALMOSCOPE/OTOSCOPES | Charger, Battery | CHARGERBATTERY-Welch Allyn-71140 | CHARGERBATTERY |  |  |  |  | Welch Allyn | Charger, Battery |  | CHARGERBATTERY-Welch Allyn-71140 |  | 7/1/14 |  |  | Covered PM Repair - Biomedical | MHHS-MG | [8 empty] | CHARGERBATTERY | Charger, Battery | Welch Allyn
NO | YES |  |  |  | 000-03809 | 000-03809 | Welch Allyn Inc |  |  | NSN | MH MG-(NE)-Kingwood CCC-Timeshare | MHHS-MG |  | Charger, Battery |  | 000-03809 | 000-03809 | Katy | MHHS-MG | MH MG-(NE)-Kingwood CCC-Timeshare | Exam 8 | 11/1/18 |  |  |  | OPHTHALMOSCOPE/OTOSCOPES | Charger, Battery | CHARGERBATTERY-Welch Allyn-71140 | CHARGERBATTERY |  |  |  |  | Welch Allyn | Charger, Battery |  | CHARGERBATTERY-Welch Allyn-71140 |  | 7/1/14 |  |  | Covered PM Repair - Biomedical | MHHS-MG | [8 empty] | CHARGERBATTERY | Charger, Battery | Welch Allyn
NO | YES |  |  |  | 000-03813 | 000-03813 | Welch Allyn Inc |  |  | 000-03813 | MH MG-(NE)-Kingwood CCC-Timeshare | MHHS-MG |  | Charger, Battery |  | 000-03813 | 000-03813 | Katy | MHHS-MG | MH MG-(NE)-Kingwood CCC-Timeshare | Exam 12 | 11/1/18 |  |  |  | OPHTHALMOSCOPE/OTOSCOPES | Charger, Battery | CHARGERBATTERY-Welch Allyn-71140 | CHARGERBATTERY |  |  |  |  | Welch Allyn | Charger, Battery |  | CHARGERBATTERY-Welch Allyn-71140 |  | 7/1/14 |  |  | Covered PM Repair - Biomedical | MHHS-MG | [8 empty] | CHARGERBATTERY | Charger, Battery | Welch Allyn
NO | YES |  |  |  | 000-03814 | 000-03814 | Welch Allyn Inc |  |  | 000-03814 | MH MG-(NE)-Kingwood CCC-Timeshare | MHHS-MG |  | Charger, Battery |  | 000-03814 | 000-03814 | Katy | MHHS-MG | MH MG-(NE)-Kingwood CCC-Timeshare | Ex 10 |  |  |  |  | OPHTHALMOSCOPE/OTOSCOPES | Charger, Battery | CHARGERBATTERY-Welch Allyn-71140 | CHARGERBATTERY |  |  |  |  | Welch Allyn | Charger, Battery |  | CHARGERBATTERY-Welch Allyn-71140 |  | 7/1/14 |  |  | Covered PM Repair - Biomedical | MHHS-MG | [8 empty] | CHARGERBATTERY | Charger, Battery | Welch Allyn
NO | YES |  |  |  | 000-03815 | 000-03815 | Welch Allyn Inc |  |  | 000-03815 | MH MG-(NE)-Kingwood CCC-Timeshare | MHHS-MG |  | Charger, Battery |  | 000-03815 | 000-03815 | Katy | MHHS-MG | MH MG-(NE)-Kingwood CCC-Timeshare | Ex 7 | 11/1/18 |  |  | Added table tag by mistake | OPHTHALMOSCOPE/OTOSCOPES | Charger, Battery | CHARGERBATTERY-Welch Allyn-71140 | CHARGERBATTERY |  |  |  |  | Welch Allyn | Charger, Battery |  | CHARGERBATTERY-Welch Allyn-71140 |  | 7/1/14 |  |  | Covered PM Repair - Biomedical | MHHS-MG | [8 empty] | CHARGERBATTERY | Charger, Battery | Welch Allyn
NO | YES |  |  |  | 000-04042 | 000-04042 | Welch Allyn Inc |  |  | NSN | MH MG - (SE) - LC CCC - TIMESHARE | MHHS-MG |  | Oto/Ophthalmoscope |  | 000-04042 | 000-04042 | Southeast | MHHS-MG | MH MG - (SE) - LC CCC - TIMESHARE | C1 602 Exam 2 |  |  |  |  | OPHTHALMOSCOPE/OTOSCOPES | Oto/Ophthalmoscope | OTOOPHTHALMOSCOPE-Welch Allyn-71641 | OTOOPHTHALMOSCOPE |  |  |  |  | Welch Allyn | Oto/Ophthalmoscope |  | OTOOPHTHALMOSCOPE-Welch Allyn-71641 |  | 8/26/26 |  |  | Covered PM Repair - Biomedical | MHHS-MG | [8 empty] | OTOOPHTHALMOSCOPE | Oto/Ophthalmoscope | Welch Allyn
NO | YES |  |  |  | 000-03757 | 000-03757 | Welch Allyn Inc |  |  | 000-03757 | MH MG-(WDLS)-Ob/Gyn (Mp3) | MHHS-MG |  | Charger, Battery |  | 000-03757 | 000-03757 | Woodlands | MHHS-MG | MH MG-(WDLS)-Ob/Gyn (Mp3) | OB/GYM MP3 | 10/1/18 |  |  |  | OPHTHALMOSCOPE/OTOSCOPES | Charger, Battery | CHARGERBATTERY-Welch Allyn-71140 | CHARGERBATTERY |  |  |  |  | Welch Allyn | Charger, Battery |  | CHARGERBATTERY-Welch Allyn-71140 |  | 7/1/14 |  |  | Covered PM Repair - Biomedical | MHHS-MG | [8 empty] | CHARGERBATTERY | Charger, Battery | Welch Allyn
NO | YES |  |  |  | 000-03759 | 000-03759 | Welch Allyn Inc |  |  | 000-03759 | MH MG-(WDLS)-Ob/Gyn (Mp3) | MHHS-MG |  | Charger, Battery |  | 000-03759 | 000-03759 | Woodlands | MHHS-MG | MH MG-(WDLS)-Ob/Gyn (Mp3) | OB/GYN MP3 | 10/1/18 |  |  |  | OPHTHALMOSCOPE/OTOSCOPES | Charger, Battery | CHARGERBATTERY-Welch Allyn-71140 | CHARGERBATTERY |  |  |  |  | Welch Allyn | Charger, Battery |  | CHARGERBATTERY-Welch Allyn-71140 |  |  |  |  | Covered PM Repair - Biomedical | MHHS-MG | [8 empty] | CHARGERBATTERY | Charger, Battery | Welch Allyn
NO | YES |  |  |  |  | 129-02394 | Welch Allyn Inc |  |  |  | Sugar Land-Nursery | MHHS-Sugarland |  | Charger, Battery |  |  | 129-02394 | Sugar Land | MHHS-Sugarland | Sugar Land-Nursery | NICU - Rollover Nursery - W3 125.2 |  |  |  |  | OPHTHALMOSCOPE/OTOSCOPES | Charger, Battery | CHARGERBATTERY-Welch Allyn-71140 | CHARGERBATTERY |  |  |  |  | Welch Allyn | Charger, Battery |  | CHARGERBATTERY-Welch Allyn-71140 |  |  |  |  | Covered PM Repair - Biomedical | MHHS-Sugarland | [8 empty] | CHARGERBATTERY | Charger, Battery | Welch Allyn
YES | YES |  |  |  | 129-02395 | 129-02395 | Welch Allyn Inc |  |  | Lot 06320 | SUGAR LAND - NURSERY |  |  |  |  | 129-02395 | 129-02395 | Sugar Land | Memorial Hermann Sugar Land Hospital | SUGAR LAND - NURSERY | NICU - Rollover Nursery - W3 125.2 | [5 empty] | Charger, Battery | CHARGERBATTERY-Welch Allyn-71140 | [23 empty] | CHARGERBATTERY | Charger, Battery | Welch Allyn
NO | NO |  |  |  | 151-02445 |  | Welch Allyn Inc |  |  | NSN | CY - WOUND CARE / OCCUPATIONAL HEALTH | MHHS-Cypress |  | Charger, Battery |  | 151-02445 |  | Northwest & Cypress |  | CY - WOUND CARE / OCCUPATIONAL HEALTH | [5 empty] | OPHTHALMOSCOPE/OTOSCOPES |  | CHARGERBATTERY-Welch Allyn-71140 | CHARGERBATTERY |  |  |  |  | Welch Allyn | Charger, Battery |  | CHARGERBATTERY-Welch Allyn-71140 |  |  |  |  | Covered PM Repair - Biomedical | MHHS-Cypress
NO | NO |  |  |  | 151-02446 |  | Welch Allyn Inc |  |  | NSN | CY - WOUND CARE / OCCUPATIONAL HEALTH | MHHS-Cypress |  | Charger, Battery |  | 151-02446 |  | Northwest & Cypress |  | CY - WOUND CARE / OCCUPATIONAL HEALTH | [5 empty] | OPHTHALMOSCOPE/OTOSCOPES |  | CHARGERBATTERY-Welch Allyn-71140 | CHARGERBATTERY |  |  |  |  | Welch Allyn | Charger, Battery |  | CHARGERBATTERY-Welch Allyn-71140 |  |  |  |  | Covered PM Repair - Biomedical | MHHS-Cypress
NO | NO |  |  |  | 009-10291 |  | Welch Allyn Inc |  |  |  | GH - IMU | MHHS-Greater Heights |  | Charger, Battery |  | 009-10291 |  | Central & Greater Heights |  | GH - IMU | [5 empty] | OPHTHALMOSCOPE/OTOSCOPES |  | CHARGERBATTERY-Welch Allyn-71140 | CHARGERBATTERY |  |  |  |  | Welch Allyn | Charger, Battery |  | CHARGERBATTERY-Welch Allyn-71140 |  |  |  |  | Covered PM Repair - Biomedical | MHHS-Greater Heights
NO | NO | [5 empty] | Welch Allyn Inc |  |  | n/a | GH - NURSERY | MHHS-Greater Heights |  | Charger, Battery |  |  |  | Central & Greater Heights |  | GH - NURSERY | [5 empty] | OPHTHALMOSCOPE/OTOSCOPES |  | CHARGERBATTERY-Welch Allyn-71140 | CHARGERBATTERY |  |  |  |  | Welch Allyn | Charger, Battery |  | CHARGERBATTERY-Welch Allyn-71140 |  |  |  |  | Covered PM Repair - Biomedical | MHHS-Greater Heights
NO | NO | [5 empty] | Welch Allyn Inc |  |  |  | MH MG - (CY) - COPPERFIELD | MHHS-MG |  | Charger, Battery |  |  |  | Northwest & Cypress |  | MH MG - (CY) - COPPERFIELD | [5 empty] | OPHTHALMOSCOPE/OTOSCOPES |  | CHARGERBATTERY-Welch Allyn-71140 | CHARGERBATTERY |  |  |  |  | Welch Allyn | Charger, Battery |  | CHARGERBATTERY-Welch Allyn-71140 |  |  |  |  | Covered PM Repair - Biomedical | MHHS-MG
NO | NO | [5 empty] | Welch Allyn Inc |  |  |  | MH MG - (CY) - COPPERFIELD | MHHS-MG |  | Charger, Battery |  |  |  | Northwest & Cypress |  | MH MG - (CY) - COPPERFIELD | [5 empty] | OPHTHALMOSCOPE/OTOSCOPES |  | CHARGERBATTERY-Welch Allyn-71140 | CHARGERBATTERY |  |  |  |  | Welch Allyn | Charger, Battery |  | CHARGERBATTERY-Welch Allyn-71140 |  |  |  |  | Covered PM Repair - Biomedical | MHHS-MG
NO | NO | [5 empty] | Welch Allyn Inc |  |  |  | MH MG - (CY) - COPPERFIELD | MHHS-MG |  | Charger, Battery |  |  |  | Northwest & Cypress |  | MH MG - (CY) - COPPERFIELD | [5 empty] | OPHTHALMOSCOPE/OTOSCOPES |  | CHARGERBATTERY-Welch Allyn-71140 | CHARGERBATTERY |  |  |  |  | Welch Allyn | Charger, Battery |  | CHARGERBATTERY-Welch Allyn-71140 |  |  |  |  | Covered PM Repair - Biomedical | MHHS-MG
NO | NO |  |  |  | 000-03947 |  | Welch Allyn Inc |  |  |  | MH MG - (KY) - KATY [MP2-STE400] | MHHS-MG |  | Charger, Battery |  | 000-03947 |  | Katy |  | MH MG - (KY) - KATY [MP2-STE400] | [5 empty] | OPHTHALMOSCOPE/OTOSCOPES |  | CHARGERBATTERY-Welch Allyn-71140 | CHARGERBATTERY |  |  |  |  | Welch Allyn | Charger, Battery |  | CHARGERBATTERY-Welch Allyn-71140 |  |  |  |  | Covered PM Repair - Biomedical | MHHS-MG
NO | NO |  |  |  | 000-03952 |  | Welch Allyn Inc |  |  |  | MH MG - (KY) - KATY [MP2-STE400] | MHHS-MG |  | Charger, Battery |  | 000-03952 |  | Katy |  | MH MG - (KY) - KATY [MP2-STE400] | [5 empty] | OPHTHALMOSCOPE/OTOSCOPES |  | CHARGERBATTERY-Welch Allyn-71140 | CHARGERBATTERY |  |  |  |  | Welch Allyn | Charger, Battery |  | CHARGERBATTERY-Welch Allyn-71140 |  |  |  |  | Covered PM Repair - Biomedical | MHHS-MG
NO | NO |  |  |  | 583-00932 |  | Welch Allyn Inc |  |  | NA | MH MG - (KY) - OCC HEALTH CENTER (MP1) | MHHS-MG |  | Charger, Battery |  | 583-00932 |  | Katy |  | MH MG - (KY) - OCC HEALTH CENTER (MP1) | [5 empty] | OPHTHALMOSCOPE/OTOSCOPES |  | CHARGERBATTERY-Welch Allyn-71140 | CHARGERBATTERY |  |  |  |  | Welch Allyn | Charger, Battery |  | CHARGERBATTERY-Welch Allyn-71140 |  |  |  |  | Covered PM Repair - Biomedical | MHHS-MG
NO | NO |  |  |  | 000-03802 |  | Welch Allyn Inc |  |  |  | MH MG - (NE) - KINGWOOD CCC - TIMESHARE | MHHS-MG |  | Charger, Battery |  | 000-03802 |  | Katy |  | MH MG - (NE) - KINGWOOD CCC - TIMESHARE | [5 empty] | OPHTHALMOSCOPE/OTOSCOPES |  | CHARGERBATTERY-Welch Allyn-71140 | CHARGERBATTERY |  |  |  |  | Welch Allyn | Charger, Battery |  | CHARGERBATTERY-Welch Allyn-71140 |  |  |  |  | Covered PM Repair - Biomedical | MHHS-MG
NO | NO |  |  |  | 000-03803 |  | Welch Allyn Inc |  |  |  | MH MG - (NE) - KINGWOOD CCC - TIMESHARE | MHHS-MG |  | Charger, Battery |  | 000-03803 |  | Katy |  | MH MG - (NE) - KINGWOOD CCC - TIMESHARE | [5 empty] | OPHTHALMOSCOPE/OTOSCOPES |  | CHARGERBATTERY-Welch Allyn-71140 | CHARGERBATTERY |  |  |  |  | Welch Allyn | Charger, Battery |  | CHARGERBATTERY-Welch Allyn-71140 |  |  |  |  | Covered PM Repair - Biomedical | MHHS-MG
NO | NO |  |  |  | 000-03804 |  | Welch Allyn Inc |  |  |  | MH MG - (NE) - KINGWOOD CCC - TIMESHARE | MHHS-MG |  | Charger, Battery |  | 000-03804 |  | Katy |  | MH MG - (NE) - KINGWOOD CCC - TIMESHARE | [5 empty] | OPHTHALMOSCOPE/OTOSCOPES |  | CHARGERBATTERY-Welch Allyn-71140 | CHARGERBATTERY |  |  |  |  | Welch Allyn | Charger, Battery |  | CHARGERBATTERY-Welch Allyn-71140 |  |  |  |  | Covered PM Repair - Biomedical | MHHS-MG
NO | NO |  |  |  | 000-03812 |  | Welch Allyn Inc |  |  | 000-03812 | MH MG - (NE) - KINGWOOD CCC - TIMESHARE | MHHS-MG |  | Charger, Battery |  | 000-03812 |  | Katy |  | MH MG - (NE) - KINGWOOD CCC - TIMESHARE | [5 empty] | OPHTHALMOSCOPE/OTOSCOPES |  | CHARGERBATTERY-Welch Allyn-71140 | CHARGERBATTERY |  |  |  |  | Welch Allyn | Charger, Battery |  | CHARGERBATTERY-Welch Allyn-71140 |  |  |  |  | Covered PM Repair - Biomedical | MHHS-MG
NO | NO |  |  |  | 000-05126 |  | Welch Allyn Inc |  |  | 000-05126 | MH MG - (SL) - SUGAR LAND PEDIATRICS | MHHS-MG |  | Charger, Battery |  | 000-05126 |  | Sugar Land |  | MH MG - (SL) - SUGAR LAND PEDIATRICS | [5 empty] | OPHTHALMOSCOPE/OTOSCOPES |  | CHARGERBATTERY-Welch Allyn-71140 | CHARGERBATTERY |  |  |  |  | Welch Allyn | Charger, Battery |  | CHARGERBATTERY-Welch Allyn-71140 |  |  |  |  | Covered PM Repair - Biomedical | MHHS-MG
NO | NO |  |  |  | 000-05126 |  | Welch Allyn Inc |  |  | 000-05126 | MH MG - (SL) - SUGAR LAND PEDIATRICS | MHHS-MG |  | Charger, Battery |  | 000-05126 |  | Sugar Land |  | MH MG - (SL) - SUGAR LAND PEDIATRICS | [5 empty] | OPHTHALMOSCOPE/OTOSCOPES |  | CHARGERBATTERY-Welch Allyn-71140 | CHARGERBATTERY |  |  |  |  | Welch Allyn | Charger, Battery |  | CHARGERBATTERY-Welch Allyn-71140 |  |  |  |  | Covered PM Repair - Biomedical | MHHS-MG
NO | NO |  |  |  | 000-05127 |  | Welch Allyn Inc |  |  | 000-05127 | MH MG - (SL) - SUGAR LAND PEDIATRICS | MHHS-MG |  | Charger, Battery |  | 000-05127 |  | Sugar Land |  | MH MG - (SL) - SUGAR LAND PEDIATRICS | [5 empty] | OPHTHALMOSCOPE/OTOSCOPES |  | CHARGERBATTERY-Welch Allyn-71140 | CHARGERBATTERY |  |  |  |  | Welch Allyn | Charger, Battery |  | CHARGERBATTERY-Welch Allyn-71140 |  |  |  |  | Covered PM Repair - Biomedical | MHHS-MG
NO | NO |  |  |  | 000-05128 |  | Welch Allyn Inc |  |  | 000-05128 | MH MG - (SL) - SUGAR LAND PEDIATRICS | MHHS-MG |  | Charger, Battery |  | 000-05128 |  | Sugar Land |  | MH MG - (SL) - SUGAR LAND PEDIATRICS | [5 empty] | OPHTHALMOSCOPE/OTOSCOPES |  | CHARGERBATTERY-Welch Allyn-71140 | CHARGERBATTERY |  |  |  |  | Welch Allyn | Charger, Battery |  | CHARGERBATTERY-Welch Allyn-71140 |  |  |  |  | Covered PM Repair - Biomedical | MHHS-MG
NO | NO |  |  |  | 000-05129 |  | Welch Allyn Inc |  |  | 000-05129 | MH MG - (SL) - SUGAR LAND PEDIATRICS | MHHS-MG |  | Charger, Battery |  | 000-05129 |  | Sugar Land |  | MH MG - (SL) - SUGAR LAND PEDIATRICS | [5 empty] | OPHTHALMOSCOPE/OTOSCOPES |  | CHARGERBATTERY-Welch Allyn-71140 | CHARGERBATTERY |  |  |  |  | Welch Allyn | Charger, Battery |  | CHARGERBATTERY-Welch Allyn-71140 |  |  |  |  | Covered PM Repair - Biomedical | MHHS-MG
NO | NO |  |  |  | 000-05130 |  | Welch Allyn Inc |  |  | 000-05130 | MH MG - (SL) - SUGAR LAND PEDIATRICS | MHHS-MG |  | Charger, Battery |  | 000-05130 |  | Sugar Land |  | MH MG - (SL) - SUGAR LAND PEDIATRICS | [5 empty] | OPHTHALMOSCOPE/OTOSCOPES |  | CHARGERBATTERY-Welch Allyn-71140 | CHARGERBATTERY |  |  |  |  | Welch Allyn | Charger, Battery |  | CHARGERBATTERY-Welch Allyn-71140 |  |  |  |  | Covered PM Repair - Biomedical | MHHS-MG
NO | NO |  |  |  | 000-05131 |  | Welch Allyn Inc |  |  | 000-05131 | MH MG - (SL) - SUGAR LAND PEDIATRICS | MHHS-MG |  | Charger, Battery |  | 000-05131 |  | Sugar Land |  | MH MG - (SL) - SUGAR LAND PEDIATRICS | [5 empty] | OPHTHALMOSCOPE/OTOSCOPES |  | CHARGERBATTERY-Welch Allyn-71140 | CHARGERBATTERY |  |  |  |  | Welch Allyn | Charger, Battery |  | CHARGERBATTERY-Welch Allyn-71140 |  |  |  |  | Covered PM Repair - Biomedical | MHHS-MG
NO | NO |  |  |  | 000-05135 |  | Welch Allyn Inc |  |  | 000-05135 | MH MG - (SL) - SUGAR LAND PEDIATRICS | MHHS-MG |  | Charger, Battery |  | 000-05135 |  | Sugar Land |  | MH MG - (SL) - SUGAR LAND PEDIATRICS | [5 empty] | OPHTHALMOSCOPE/OTOSCOPES |  | CHARGERBATTERY-Welch Allyn-71140 | CHARGERBATTERY |  |  |  |  | Welch Allyn | Charger, Battery |  | CHARGERBATTERY-Welch Allyn-71140 |  |  |  |  | Covered PM Repair - Biomedical | MHHS-MG
NO | NO |  |  |  | 000-05157 |  | Welch Allyn Inc |  |  | 000-05157 | MH MG - (SL) - SUGAR LAND PEDIATRICS | MHHS-MG |  | Charger, Battery |  | 000-05157 |  | Sugar Land |  | MH MG - (SL) - SUGAR LAND PEDIATRICS | [5 empty] | OPHTHALMOSCOPE/OTOSCOPES |  | CHARGERBATTERY-Welch Allyn-71140 | CHARGERBATTERY |  |  |  |  | Welch Allyn | Charger, Battery |  | CHARGERBATTERY-Welch Allyn-71140 |  |  |  |  | Covered PM Repair - Biomedical | MHHS-MG
NO | NO |  |  |  | 143-01702 |  | Welch Allyn Inc |  |  | 143-01702 | MH MG - (SL) - SUGAR LAND PEDIATRICS | MHHS-MG |  | Charger, Battery |  | 143-01702 |  | Sugar Land |  | MH MG - (SL) - SUGAR LAND PEDIATRICS | [5 empty] | OPHTHALMOSCOPE/OTOSCOPES |  | CHARGERBATTERY-Welch Allyn-71140 | CHARGERBATTERY |  |  |  |  | Welch Allyn | Charger, Battery |  | CHARGERBATTERY-Welch Allyn-71140 |  |  |  |  | Covered PM Repair - Biomedical | MHHS-MG
NO | NO |  |  |  | 143-01703 |  | Welch Allyn Inc |  |  | 143-01703 | MH MG - (SL) - SUGAR LAND PEDIATRICS | MHHS-MG |  | Charger, Battery |  | 143-01703 |  | Sugar Land |  | MH MG - (SL) - SUGAR LAND PEDIATRICS | [5 empty] | OPHTHALMOSCOPE/OTOSCOPES |  | CHARGERBATTERY-Welch Allyn-71140 | CHARGERBATTERY |  |  |  |  | Welch Allyn | Charger, Battery |  | CHARGERBATTERY-Welch Allyn-71140 |  |  |  |  | Covered PM Repair - Biomedical | MHHS-MG
NO | NO |  |  |  | 143-01704 |  | Welch Allyn Inc |  |  | 143-01704 | MH MG - (SL) - SUGAR LAND PEDIATRICS | MHHS-MG |  | Charger, Battery |  | 143-01704 |  | Sugar Land |  | MH MG - (SL) - SUGAR LAND PEDIATRICS | [5 empty] | OPHTHALMOSCOPE/OTOSCOPES |  | CHARGERBATTERY-Welch Allyn-71140 | CHARGERBATTERY |  |  |  |  | Welch Allyn | Charger, Battery |  | CHARGERBATTERY-Welch Allyn-71140 |  |  |  |  | Covered PM Repair - Biomedical | MHHS-MG
NO | NO |  |  |  | 143-01705 |  | Welch Allyn Inc |  |  | 143-01705 | MH MG - (SL) - SUGAR LAND PEDIATRICS | MHHS-MG |  | Charger, Battery |  | 143-01705 |  | Sugar Land |  | MH MG - (SL) - SUGAR LAND PEDIATRICS | [5 empty] | OPHTHALMOSCOPE/OTOSCOPES |  | CHARGERBATTERY-Welch Allyn-71140 | CHARGERBATTERY |  |  |  |  | Welch Allyn | Charger, Battery |  | CHARGERBATTERY-Welch Allyn-71140 |  |  |  |  | Covered PM Repair - Biomedical | MHHS-MG
NO | NO |  |  |  | 143-01706 |  | Welch Allyn Inc |  |  | 143-01706 | MH MG - (SL) - SUGAR LAND PEDIATRICS | MHHS-MG |  | Charger, Battery |  | 143-01706 |  | Sugar Land |  | MH MG - (SL) - SUGAR LAND PEDIATRICS | [5 empty] | OPHTHALMOSCOPE/OTOSCOPES |  | CHARGERBATTERY-Welch Allyn-71140 | CHARGERBATTERY |  |  |  |  | Welch Allyn | Charger, Battery |  | CHARGERBATTERY-Welch Allyn-71140 |  |  |  |  | Covered PM Repair - Biomedical | MHHS-MG
NO | NO | [5 empty] | Welch Allyn Inc |  |  | 000-03758 | MH MG - (WDLS) - OB/GYN (MP3) | MHHS-MG |  | Charger, Battery |  |  |  | Woodlands |  | MH MG - (WDLS) - OB/GYN (MP3) | [5 empty] | OPHTHALMOSCOPE/OTOSCOPES |  | CHARGERBATTERY-Welch Allyn-71140 | CHARGERBATTERY |  |  |  |  | Welch Allyn | Charger, Battery |  | CHARGERBATTERY-Welch Allyn-71140 |  |  |  |  | Covered PM Repair - Biomedical | MHHS-MG
NO | NO |  |  |  | 069-46184 |  | Welch Allyn Inc |  |  |  | TMC - JONES - ENT CLINIC (JB) | MHHS-TMC |  | Charger, Battery |  | 069-46184 |  | TMC |  | TMC - JONES - ENT CLINIC (JB) | [5 empty] | OPHTHALMOSCOPE/OTOSCOPES |  | CHARGERBATTERY-Welch Allyn-71140 | CHARGERBATTERY |  |  |  |  | Welch Allyn | Charger, Battery |  | CHARGERBATTERY-Welch Allyn-71140 |  |  |  |  | Covered PM Repair - Biomedical | MHHS-TMC
NO | YES |  |  |  | 017-01138 | 017-01138 | Welch Allyn Inc | 7114X |  | lot 15117 | MH MG-(PL)-Central Pearland | MHHS-MG |  | Oto/Ophthalmoscope |  | 017-01138 | 017-01138 | Pearland | MHHS-MG | MH MG-(PL)-Central Pearland | Nurses station | 2/1/19 |  |  |  | BATTERIES | Oto/Ophthalmoscope | OTOOPHTHALMOSCOPE-Welch Allyn-7114X | OTOOPHTHALMOSCOPE | 7114X |  |  |  | Welch Allyn | Oto/Ophthalmoscope |  | OTOOPHTHALMOSCOPE-Welch Allyn-7114X |  |  |  |  | Covered PM Repair - Biomedical | MHHS-MG | [8 empty] | OTOOPHTHALMOSCOPE | Oto/Ophthalmoscope | Welch Allyn
NO | YES |  |  |  | 017-01283 | 017-01283 | Welch Allyn Inc | 7114X |  | Lot 06336 | MH MG - (MC) - MEMORIAL CITY (MP3) | MHHS-MG |  | Oto/Ophthalmoscope |  | 017-01283 | 017-01283 | West | MHHS-MG | MH MG - (MC) - MEMORIAL CITY (MP3) |  | 5/1/17 |  |  |  | BATTERIES |  | OTOOPHTHALMOSCOPE-Welch Allyn-7114X | OTOOPHTHALMOSCOPE | 7114X |  |  |  | Welch Allyn | Oto/Ophthalmoscope |  | OTOOPHTHALMOSCOPE-Welch Allyn-7114X |  |  |  |  | Covered PM Repair - Biomedical | MHHS-MG
NO | YES |  |  |  | 099-06973 | 099-06973 | Welch Allyn Inc | 7114X |  | LOT# 08212 | MH MG - (MC) - MEMORIAL CITY (MP3) | MHHS-MG |  | Oto/Ophthalmoscope |  | 099-06973 | 099-06973 | West | MHHS-MG | MH MG - (MC) - MEMORIAL CITY (MP3) | Suite 100 | 5/1/17 |  |  |  | BATTERIES |  | OTOOPHTHALMOSCOPE-Welch Allyn-7114X | OTOOPHTHALMOSCOPE | 7114X |  |  |  | Welch Allyn | Oto/Ophthalmoscope |  | OTOOPHTHALMOSCOPE-Welch Allyn-7114X |  |  |  |  | Covered PM Repair - Biomedical | MHHS-MG
NO | YES |  |  |  |  | 099-06893 | Welch Allyn Inc | 7114X |  | LOT# 08015 | MH MG - (MC) - MEMORIAL CITY (MP3) | MHHS-MG |  | Oto/Ophthalmoscope |  |  | 099-06893 | West | MHHS-MG | MH MG - (MC) - MEMORIAL CITY (MP3) | Room 142 |  |  |  | No pm | BATTERIES |  | OTOOPHTHALMOSCOPE-Welch Allyn-7114X | OTOOPHTHALMOSCOPE | 7114X |  |  |  | Welch Allyn | Oto/Ophthalmoscope |  | OTOOPHTHALMOSCOPE-Welch Allyn-7114X |  |  |  |  | Covered PM Repair - Biomedical | MHHS-MG
NO | YES |  |  |  |  | 099-06735 | Welch Allyn Inc | 7114X |  | LOT# 06212 | MH MG - (MC) - MEMORIAL CITY (MP3) | MHHS-MG |  | Oto/Ophthalmoscope |  |  | 099-06735 | West | MHHS-MG | MH MG - (MC) - MEMORIAL CITY (MP3) |  | 5/1/17 |  |  |  | BATTERIES |  | OTOOPHTHALMOSCOPE-Welch Allyn-7114X | OTOOPHTHALMOSCOPE | 7114X |  |  |  | Welch Allyn | Oto/Ophthalmoscope |  | OTOOPHTHALMOSCOPE-Welch Allyn-7114X |  |  |  |  | Covered PM Repair - Biomedical | MHHS-MG
NO | YES | Serial Number Lot 08161 |  |  | 929-01177 | 929-01177 | Welch Allyn Inc | 7114X |  | Lot 08161 | MH MG - (MC) - MEMORIAL CITY (MP3) | MHHS-MG |  | Oto/Ophthalmoscope |  | 929-01177 | 929-01177 | West | MHHS-MG | MH MG - (MC) - MEMORIAL CITY (MP3) | Suite 100 |  |  |  |  | BATTERIES |  | OTOOPHTHALMOSCOPE-Welch Allyn-7114X | OTOOPHTHALMOSCOPE | 7114X |  |  |  | Welch Allyn | Oto/Ophthalmoscope |  | OTOOPHTHALMOSCOPE-Welch Allyn-7114X |  |  |  |  | Covered PM Repair - Biomedical | MHHS-MG
NO | YES |  |  |  | 929-01180 | 929-01180 | Welch Allyn Inc | 7114X |  | Lot 05091 | MH MG - (MC) - MEMORIAL CITY (MP3) | MHHS-MG |  | Oto/Ophthalmoscope |  | 929-01180 | 929-01180 | West | MHHS-MG | MH MG - (MC) - MEMORIAL CITY (MP3) |  | 5/1/17 |  |  |  | BATTERIES |  | OTOOPHTHALMOSCOPE-Welch Allyn-7114X | OTOOPHTHALMOSCOPE | 7114X |  |  |  | Welch Allyn | Oto/Ophthalmoscope |  | OTOOPHTHALMOSCOPE-Welch Allyn-7114X |  |  |  |  | Covered PM Repair - Biomedical | MHHS-MG
NO | YES | Serial Number Lot 08161 |  |  | 929-01184 | 929-01184 | Welch Allyn Inc | 7114X |  | Lot 08161 | MH MG - (MC) - MEMORIAL CITY (MP3) | MHHS-MG |  | Oto/Ophthalmoscope |  | 929-01184 | 929-01184 | West | MHHS-MG | MH MG - (MC) - MEMORIAL CITY (MP3) |  | 5/1/17 |  |  |  | BATTERIES |  | OTOOPHTHALMOSCOPE-Welch Allyn-7114X | OTOOPHTHALMOSCOPE | 7114X |  |  |  | Welch Allyn | Oto/Ophthalmoscope |  | OTOOPHTHALMOSCOPE-Welch Allyn-7114X |  |  |  |  | Covered PM Repair - Biomedical | MHHS-MG
NO | YES |  |  |  | 929-01187 | 929-01187 | Welch Allyn Inc | 7114X |  | Lot 06212 | MH MG - (MC) - MEMORIAL CITY (MP3) | MHHS-MG |  | Oto/Ophthalmoscope |  | 929-01187 | 929-01187 | West | MHHS-MG | MH MG - (MC) - MEMORIAL CITY (MP3) |  | 5/1/17 |  |  |  | BATTERIES |  | OTOOPHTHALMOSCOPE-Welch Allyn-7114X | OTOOPHTHALMOSCOPE | 7114X |  |  |  | Welch Allyn | Oto/Ophthalmoscope |  | OTOOPHTHALMOSCOPE-Welch Allyn-7114X |  |  |  |  | Covered PM Repair - Biomedical | MHHS-MG
NO | YES |  |  |  | 133-04102 | 133-04102 | Welch Allyn Inc | 7114x |  | None | KATY - NICU | MHHS-Katy |  | Oto/Ophthalmoscope |  | 133-04102 | 133-04102 | Katy |  | KATY - NICU | [5 empty] | OPHTHALMOSCOPE/OTOSCOPES |  | OTOOPHTHALMOSCOPE-Welch Allyn-7114 | OTOOPHTHALMOSCOPE |  |  |  |  | Welch Allyn | Oto/Ophthalmoscope |  | OTOOPHTHALMOSCOPE-Welch Allyn-7114 |  |  |  |  | Covered PM Repair - Biomedical | MHHS-Katy
NO | YES |  |  |  | 041-20210 |  | Welch Allyn Inc | 7114X |  | N/A | MH MG - (MC) - PHILLIPS 66 | MHHS-MG |  | Oto/Ophthalmoscope |  | 041-20210 |  | West & Memorial City |  | MH MG - (MC) - PHILLIPS 66 |  | 06/29/2016 |  |  |  | BATTERIES |  | OTOOPHTHALMOSCOPE-Welch Allyn-7114X | OTOOPHTHALMOSCOPE | 7114X |  |  |  | Welch Allyn | Oto/Ophthalmoscope |  | OTOOPHTHALMOSCOPE-Welch Allyn-7114X |  |  |  |  | Covered PM Repair - Biomedical | MHHS-MG
NO | YES |  |  |  | 041-20214 |  | Welch Allyn Inc | 7114X |  | N/A | MH MG - (MC) - PHILLIPS 66 | MHHS-MG |  | Oto/Ophthalmoscope |  | 041-20214 |  | West & Memorial City |  | MH MG - (MC) - PHILLIPS 66 |  | 06/29/2016 |  |  |  | BATTERIES |  | OTOOPHTHALMOSCOPE-Welch Allyn-7114X | OTOOPHTHALMOSCOPE | 7114X |  |  |  | Welch Allyn | Oto/Ophthalmoscope |  | OTOOPHTHALMOSCOPE-Welch Allyn-7114X |  |  |  |  | Covered PM Repair - Biomedical | MHHS-MG
NO | YES |  |  |  | 017-01223 | 017-01223 | Welch Allyn Inc | 7114X |  | Lot 13189 | MH MG - (SW) - BELLAIRE CENTER | MHHS-MG |  | Oto/Ophthalmoscope |  | 017-01223 | 017-01223 | Southeast | Katy | MH MG - (SW) - BELLAIRE CENTER | Bel Air | 5/1/17 | 5/1/20 |  |  | BATTERIES | Oto/Ophthalmoscope | OTOOPHTHALMOSCOPE-Welch Allyn-7114X | OTOOPHTHALMOSCOPE | 7114X |  |  |  | Welch Allyn | Oto/Ophthalmoscope |  | OTOOPHTHALMOSCOPE-Welch Allyn-7114X |  |  |  |  | Covered PM Repair - Biomedical | MHHS-MG | [8 empty] | OTOOPHTHALMOSCOPE | Oto/Ophthalmoscope | Welch Allyn
NO | YES |  |  |  |  | 151-05136 | Welch Allyn Inc | 7114X |  | LOT# 13023 | MH MG-(CY)-Copperfield | MHHS-MG |  | Oto/Ophthalmoscope |  |  | 151-05136 | Northwest | MHHS-MG | MH MG-(CY)-Copperfield | Ex 4 | 5/1/17 |  |  |  | BATTERIES | Oto/Ophthalmoscope | OTOOPHTHALMOSCOPE-Welch Allyn-7114X | OTOOPHTHALMOSCOPE | 7114X |  |  |  | Welch Allyn | Oto/Ophthalmoscope |  | OTOOPHTHALMOSCOPE-Welch Allyn-7114X |  | 10/18/18 |  |  | Covered PM Repair - Biomedical | MHHS-MG | [8 empty] | OTOOPHTHALMOSCOPE | Oto/Ophthalmoscope | Welch Allyn
NO | YES |  |  |  |  | 151-03870 | Welch Allyn Inc | 7114X |  | LOT# 12314 | MH MG-(CY)-Copperfield | MHHS-MG |  | Oto/Ophthalmoscope |  |  | 151-03870 | Northwest | MHHS-MG | MH MG-(CY)-Copperfield | Ex room 10 | 5/1/17 |  |  |  | BATTERIES | Oto/Ophthalmoscope | OTOOPHTHALMOSCOPE-Welch Allyn-7114X | OTOOPHTHALMOSCOPE | 7114X |  |  |  | Welch Allyn | Oto/Ophthalmoscope |  | OTOOPHTHALMOSCOPE-Welch Allyn-7114X |  | 10/18/18 |  |  | Covered PM Repair - Biomedical | MHHS-MG | [8 empty] | OTOOPHTHALMOSCOPE | Oto/Ophthalmoscope | Welch Allyn
NO | YES |  |  |  |  | 151-05155 | Welch Allyn Inc | 7114X |  | LOT# 15043 | MH MG-(CY)-Fairfield [Mp1-Ste100] | MHHS-MG |  | Oto/Ophthalmoscope |  |  | 151-05155 | Northwest | MHHS-MG | MH MG-(CY)-Fairfield [Mp1-Ste100] | Exam 9 |  |  |  | One time safety only | BATTERIES | Oto/Ophthalmoscope | OTOOPHTHALMOSCOPE-Welch Allyn-7114X | OTOOPHTHALMOSCOPE | 7114X |  |  |  | Welch Allyn | Oto/Ophthalmoscope |  | OTOOPHTHALMOSCOPE-Welch Allyn-7114X |  |  |  |  | Covered PM Repair - Biomedical | MHHS-MG | [8 empty] | OTOOPHTHALMOSCOPE | Oto/Ophthalmoscope | Welch Allyn
NO | YES | Serial Number Lot 12212 |  |  | 017-01249 | 017-01249 | Welch Allyn Inc | 7114X |  | Lot 12212 | MH MG-(GH)-GH CCC | MHHS-MG |  | Oto/Ophthalmoscope |  | 017-01249 | 017-01249 | Central | MHHS-MG | MH MG-(GH)-GH CCC | Exam 2 | 5/1/17 |  |  |  | BATTERIES | Oto/Ophthalmoscope | OTOOPHTHALMOSCOPE-Welch Allyn-7114X | OTOOPHTHALMOSCOPE | 7114X |  |  |  | Welch Allyn | Oto/Ophthalmoscope |  | OTOOPHTHALMOSCOPE-Welch Allyn-7114X |  | 10/24/18 |  |  | Covered PM Repair - Biomedical | MHHS-MG | [8 empty] | OTOOPHTHALMOSCOPE | Oto/Ophthalmoscope | Welch Allyn
NO | YES |  |  |  | 009-10011 | 009-10011 | Welch Allyn Inc | 7114X |  | NSN | MH MG-(GH)-Urgent Care-Washington Ave | MHHS-MG |  | Oto/Ophthalmoscope |  | 009-10011 | 009-10011 | Central | MHHS-MG | MH MG-(GH)-Urgent Care-Washington Ave | Physian office |  |  |  |  | BATTERIES | Oto/Ophthalmoscope | OTOOPHTHALMOSCOPE-Welch Allyn-7114X | OTOOPHTHALMOSCOPE | 7114X |  |  |  | Welch Allyn | Oto/Ophthalmoscope |  | OTOOPHTHALMOSCOPE-Welch Allyn-7114X |  | 11/1/17 |  |  | Covered PM Repair - Biomedical | MHHS-MG | [8 empty] | OTOOPHTHALMOSCOPE | Oto/Ophthalmoscope | Welch Allyn
NO | YES |  |  |  | 583-00902 | 583-00902 | Welch Allyn Inc | 7114X |  | NSN | MH MG-(KY)-Katy CCC | MHHS-MG |  | Oto/Ophthalmoscope |  | 583-00902 | 583-00902 | Katy | MHHS-MG | MH MG-(KY)-Katy CCC | Ex 1 |  |  |  |  | BATTERIES | Oto/Ophthalmoscope | OTOOPHTHALMOSCOPE-Welch Allyn-7114X | OTOOPHTHALMOSCOPE | 7114X |  |  |  | Welch Allyn | Oto/Ophthalmoscope |  | OTOOPHTHALMOSCOPE-Welch Allyn-7114X |  |  |  |  | Covered PM Repair - Biomedical | MHHS-MG | [8 empty] | OTOOPHTHALMOSCOPE | Oto/Ophthalmoscope | Welch Allyn
NO | YES |  |  |  | 583-00906 | 583-00906 | Welch Allyn Inc | 7114X |  | NSN | MH MG-(KY)-Katy CCC | MHHS-MG |  | Oto/Ophthalmoscope |  | 583-00906 | 583-00906 | Katy | MHHS-MG | MH MG-(KY)-Katy CCC | Ex 10 |  |  |  |  | BATTERIES | Oto/Ophthalmoscope | OTOOPHTHALMOSCOPE-Welch Allyn-7114X | OTOOPHTHALMOSCOPE | 7114X |  |  |  | Welch Allyn | Oto/Ophthalmoscope |  | OTOOPHTHALMOSCOPE-Welch Allyn-7114X |  |  |  |  | Covered PM Repair - Biomedical | MHHS-MG | [8 empty] | OTOOPHTHALMOSCOPE | Oto/Ophthalmoscope | Welch Allyn
NO | YES |  |  |  | 583-01293 | 583-01293 | Welch Allyn Inc | 7114X |  | NSN | MH MG-(KY)-Katy CCC | MHHS-MG |  | Oto/Ophthalmoscope |  | 583-01293 | 583-01293 | Katy | MHHS-MG | MH MG-(KY)-Katy CCC | Exam 5 | 6/1/17 |  |  |  | BATTERIES | Oto/Ophthalmoscope | OTOOPHTHALMOSCOPE-Welch Allyn-7114X | OTOOPHTHALMOSCOPE | 7114X |  |  |  | Welch Allyn | Oto/Ophthalmoscope |  | OTOOPHTHALMOSCOPE-Welch Allyn-7114X |  |  |  |  | Covered PM Repair - Biomedical | MHHS-MG | [8 empty] | OTOOPHTHALMOSCOPE | Oto/Ophthalmoscope | Welch Allyn
NO | YES |  |  |  | 583-01294 | 583-01294 | Welch Allyn Inc | 7114X |  | NSN | MH MG-(KY)-Katy CCC | MHHS-MG |  | Oto/Ophthalmoscope |  | 583-01294 | 583-01294 | Katy | MHHS-MG | MH MG-(KY)-Katy CCC | Ex 6 |  |  |  |  | BATTERIES | Oto/Ophthalmoscope | OTOOPHTHALMOSCOPE-Welch Allyn-7114X | OTOOPHTHALMOSCOPE | 7114X |  |  |  | Welch Allyn | Oto/Ophthalmoscope |  | OTOOPHTHALMOSCOPE-Welch Allyn-7114X |  |  |  |  | Covered PM Repair - Biomedical | MHHS-MG | [8 empty] | OTOOPHTHALMOSCOPE | Oto/Ophthalmoscope | Welch Allyn
NO | YES |  |  |  | 041-20949 |  | Welch Allyn Inc | 7114X |  | Lot 12255 | MH MG - (MC) - CONOCO PHILIPS | MHHS-MG |  | Oto/Ophthalmoscope |  | 041-20949 |  | West & Memorial City |  | MH MG - (MC) - CONOCO PHILIPS |  | 04/27/2017 |  |  |  | BATTERIES |  | OTOOPHTHALMOSCOPE-Welch Allyn-7114X | OTOOPHTHALMOSCOPE | 7114X |  |  |  | Welch Allyn | Oto/Ophthalmoscope |  | OTOOPHTHALMOSCOPE-Welch Allyn-7114X |  |  |  |  | Covered PM Repair - Biomedical | MHHS-MG
NO | YES |  |  |  | 929-01154 | 929-01154 | Welch Allyn Inc | 7114X |  | Lot 12240 | MH MG - (MC) - MC EXEC HEALTH (MHT) | MHHS-MG |  | Oto/Ophthalmoscope |  | 929-01154 | 929-01154 | West | Memorial Hermann Memorial City Medical Center | MH MG - (MC) - MC EXEC HEALTH (MHT) | JB/503 |  |  |  |  | BATTERIES |  | OTOOPHTHALMOSCOPE-Welch Allyn-7114X | OTOOPHTHALMOSCOPE | 7114X |  |  |  | Welch Allyn | Oto/Ophthalmoscope |  | OTOOPHTHALMOSCOPE-Welch Allyn-7114X |  | 10/24/18 |  |  | Covered PM Repair - Biomedical | MHHS-MG
NO | YES |  |  |  |  | 009-33065 | Welch Allyn Inc | 7114X |  | LOT# 16138 | MH MG - (NE) - ATASCOCITA PEDIATRICS | MHHS-MG |  | Oto/Ophthalmoscope |  |  | 009-33065 | Katy | MHMG-Suite 202 | MH MG - (NE) - ATASCOCITA PEDIATRICS | [5 empty] | BATTERIES |  | OTOOPHTHALMOSCOPE-Welch Allyn-7114X | OTOOPHTHALMOSCOPE | 7114X |  |  |  | Welch Allyn | Oto/Ophthalmoscope |  | OTOOPHTHALMOSCOPE-Welch Allyn-7114X |  |  |  |  | Covered PM Repair - Biomedical | MHHS-MG
NO | YES |  |  |  | 142-09557 | 142-09557 | Welch Allyn Inc | 7114X |  | LOT# 16145 | MH-Atascocita | MHHS-MG |  | Oto/Ophthalmoscope |  | 142-09557 | 142-09557 | Katy | Memorial herman northeast | MH-Atascocita | Room 12 |  |  |  | No p.m. | BATTERIES |  | OTOOPHTHALMOSCOPE-Welch Allyn-7114X | OTOOPHTHALMOSCOPE | 7114X |  |  |  | Welch Allyn | Oto/Ophthalmoscope |  | OTOOPHTHALMOSCOPE-Welch Allyn-7114X |  |  |  |  | Covered PM Repair - Biomedical | MHHS-MG
NO | YES |  |  |  | 129-06580 | 129-06580 | Welch Allyn Inc | 7114x |  | NSN | MH MG-(STX)-South Texas-Needville | MHHS-MG |  | Oto/Ophthalmoscope |  | 129-06580 | 129-06580 | South | MHHS-MG | MH MG-(STX)-South Texas-Needville | Ex 7 |  |  |  |  | OPHTHALMOSCOPE/OTOSCOPES | Oto/Ophthalmoscope | OTOOPHTHALMOSCOPE-Welch Allyn-7114X | OTOOPHTHALMOSCOPE |  |  |  |  | Welch Allyn | Oto/Ophthalmoscope |  | OTOOPHTHALMOSCOPE-Welch Allyn-71641 |  |  |  |  | Covered PM Repair - Biomedical | MHHS-MG | [8 empty] | OTOOPHTHALMOSCOPE | Oto/Ophthalmoscope | Welch Allyn
YES | YES |  |  |  | 013-35562 | 013-35562 | Welch Allyn Inc | 7114x |  | 013-35562 | Conevient Care |  |  |  |  | 013-35562 | 013-35562 | South | Memorial Hermann Medical Group Needville | Conevient Care | Ex 4 | 3/1/15 | 2/1/20 |  |  |  | Oto/Ophthalmoscope | OTOOPHTHALMOSCOPE-Welch Allyn-7114X | [23 empty] | OTOOPHTHALMOSCOPE | Oto/Ophthalmoscope | Welch Allyn
YES | YES |  |  |  | 151-03938 | 151-03938 | Welch Allyn Inc | 7114x |  | nsn | Conevient Care |  |  |  |  | 151-03938 | 151-03938 | South | Memorial Hermann Medical Group Needville | Conevient Care | Ex 2 | [5 empty] | Oto/Ophthalmoscope | OTOOPHTHALMOSCOPE-Welch Allyn-7114X | [23 empty] | OTOOPHTHALMOSCOPE | Oto/Ophthalmoscope | Welch Allyn
YES | YES |  |  |  | 000-03937 | 000-03937 | Welch Allyn Inc | 7114X | [7 empty] | 000-03937 | 000-03937 | Cypress | MHMG |  | Ex room 8 | 2/1/20 | 2/1/20 |  |  |  | Oto/Ophthalmoscope | OTOOPHTHALMOSCOPE-Welch Allyn-7114X | [23 empty] | OTOOPHTHALMOSCOPE | Oto/Ophthalmoscope | Welch Allyn
YES | YES |  |  |  | 000-03938 | 000-03938 | Welch Allyn Inc | 7114X |  |  | MH MG - (CY) - COPPERFIELD |  |  |  |  | 000-03938 | 000-03938 | Cypress |  | MH MG - (CY) - COPPERFIELD | Ex rm 9 | 2/1/20 | 2/1/20 |  |  |  | Oto/Ophthalmoscope | OTOOPHTHALMOSCOPE-Welch Allyn-7114X | [23 empty] | OTOOPHTHALMOSCOPE | Oto/Ophthalmoscope | Welch Allyn
YES | YES |  |  |  | 129-07186 | 129-07186 | Welch Allyn Inc | 7114x |  |  | Conevient Care |  |  |  |  | 129-07186 | 129-07186 | South | Memorial Hermann Medical Group Needville | Conevient Care | Ex 1 | 3/1/15 |  |  |  |  | Oto/Ophthalmoscope | OTOOPHTHALMOSCOPE-Welch Allyn-7114X | [23 empty] | OTOOPHTHALMOSCOPE | Oto/Ophthalmoscope | Welch Allyn
NO | YES |  |  |  | 009-10643 | 009-10643 | Welch Allyn Inc | 7114X |  | NSN | MH MG-(GH)-GH CCC |  |  |  |  | 009-10643 | 009-10643 | Central | MHHS-MG | MH MG-(GH)-GH CCC | Exam 7 | [5 empty] | Oto/Ophthalmoscope | OTOOPHTHALMOSCOPE-Welch Allyn-7114X | [23 empty] | OTOOPHTHALMOSCOPE | Oto/Ophthalmoscope | Welch Allyn
YES | YES |  |  |  | 069-46989 | 069-46989 | Welch Allyn Inc | 7114X |  |  | MH MG - (MC) - MC EXEC HEALTH (MHT) |  |  |  |  | 069-46989 | 069-46989 | West |  | MH MG - (MC) - MC EXEC HEALTH (MHT) | [7 empty] | OTOOPHTHALMOSCOPE-Welch Allyn-7114X
YES | YES |  |  |  | 074-06238 | 074-06238 | Welch Allyn Inc | 7114X |  |  | MH MG - (WDLS) - IMPERIAL OAKS |  |  |  |  | 074-06238 | 074-06238 | Woodlands | MHMG Imperial Oaks Suite100 | MH MG - (WDLS) - IMPERIAL OAKS
NO | NO | [5 empty] | Welch Allyn Inc | 7114X |  | LOT# 08252 | MH MG - (MC) - MEMORIAL CITY (MP3) | MHHS-MG |  | Oto/Ophthalmoscope |  |  |  | West & Memorial City |  | MH MG - (MC) - MEMORIAL CITY (MP3) | [5 empty] | BATTERIES |  | OTOOPHTHALMOSCOPE-Welch Allyn-7114X | OTOOPHTHALMOSCOPE | 7114X |  |  |  | Welch Allyn | Oto/Ophthalmoscope |  | OTOOPHTHALMOSCOPE-Welch Allyn-7114X |  |  |  |  | Covered PM Repair - Biomedical | MHHS-MG
NO | NO | [5 empty] | Welch Allyn Inc | 7114X |  | LOT# 15042 | MH MG - (MC) - MEMORIAL CITY (MP3) | MHHS-MG |  | Oto/Ophthalmoscope |  |  |  | West & Memorial City |  | MH MG - (MC) - MEMORIAL CITY (MP3) | [5 empty] | BATTERIES |  | OTOOPHTHALMOSCOPE-Welch Allyn-7114X | OTOOPHTHALMOSCOPE | 7114X |  |  |  | Welch Allyn | Oto/Ophthalmoscope |  | OTOOPHTHALMOSCOPE-Welch Allyn-7114X |  |  |  |  | Covered PM Repair - Biomedical | MHHS-MG
NO | NO |  |  |  | 017-01236 |  | Welch Allyn Inc | 7114X |  | Lot 15526 | CLOSED - (SE) - SOUTHEAST MEDICAL ASSOCIATES | MHHS-MG |  | Oto/Ophthalmoscope |  | 017-01236 |  | Southeast & Bay Area |  | CLOSED - (SE) - SOUTHEAST MEDICAL ASSOCIATES | [5 empty] | BATTERIES |  | OTOOPHTHALMOSCOPE-Welch Allyn-7114X | OTOOPHTHALMOSCOPE | 7114X |  |  |  | Welch Allyn | Oto/Ophthalmoscope |  | OTOOPHTHALMOSCOPE-Welch Allyn-7114X |  |  |  |  | Covered PM Repair - Biomedical | MHHS-MG
NO | NO |  |  |  | 009-10012 |  | Welch Allyn Inc | 7114X |  | N/A | MH MG - (GH) - URGENT CARE - WASHINGTON AVE | MHHS-MG |  | Oto/Ophthalmoscope |  | 009-10012 |  | Central & Greater Heights |  | MH MG - (GH) - URGENT CARE - WASHINGTON AVE | [5 empty] | BATTERIES |  | OTOOPHTHALMOSCOPE-Welch Allyn-7114X | OTOOPHTHALMOSCOPE | 7114X |  |  |  | Welch Allyn | Oto/Ophthalmoscope |  | OTOOPHTHALMOSCOPE-Welch Allyn-7114X |  |  |  |  | Covered PM Repair - Biomedical | MHHS-MG
NO | NO |  |  |  | 929-01150 |  | Welch Allyn Inc | 7114X |  | Lot 12052 | MH MG - (MC) - MC EXEC HEALTH (MHT) | MHHS-MG |  | Oto/Ophthalmoscope |  | 929-01150 |  | West & Memorial City |  | MH MG - (MC) - MC EXEC HEALTH (MHT) | [5 empty] | BATTERIES |  | OTOOPHTHALMOSCOPE-Welch Allyn-7114X | OTOOPHTHALMOSCOPE | 7114X |  |  |  | Welch Allyn | Oto/Ophthalmoscope |  | OTOOPHTHALMOSCOPE-Welch Allyn-7114X |  |  |  |  | Covered PM Repair - Biomedical | MHHS-MG
NO | NO |  |  |  | 929-01152 |  | Welch Allyn Inc | 7114X |  | Lot 12052 | MH MG - (MC) - MC EXEC HEALTH (MHT) | MHHS-MG |  | Oto/Ophthalmoscope |  | 929-01152 |  | West & Memorial City |  | MH MG - (MC) - MC EXEC HEALTH (MHT) | [5 empty] | BATTERIES |  | OTOOPHTHALMOSCOPE-Welch Allyn-7114X | OTOOPHTHALMOSCOPE | 7114X |  |  |  | Welch Allyn | Oto/Ophthalmoscope |  | OTOOPHTHALMOSCOPE-Welch Allyn-7114X |  |  |  |  | Covered PM Repair - Biomedical | MHHS-MG
NO | NO |  |  |  | 000-03591 |  | Welch Allyn Inc | 7114X |  | LOT#15233 | MH MG - (SE) - ALVIN | MHHS-MG |  | Oto/Ophthalmoscope |  | 000-03591 |  | Southeast & Bay Area |  | MH MG - (SE) - ALVIN | [5 empty] | BATTERIES |  | OTOOPHTHALMOSCOPE-Welch Allyn-7114X | OTOOPHTHALMOSCOPE | 7114X |  |  |  | Welch Allyn | Oto/Ophthalmoscope |  | OTOOPHTHALMOSCOPE-Welch Allyn-7114X |  |  |  |  | Covered PM Repair - Biomedical | MHHS-MG
NO | NO |  |  |  | 000-03593 |  | Welch Allyn Inc | 7114X |  | LOT#15233 | MH MG - (SE) - ALVIN | MHHS-MG |  | Oto/Ophthalmoscope |  | 000-03593 |  | Southeast & Bay Area |  | MH MG - (SE) - ALVIN | [5 empty] | BATTERIES |  | OTOOPHTHALMOSCOPE-Welch Allyn-7114X | OTOOPHTHALMOSCOPE | 7114X |  |  |  | Welch Allyn | Oto/Ophthalmoscope |  | OTOOPHTHALMOSCOPE-Welch Allyn-7114X |  |  |  |  | Covered PM Repair - Biomedical | MHHS-MG
NO | NO |  |  |  | 017-01068 |  | Welch Allyn Inc | 7114X |  | LOT#15233 | MH MG - (SE) - ALVIN | MHHS-MG |  | Oto/Ophthalmoscope |  | 017-01068 |  | Southeast & Bay Area |  | MH MG - (SE) - ALVIN | [5 empty] | BATTERIES |  | OTOOPHTHALMOSCOPE-Welch Allyn-7114X | OTOOPHTHALMOSCOPE | 7114X |  |  |  | Welch Allyn | Oto/Ophthalmoscope |  | OTOOPHTHALMOSCOPE-Welch Allyn-7114X |  |  |  |  | Covered PM Repair - Biomedical | MHHS-MG
NO | NO |  |  |  | 017-01071 |  | Welch Allyn Inc | 7114X |  | LOT#15233 | MH MG - (SE) - ALVIN | MHHS-MG |  | Oto/Ophthalmoscope |  | 017-01071 |  | Southeast & Bay Area |  | MH MG - (SE) - ALVIN | [5 empty] | BATTERIES |  | OTOOPHTHALMOSCOPE-Welch Allyn-7114X | OTOOPHTHALMOSCOPE | 7114X |  |  |  | Welch Allyn | Oto/Ophthalmoscope |  | OTOOPHTHALMOSCOPE-Welch Allyn-7114X |  |  |  |  | Not Covered Vendor Only - Biomedical | MHHS-MG
NO | NO |  |  |  | 017-01074 |  | Welch Allyn Inc | 7114X |  | LOT#15233 | MH MG - (SE) - ALVIN | MHHS-MG |  | Oto/Ophthalmoscope |  | 017-01074 |  | Southeast & Bay Area |  | MH MG - (SE) - ALVIN | [5 empty] | BATTERIES |  | OTOOPHTHALMOSCOPE-Welch Allyn-7114X | OTOOPHTHALMOSCOPE | 7114X |  |  |  | Welch Allyn | Oto/Ophthalmoscope |  | OTOOPHTHALMOSCOPE-Welch Allyn-7114X |  |  |  |  | Covered PM Repair - Biomedical | MHHS-MG
NO | NO |  |  |  | 017-01077 |  | Welch Allyn Inc | 7114X |  | LOT#15233 | MH MG - (SE) - ALVIN | MHHS-MG |  | Oto/Ophthalmoscope |  | 017-01077 |  | Southeast & Bay Area |  | MH MG - (SE) - ALVIN | [5 empty] | BATTERIES |  | OTOOPHTHALMOSCOPE-Welch Allyn-7114X | OTOOPHTHALMOSCOPE | 7114X |  |  |  | Welch Allyn | Oto/Ophthalmoscope |  | OTOOPHTHALMOSCOPE-Welch Allyn-7114X |  |  |  |  | Covered PM Repair - Biomedical | MHHS-MG
NO | NO |  |  |  | 017-01080 |  | Welch Allyn Inc | 7114X |  | LOT#15233 | MH MG - (SE) - ALVIN | MHHS-MG |  | Oto/Ophthalmoscope |  | 017-01080 |  | Southeast & Bay Area |  | MH MG - (SE) - ALVIN | [5 empty] | BATTERIES |  | OTOOPHTHALMOSCOPE-Welch Allyn-7114X | OTOOPHTHALMOSCOPE | 7114X |  |  |  | Welch Allyn | Oto/Ophthalmoscope |  | OTOOPHTHALMOSCOPE-Welch Allyn-7114X |  |  |  |  | Not Covered Vendor Only - Biomedical | MHHS-MG
NO | NO |  |  |  | 017-01083 |  | Welch Allyn Inc | 7114X |  | LOT#15233 | MH MG - (SE) - ALVIN | MHHS-MG |  | Oto/Ophthalmoscope |  | 017-01083 |  | Southeast & Bay Area |  | MH MG - (SE) - ALVIN | [5 empty] | BATTERIES |  | OTOOPHTHALMOSCOPE-Welch Allyn-7114X | OTOOPHTHALMOSCOPE | 7114X |  |  |  | Welch Allyn | Oto/Ophthalmoscope |  | OTOOPHTHALMOSCOPE-Welch Allyn-7114X |  |  |  |  | Covered PM Repair - Biomedical | MHHS-MG
NO | NO |  |  |  | 017-01091 |  | Welch Allyn Inc | 7114X |  | LOT#15233 | MH MG - (SE) - ALVIN | MHHS-MG |  | Oto/Ophthalmoscope |  | 017-01091 |  | Southeast & Bay Area |  | MH MG - (SE) - ALVIN | [5 empty] | BATTERIES |  | OTOOPHTHALMOSCOPE-Welch Allyn-7114X | OTOOPHTHALMOSCOPE | 7114X |  |  |  | Welch Allyn | Oto/Ophthalmoscope |  | OTOOPHTHALMOSCOPE-Welch Allyn-7114X |  |  |  |  | Covered PM Repair - Biomedical | MHHS-MG
NO | NO |  |  |  | 005-11147 |  | Welch Allyn Inc | 7114X |  | 005-11147 | MH MG - (SE) - CLEAR LAKE (WEBSTER) | MHHS-MG |  | Oto/Ophthalmoscope |  | 005-11147 |  | Southeast & Bay Area |  | MH MG - (SE) - CLEAR LAKE (WEBSTER) | [5 empty] | BATTERIES |  | OTOOPHTHALMOSCOPE-Welch Allyn-7114X | OTOOPHTHALMOSCOPE | 7114X |  |  |  | Welch Allyn | Oto/Ophthalmoscope |  | OTOOPHTHALMOSCOPE-Welch Allyn-7114X |  |  |  |  | Covered PM Repair - Biomedical | MHHS-MG
NO | NO |  |  |  | 005-11568 |  | Welch Allyn Inc | 7114X |  | 005-11568 | MH MG - (SE) - CLEAR LAKE (WEBSTER) | MHHS-MG |  | Oto/Ophthalmoscope |  | 005-11568 |  | Southeast & Bay Area |  | MH MG - (SE) - CLEAR LAKE (WEBSTER) | [5 empty] | BATTERIES |  | OTOOPHTHALMOSCOPE-Welch Allyn-7114X | OTOOPHTHALMOSCOPE | 7114X |  |  |  | Welch Allyn | Oto/Ophthalmoscope |  | OTOOPHTHALMOSCOPE-Welch Allyn-7114X |  |  |  |  | Covered PM Repair - Biomedical | MHHS-MG
NO | NO |  |  |  | 005-11569 |  | Welch Allyn Inc | 7114X |  | 005-11569 | MH MG - (SE) - CLEAR LAKE (WEBSTER) | MHHS-MG |  | Oto/Ophthalmoscope |  | 005-11569 |  | Southeast & Bay Area |  | MH MG - (SE) - CLEAR LAKE (WEBSTER) | [5 empty] | BATTERIES |  | OTOOPHTHALMOSCOPE-Welch Allyn-7114X | OTOOPHTHALMOSCOPE | 7114X |  |  |  | Welch Allyn | Oto/Ophthalmoscope |  | OTOOPHTHALMOSCOPE-Welch Allyn-7114X |  |  |  |  | Covered PM Repair - Biomedical | MHHS-MG
NO | NO |  |  |  | 005-11570 |  | Welch Allyn Inc | 7114X |  | 005-11570 | MH MG - (SE) - CLEAR LAKE (WEBSTER) | MHHS-MG |  | Oto/Ophthalmoscope |  | 005-11570 |  | Southeast & Bay Area |  | MH MG - (SE) - CLEAR LAKE (WEBSTER) | [5 empty] | BATTERIES |  | OTOOPHTHALMOSCOPE-Welch Allyn-7114X | OTOOPHTHALMOSCOPE | 7114X |  |  |  | Welch Allyn | Oto/Ophthalmoscope |  | OTOOPHTHALMOSCOPE-Welch Allyn-7114X |  |  |  |  | Covered PM Repair - Biomedical | MHHS-MG
NO | NO |  |  |  | 005-11572 |  | Welch Allyn Inc | 7114X |  | 005-11572 | MH MG - (SE) - CLEAR LAKE (WEBSTER) | MHHS-MG |  | Oto/Ophthalmoscope |  | 005-11572 |  | Southeast & Bay Area |  | MH MG - (SE) - CLEAR LAKE (WEBSTER) | [5 empty] | BATTERIES |  | OTOOPHTHALMOSCOPE-Welch Allyn-7114X | OTOOPHTHALMOSCOPE | 7114X |  |  |  | Welch Allyn | Oto/Ophthalmoscope |  | OTOOPHTHALMOSCOPE-Welch Allyn-7114X |  |  |  |  | Covered PM Repair - Biomedical | MHHS-MG
NO | NO |  |  |  | 005-11573 |  | Welch Allyn Inc | 7114X |  | 005-11573 | MH MG - (SE) - CLEAR LAKE (WEBSTER) | MHHS-MG |  | Oto/Ophthalmoscope |  | 005-11573 |  | Southeast & Bay Area |  | MH MG - (SE) - CLEAR LAKE (WEBSTER) | [5 empty] | BATTERIES |  | OTOOPHTHALMOSCOPE-Welch Allyn-7114X | OTOOPHTHALMOSCOPE | 7114X |  |  |  | Welch Allyn | Oto/Ophthalmoscope |  | OTOOPHTHALMOSCOPE-Welch Allyn-7114X |  |  |  |  | Covered PM Repair - Biomedical | MHHS-MG
NO | NO |  |  |  | 017-01221 |  | Welch Allyn Inc | 7114X |  | Lot 16228 | MH MG - (SE) - URGENT CARE - CLEAR LAKE (WEBSTER) | MHHS-MG |  | Oto/Ophthalmoscope |  | 017-01221 |  | Southeast & Bay Area |  | MH MG - (SE) - URGENT CARE - CLEAR LAKE (WEBSTER) | [5 empty] | BATTERIES |  | OTOOPHTHALMOSCOPE-Welch Allyn-7114X | OTOOPHTHALMOSCOPE | 7114X |  |  |  | Welch Allyn | Oto/Ophthalmoscope |  | OTOOPHTHALMOSCOPE-Welch Allyn-7114X |  |  |  |  | Covered PM Repair - Biomedical | MHHS-MG
NO | NO |  |  |  | 005-03928 |  | Welch Allyn Inc | 7114X |  |  | SE - NEONATAL ICU | MHHS-Southeast |  | Oto/Ophthalmoscope |  | 005-03928 |  | Southeast & Bay Area |  | SE - NEONATAL ICU | [5 empty] | BATTERIES |  | OTOOPHTHALMOSCOPE-Welch Allyn-7114X | OTOOPHTHALMOSCOPE | 7114X |  |  |  | Welch Allyn | Oto/Ophthalmoscope |  | OTOOPHTHALMOSCOPE-Welch Allyn-7114X |  |  |  |  | Covered PM Repair - Biomedical | MHHS-Southeast
NO | YES |  |  |  | 000-04905 | 000-04905 | Welch Allyn Inc | 71641-M |  | 000-04905 | Pearland-Projects | MHHS-MG |  | Oto/Ophthalmoscope |  | 000-04905 | 000-04905 | Pearland | MHHS-Pearland Hospital | Pearland-Projects | Exam 1 |  |  |  |  | OPHTHALMOSCOPE/OTOSCOPES | Oto/Ophthalmoscope | OTOOPHTHALMOSCOPE-Welch Allyn-71641 | OTOOPHTHALMOSCOPE |  |  |  |  | Welch Allyn | Oto/Ophthalmoscope |  | OTOOPHTHALMOSCOPE-Welch Allyn-71641 |  | 4/1/21 |  |  | Not Covered Vendor Only - Biomedical | MHHS-MG | [8 empty] | OTOOPHTHALMOSCOPE | Oto/Ophthalmoscope | Welch Allyn
NO | YES | Serial Number 19164 |  |  | 000-04907 | 000-04907 | Welch Allyn Inc | 71641-M |  |  | Pearland-Projects | MHHS-MG |  | Oto/Ophthalmoscope |  | 000-04907 | 000-04907 | Pearland | MHHS-Pearland Hospital | Pearland-Projects | Exam 3 |  |  |  |  | OPHTHALMOSCOPE/OTOSCOPES | Oto/Ophthalmoscope | OTOOPHTHALMOSCOPE-Welch Allyn-71641 | OTOOPHTHALMOSCOPE |  |  |  |  | Welch Allyn | Oto/Ophthalmoscope |  | OTOOPHTHALMOSCOPE-Welch Allyn-71641 |  | 4/1/21 |  |  | Not Covered Vendor Only - Biomedical | MHHS-MG | [8 empty] | OTOOPHTHALMOSCOPE | Oto/Ophthalmoscope | Welch Allyn
NO | YES | Serial Number 19164 |  |  | 000-04981 | 000-04981 | Welch Allyn Inc | 71641-M |  |  | Pearland-Projects | MHHS-MG |  | Oto/Ophthalmoscope |  | 000-04981 | 000-04981 | Pearland | MHHS-Pearland Hospital | Pearland-Projects | Exam 4 |  |  |  |  | OPHTHALMOSCOPE/OTOSCOPES | Oto/Ophthalmoscope | OTOOPHTHALMOSCOPE-Welch Allyn-71641 | OTOOPHTHALMOSCOPE |  |  |  |  | Welch Allyn | Oto/Ophthalmoscope |  | OTOOPHTHALMOSCOPE-Welch Allyn-71641 |  | 4/1/21 |  |  | Not Covered Vendor Only - Biomedical | MHHS-MG | [8 empty] | OTOOPHTHALMOSCOPE | Oto/Ophthalmoscope | Welch Allyn
NO | YES |  |  |  | 000-04982 | 000-04982 | Welch Allyn Inc | 71641-M |  | 000-04982 | MH MG-(PL)-Pearland Clinic | MHHS-MG |  | Oto/Ophthalmoscope |  | 000-04982 | 000-04982 | Pearland | MHHS-MG | MH MG-(PL)-Pearland Clinic | Suite 100 exam room 6 |  |  |  |  | OPHTHALMOSCOPE/OTOSCOPES | Oto/Ophthalmoscope | OTOOPHTHALMOSCOPE-Welch Allyn-71641 | OTOOPHTHALMOSCOPE |  |  |  |  | Welch Allyn | Oto/Ophthalmoscope |  | OTOOPHTHALMOSCOPE-Welch Allyn-71641 |  | 4/1/21 |  |  | Not Covered Vendor Only - Biomedical | MHHS-MG | [8 empty] | OTOOPHTHALMOSCOPE | Oto/Ophthalmoscope | Welch Allyn
NO | YES |  |  |  | 000-04983 | 000-04983 | Welch Allyn Inc | 71641-M |  | 000-04983 | MH MG-(PL)-Pearland Clinic | MHHS-MG |  | Oto/Ophthalmoscope |  | 000-04983 | 000-04983 | Pearland | MHHS-MG | MH MG-(PL)-Pearland Clinic | Exam room 7 | 2/1/17 |  |  | No pm required | OPHTHALMOSCOPE/OTOSCOPES | Oto/Ophthalmoscope | OTOOPHTHALMOSCOPE-Welch Allyn-71641 | OTOOPHTHALMOSCOPE |  |  |  |  | Welch Allyn | Oto/Ophthalmoscope |  | OTOOPHTHALMOSCOPE-Welch Allyn-71641 |  | 4/1/21 |  |  | Not Covered Vendor Only - Biomedical | MHHS-MG | [8 empty] | OTOOPHTHALMOSCOPE | Oto/Ophthalmoscope | Welch Allyn
NO | YES |  |  |  | 000-04991 | 000-04991 | Welch Allyn Inc | 71641-M |  | 000-04991 | MH MG-(PL)-Pearland Clinic | MHHS-MG |  | Oto/Ophthalmoscope |  | 000-04991 | 000-04991 | Pearland | MHHS-MG | MH MG-(PL)-Pearland Clinic | Exam 17 |  |  |  | No pm required | OPHTHALMOSCOPE/OTOSCOPES | Oto/Ophthalmoscope | OTOOPHTHALMOSCOPE-Welch Allyn-71641 | OTOOPHTHALMOSCOPE |  |  |  |  | Welch Allyn | Oto/Ophthalmoscope |  | OTOOPHTHALMOSCOPE-Welch Allyn-71641 |  | 4/1/21 |  |  | Not Covered Vendor Only - Biomedical | MHHS-MG | [8 empty] | OTOOPHTHALMOSCOPE | Oto/Ophthalmoscope | Welch Allyn
NO | YES |  |  |  | 000-04992 | 000-04992 | Welch Allyn Inc | 71641-M |  | 000-04992 | MH MG-(PL)-Pearland Clinic | MHHS-MG |  | Oto/Ophthalmoscope |  | 000-04992 | 000-04992 | Pearland | MHHS-MG | MH MG-(PL)-Pearland Clinic | Exam 17 |  |  |  |  | OPHTHALMOSCOPE/OTOSCOPES | Oto/Ophthalmoscope | OTOOPHTHALMOSCOPE-Welch Allyn-71641 | OTOOPHTHALMOSCOPE |  |  |  |  | Welch Allyn | Oto/Ophthalmoscope |  | OTOOPHTHALMOSCOPE-Welch Allyn-71641 |  | 4/1/21 |  |  | Not Covered Vendor Only - Biomedical | MHHS-MG | [8 empty] | OTOOPHTHALMOSCOPE | Oto/Ophthalmoscope | Welch Allyn
NO | YES |  |  |  | 000-04993 | 000-04993 | Welch Allyn Inc | 71641-M |  | 000-04993 | Pearland-Projects | MHHS-MG |  | Oto/Ophthalmoscope |  | 000-04993 | 000-04993 | Pearland | MHHS-Pearland Hospital | Pearland-Projects | Exam 18 |  |  |  |  | OPHTHALMOSCOPE/OTOSCOPES | Oto/Ophthalmoscope | OTOOPHTHALMOSCOPE-Welch Allyn-71641 | OTOOPHTHALMOSCOPE |  |  |  |  | Welch Allyn | Oto/Ophthalmoscope |  | OTOOPHTHALMOSCOPE-Welch Allyn-71641 |  | 4/1/21 |  |  | Not Covered Vendor Only - Biomedical | MHHS-MG | [8 empty] | OTOOPHTHALMOSCOPE | Oto/Ophthalmoscope | Welch Allyn
NO | YES |  |  |  | 000-04994 | 000-04994 | Welch Allyn Inc | 71641-M |  | 000-04994 | MH MG-(PL)-Pearland Clinic | MHHS-MG |  | Oto/Ophthalmoscope |  | 000-04994 | 000-04994 | Pearland | MHHS-MG | MH MG-(PL)-Pearland Clinic | Exam 19 |  |  |  | No pm required | OPHTHALMOSCOPE/OTOSCOPES | Oto/Ophthalmoscope | OTOOPHTHALMOSCOPE-Welch Allyn-71641 | OTOOPHTHALMOSCOPE |  |  |  |  | Welch Allyn | Oto/Ophthalmoscope |  | OTOOPHTHALMOSCOPE-Welch Allyn-71641 |  | 4/1/21 |  |  | Not Covered Vendor Only - Biomedical | MHHS-MG | [8 empty] | OTOOPHTHALMOSCOPE | Oto/Ophthalmoscope | Welch Allyn
NO | YES |  |  |  | 000-04995 | 000-04995 | Welch Allyn Inc | 71641-M |  | 000-04995 | MH MG-(PL)-Pearland Clinic | MHHS-MG |  | Oto/Ophthalmoscope |  | 000-04995 | 000-04995 | Pearland | MHHS-MG | MH MG-(PL)-Pearland Clinic | Room 8 |  |  |  |  | OPHTHALMOSCOPE/OTOSCOPES | Oto/Ophthalmoscope | OTOOPHTHALMOSCOPE-Welch Allyn-71641 | OTOOPHTHALMOSCOPE |  |  |  |  | Welch Allyn | Oto/Ophthalmoscope |  | OTOOPHTHALMOSCOPE-Welch Allyn-71641 |  | 4/1/21 |  |  | Not Covered Vendor Only - Biomedical | MHHS-MG | [8 empty] | OTOOPHTHALMOSCOPE | Oto/Ophthalmoscope | Welch Allyn
NO | YES |  |  |  | 000-04996 | 000-04996 | Welch Allyn Inc | 71641-M |  | 000-04996 | MH MG-(PL)-Pearland Clinic | MHHS-MG |  | Oto/Ophthalmoscope |  | 000-04996 | 000-04996 | Pearland | MHHS-MG | MH MG-(PL)-Pearland Clinic | Exam 14 |  |  |  | No pm required | OPHTHALMOSCOPE/OTOSCOPES | Oto/Ophthalmoscope | OTOOPHTHALMOSCOPE-Welch Allyn-71641 | OTOOPHTHALMOSCOPE |  |  |  |  | Welch Allyn | Oto/Ophthalmoscope |  | OTOOPHTHALMOSCOPE-Welch Allyn-71641 |  | 4/1/21 |  |  | Not Covered Vendor Only - Biomedical | MHHS-MG | [8 empty] | OTOOPHTHALMOSCOPE | Oto/Ophthalmoscope | Welch Allyn
NO | YES |  |  |  | 000-04997 | 000-04997 | Welch Allyn Inc | 71641-M |  | 000-04997 | Pearland-Projects | MHHS-MG |  | Oto/Ophthalmoscope |  | 000-04997 | 000-04997 | Pearland | MHHS-Pearland Hospital | Pearland-Projects | Exam 13 |  |  |  |  | OPHTHALMOSCOPE/OTOSCOPES | Oto/Ophthalmoscope | OTOOPHTHALMOSCOPE-Welch Allyn-71641 | OTOOPHTHALMOSCOPE |  |  |  |  | Welch Allyn | Oto/Ophthalmoscope |  | OTOOPHTHALMOSCOPE-Welch Allyn-71641 |  | 4/1/21 |  |  | Not Covered Vendor Only - Biomedical | MHHS-MG | [8 empty] | OTOOPHTHALMOSCOPE | Oto/Ophthalmoscope | Welch Allyn
NO | YES |  |  |  | 000-04998 | 000-04998 | Welch Allyn Inc | 71641-M |  | 000-04998 | MH MG-(PL)-Pearland Clinic | MHHS-MG |  | Oto/Ophthalmoscope |  | 000-04998 | 000-04998 | Pearland | MHHS-MG | MH MG-(PL)-Pearland Clinic | Exam 15 |  |  |  |  | OPHTHALMOSCOPE/OTOSCOPES | Oto/Ophthalmoscope | OTOOPHTHALMOSCOPE-Welch Allyn-71641 | OTOOPHTHALMOSCOPE |  |  |  |  | Welch Allyn | Oto/Ophthalmoscope |  | OTOOPHTHALMOSCOPE-Welch Allyn-71641 |  | 4/1/21 |  |  | Not Covered Vendor Only - Biomedical | MHHS-MG | [8 empty] | OTOOPHTHALMOSCOPE | Oto/Ophthalmoscope | Welch Allyn
NO | YES |  |  |  | 000-04999 | 000-04999 | Welch Allyn Inc | 71641-M |  | 000-04999 | Pearland-Projects | MHHS-MG |  | Oto/Ophthalmoscope |  | 000-04999 | 000-04999 | Pearland | MHHS-Pearland Hospital | Pearland-Projects | Exam 11 |  |  |  |  | OPHTHALMOSCOPE/OTOSCOPES | Oto/Ophthalmoscope | OTOOPHTHALMOSCOPE-Welch Allyn-71641 | OTOOPHTHALMOSCOPE |  |  |  |  | Welch Allyn | Oto/Ophthalmoscope |  | OTOOPHTHALMOSCOPE-Welch Allyn-71641 |  |  |  |  | Covered PM Repair - Biomedical | MHHS-MG | [8 empty] | OTOOPHTHALMOSCOPE | Oto/Ophthalmoscope | Welch Allyn
NO | YES |  |  |  | 000-05000 | 000-05000 | Welch Allyn Inc | 71641-M |  | 000-05000 | Pearland-Projects | MHHS-MG |  | Oto/Ophthalmoscope |  | 000-05000 | 000-05000 | Pearland | MHHS-Pearland Hospital | Pearland-Projects | Exam 10 |  |  |  |  | OPHTHALMOSCOPE/OTOSCOPES | Oto/Ophthalmoscope | OTOOPHTHALMOSCOPE-Welch Allyn-71641 | OTOOPHTHALMOSCOPE |  |  |  |  | Welch Allyn | Oto/Ophthalmoscope |  | OTOOPHTHALMOSCOPE-Welch Allyn-71641 |  |  |  |  | Covered PM Repair - Biomedical | MHHS-MG | [8 empty] | OTOOPHTHALMOSCOPE | Oto/Ophthalmoscope | Welch Allyn
NO | YES |  |  |  | 000-05001 | 000-05001 | Welch Allyn Inc | 71641-M |  | 000-05001 | Pearland-Projects | MHHS-MG |  | Oto/Ophthalmoscope |  | 000-05001 | 000-05001 | Pearland | MHHS-Pearland Hospital | Pearland-Projects | Exam 12 |  |  |  |  | OPHTHALMOSCOPE/OTOSCOPES | Oto/Ophthalmoscope | OTOOPHTHALMOSCOPE-Welch Allyn-71641 | OTOOPHTHALMOSCOPE |  |  |  |  | Welch Allyn | Oto/Ophthalmoscope |  | OTOOPHTHALMOSCOPE-Welch Allyn-71641 |  |  |  |  | Covered PM Repair - Biomedical | MHHS-MG | [8 empty] | OTOOPHTHALMOSCOPE | Oto/Ophthalmoscope | Welch Allyn
NO | YES | Serial Number 19164 |  |  | 000-05193 | 000-05193 | Welch Allyn Inc | 71641-M |  |  | Pearland-Projects | MHHS-MG |  | Oto/Ophthalmoscope |  | 000-05193 | 000-05193 | Pearland | MHHS-Pearland Hospital | Pearland-Projects | Exam 2 |  |  |  |  | OPHTHALMOSCOPE/OTOSCOPES | Oto/Ophthalmoscope | OTOOPHTHALMOSCOPE-Welch Allyn-71641 | OTOOPHTHALMOSCOPE |  |  |  |  | Welch Allyn | Oto/Ophthalmoscope |  | OTOOPHTHALMOSCOPE-Welch Allyn-71641 |  | 9/21/26 |  |  | Covered PM Repair - Biomedical | MHHS-MG | [8 empty] | OTOOPHTHALMOSCOPE | Oto/Ophthalmoscope | Welch Allyn
NO | YES |  |  |  | 000-05194 | 000-05194 | Welch Allyn Inc | 71641-M |  | 000-05194 | MH MG-(PL)-Pearland Clinic | MHHS-MG |  | Oto/Ophthalmoscope |  | 000-05194 | 000-05194 | Pearland | MHHS-MG | MH MG-(PL)-Pearland Clinic | ExM 9 |  |  |  | No pm required sticker | OPHTHALMOSCOPE/OTOSCOPES | Oto/Ophthalmoscope | OTOOPHTHALMOSCOPE-Welch Allyn-71641 | OTOOPHTHALMOSCOPE |  |  |  |  | Welch Allyn | Oto/Ophthalmoscope |  | OTOOPHTHALMOSCOPE-Welch Allyn-71641 |  | 9/1/26 |  |  | Not Covered Vendor Only - Biomedical | MHHS-MG | [8 empty] | OTOOPHTHALMOSCOPE | Oto/Ophthalmoscope | Welch Allyn
NO | YES |  |  |  | 009-10640 | 009-10640 | Welch Allyn Inc | 71641-M |  | NSN | MH MG-(GH)-GH CCC-Timeshare | MHHS-MG |  | Oto/Ophthalmoscope |  | 009-10640 | 009-10640 | Central | MHHS-MG | MH MG-(GH)-GH CCC-Timeshare | Room 1 | 9/1/17 | 9/1/20 |  |  | OPHTHALMOSCOPE/OTOSCOPES | Oto/Ophthalmoscope | OTOOPHTHALMOSCOPE-Welch Allyn-71641 | OTOOPHTHALMOSCOPE |  |  |  |  | Welch Allyn | Oto/Ophthalmoscope |  | OTOOPHTHALMOSCOPE-Welch Allyn-71641 |  | 10/1/19 |  |  | Covered PM Repair - Biomedical | MHHS-MG | [8 empty] | OTOOPHTHALMOSCOPE | Oto/Ophthalmoscope | Welch Allyn
NO | YES |  |  |  | 009-10641 | 009-10641 | Welch Allyn Inc | 71641-M |  | NSN | MH MG-(GH)-GH CCC | MHHS-MG |  | Oto/Ophthalmoscope |  | 009-10641 | 009-10641 | Central | MHHS-MG | MH MG-(GH)-GH CCC | Exam 11 | 9/1/17 |  |  |  | OPHTHALMOSCOPE/OTOSCOPES | Oto/Ophthalmoscope | OTOOPHTHALMOSCOPE-Welch Allyn-71641 | OTOOPHTHALMOSCOPE |  |  |  |  | Welch Allyn | Oto/Ophthalmoscope |  | OTOOPHTHALMOSCOPE-Welch Allyn-71641 |  | 10/1/18 |  |  | Covered PM Repair - Biomedical | MHHS-MG | [8 empty] | OTOOPHTHALMOSCOPE | Oto/Ophthalmoscope | Welch Allyn
NO | YES |  |  |  | 009-10642 | 009-10642 | Welch Allyn Inc | 71641-M |  | NSN | MH MG-(GH)-GH CCC | MHHS-MG |  | Oto/Ophthalmoscope |  | 009-10642 | 009-10642 | Central | MHHS-MG | MH MG-(GH)-GH CCC | Exam 6 | 9/1/17 |  |  |  | OPHTHALMOSCOPE/OTOSCOPES | Oto/Ophthalmoscope | OTOOPHTHALMOSCOPE-Welch Allyn-71641 | OTOOPHTHALMOSCOPE |  |  |  |  | Welch Allyn | Oto/Ophthalmoscope |  | OTOOPHTHALMOSCOPE-Welch Allyn-71641 |  | 1/1/19 |  |  | Covered PM Repair - Biomedical | MHHS-MG | [8 empty] | OTOOPHTHALMOSCOPE | Oto/Ophthalmoscope | Welch Allyn
NO | YES |  |  |  | 009-10644 | 009-10644 | Welch Allyn Inc | 71641-M |  | NSN | MH MG-(GH)-GH CCC | MHHS-MG |  | Oto/Ophthalmoscope |  | 009-10644 | 009-10644 | Central | MHHS-MG | MH MG-(GH)-GH CCC | Exam 8 | 9/1/17 |  |  |  | OPHTHALMOSCOPE/OTOSCOPES | Oto/Ophthalmoscope | OTOOPHTHALMOSCOPE-Welch Allyn-71641 | OTOOPHTHALMOSCOPE |  |  |  |  | Welch Allyn | Oto/Ophthalmoscope |  | OTOOPHTHALMOSCOPE-Welch Allyn-71641 |  | 10/25/18 |  |  | Covered PM Repair - Biomedical | MHHS-MG | [8 empty] | OTOOPHTHALMOSCOPE | Oto/Ophthalmoscope | Welch Allyn
NO | YES |  |  |  | 009-10645 | 009-10645 | Welch Allyn Inc | 71641-M |  | NSN | MH MG-(GH)-GH CCC | MHHS-MG |  | Oto/Ophthalmoscope |  | 009-10645 | 009-10645 | Central | MHHS-MG | MH MG-(GH)-GH CCC | Exam 12 | 9/1/17 |  |  |  | OPHTHALMOSCOPE/OTOSCOPES | Oto/Ophthalmoscope | OTOOPHTHALMOSCOPE-Welch Allyn-71641 | OTOOPHTHALMOSCOPE |  |  |  |  | Welch Allyn | Oto/Ophthalmoscope |  | OTOOPHTHALMOSCOPE-Welch Allyn-71641 |  | 11/4/20 |  |  | Not Covered Vendor Only - Biomedical | MHHS-MG | [8 empty] | OTOOPHTHALMOSCOPE | Oto/Ophthalmoscope | Welch Allyn
NO | YES |  |  |  | 009-10646 | 009-10646 | Welch Allyn Inc | 71641-M |  | NSN | MH MG-(GH)-GH CCC-Timeshare | MHHS-MG |  | Oto/Ophthalmoscope |  | 009-10646 | 009-10646 | Central | MHHS-MG | MH MG-(GH)-GH CCC-Timeshare | Room 1 | 9/1/17 | 9/1/20 |  |  | OPHTHALMOSCOPE/OTOSCOPES | Oto/Ophthalmoscope | OTOOPHTHALMOSCOPE-Welch Allyn-71641 | OTOOPHTHALMOSCOPE |  |  |  |  | Welch Allyn | Oto/Ophthalmoscope |  | OTOOPHTHALMOSCOPE-Welch Allyn-71641 |  | 1/3/20 |  |  | Not Covered Vendor Only - Biomedical | MHHS-MG | [8 empty] | OTOOPHTHALMOSCOPE | Oto/Ophthalmoscope | Welch Allyn
NO | YES |  |  |  | 009-10647 | 009-10647 | Welch Allyn Inc | 71641-M |  | NSN | MH MG-(GH)-GH CCC | MHHS-MG |  | Oto/Ophthalmoscope |  | 009-10647 | 009-10647 | Central | MHHS-MG | MH MG-(GH)-GH CCC |  | 9/1/17 |  |  |  | OPHTHALMOSCOPE/OTOSCOPES | Oto/Ophthalmoscope | OTOOPHTHALMOSCOPE-Welch Allyn-71641 | OTOOPHTHALMOSCOPE |  |  |  |  | Welch Allyn | Oto/Ophthalmoscope |  | OTOOPHTHALMOSCOPE-Welch Allyn-71641 |  | 4/1/18 |  |  | Covered PM Repair - Biomedical | MHHS-MG | [8 empty] | OTOOPHTHALMOSCOPE | Oto/Ophthalmoscope | Welch Allyn
NO | YES |  |  |  | 009-10648 | 009-10648 | Welch Allyn Inc | 71641-M |  | NSN | MH MG-(GH)-GH CCC | MHHS-MG |  | Oto/Ophthalmoscope |  | 009-10648 | 009-10648 | Central | MHHS-MG | MH MG-(GH)-GH CCC | Exam 9 | 9/1/17 |  |  |  | OPHTHALMOSCOPE/OTOSCOPES | Oto/Ophthalmoscope | OTOOPHTHALMOSCOPE-Welch Allyn-71641 | OTOOPHTHALMOSCOPE |  |  |  |  | Welch Allyn | Oto/Ophthalmoscope |  | OTOOPHTHALMOSCOPE-Welch Allyn-71641 |  | 10/1/18 |  |  | Covered PM Repair - Biomedical | MHHS-MG | [8 empty] | OTOOPHTHALMOSCOPE | Oto/Ophthalmoscope | Welch Allyn
NO | YES | Serial Number Lot 12212 |  |  | 017-01248 | 017-01248 | Welch Allyn Inc | 71641-M |  | Lot 12212 | MH MG-(GH)-GH CCC | MHHS-MG |  | Oto/Ophthalmoscope |  | 017-01248 | 017-01248 | Central | MHHS-MG | MH MG-(GH)-GH CCC | Exam 1 | 9/1/17 |  |  |  | OPHTHALMOSCOPE/OTOSCOPES | Oto/Ophthalmoscope | OTOOPHTHALMOSCOPE-Welch Allyn-71641 | OTOOPHTHALMOSCOPE |  |  |  |  | Welch Allyn | Oto/Ophthalmoscope |  | OTOOPHTHALMOSCOPE-Welch Allyn-71641 |  | 10/1/19 |  |  | Covered PM Repair - Biomedical | MHHS-MG | [8 empty] | OTOOPHTHALMOSCOPE | Oto/Ophthalmoscope | Welch Allyn
NO | YES | Serial Number Lot 12212 |  |  | 017-01250 | 017-01250 | Welch Allyn Inc | 71641-M |  | Lot 12212 | MH MG-(GH)-GH CCC | MHHS-MG |  | Oto/Ophthalmoscope |  | 017-01250 | 017-01250 | Central | MHHS-MG | MH MG-(GH)-GH CCC |  | 9/1/17 |  |  |  | OPHTHALMOSCOPE/OTOSCOPES | Oto/Ophthalmoscope | OTOOPHTHALMOSCOPE-Welch Allyn-71641 | OTOOPHTHALMOSCOPE |  |  |  |  | Welch Allyn | Oto/Ophthalmoscope |  | OTOOPHTHALMOSCOPE-Welch Allyn-71641 |  | 7/22/17 |  |  | Covered PM Repair - Biomedical | MHHS-MG | [8 empty] | OTOOPHTHALMOSCOPE | Oto/Ophthalmoscope | Welch Allyn
NO | YES |  |  |  | 009-10583 | 009-10583 | Welch Allyn Inc | 71641-M |  | NSN | MH MG-(GH)-GH CCC-Timeshare | MHHS-MG |  | Oto/Ophthalmoscope |  | 009-10583 | 009-10583 | Central | MHHS-MG | MH MG-(GH)-GH CCC-Timeshare |  | 9/1/17 |  |  |  | OPHTHALMOSCOPE/OTOSCOPES | Oto/Ophthalmoscope | OTOOPHTHALMOSCOPE-Welch Allyn-71641 | OTOOPHTHALMOSCOPE |  |  |  |  | Welch Allyn | Oto/Ophthalmoscope |  | OTOOPHTHALMOSCOPE-Welch Allyn-71641 |  | 8/1/17 |  |  | Covered PM Repair - Biomedical | MHHS-MG | [8 empty] | OTOOPHTHALMOSCOPE | Oto/Ophthalmoscope | Welch Allyn
NO | YES |  |  |  | 009-10584 | 009-10584 | Welch Allyn Inc | 71641-M |  | NSN | MH MG-(GH)-GH CCC-Timeshare | MHHS-MG |  | Oto/Ophthalmoscope |  | 009-10584 | 009-10584 | Central | MHHS-MG | MH MG-(GH)-GH CCC-Timeshare | Sports | 9/1/17 | 9/1/20 |  |  | OPHTHALMOSCOPE/OTOSCOPES | Oto/Ophthalmoscope | OTOOPHTHALMOSCOPE-Welch Allyn-71641 | OTOOPHTHALMOSCOPE |  |  |  |  | Welch Allyn | Oto/Ophthalmoscope |  | OTOOPHTHALMOSCOPE-Welch Allyn-71641 |  | 7/22/17 |  |  | Covered PM Repair - Biomedical | MHHS-MG | [8 empty] | OTOOPHTHALMOSCOPE | Oto/Ophthalmoscope | Welch Allyn
NO | YES |  |  |  | 009-10585 | 009-10585 | Welch Allyn Inc | 71641-M |  | NSN | MH MG-(GH)-GH CCC-Timeshare | MHHS-MG |  | Oto/Ophthalmoscope |  | 009-10585 | 009-10585 | Central | MHHS-MG | MH MG-(GH)-GH CCC-Timeshare | Room 1 | 9/1/17 | 9/1/20 |  |  | OPHTHALMOSCOPE/OTOSCOPES | Oto/Ophthalmoscope | OTOOPHTHALMOSCOPE-Welch Allyn-71641 | OTOOPHTHALMOSCOPE |  |  |  |  | Welch Allyn | Oto/Ophthalmoscope |  | OTOOPHTHALMOSCOPE-Welch Allyn-71641 |  | 8/1/17 |  |  | Covered PM Repair - Biomedical | MHHS-MG | [8 empty] | OTOOPHTHALMOSCOPE | Oto/Ophthalmoscope | Welch Allyn
NO | YES |  |  |  | 009-10586 | 009-10512 | Welch Allyn Inc | 71641-M |  | NSN | MH MG-(GH)-GH CCC-Timeshare | MHHS-MG |  | Oto/Ophthalmoscope |  | 009-10586 | 009-10512 | Central | MHHS-MG | MH MG-(GH)-GH CCC-Timeshare | Sports | 9/1/17 | 9/1/20 |  |  | OPHTHALMOSCOPE/OTOSCOPES | Oto/Ophthalmoscope | OTOOPHTHALMOSCOPE-Welch Allyn-71641 | OTOOPHTHALMOSCOPE |  |  |  |  | Welch Allyn | Oto/Ophthalmoscope |  | OTOOPHTHALMOSCOPE-Welch Allyn-71641 |  | 7/1/06 |  |  | Covered PM Repair - Biomedical | MHHS-MG | [8 empty] | OTOOPHTHALMOSCOPE | Oto/Ophthalmoscope | Welch Allyn
NO | YES |  |  |  | 009-10587 | 009-10587 | Welch Allyn Inc | 71641-M |  | NSN | MH MG-(GH)-GH CCC-Timeshare | MHHS-MG |  | Oto/Ophthalmoscope |  | 009-10587 | 009-10587 | Central | MHHS-MG | MH MG-(GH)-GH CCC-Timeshare | Sports | 9/1/17 | 9/1/20 |  |  | OPHTHALMOSCOPE/OTOSCOPES | Oto/Ophthalmoscope | OTOOPHTHALMOSCOPE-Welch Allyn-71641 | OTOOPHTHALMOSCOPE |  |  |  |  | Welch Allyn | Oto/Ophthalmoscope |  | OTOOPHTHALMOSCOPE-Welch Allyn-71641 |  |  |  |  | Covered PM Repair - Biomedical | MHHS-MG | [8 empty] | OTOOPHTHALMOSCOPE | Oto/Ophthalmoscope | Welch Allyn
NO | YES |  |  |  | 009-10588 | 009-10588 | Welch Allyn Inc | 71641-M |  | NSN | MH MG-(GH)-GH CCC-Timeshare | MHHS-MG |  | Oto/Ophthalmoscope |  | 009-10588 | 009-10588 | Central | MHHS-MG | MH MG-(GH)-GH CCC-Timeshare | Exam 9 | 9/1/17 |  |  |  | OPHTHALMOSCOPE/OTOSCOPES | Oto/Ophthalmoscope | OTOOPHTHALMOSCOPE-Welch Allyn-71641 | OTOOPHTHALMOSCOPE |  |  |  |  | Welch Allyn | Oto/Ophthalmoscope |  | OTOOPHTHALMOSCOPE-Welch Allyn-71641 |  |  |  |  | Covered PM Repair - Biomedical | MHHS-MG | [8 empty] | OTOOPHTHALMOSCOPE | Oto/Ophthalmoscope | Welch Allyn
NO | YES |  |  |  | 009-10589 | 009-10589 | Welch Allyn Inc | 71641-M |  | NSN | MH MG-(GH)-GH CCC-Timeshare | MHHS-MG |  | Oto/Ophthalmoscope |  | 009-10589 | 009-10589 | Central | MHHS-MG | MH MG-(GH)-GH CCC-Timeshare |  | 9/1/17 |  |  |  | OPHTHALMOSCOPE/OTOSCOPES | Oto/Ophthalmoscope | OTOOPHTHALMOSCOPE-Welch Allyn-71641 | OTOOPHTHALMOSCOPE |  |  |  |  | Welch Allyn | Oto/Ophthalmoscope |  | OTOOPHTHALMOSCOPE-Welch Allyn-71641 |  |  |  |  | Covered PM Repair - Biomedical | MHHS-MG | [8 empty] | OTOOPHTHALMOSCOPE | Oto/Ophthalmoscope | Welch Allyn
NO | YES |  |  |  | 017-01463 | 017-01463 | Welch Allyn Inc | 71641-M |  | NSN | MH MG-(GH)-Urgent Care-Greater Heights | MHHS-MG |  | Oto/Ophthalmoscope |  | 017-01463 | 017-01463 | Central | MHHS-MG | MH MG-(GH)-Urgent Care-Greater Heights | [5 empty] | OPHTHALMOSCOPE/OTOSCOPES | Oto/Ophthalmoscope | OTOOPHTHALMOSCOPE-Welch Allyn-71641 | OTOOPHTHALMOSCOPE |  |  |  |  | Welch Allyn | Oto/Ophthalmoscope |  | OTOOPHTHALMOSCOPE-Welch Allyn-71641 |  | 8/1/12 |  |  | Covered PM Repair - Biomedical | MHHS-MG | [8 empty] | OTOOPHTHALMOSCOPE | Oto/Ophthalmoscope | Welch Allyn
NO | YES |  |  |  | 583-00770 | 583-00770 | Welch Allyn Inc | 71641-M |  | NSN | MH MG-(KY)-Firethorne | MHHS-MG |  | Oto/Ophthalmoscope |  | 583-00770 | 583-00770 | Katy | MHHS-MG | MH MG-(KY)-Firethorne | Nurses ststion |  |  |  |  | OPHTHALMOSCOPE/OTOSCOPES | Oto/Ophthalmoscope | OTOOPHTHALMOSCOPE-Welch Allyn-71641 | OTOOPHTHALMOSCOPE |  |  |  |  | Welch Allyn | Oto/Ophthalmoscope |  | OTOOPHTHALMOSCOPE-Welch Allyn-71641 |  |  |  |  | Covered PM Repair - Biomedical | MHHS-MG | [8 empty] | OTOOPHTHALMOSCOPE | Oto/Ophthalmoscope | Welch Allyn
NO | YES |  |  |  | 583-00771 | 583-00771 | Welch Allyn Inc | 71641-M |  | NSN | MH MG-(KY)-Urgent Care-Fulshear | MHHS-MG |  | Oto/Ophthalmoscope |  | 583-00771 | 583-00771 | Katy | MHHS-MG | MH MG-(KY)-Urgent Care-Fulshear | Exam room 4 |  |  |  |  | OPHTHALMOSCOPE/OTOSCOPES | Oto/Ophthalmoscope | OTOOPHTHALMOSCOPE-Welch Allyn-71641 | OTOOPHTHALMOSCOPE |  |  |  |  | Welch Allyn | Oto/Ophthalmoscope |  | OTOOPHTHALMOSCOPE-Welch Allyn-71641 |  |  |  |  | Covered PM Repair - Biomedical | MHHS-MG | [8 empty] | OTOOPHTHALMOSCOPE | Oto/Ophthalmoscope | Welch Allyn
NO | YES |  |  |  | 583-00772 | 583-00772 | Welch Allyn Inc | 71641-M |  | NSN | MH MG-(KY)-Firethorne | MHHS-MG |  | Oto/Ophthalmoscope |  | 583-00772 | 583-00772 | Katy | MHHS-MG | MH MG-(KY)-Firethorne | Nurses ststion |  |  |  |  | OPHTHALMOSCOPE/OTOSCOPES | Oto/Ophthalmoscope | OTOOPHTHALMOSCOPE-Welch Allyn-71641 | OTOOPHTHALMOSCOPE |  |  |  |  | Welch Allyn | Oto/Ophthalmoscope |  | OTOOPHTHALMOSCOPE-Welch Allyn-71641 |  |  |  |  | Covered PM Repair - Biomedical | MHHS-MG | [8 empty] | OTOOPHTHALMOSCOPE | Oto/Ophthalmoscope | Welch Allyn
NO | YES |  |  |  | 583-00773 | 583-00773 | Welch Allyn Inc | 71641-M |  | NSN | MH MG-(KY)-Firethorne | MHHS-MG |  | Oto/Ophthalmoscope |  | 583-00773 | 583-00773 | Katy | MHHS-MG | MH MG-(KY)-Firethorne | Nurses ststion |  |  |  |  | OPHTHALMOSCOPE/OTOSCOPES | Oto/Ophthalmoscope | OTOOPHTHALMOSCOPE-Welch Allyn-71641 | OTOOPHTHALMOSCOPE |  |  |  |  | Welch Allyn | Oto/Ophthalmoscope |  | OTOOPHTHALMOSCOPE-Welch Allyn-71641 |  | 12/19/14 |  |  | Covered PM Repair - Biomedical | MHHS-MG | [8 empty] | OTOOPHTHALMOSCOPE | Oto/Ophthalmoscope | Welch Allyn
NO | YES |  |  |  | 583-00774 | 583-00774 | Welch Allyn Inc | 71641-M |  | NSN | MH MG-(KY)-Urgent Care-Fulshear | MHHS-MG |  | Oto/Ophthalmoscope |  | 583-00774 | 583-00774 | Katy | MHHS-MG | MH MG-(KY)-Urgent Care-Fulshear | Exam room 4 | 1/1/19 |  |  |  | OPHTHALMOSCOPE/OTOSCOPES | Oto/Ophthalmoscope | OTOOPHTHALMOSCOPE-Welch Allyn-71641 | OTOOPHTHALMOSCOPE |  |  |  |  | Welch Allyn | Oto/Ophthalmoscope |  | OTOOPHTHALMOSCOPE-Welch Allyn-71641 |  |  |  |  | Covered PM Repair - Biomedical | MHHS-MG | [8 empty] | OTOOPHTHALMOSCOPE | Oto/Ophthalmoscope | Welch Allyn
NO | YES |  |  |  | 583-00883 | 583-00883 | Welch Allyn Inc | 71641-M |  | NSN | MH MG-(KY)-Firethorne | MHHS-MG |  | Oto/Ophthalmoscope |  | 583-00883 | 583-00883 | Katy | MHHS-MG | MH MG-(KY)-Firethorne | Exam 4 | 1/1/19 |  |  | One time safety. No serial | OPHTHALMOSCOPE/OTOSCOPES | Oto/Ophthalmoscope | OTOOPHTHALMOSCOPE-Welch Allyn-71641 | OTOOPHTHALMOSCOPE |  |  |  |  | Welch Allyn | Oto/Ophthalmoscope |  | OTOOPHTHALMOSCOPE-Welch Allyn-71641 |  |  |  |  | Covered PM Repair - Biomedical | MHHS-MG | [8 empty] | OTOOPHTHALMOSCOPE | Oto/Ophthalmoscope | Welch Allyn
NO | YES |  |  |  | 583-00884 | 583-00884 | Welch Allyn Inc | 71641-M |  | NSN | MH MG-(KY)-Firethorne | MHHS-MG |  | Oto/Ophthalmoscope |  | 583-00884 | 583-00884 | Katy | MHHS-MG | MH MG-(KY)-Firethorne | Exam 1 | 1/1/19 |  |  | One time safety. No serial | OPHTHALMOSCOPE/OTOSCOPES | Oto/Ophthalmoscope | OTOOPHTHALMOSCOPE-Welch Allyn-71641 | OTOOPHTHALMOSCOPE |  |  |  |  | Welch Allyn | Oto/Ophthalmoscope |  | OTOOPHTHALMOSCOPE-Welch Allyn-71641 |  | 10/2/15 |  |  | Covered PM Repair - Biomedical | MHHS-MG | [8 empty] | OTOOPHTHALMOSCOPE | Oto/Ophthalmoscope | Welch Allyn
NO | YES |  |  |  | 583-00885 | 583-00885 | Welch Allyn Inc | 71641-M |  | NSN | MH MG-(KY)-Urgent Care-Fulshear | MHHS-MG |  | Oto/Ophthalmoscope |  | 583-00885 | 583-00885 | Katy | MHHS-MG | MH MG-(KY)-Urgent Care-Fulshear | Exam room 4 |  |  |  |  | OPHTHALMOSCOPE/OTOSCOPES | Oto/Ophthalmoscope | OTOOPHTHALMOSCOPE-Welch Allyn-71641 | OTOOPHTHALMOSCOPE |  |  |  |  | Welch Allyn | Oto/Ophthalmoscope |  | OTOOPHTHALMOSCOPE-Welch Allyn-71641 |  | 10/2/15 |  |  | Covered PM Repair - Biomedical | MHHS-MG | [8 empty] | OTOOPHTHALMOSCOPE | Oto/Ophthalmoscope | Welch Allyn
NO | YES |  |  |  | 583-00886 | 583-00886 | Welch Allyn Inc | 71641-M |  |  | MH MG-(KY)-Firethorne | MHHS-MG |  | Oto/Ophthalmoscope |  | 583-00886 | 583-00886 | Katy | MHHS-MG | MH MG-(KY)-Firethorne | Exam 3 | 1/1/19 |  |  | One time safety, no pm | OPHTHALMOSCOPE/OTOSCOPES | Oto/Ophthalmoscope | OTOOPHTHALMOSCOPE-Welch Allyn-71641 | OTOOPHTHALMOSCOPE |  |  |  |  | Welch Allyn | Oto/Ophthalmoscope |  | OTOOPHTHALMOSCOPE-Welch Allyn-71641 |  |  |  |  | Covered PM Repair - Biomedical | MHHS-MG | [8 empty] | OTOOPHTHALMOSCOPE | Oto/Ophthalmoscope | Welch Allyn
NO | YES |  |  |  | 929-01118 | 929-01118 | Welch Allyn Inc | 71641-M |  | NSN | MH MG-(KY)-Katy CCC | MHHS-MG |  | Oto/Ophthalmoscope |  | 929-01118 | 929-01118 | Katy | MHHS-MG | MH MG-(KY)-Katy CCC | Exam 12 | 2/1/20 |  |  |  | OPHTHALMOSCOPE/OTOSCOPES | Oto/Ophthalmoscope | OTOOPHTHALMOSCOPE-Welch Allyn-71641 | OTOOPHTHALMOSCOPE |  |  |  |  | Welch Allyn | Oto/Ophthalmoscope |  | OTOOPHTHALMOSCOPE-Welch Allyn-71641 |  |  |  |  | Covered PM Repair - Biomedical | MHHS-MG | [8 empty] | OTOOPHTHALMOSCOPE | Oto/Ophthalmoscope | Welch Allyn
NO | YES |  |  |  | 929-01120 | 929-01120 | Welch Allyn Inc | 71641-M |  | NSN | MH MG-(KY)-Katy CCC | MHHS-MG |  | Oto/Ophthalmoscope |  | 929-01120 | 929-01120 | Katy | MHHS-MG | MH MG-(KY)-Katy CCC | Exam 11 |  |  |  |  | OPHTHALMOSCOPE/OTOSCOPES | Oto/Ophthalmoscope | OTOOPHTHALMOSCOPE-Welch Allyn-71641 | OTOOPHTHALMOSCOPE |  |  |  |  | Welch Allyn | Oto/Ophthalmoscope |  | OTOOPHTHALMOSCOPE-Welch Allyn-71641 |  | 7/1/18 |  |  | Covered PM Repair - Biomedical | MHHS-MG | [8 empty] | OTOOPHTHALMOSCOPE | Oto/Ophthalmoscope | Welch Allyn
NO | YES |  |  |  | 929-01122 | 929-01122 | Welch Allyn Inc | 71641-M |  |  | MH MG-(KY)-Katy CCC | MHHS-MG |  | Oto/Ophthalmoscope |  | 929-01122 | 929-01122 | Katy | MHHS-MG | MH MG-(KY)-Katy CCC | Ex 7 |  |  |  |  | OPHTHALMOSCOPE/OTOSCOPES | Oto/Ophthalmoscope | OTOOPHTHALMOSCOPE-Welch Allyn-71641 | OTOOPHTHALMOSCOPE |  |  |  |  | Welch Allyn | Oto/Ophthalmoscope |  | OTOOPHTHALMOSCOPE-Welch Allyn-71641 |  | 4/19/16 |  |  | Covered PM Repair - Biomedical | MHHS-MG | [8 empty] | OTOOPHTHALMOSCOPE | Oto/Ophthalmoscope | Welch Allyn
NO | YES |  |  |  | 929-01124 | 929-01124 | Welch Allyn Inc | 71641-M |  | NSN | MH MG-(KY)-Katy CCC | MHHS-MG |  | Oto/Ophthalmoscope |  | 929-01124 | 929-01124 | Katy | MHHS-MG | MH MG-(KY)-Katy CCC | Exam 8 |  |  |  |  | OPHTHALMOSCOPE/OTOSCOPES | Oto/Ophthalmoscope | OTOOPHTHALMOSCOPE-Welch Allyn-71641 | OTOOPHTHALMOSCOPE |  |  |  |  | Welch Allyn | Oto/Ophthalmoscope |  | OTOOPHTHALMOSCOPE-Welch Allyn-71641 |  | 4/19/16 |  |  | Covered PM Repair - Biomedical | MHHS-MG | [8 empty] | OTOOPHTHALMOSCOPE | Oto/Ophthalmoscope | Welch Allyn
NO | YES |  |  |  | 929-01126 | 929-01126 | Welch Allyn Inc | 71641-M |  | NSN | MH MG-(KY)-Katy CCC | MHHS-MG |  | Oto/Ophthalmoscope |  | 929-01126 | 929-01126 | Katy | MHHS-MG | MH MG-(KY)-Katy CCC | Exam 9 |  |  |  |  | OPHTHALMOSCOPE/OTOSCOPES | Oto/Ophthalmoscope | OTOOPHTHALMOSCOPE-Welch Allyn-71641 | OTOOPHTHALMOSCOPE |  |  |  |  | Welch Allyn | Oto/Ophthalmoscope |  | OTOOPHTHALMOSCOPE-Welch Allyn-71641 |  | 4/19/16 |  |  | Covered PM Repair - Biomedical | MHHS-MG | [8 empty] | OTOOPHTHALMOSCOPE | Oto/Ophthalmoscope | Welch Allyn
NO | YES |  |  |  | 929-01130 | 929-01130 | Welch Allyn Inc | 71641-M |  |  | MH MG-(KY)-Katy CCC | MHHS-MG |  | Oto/Ophthalmoscope |  | 929-01130 | 929-01130 | Katy | MHHS-MG | MH MG-(KY)-Katy CCC | Ex 2 |  |  |  |  | OPHTHALMOSCOPE/OTOSCOPES | Oto/Ophthalmoscope | OTOOPHTHALMOSCOPE-Welch Allyn-71641 | OTOOPHTHALMOSCOPE |  |  |  |  | Welch Allyn | Oto/Ophthalmoscope |  | OTOOPHTHALMOSCOPE-Welch Allyn-71641 |  | 4/19/16 |  |  | Covered PM Repair - Biomedical | MHHS-MG | [8 empty] | OTOOPHTHALMOSCOPE | Oto/Ophthalmoscope | Welch Allyn
NO | YES |  |  |  | 929-01132 | 929-01132 | Welch Allyn Inc | 71641-M |  |  | MH MG-(KY)-Katy CCC | MHHS-MG |  | Oto/Ophthalmoscope |  | 929-01132 | 929-01132 | Katy | MHHS-MG | MH MG-(KY)-Katy CCC | Ex 4 |  |  |  |  | OPHTHALMOSCOPE/OTOSCOPES | Oto/Ophthalmoscope | OTOOPHTHALMOSCOPE-Welch Allyn-71641 | OTOOPHTHALMOSCOPE |  |  |  |  | Welch Allyn | Oto/Ophthalmoscope |  | OTOOPHTHALMOSCOPE-Welch Allyn-71641 |  | 4/19/16 |  |  | Covered PM Repair - Biomedical | MHHS-MG | [8 empty] | OTOOPHTHALMOSCOPE | Oto/Ophthalmoscope | Welch Allyn
NO | YES |  |  |  | 929-01135 | 929-01135 | Welch Allyn Inc | 71641-M |  | NSN | MH MG-(KY)-Katy CCC | MHHS-MG |  | Oto/Ophthalmoscope |  | 929-01135 | 929-01135 | Katy | MHHS-MG | MH MG-(KY)-Katy CCC | Exam 13 |  |  |  |  | OPHTHALMOSCOPE/OTOSCOPES | Oto/Ophthalmoscope | OTOOPHTHALMOSCOPE-Welch Allyn-71641 | OTOOPHTHALMOSCOPE |  |  |  |  | Welch Allyn | Oto/Ophthalmoscope |  | OTOOPHTHALMOSCOPE-Welch Allyn-71641 |  | 4/19/16 |  |  | Covered PM Repair - Biomedical | MHHS-MG | [8 empty] | OTOOPHTHALMOSCOPE | Oto/Ophthalmoscope | Welch Allyn
NO | YES |  |  |  | 929-01137 | 929-01137 | Welch Allyn Inc | 71641-M |  |  | MH MG-(KY)-Katy CCC | MHHS-MG |  | Oto/Ophthalmoscope |  | 929-01137 | 929-01137 | Katy | MHHS-MG | MH MG-(KY)-Katy CCC | Ex 14 |  |  |  |  | OPHTHALMOSCOPE/OTOSCOPES | Oto/Ophthalmoscope | OTOOPHTHALMOSCOPE-Welch Allyn-71641 | OTOOPHTHALMOSCOPE |  |  |  |  | Welch Allyn | Oto/Ophthalmoscope |  | OTOOPHTHALMOSCOPE-Welch Allyn-71641 |  | 4/19/16 |  |  | Covered PM Repair - Biomedical | MHHS-MG | [8 empty] | OTOOPHTHALMOSCOPE | Oto/Ophthalmoscope | Welch Allyn
NO | YES |  |  |  | 583-00835 | 583-00835 | Welch Allyn Inc | 71641-M |  | 583-00835 | MH MG-(KY)-Katy Peds (Mp2) | MHHS-MG |  | Oto/Ophthalmoscope |  | 583-00835 | 583-00835 | Katy | MHHS-MG | MH MG-(KY)-Katy Peds (Mp2) | Katy - Peds | 1/1/19 |  |  |  | OPHTHALMOSCOPE/OTOSCOPES | Oto/Ophthalmoscope | OTOOPHTHALMOSCOPE-Welch Allyn-71641 | OTOOPHTHALMOSCOPE |  |  |  |  | Welch Allyn | Oto/Ophthalmoscope |  | OTOOPHTHALMOSCOPE-Welch Allyn-71641 |  | 4/19/16 |  |  | Covered PM Repair - Biomedical | MHHS-MG | [8 empty] | OTOOPHTHALMOSCOPE | Oto/Ophthalmoscope | Welch Allyn
NO | YES |  |  |  | 583-00836 | 583-00836 | Welch Allyn Inc | 71641-M |  | 583-00836 | MH MG-(KY)-Katy Peds (Mp2) | MHHS-MG |  | Oto/Ophthalmoscope |  | 583-00836 | 583-00836 | Katy | MHHS-MG | MH MG-(KY)-Katy Peds (Mp2) | Room 18 |  |  |  |  | OPHTHALMOSCOPE/OTOSCOPES | Oto/Ophthalmoscope | OTOOPHTHALMOSCOPE-Welch Allyn-71641 | OTOOPHTHALMOSCOPE |  |  |  |  | Welch Allyn | Oto/Ophthalmoscope |  | OTOOPHTHALMOSCOPE-Welch Allyn-71641 |  | 4/19/16 |  |  | Covered PM Repair - Biomedical | MHHS-MG | [8 empty] | OTOOPHTHALMOSCOPE | Oto/Ophthalmoscope | Welch Allyn
NO | YES |  |  |  | 583-00837 | 583-00837 | Welch Allyn Inc | 71641-M |  | 583-00837 | MH MG-(KY)-Katy Peds (Mp2) | MHHS-MG |  | Oto/Ophthalmoscope |  | 583-00837 | 583-00837 | Katy | MHHS-MG | MH MG-(KY)-Katy Peds (Mp2) | Suite 200 | 1/1/19 | 1/1/20 |  |  | OPHTHALMOSCOPE/OTOSCOPES | Oto/Ophthalmoscope | OTOOPHTHALMOSCOPE-Welch Allyn-71641 | OTOOPHTHALMOSCOPE |  |  |  |  | Welch Allyn | Oto/Ophthalmoscope |  | OTOOPHTHALMOSCOPE-Welch Allyn-71641 |  | 4/19/16 |  |  | Covered PM Repair - Biomedical | MHHS-MG | [8 empty] | OTOOPHTHALMOSCOPE | Oto/Ophthalmoscope | Welch Allyn
NO | YES |  |  |  | 583-00838 | 583-00838 | Welch Allyn Inc | 71641-M |  | 583-00838 | MH MG-(KY)-Katy Peds (Mp2) | MHHS-MG |  | Oto/Ophthalmoscope |  | 583-00838 | 583-00838 | Katy | MHHS-MG | MH MG-(KY)-Katy Peds (Mp2) | Room 18 |  |  |  |  | OPHTHALMOSCOPE/OTOSCOPES | Oto/Ophthalmoscope | OTOOPHTHALMOSCOPE-Welch Allyn-71641 | OTOOPHTHALMOSCOPE |  |  |  |  | Welch Allyn | Oto/Ophthalmoscope |  | OTOOPHTHALMOSCOPE-Welch Allyn-71641 |  | 4/19/16 |  |  | Covered PM Repair - Biomedical | MHHS-MG | [8 empty] | OTOOPHTHALMOSCOPE | Oto/Ophthalmoscope | Welch Allyn
NO | YES |  |  |  | 583-00839 | 583-00839 | Welch Allyn Inc | 71641-M |  | 583-00839 | MH MG-(KY)-Katy Peds (Mp2) | MHHS-MG |  | Oto/Ophthalmoscope |  | 583-00839 | 583-00839 | Katy | MHHS-MG | MH MG-(KY)-Katy Peds (Mp2) | Exam 5 | 1/1/19 |  |  |  | OPHTHALMOSCOPE/OTOSCOPES | Oto/Ophthalmoscope | OTOOPHTHALMOSCOPE-Welch Allyn-71641 | OTOOPHTHALMOSCOPE |  |  |  |  | Welch Allyn | Oto/Ophthalmoscope |  | OTOOPHTHALMOSCOPE-Welch Allyn-71641 |  | 2/1/26 |  |  | Not Covered Vendor Only - Biomedical | MHHS-MG | [8 empty] | OTOOPHTHALMOSCOPE | Oto/Ophthalmoscope | Welch Allyn
NO | YES |  |  |  | 583-00840 | 583-00840 | Welch Allyn Inc | 71641-M |  | 583-00840 | MH MG-(KY)-Katy Peds (Mp2) | MHHS-MG |  | Oto/Ophthalmoscope |  | 583-00840 | 583-00840 | Katy | MHHS-MG | MH MG-(KY)-Katy Peds (Mp2) | Exam 12 | 1/1/19 |  |  |  | OPHTHALMOSCOPE/OTOSCOPES | Oto/Ophthalmoscope | OTOOPHTHALMOSCOPE-Welch Allyn-71641 | OTOOPHTHALMOSCOPE |  |  |  |  | Welch Allyn | Oto/Ophthalmoscope |  | OTOOPHTHALMOSCOPE-Welch Allyn-71641 |  | 4/19/16 |  |  | Covered PM Repair - Biomedical | MHHS-MG | [8 empty] | OTOOPHTHALMOSCOPE | Oto/Ophthalmoscope | Welch Allyn
NO | YES |  |  |  | 583-00841 | 583-00841 | Welch Allyn Inc | 71641-M |  | 583-00841 | MH MG-(KY)-Katy Peds (Mp2) | MHHS-MG |  | Oto/Ophthalmoscope |  | 583-00841 | 583-00841 | Katy | MHHS-MG | MH MG-(KY)-Katy Peds (Mp2) | Suite 250 | 1/1/19 |  |  |  | OPHTHALMOSCOPE/OTOSCOPES | Oto/Ophthalmoscope | OTOOPHTHALMOSCOPE-Welch Allyn-71641 | OTOOPHTHALMOSCOPE |  |  |  |  | Welch Allyn | Oto/Ophthalmoscope |  | OTOOPHTHALMOSCOPE-Welch Allyn-71641 |  | 4/19/16 |  |  | Covered PM Repair - Biomedical | MHHS-MG | [8 empty] | OTOOPHTHALMOSCOPE | Oto/Ophthalmoscope | Welch Allyn
NO | YES |  |  |  | 583-00842 | 583-00842 | Welch Allyn Inc | 71641-M |  | 583-00842 | CAHF-(KY)-Katy [Mp2-Ste200] | MHHS-MG |  | Oto/Ophthalmoscope |  | 583-00842 | 583-00842 | Katy | MHHS-Others | CAHF-(KY)-Katy [Mp2-Ste200] | Exam room 2 | 1/1/19 |  |  | One time safety | OPHTHALMOSCOPE/OTOSCOPES | Oto/Ophthalmoscope | OTOOPHTHALMOSCOPE-Welch Allyn-71641 | OTOOPHTHALMOSCOPE |  |  |  |  | Welch Allyn | Oto/Ophthalmoscope |  | OTOOPHTHALMOSCOPE-Welch Allyn-71641 |  | 4/19/16 |  |  | Covered PM Repair - Biomedical | MHHS-MG | [8 empty] | OTOOPHTHALMOSCOPE | Oto/Ophthalmoscope | Welch Allyn
NO | YES |  |  |  | 583-00843 | 583-00843 | Welch Allyn Inc | 71641-M |  | 583-00843 | MH MG-(KY)-Katy Peds (Mp2) | MHHS-MG |  | Oto/Ophthalmoscope |  | 583-00843 | 583-00843 | Katy | MHHS-MG | MH MG-(KY)-Katy Peds (Mp2) | Suite 200 | 1/1/19 | 1/1/20 |  |  | OPHTHALMOSCOPE/OTOSCOPES | Oto/Ophthalmoscope | OTOOPHTHALMOSCOPE-Welch Allyn-71641 | OTOOPHTHALMOSCOPE |  |  |  |  | Welch Allyn | Oto/Ophthalmoscope |  | OTOOPHTHALMOSCOPE-Welch Allyn-71641 |  | 4/19/16 |  |  | Covered PM Repair - Biomedical | MHHS-MG | [8 empty] | OTOOPHTHALMOSCOPE | Oto/Ophthalmoscope | Welch Allyn
NO | YES |  |  |  | 583-00844 | 583-00844 | Welch Allyn Inc | 71641-M |  | 583-00844 | MH MG-(KY)-Katy Peds (Mp2) | MHHS-MG |  | Oto/Ophthalmoscope |  | 583-00844 | 583-00844 | Katy | MHHS-MG | MH MG-(KY)-Katy Peds (Mp2) | Suite 200 | 1/1/19 | 1/1/20 |  |  | OPHTHALMOSCOPE/OTOSCOPES | Oto/Ophthalmoscope | OTOOPHTHALMOSCOPE-Welch Allyn-71641 | OTOOPHTHALMOSCOPE |  |  |  |  | Welch Allyn | Oto/Ophthalmoscope |  | OTOOPHTHALMOSCOPE-Welch Allyn-71641 |  | 4/19/16 |  |  | Covered PM Repair - Biomedical | MHHS-MG | [8 empty] | OTOOPHTHALMOSCOPE | Oto/Ophthalmoscope | Welch Allyn
NO | YES |  |  |  | 583-00845 | 583-00845 | Welch Allyn Inc | 71641-M |  | 583-00845 | MH MG-(KY)-Katy Peds (Mp2) | MHHS-MG |  | Oto/Ophthalmoscope |  | 583-00845 | 583-00845 | Katy | MHHS-MG | MH MG-(KY)-Katy Peds (Mp2) | Suite 200 | 1/1/19 | 2/1/20 |  |  | OPHTHALMOSCOPE/OTOSCOPES | Oto/Ophthalmoscope | OTOOPHTHALMOSCOPE-Welch Allyn-71641 | OTOOPHTHALMOSCOPE |  |  |  |  | Welch Allyn | Oto/Ophthalmoscope |  | OTOOPHTHALMOSCOPE-Welch Allyn-71641 |  | 4/19/16 |  |  | Covered PM Repair - Biomedical | MHHS-MG | [8 empty] | OTOOPHTHALMOSCOPE | Oto/Ophthalmoscope | Welch Allyn
NO | YES |  |  |  | 583-00846 | 583-00846 | Welch Allyn Inc | 71641-M |  | 583-00846 | MH MG-(KY)-Katy Peds (Mp2) | MHHS-MG |  | Oto/Ophthalmoscope |  | 583-00846 | 583-00846 | Katy | MHHS-MG | MH MG-(KY)-Katy Peds (Mp2) | Exam 13 | 1/1/19 |  |  |  | OPHTHALMOSCOPE/OTOSCOPES | Oto/Ophthalmoscope | OTOOPHTHALMOSCOPE-Welch Allyn-71641 | OTOOPHTHALMOSCOPE |  |  |  |  | Welch Allyn | Oto/Ophthalmoscope |  | OTOOPHTHALMOSCOPE-Welch Allyn-71641 |  | 4/19/16 |  |  | Covered PM Repair - Biomedical | MHHS-MG | [8 empty] | OTOOPHTHALMOSCOPE | Oto/Ophthalmoscope | Welch Allyn
NO | YES |  |  |  | 583-00847 | 583-00847 | Welch Allyn Inc | 71641-M |  | 583-00847 | MH MG-(KY)-Katy Peds (Mp2) | MHHS-MG |  | Oto/Ophthalmoscope |  | 583-00847 | 583-00847 | Katy | MHHS-MG | MH MG-(KY)-Katy Peds (Mp2) | Ex 14 | 1/1/19 |  |  |  | OPHTHALMOSCOPE/OTOSCOPES | Oto/Ophthalmoscope | OTOOPHTHALMOSCOPE-Welch Allyn-71641 | OTOOPHTHALMOSCOPE |  |  |  |  | Welch Allyn | Oto/Ophthalmoscope |  | OTOOPHTHALMOSCOPE-Welch Allyn-71641 |  | 4/19/16 |  |  | Covered PM Repair - Biomedical | MHHS-MG | [8 empty] | OTOOPHTHALMOSCOPE | Oto/Ophthalmoscope | Welch Allyn
NO | YES |  |  |  | 583-00848 | 583-00848 | Welch Allyn Inc | 71641-M |  | 583-00848 | MH MG-(KY)-Katy Peds (Mp2) | MHHS-MG |  | Oto/Ophthalmoscope |  | 583-00848 | 583-00848 | Katy | MHHS-MG | MH MG-(KY)-Katy Peds (Mp2) | Ex 16 |  | 2/1/20 |  |  | OPHTHALMOSCOPE/OTOSCOPES | Oto/Ophthalmoscope | OTOOPHTHALMOSCOPE-Welch Allyn-71641 | OTOOPHTHALMOSCOPE |  |  |  |  | Welch Allyn | Oto/Ophthalmoscope |  | OTOOPHTHALMOSCOPE-Welch Allyn-71641 |  | 4/19/16 |  |  | Covered PM Repair - Biomedical | MHHS-MG | [8 empty] | OTOOPHTHALMOSCOPE | Oto/Ophthalmoscope | Welch Allyn
NO | YES |  |  |  | 583-00849 | 583-00849 | Welch Allyn Inc | 71641-M |  | 583-00849 | MH MG-(KY)-Katy Peds (Mp2) | MHHS-MG |  | Oto/Ophthalmoscope |  | 583-00849 | 583-00849 | Katy | MHHS-MG | MH MG-(KY)-Katy Peds (Mp2) | Exam 4 | 1/1/19 |  |  |  | OPHTHALMOSCOPE/OTOSCOPES | Oto/Ophthalmoscope | OTOOPHTHALMOSCOPE-Welch Allyn-71641 | OTOOPHTHALMOSCOPE |  |  |  |  | Welch Allyn | Oto/Ophthalmoscope |  | OTOOPHTHALMOSCOPE-Welch Allyn-71641 |  | 4/19/16 |  |  | Covered PM Repair - Biomedical | MHHS-MG | [8 empty] | OTOOPHTHALMOSCOPE | Oto/Ophthalmoscope | Welch Allyn
NO | YES |  |  |  | 583-00850 | 583-00850 | Welch Allyn Inc | 71641-M |  | 583-00850 | MH MG-(KY)-Katy Peds (Mp2) | MHHS-MG |  | Oto/Ophthalmoscope |  | 583-00850 | 583-00850 | Katy | MHHS-MG | MH MG-(KY)-Katy Peds (Mp2) | Exam 17 | 1/1/19 |  |  |  | OPHTHALMOSCOPE/OTOSCOPES | Oto/Ophthalmoscope | OTOOPHTHALMOSCOPE-Welch Allyn-71641 | OTOOPHTHALMOSCOPE |  |  |  |  | Welch Allyn | Oto/Ophthalmoscope |  | OTOOPHTHALMOSCOPE-Welch Allyn-71641 |  | 4/19/16 |  |  | Covered PM Repair - Biomedical | MHHS-MG | [8 empty] | OTOOPHTHALMOSCOPE | Oto/Ophthalmoscope | Welch Allyn
NO | YES |  |  |  | 583-00851 | 583-00851 | Welch Allyn Inc | 71641-M |  | 583-00851 | MH MG-(KY)-Katy Peds (Mp2) | MHHS-MG |  | Oto/Ophthalmoscope |  | 583-00851 | 583-00851 | Katy | MHHS-MG | MH MG-(KY)-Katy Peds (Mp2) | Povider office | 1/1/19 |  |  |  | OPHTHALMOSCOPE/OTOSCOPES | Oto/Ophthalmoscope | OTOOPHTHALMOSCOPE-Welch Allyn-71641 | OTOOPHTHALMOSCOPE |  |  |  |  | Welch Allyn | Oto/Ophthalmoscope |  | OTOOPHTHALMOSCOPE-Welch Allyn-71641 |  | 4/19/16 |  |  | Covered PM Repair - Biomedical | MHHS-MG | [8 empty] | OTOOPHTHALMOSCOPE | Oto/Ophthalmoscope | Welch Allyn
NO | YES |  |  |  | 583-00852 | 583-00852 | Welch Allyn Inc | 71641-M |  | 583-00852 | MH MG-(KY)-Katy Peds (Mp2) | MHHS-MG |  | Oto/Ophthalmoscope |  | 583-00852 | 583-00852 | Katy | MHHS-MG | MH MG-(KY)-Katy Peds (Mp2) | Room 18 |  |  |  |  | OPHTHALMOSCOPE/OTOSCOPES | Oto/Ophthalmoscope | OTOOPHTHALMOSCOPE-Welch Allyn-71641 | OTOOPHTHALMOSCOPE |  |  |  |  | Welch Allyn | Oto/Ophthalmoscope |  | OTOOPHTHALMOSCOPE-Welch Allyn-71641 |  | 4/19/16 |  |  | Covered PM Repair - Biomedical | MHHS-MG | [8 empty] | OTOOPHTHALMOSCOPE | Oto/Ophthalmoscope | Welch Allyn
NO | YES |  |  |  | 583-01376 | 583-01376 | Welch Allyn Inc | 71641-M |  | NSN | MH MG-(KY)-Urgent Care-Fulshear | MHHS-MG |  | Oto/Ophthalmoscope |  | 583-01376 | 583-01376 | Katy | MHHS-MG | MH MG-(KY)-Urgent Care-Fulshear | Exam room 4 |  |  |  |  | OPHTHALMOSCOPE/OTOSCOPES | Oto/Ophthalmoscope | OTOOPHTHALMOSCOPE-Welch Allyn-71641 | OTOOPHTHALMOSCOPE |  |  |  |  | Welch Allyn | Oto/Ophthalmoscope |  | OTOOPHTHALMOSCOPE-Welch Allyn-71641 |  | 4/19/16 |  |  | Covered PM Repair - Biomedical | MHHS-MG | [8 empty] | OTOOPHTHALMOSCOPE | Oto/Ophthalmoscope | Welch Allyn
NO | YES |  |  |  | 000-04078 | 000-04078 | Welch Allyn Inc | 71641-M |  | LOT# 17362 | MH MG - (SE) - LC CCC - OCC MED | MHHS-MG |  | Oto/Ophthalmoscope |  | 000-04078 | 000-04078 | Southeast |  | MH MG - (SE) - LC CCC - OCC MED |  |  |  |  | No pm | OPHTHALMOSCOPE/OTOSCOPES | Oto/Ophthalmoscope | OTOOPHTHALMOSCOPE-Welch Allyn-71641 | OTOOPHTHALMOSCOPE |  |  |  |  | Welch Allyn | Oto/Ophthalmoscope |  | OTOOPHTHALMOSCOPE-Welch Allyn-71641 |  | 1/30/20 |  |  | Not Covered Vendor Only - Biomedical | MHHS-MG | [8 empty] | OTOOPHTHALMOSCOPE | Oto/Ophthalmoscope | Welch Allyn
NO | YES |  |  |  | 000-04023 | 000-04023 | Welch Allyn Inc | 71641-M |  | LOT# 18002 | MH MG - (SE) - LC CCC - TIMESHARE | MHHS-MG |  | Oto/Ophthalmoscope |  | 000-04023 | 000-04023 | Southeast | MHHS-MG | MH MG - (SE) - LC CCC - TIMESHARE | Ste500 |  |  |  |  | OPHTHALMOSCOPE/OTOSCOPES | Oto/Ophthalmoscope | OTOOPHTHALMOSCOPE-Welch Allyn-71641 | OTOOPHTHALMOSCOPE |  |  |  |  | Welch Allyn | Oto/Ophthalmoscope |  | OTOOPHTHALMOSCOPE-Welch Allyn-71641 |  | 1/20/20 |  |  | Not Covered Vendor Only - Biomedical | MHHS-MG | [8 empty] | OTOOPHTHALMOSCOPE | Oto/Ophthalmoscope | Welch Allyn
NO | YES |  |  |  | 000-04035 | 000-04035 | Welch Allyn Inc | 71641-M |  | LOT# 18003 | MH MG - (SE) - LC CCC - TIMESHARE | MHHS-MG |  | Oto/Ophthalmoscope |  | 000-04035 | 000-04035 | Southeast | MHHS-MG | MH MG - (SE) - LC CCC - TIMESHARE | Ste500 |  |  |  |  | OPHTHALMOSCOPE/OTOSCOPES | Oto/Ophthalmoscope | OTOOPHTHALMOSCOPE-Welch Allyn-71641 | OTOOPHTHALMOSCOPE |  |  |  |  | Welch Allyn | Oto/Ophthalmoscope |  | OTOOPHTHALMOSCOPE-Welch Allyn-71641 |  | 5/11/18 |  |  | Covered PM Repair - Biomedical | MHHS-MG | [8 empty] | OTOOPHTHALMOSCOPE | Oto/Ophthalmoscope | Welch Allyn
NO | YES |  |  |  | 000-04039 | 000-04039 | Welch Allyn Inc | 71641-M |  | LOT# 17363 | MH MG - (SE) - LC CCC - TIMESHARE | MHHS-MG |  | Oto/Ophthalmoscope |  | 000-04039 | 000-04039 | Southeast | MHHS-MG | MH MG - (SE) - LC CCC - TIMESHARE | Ste500 |  |  |  |  | OPHTHALMOSCOPE/OTOSCOPES | Oto/Ophthalmoscope | OTOOPHTHALMOSCOPE-Welch Allyn-71641 | OTOOPHTHALMOSCOPE |  |  |  |  | Welch Allyn | Oto/Ophthalmoscope |  | OTOOPHTHALMOSCOPE-Welch Allyn-71641 |  | 5/11/18 |  |  | Covered PM Repair - Biomedical | MHHS-MG | [8 empty] | OTOOPHTHALMOSCOPE | Oto/Ophthalmoscope | Welch Allyn
NO | YES |  |  |  | 129-06568 | 129-06568 | Welch Allyn Inc | 71641-M |  | NSN | MH MG - (SL) - SIENNA PLANTATION CCC | MHHS-MG |  | Oto/Ophthalmoscope |  | 129-06568 | 129-06568 | Sugar Land | Memorial Hermann medical group Wharton | MH MG - (SL) - SIENNA PLANTATION CCC |  | 6/1/18 | 6/1/19 |  |  | OPHTHALMOSCOPE/OTOSCOPES | Oto/Ophthalmoscope | OTOOPHTHALMOSCOPE-Welch Allyn-71641 | OTOOPHTHALMOSCOPE |  |  |  |  | Welch Allyn | Oto/Ophthalmoscope |  | OTOOPHTHALMOSCOPE-Welch Allyn-71641 |  | 11/13/18 |  |  | Covered PM Repair - Biomedical | MHHS-MG | [8 empty] | OTOOPHTHALMOSCOPE | Oto/Ophthalmoscope | Welch Allyn
NO | YES |  |  |  | 129-06571 | 129-06571 | Welch Allyn Inc | 71641-M |  |  | MH MG-(STX)-South Texas-Wharton | MHHS-MG |  | Oto/Ophthalmoscope |  | 129-06571 | 129-06571 | South | MHHS-MG | MH MG-(STX)-South Texas-Wharton | Exam 3 | 6/1/18 |  |  |  | OPHTHALMOSCOPE/OTOSCOPES | Oto/Ophthalmoscope | OTOOPHTHALMOSCOPE-Welch Allyn-71641 | OTOOPHTHALMOSCOPE |  |  |  |  | Welch Allyn | Oto/Ophthalmoscope |  | OTOOPHTHALMOSCOPE-Welch Allyn-71641 |  | 3/1/18 |  |  | Covered PM Repair - Biomedical | MHHS-MG | [8 empty] | OTOOPHTHALMOSCOPE | Oto/Ophthalmoscope | Welch Allyn
NO | YES |  |  |  | 129-06575 | 129-06575 | Welch Allyn Inc | 71641-M |  |  | MH MG-(STX)-South Texas-Wharton | MHHS-MG |  | Oto/Ophthalmoscope |  | 129-06575 | 129-06575 | South | MHHS-MG | MH MG-(STX)-South Texas-Wharton | Exam 1 | 6/1/18 |  |  |  | OPHTHALMOSCOPE/OTOSCOPES | Oto/Ophthalmoscope | OTOOPHTHALMOSCOPE-Welch Allyn-71641 | OTOOPHTHALMOSCOPE |  |  |  |  | Welch Allyn | Oto/Ophthalmoscope |  | OTOOPHTHALMOSCOPE-Welch Allyn-71641 |  | 3/1/18 |  |  | Covered PM Repair - Biomedical | MHHS-MG | [8 empty] | OTOOPHTHALMOSCOPE | Oto/Ophthalmoscope | Welch Allyn
NO | YES |  |  |  | 129-06721 | 129-06721 | Welch Allyn Inc | 71641-M |  | 129-06721 | MH MG-(SL)-Sugar Land Multi-Specialty (Mp1) | MHHS-MG |  | Oto/Ophthalmoscope |  | 129-06721 | 129-06721 | Sugar Land | MHHS-MG | MH MG-(SL)-Sugar Land Multi-Specialty (Mp1) | Room 1 | 4/1/16 |  |  |  | OPHTHALMOSCOPE/OTOSCOPES | Oto/Ophthalmoscope | OTOOPHTHALMOSCOPE-Welch Allyn-71641 | OTOOPHTHALMOSCOPE |  |  |  |  | Welch Allyn | Oto/Ophthalmoscope |  | OTOOPHTHALMOSCOPE-Welch Allyn-71641 |  | 4/3/27 |  |  | Covered PM Repair - Biomedical | MHHS-MG | [8 empty] | OTOOPHTHALMOSCOPE | Oto/Ophthalmoscope | Welch Allyn
NO | YES |  |  |  | 129-06722 | 129-06722 | Welch Allyn Inc | 71641-M |  | 129-06722 | MH MG-(SL)-Sugar Land Multi-Specialty (Mp1) | MHHS-MG |  | Oto/Ophthalmoscope |  | 129-06722 | 129-06722 | Sugar Land | MHHS-MG | MH MG-(SL)-Sugar Land Multi-Specialty (Mp1) | Exam 2 | 4/1/16 |  |  |  | OPHTHALMOSCOPE/OTOSCOPES | Oto/Ophthalmoscope | OTOOPHTHALMOSCOPE-Welch Allyn-71641 | OTOOPHTHALMOSCOPE |  |  |  |  | Welch Allyn | Oto/Ophthalmoscope |  | OTOOPHTHALMOSCOPE-Welch Allyn-71641 |  | 4/3/27 |  |  | Covered PM Repair - Biomedical | MHHS-MG | [8 empty] | OTOOPHTHALMOSCOPE | Oto/Ophthalmoscope | Welch Allyn
NO | YES |  |  |  | 129-06723 | 129-06723 koi | Welch Allyn Inc | 71641-M |  | 129-06723 | MH MG-(SL)-Sugar Land Multi-Specialty (Mp1) | MHHS-MG |  | Oto/Ophthalmoscope |  | 129-06723 | 129-06723 koi | Sugar Land | MHHS-MG | MH MG-(SL)-Sugar Land Multi-Specialty (Mp1) | Room 3 | 4/1/16 |  |  |  | OPHTHALMOSCOPE/OTOSCOPES | Oto/Ophthalmoscope | OTOOPHTHALMOSCOPE-Welch Allyn-71641 | OTOOPHTHALMOSCOPE |  |  |  |  | Welch Allyn | Oto/Ophthalmoscope |  | OTOOPHTHALMOSCOPE-Welch Allyn-71641 |  | 4/5/18 |  |  | Covered PM Repair - Biomedical | MHHS-MG | [8 empty] | OTOOPHTHALMOSCOPE | Oto/Ophthalmoscope | Welch Allyn
NO | YES |  |  |  | 129-06724 | 129-06724 | Welch Allyn Inc | 71641-M |  | 129-06724 | MH MG-(SL)-Sugar Land Multi-Specialty (Mp1) | MHHS-MG |  | Oto/Ophthalmoscope |  | 129-06724 | 129-06724 | Sugar Land | MHHS-MG | MH MG-(SL)-Sugar Land Multi-Specialty (Mp1) | Exam room 4 | 4/1/16 |  |  |  | OPHTHALMOSCOPE/OTOSCOPES | Oto/Ophthalmoscope | OTOOPHTHALMOSCOPE-Welch Allyn-71641 | OTOOPHTHALMOSCOPE |  |  |  |  | Welch Allyn | Oto/Ophthalmoscope |  | OTOOPHTHALMOSCOPE-Welch Allyn-71641 |  | 4/5/18 |  |  | Covered PM Repair - Biomedical | MHHS-MG | [8 empty] | OTOOPHTHALMOSCOPE | Oto/Ophthalmoscope | Welch Allyn
NO | YES |  |  |  | 129-06725 | 129-06725 | Welch Allyn Inc | 71641-M |  | 129-06725 | MH MG-(SL)-Sugar Land Multi-Specialty (Mp1) | MHHS-MG |  | Oto/Ophthalmoscope |  | 129-06725 | 129-06725 | Sugar Land | MHHS-MG | MH MG-(SL)-Sugar Land Multi-Specialty (Mp1) | Room 5 | 4/1/16 |  |  |  | OPHTHALMOSCOPE/OTOSCOPES | Oto/Ophthalmoscope | OTOOPHTHALMOSCOPE-Welch Allyn-71641 | OTOOPHTHALMOSCOPE |  |  |  |  | Welch Allyn | Oto/Ophthalmoscope |  | OTOOPHTHALMOSCOPE-Welch Allyn-71641 |  | 4/5/18 |  |  | Covered PM Repair - Biomedical | MHHS-MG | [8 empty] | OTOOPHTHALMOSCOPE | Oto/Ophthalmoscope | Welch Allyn
NO | YES |  |  |  | 129-06726 | 129-06726 | Welch Allyn Inc | 71641-M |  | 129-06726 | MH MG-(SL)-Sugar Land Multi-Specialty (Mp1) | MHHS-MG |  | Oto/Ophthalmoscope |  | 129-06726 | 129-06726 | Sugar Land | MHHS-MG | MH MG-(SL)-Sugar Land Multi-Specialty (Mp1) | Work Room 2 | 4/1/16 |  |  |  | OPHTHALMOSCOPE/OTOSCOPES | Oto/Ophthalmoscope | OTOOPHTHALMOSCOPE-Welch Allyn-71641 | OTOOPHTHALMOSCOPE |  |  |  |  | Welch Allyn | Oto/Ophthalmoscope |  | OTOOPHTHALMOSCOPE-Welch Allyn-71641 |  | 4/3/27 |  |  | Covered PM Repair - Biomedical | MHHS-MG | [8 empty] | OTOOPHTHALMOSCOPE | Oto/Ophthalmoscope | Welch Allyn
NO | YES |  |  |  | 129-06728 | 129-06728 | Welch Allyn Inc | 71641-M |  | 129-06728 | MH MG-(SL)-Sugar Land Multi-Specialty (Mp1) | MHHS-MG |  | Oto/Ophthalmoscope |  | 129-06728 | 129-06728 | Sugar Land | MHHS-MG | MH MG-(SL)-Sugar Land Multi-Specialty (Mp1) | Exam 8 | 4/1/16 |  |  |  | OPHTHALMOSCOPE/OTOSCOPES | Oto/Ophthalmoscope | OTOOPHTHALMOSCOPE-Welch Allyn-71641 | OTOOPHTHALMOSCOPE |  |  |  |  | Welch Allyn | Oto/Ophthalmoscope |  | OTOOPHTHALMOSCOPE-Welch Allyn-71641 |  | 4/6/18 |  |  | Covered PM Repair - Biomedical | MHHS-MG | [8 empty] | OTOOPHTHALMOSCOPE | Oto/Ophthalmoscope | Welch Allyn
NO | YES |  |  |  | 129-06729 | 129-06729 | Welch Allyn Inc | 71641-M |  | 129-06729 | MH MG-(SL)-Sugar Land Multi-Specialty (Mp1) | MHHS-MG |  | Oto/Ophthalmoscope |  | 129-06729 | 129-06729 | Sugar Land | MHHS-MG | MH MG-(SL)-Sugar Land Multi-Specialty (Mp1) | Room 9 | 4/1/16 |  |  |  | OPHTHALMOSCOPE/OTOSCOPES | Oto/Ophthalmoscope | OTOOPHTHALMOSCOPE-Welch Allyn-71641 | OTOOPHTHALMOSCOPE |  |  |  |  | Welch Allyn | Oto/Ophthalmoscope |  | OTOOPHTHALMOSCOPE-Welch Allyn-71641 |  | 4/6/18 |  |  | Covered PM Repair - Biomedical | MHHS-MG | [8 empty] | OTOOPHTHALMOSCOPE | Oto/Ophthalmoscope | Welch Allyn
NO | YES |  |  |  | 129-06730 | 129-06730 | Welch Allyn Inc | 71641-M |  | 129-06730 | MH MG-(SL)-Sugar Land Multi-Specialty (Mp1) | MHHS-MG |  | Oto/Ophthalmoscope |  | 129-06730 | 129-06730 | Sugar Land | MHHS-MG | MH MG-(SL)-Sugar Land Multi-Specialty (Mp1) | Exam 18 | 4/1/16 |  |  |  | OPHTHALMOSCOPE/OTOSCOPES | Oto/Ophthalmoscope | OTOOPHTHALMOSCOPE-Welch Allyn-71641 | OTOOPHTHALMOSCOPE |  |  |  |  | Welch Allyn | Oto/Ophthalmoscope |  | OTOOPHTHALMOSCOPE-Welch Allyn-71641 |  | 4/4/18 |  |  | Covered PM Repair - Biomedical | MHHS-MG | [8 empty] | OTOOPHTHALMOSCOPE | Oto/Ophthalmoscope | Welch Allyn
NO | YES |  |  |  | 129-06731 | 129-06731 | Welch Allyn Inc | 71641-M |  | 129-06731 | MH MG-(SL)-Sugar Land Multi-Specialty (Mp1) | MHHS-MG |  | Oto/Ophthalmoscope |  | 129-06731 | 129-06731 | Sugar Land | MHHS-MG | MH MG-(SL)-Sugar Land Multi-Specialty (Mp1) | Exam 17 | 4/1/16 |  |  |  | OPHTHALMOSCOPE/OTOSCOPES | Oto/Ophthalmoscope | OTOOPHTHALMOSCOPE-Welch Allyn-71641 | OTOOPHTHALMOSCOPE |  |  |  |  | Welch Allyn | Oto/Ophthalmoscope |  | OTOOPHTHALMOSCOPE-Welch Allyn-71641 |  | 4/13/18 |  |  | Covered PM Repair - Biomedical | MHHS-MG | [8 empty] | OTOOPHTHALMOSCOPE | Oto/Ophthalmoscope | Welch Allyn
NO | YES |  |  |  | 129-06732 | 129-06732 | Welch Allyn Inc | 71641-M |  | 129-06732 | MH MG-(SL)-Sugar Land Multi-Specialty (Mp1) | MHHS-MG |  | Oto/Ophthalmoscope |  | 129-06732 | 129-06732 | Sugar Land | MHHS-MG | MH MG-(SL)-Sugar Land Multi-Specialty (Mp1) | Room 16 | 4/1/16 |  |  |  | OPHTHALMOSCOPE/OTOSCOPES | Oto/Ophthalmoscope | OTOOPHTHALMOSCOPE-Welch Allyn-71641 | OTOOPHTHALMOSCOPE |  |  |  |  | Welch Allyn | Oto/Ophthalmoscope |  | OTOOPHTHALMOSCOPE-Welch Allyn-71641 |  | 4/13/18 |  |  | Covered PM Repair - Biomedical | MHHS-MG | [8 empty] | OTOOPHTHALMOSCOPE | Oto/Ophthalmoscope | Welch Allyn
NO | YES |  |  |  | 129-06734 | 129-06734 | Welch Allyn Inc | 71641-M |  | 129-06734 | MH MG-(SL)-Sugar Land Multi-Specialty (Mp1) | MHHS-MG |  | Oto/Ophthalmoscope |  | 129-06734 | 129-06734 | Sugar Land | MHHS-MG | MH MG-(SL)-Sugar Land Multi-Specialty (Mp1) | Room 12 | 4/1/16 |  |  |  | OPHTHALMOSCOPE/OTOSCOPES | Oto/Ophthalmoscope | OTOOPHTHALMOSCOPE-Welch Allyn-71641 | OTOOPHTHALMOSCOPE |  |  |  |  | Welch Allyn | Oto/Ophthalmoscope |  | OTOOPHTHALMOSCOPE-Welch Allyn-71641 |  | 4/5/18 |  |  | Covered PM Repair - Biomedical | MHHS-MG | [8 empty] | OTOOPHTHALMOSCOPE | Oto/Ophthalmoscope | Welch Allyn
NO | YES |  |  |  | 129-06735 | 129-06735 | Welch Allyn Inc | 71641-M |  | 129-06735 | MH MG-(SL)-Sugar Land Multi-Specialty (Mp1) | MHHS-MG |  | Oto/Ophthalmoscope |  | 129-06735 | 129-06735 | Sugar Land | MHHS-MG | MH MG-(SL)-Sugar Land Multi-Specialty (Mp1) | Exam 14 | 4/1/16 |  |  |  | OPHTHALMOSCOPE/OTOSCOPES | Oto/Ophthalmoscope | OTOOPHTHALMOSCOPE-Welch Allyn-71641 | OTOOPHTHALMOSCOPE |  |  |  |  | Welch Allyn | Oto/Ophthalmoscope |  | OTOOPHTHALMOSCOPE-Welch Allyn-71641 |  | 4/13/18 |  |  | Covered PM Repair - Biomedical | MHHS-MG | [8 empty] | OTOOPHTHALMOSCOPE | Oto/Ophthalmoscope | Welch Allyn
NO | YES |  |  |  | 129-06763 | 129-06763 | Welch Allyn Inc | 71641-M |  | 129-06763 | MH MG-(SL)-Sugar Land Multi-Specialty (Mp1) | MHHS-MG |  | Oto/Ophthalmoscope |  | 129-06763 | 129-06763 | Sugar Land | MHHS-MG | MH MG-(SL)-Sugar Land Multi-Specialty (Mp1) | Room 15 | 4/1/16 |  |  |  | OPHTHALMOSCOPE/OTOSCOPES | Oto/Ophthalmoscope | OTOOPHTHALMOSCOPE-Welch Allyn-71641 | OTOOPHTHALMOSCOPE |  |  |  |  | Welch Allyn | Oto/Ophthalmoscope |  | OTOOPHTHALMOSCOPE-Welch Allyn-71641 |  | 4/13/18 |  |  | Covered PM Repair - Biomedical | MHHS-MG | [8 empty] | OTOOPHTHALMOSCOPE | Oto/Ophthalmoscope | Welch Allyn
NO | YES |  |  |  | 129-06764 | 129-06764 | Welch Allyn Inc | 71641-M |  | 129-06764 | MH MG-(SL)-Sugar Land Multi-Specialty (Mp1) | MHHS-MG |  | Oto/Ophthalmoscope |  | 129-06764 | 129-06764 | Sugar Land | MHHS-MG | MH MG-(SL)-Sugar Land Multi-Specialty (Mp1) | Exam 11 | 4/1/16 |  |  |  | OPHTHALMOSCOPE/OTOSCOPES | Oto/Ophthalmoscope | OTOOPHTHALMOSCOPE-Welch Allyn-71641 | OTOOPHTHALMOSCOPE |  |  |  |  | Welch Allyn | Oto/Ophthalmoscope |  | OTOOPHTHALMOSCOPE-Welch Allyn-71641 |  | 4/19/18 |  |  | Covered PM Repair - Biomedical | MHHS-MG | [8 empty] | OTOOPHTHALMOSCOPE | Oto/Ophthalmoscope | Welch Allyn
NO | YES |  |  |  | 129-06765 | 129-06765 | Welch Allyn Inc | 71641-M |  | 129-06765 | MH MG-(SL)-Sugar Land Multi-Specialty (Mp1) | MHHS-MG |  | Oto/Ophthalmoscope |  | 129-06765 | 129-06765 | Sugar Land | MHHS-MG | MH MG-(SL)-Sugar Land Multi-Specialty (Mp1) | Room 10 | 4/1/16 |  |  |  | OPHTHALMOSCOPE/OTOSCOPES | Oto/Ophthalmoscope | OTOOPHTHALMOSCOPE-Welch Allyn-71641 | OTOOPHTHALMOSCOPE |  |  |  |  | Welch Allyn | Oto/Ophthalmoscope |  | OTOOPHTHALMOSCOPE-Welch Allyn-71641 |  | 4/19/18 |  |  | Covered PM Repair - Biomedical | MHHS-MG | [8 empty] | OTOOPHTHALMOSCOPE | Oto/Ophthalmoscope | Welch Allyn
NO | YES |  |  |  | 129-07421 | 129-07421 | Welch Allyn Inc | 71641-M |  | NSN | MH MG-(SL)-Sugar Land Multi-Specialty (Mp1) | MHHS-MG |  | Oto/Ophthalmoscope |  | 129-07421 | 129-07421 | Sugar Land | MHHS-MG | MH MG-(SL)-Sugar Land Multi-Specialty (Mp1) | Exam 13 | 7/1/17 |  |  |  | OPHTHALMOSCOPE/OTOSCOPES | Oto/Ophthalmoscope | OTOOPHTHALMOSCOPE-Welch Allyn-71641 | OTOOPHTHALMOSCOPE |  |  |  |  | Welch Allyn | Oto/Ophthalmoscope |  | OTOOPHTHALMOSCOPE-Welch Allyn-71641 |  | 6/14/18 |  |  | Covered PM Repair - Biomedical | MHHS-MG | [8 empty] | OTOOPHTHALMOSCOPE | Oto/Ophthalmoscope | Welch Allyn
NO | YES |  |  |  | 929-01092 | 929-01092 | Welch Allyn Inc | 71641-M |  | 929-01092 | MH MG - (SL) - SWEETWATER | MHHS-MG |  | Oto/Ophthalmoscope |  | 929-01092 | 929-01092 | Sugar Land | Memorial Hermann Medical Group Sugar Land (#300) | MH MG - (SL) - SWEETWATER | Exam 11 |  |  |  |  | OPHTHALMOSCOPE/OTOSCOPES | Oto/Ophthalmoscope | OTOOPHTHALMOSCOPE-Welch Allyn-71641 | OTOOPHTHALMOSCOPE |  |  |  |  | Welch Allyn | Oto/Ophthalmoscope |  | OTOOPHTHALMOSCOPE-Welch Allyn-71641 |  |  |  |  | Covered PM Repair - Biomedical | MHHS-MG | [8 empty] | OTOOPHTHALMOSCOPE | Oto/Ophthalmoscope | Welch Allyn
NO | YES |  |  |  | 129-06738 | 129-06738 | Welch Allyn Inc | 71641-M |  | 129-06738 | MH MG - (WDLS) - OB/GYN (MP3) | MHHS-MG |  | Oto/Ophthalmoscope |  | 129-06738 | 129-06738 | Sugar Land | Memorial Hermann Urgent Care Telfair (#A) | MH MG - (WDLS) - OB/GYN (MP3) | Room 3 | 4/1/16 |  |  |  | OPHTHALMOSCOPE/OTOSCOPES | Oto/Ophthalmoscope | OTOOPHTHALMOSCOPE-Welch Allyn-71641 | OTOOPHTHALMOSCOPE |  |  |  |  | Welch Allyn | Oto/Ophthalmoscope |  | OTOOPHTHALMOSCOPE-Welch Allyn-71641 |  | 1/24/18 |  |  | Covered PM Repair - Biomedical | MHHS-MG | [8 empty] | OTOOPHTHALMOSCOPE | Oto/Ophthalmoscope | Welch Allyn
NO | YES |  |  |  | 129-06569 | 129-06569 | Welch Allyn Inc | 71641-M |  | NSN | MH MG-(STX)-South Texas-Needville | MHHS-MG |  | Oto/Ophthalmoscope |  | 129-06569 | 129-06569 | South | MHHS-MG | MH MG-(STX)-South Texas-Needville | Ex5 |  |  |  |  | OPHTHALMOSCOPE/OTOSCOPES | Oto/Ophthalmoscope | OTOOPHTHALMOSCOPE-Welch Allyn-71641 | OTOOPHTHALMOSCOPE |  |  |  |  | Welch Allyn | Oto/Ophthalmoscope |  | OTOOPHTHALMOSCOPE-Welch Allyn-71641 |  | 1/23/15 |  |  | Covered PM Repair - Biomedical | MHHS-MG | [8 empty] | OTOOPHTHALMOSCOPE | Oto/Ophthalmoscope | Welch Allyn
NO | YES |  |  |  | 129-06572 | 129-06572 | Welch Allyn Inc | 71641-M |  | NSN | MH MG-(STX)-South Texas-Needville | MHHS-MG |  | Oto/Ophthalmoscope |  | 129-06572 | 129-06572 | South | MHHS-MG | MH MG-(STX)-South Texas-Needville | Ex8 |  |  |  |  | OPHTHALMOSCOPE/OTOSCOPES | Oto/Ophthalmoscope | OTOOPHTHALMOSCOPE-Welch Allyn-71641 | OTOOPHTHALMOSCOPE |  |  |  |  | Welch Allyn | Oto/Ophthalmoscope |  | OTOOPHTHALMOSCOPE-Welch Allyn-71641 |  | 1/23/15 |  |  | Covered PM Repair - Biomedical | MHHS-MG | [8 empty] | OTOOPHTHALMOSCOPE | Oto/Ophthalmoscope | Welch Allyn
NO | YES |  |  |  | 129-06576 | 129-06576 | Welch Allyn Inc | 71641-M |  | NSN | MH MG-(STX)-South Texas-Needville | MHHS-MG |  | Oto/Ophthalmoscope |  | 129-06576 | 129-06576 | South | MHHS-MG | MH MG-(STX)-South Texas-Needville | Ex6 |  |  |  |  | OPHTHALMOSCOPE/OTOSCOPES | Oto/Ophthalmoscope | OTOOPHTHALMOSCOPE-Welch Allyn-71641 | OTOOPHTHALMOSCOPE |  |  |  |  | Welch Allyn | Oto/Ophthalmoscope |  | OTOOPHTHALMOSCOPE-Welch Allyn-71641 |  | 7/15/17 |  |  | Covered PM Repair - Biomedical | MHHS-MG | [8 empty] | OTOOPHTHALMOSCOPE | Oto/Ophthalmoscope | Welch Allyn
NO | YES |  |  |  | 000-02823 | 000-02823 | Welch Allyn Inc | 71641-M |  | NSN | MH MG-(STX)-South Texas-Wharton | MHHS-MG |  | Oto/Ophthalmoscope |  | 000-02823 | 000-02823 | South | MHHS-MG | MH MG-(STX)-South Texas-Wharton | Exam room 4 | 10/1/16 | 10/1/17 |  |  | OPHTHALMOSCOPE/OTOSCOPES | Oto/Ophthalmoscope | OTOOPHTHALMOSCOPE-Welch Allyn-71641 | OTOOPHTHALMOSCOPE |  |  |  |  | Welch Allyn | Oto/Ophthalmoscope |  | OTOOPHTHALMOSCOPE-Welch Allyn-71641 |  |  |  |  | Covered PM Repair - Biomedical | MHHS-MG | [8 empty] | OTOOPHTHALMOSCOPE | Oto/Ophthalmoscope | Welch Allyn
NO | YES |  |  |  | 000-02831 | 000-02831 | Welch Allyn Inc | 71641-M |  | NSN | MH MG-(STX)-South Texas-Wharton | MHHS-MG |  | Oto/Ophthalmoscope |  | 000-02831 | 000-02831 | South | MHHS-MG | MH MG-(STX)-South Texas-Wharton | Exam room 2 | 10/1/16 | 10/1/17 |  |  | OPHTHALMOSCOPE/OTOSCOPES | Oto/Ophthalmoscope | OTOOPHTHALMOSCOPE-Welch Allyn-71641 | OTOOPHTHALMOSCOPE |  |  |  |  | Welch Allyn | Oto/Ophthalmoscope |  | OTOOPHTHALMOSCOPE-Welch Allyn-71641 |  | 3/18/15 |  |  | Covered PM Repair - Biomedical | MHHS-MG | [8 empty] | OTOOPHTHALMOSCOPE | Oto/Ophthalmoscope | Welch Allyn
NO | YES |  |  |  | 000-02849 | 000-02849 | Welch Allyn Inc | 71641-M |  |  | MH MG-(STX)-South Texas-Wharton | MHHS-MG |  | Oto/Ophthalmoscope |  | 000-02849 | 000-02849 | South | MHHS-MG | MH MG-(STX)-South Texas-Wharton | Exam 7 | 10/1/16 |  |  |  | OPHTHALMOSCOPE/OTOSCOPES | Oto/Ophthalmoscope | OTOOPHTHALMOSCOPE-Welch Allyn-71641 | OTOOPHTHALMOSCOPE |  |  |  |  | Welch Allyn | Oto/Ophthalmoscope |  | OTOOPHTHALMOSCOPE-Welch Allyn-71641 |  | 3/18/15 |  |  | Covered PM Repair - Biomedical | MHHS-MG | [8 empty] | OTOOPHTHALMOSCOPE | Oto/Ophthalmoscope | Welch Allyn
NO | YES |  |  |  | 000-02851 | 000-02851 | Welch Allyn Inc | 71641-M |  | O8070 | MH MG-(STX)-South Texas-Wharton | MHHS-MG |  | Oto/Ophthalmoscope |  | 000-02851 | 000-02851 | South | MHHS-MG | MH MG-(STX)-South Texas-Wharton | Exam 8 | 10/1/16 |  |  |  | OPHTHALMOSCOPE/OTOSCOPES | Oto/Ophthalmoscope | OTOOPHTHALMOSCOPE-Welch Allyn-71641 | OTOOPHTHALMOSCOPE |  |  |  |  | Welch Allyn | Oto/Ophthalmoscope |  | OTOOPHTHALMOSCOPE-Welch Allyn-71641 |  | 5/11/16 |  |  | Covered PM Repair - Biomedical | MHHS-MG | [8 empty] | OTOOPHTHALMOSCOPE | Oto/Ophthalmoscope | Welch Allyn
NO | YES |  |  |  | 000-02853 | 000-02853 | Welch Allyn Inc | 71641-M |  |  | MH MG-(STX)-South Texas-Wharton | MHHS-MG |  | Oto/Ophthalmoscope |  | 000-02853 | 000-02853 | South | MHHS-MG | MH MG-(STX)-South Texas-Wharton | Exam 9 | 10/1/16 |  |  |  | OPHTHALMOSCOPE/OTOSCOPES | Oto/Ophthalmoscope | OTOOPHTHALMOSCOPE-Welch Allyn-71641 | OTOOPHTHALMOSCOPE |  |  |  |  | Welch Allyn | Oto/Ophthalmoscope |  | OTOOPHTHALMOSCOPE-Welch Allyn-71641 |  | 1/23/15 |  |  | Covered PM Repair - Biomedical | MHHS-MG | [8 empty] | OTOOPHTHALMOSCOPE | Oto/Ophthalmoscope | Welch Allyn
NO | YES |  |  |  | 129-05080 | 129-05080 | Welch Allyn Inc | 71641-M |  | NSN | MH MG-(STX)-South Texas-Wharton | MHHS-MG |  | Oto/Ophthalmoscope |  | 129-05080 | 129-05080 | South | MHHS-MG | MH MG-(STX)-South Texas-Wharton | Exam room 5 | 10/1/16 | 10/1/17 |  |  | OPHTHALMOSCOPE/OTOSCOPES | Oto/Ophthalmoscope | OTOOPHTHALMOSCOPE-Welch Allyn-71641 | OTOOPHTHALMOSCOPE |  |  |  |  | Welch Allyn | Oto/Ophthalmoscope |  | OTOOPHTHALMOSCOPE-Welch Allyn-71641 |  |  |  |  | Covered PM Repair - Biomedical | MHHS-MG | [8 empty] | OTOOPHTHALMOSCOPE | Oto/Ophthalmoscope | Welch Allyn
NO | YES |  |  |  | 129-07325 | 129-07325 | Welch Allyn Inc | 71641-M |  |  | MH MG-(STX)-South Texas-Wharton | MHHS-MG |  | Oto/Ophthalmoscope |  | 129-07325 | 129-07325 | South | MHHS-MG | MH MG-(STX)-South Texas-Wharton | Exam 6 | 10/1/16 |  |  |  | OPHTHALMOSCOPE/OTOSCOPES | Oto/Ophthalmoscope | OTOOPHTHALMOSCOPE-Welch Allyn-71641 | OTOOPHTHALMOSCOPE |  |  |  |  | Welch Allyn | Oto/Ophthalmoscope |  | OTOOPHTHALMOSCOPE-Welch Allyn-71641 |  |  |  |  | Covered PM Repair - Biomedical | MHHS-MG | [8 empty] | OTOOPHTHALMOSCOPE | Oto/Ophthalmoscope | Welch Allyn
NO | YES |  |  |  | 929-01580 | 929-01580 | Welch Allyn Inc | 71641-M |  | NSN | MH MG-(TMC)-Urgent Care-West University | MHHS-MG |  | Oto/Ophthalmoscope |  | 929-01580 | 929-01580 | TMC | MHHS-MG | MH MG-(TMC)-Urgent Care-West University | Ped room 2 |  |  |  | No pm required | OPHTHALMOSCOPE/OTOSCOPES | Oto/Ophthalmoscope | OTOOPHTHALMOSCOPE-Welch Allyn-71641 | OTOOPHTHALMOSCOPE |  |  |  |  | Welch Allyn | Oto/Ophthalmoscope |  | OTOOPHTHALMOSCOPE-Welch Allyn-71641 |  |  |  |  | Covered PM Repair - Biomedical | MHHS-MG | [8 empty] | OTOOPHTHALMOSCOPE | Oto/Ophthalmoscope | Welch Allyn
NO | YES |  |  |  | 929-01581 | 929-01581 | Welch Allyn Inc | 71641-M |  | NSN | MH MG-(TMC)-Urgent Care-West University | MHHS-MG |  | Oto/Ophthalmoscope |  | 929-01581 | 929-01581 | TMC | MHHS-MG | MH MG-(TMC)-Urgent Care-West University | Ped room 2 |  |  |  | No pm required | OPHTHALMOSCOPE/OTOSCOPES | Oto/Ophthalmoscope | OTOOPHTHALMOSCOPE-Welch Allyn-71641 | OTOOPHTHALMOSCOPE |  |  |  |  | Welch Allyn | Oto/Ophthalmoscope |  | OTOOPHTHALMOSCOPE-Welch Allyn-71641 |  |  |  |  | Covered PM Repair - Biomedical | MHHS-MG | [8 empty] | OTOOPHTHALMOSCOPE | Oto/Ophthalmoscope | Welch Allyn
NO | YES |  |  |  | 929-01582 | 929-01582 | Welch Allyn Inc | 71641-M |  | NSN | MH MG-(TMC)-Urgent Care-West University | MHHS-MG |  | Oto/Ophthalmoscope |  | 929-01582 | 929-01582 | TMC | MHHS-MG | MH MG-(TMC)-Urgent Care-West University | Exam room 7 |  |  |  |  | OPHTHALMOSCOPE/OTOSCOPES | Oto/Ophthalmoscope | OTOOPHTHALMOSCOPE-Welch Allyn-71641 | OTOOPHTHALMOSCOPE |  |  |  |  | Welch Allyn | Oto/Ophthalmoscope |  | OTOOPHTHALMOSCOPE-Welch Allyn-71641 |  |  |  |  | Covered PM Repair - Biomedical | MHHS-MG | [8 empty] | OTOOPHTHALMOSCOPE | Oto/Ophthalmoscope | Welch Allyn
NO | YES |  |  |  | 929-01583 | 929-01583 | Welch Allyn Inc | 71641-M |  | NSN | MH MG-(TMC)-Urgent Care-West University | MHHS-MG |  | Oto/Ophthalmoscope |  | 929-01583 | 929-01583 | TMC | MHHS-MG | MH MG-(TMC)-Urgent Care-West University | Ped room 3 |  |  |  | No pm required | OPHTHALMOSCOPE/OTOSCOPES | Oto/Ophthalmoscope | OTOOPHTHALMOSCOPE-Welch Allyn-71641 | OTOOPHTHALMOSCOPE |  |  |  |  | Welch Allyn | Oto/Ophthalmoscope |  | OTOOPHTHALMOSCOPE-Welch Allyn-71641 |  |  |  |  | Covered PM Repair - Biomedical | MHHS-MG | [8 empty] | OTOOPHTHALMOSCOPE | Oto/Ophthalmoscope | Welch Allyn
NO | YES |  |  |  | 929-01584 | 929-01584 | Welch Allyn Inc | 71641-M |  | NSN | MH MG-(TMC)-Urgent Care-West University | MHHS-MG |  | Oto/Ophthalmoscope |  | 929-01584 | 929-01584 | TMC | MHHS-MG | MH MG-(TMC)-Urgent Care-West University | Exam room 5 |  |  |  |  | OPHTHALMOSCOPE/OTOSCOPES | Oto/Ophthalmoscope | OTOOPHTHALMOSCOPE-Welch Allyn-71641 | OTOOPHTHALMOSCOPE |  |  |  |  | Welch Allyn | Oto/Ophthalmoscope |  | OTOOPHTHALMOSCOPE-Welch Allyn-71641 |  |  |  |  | Covered PM Repair - Biomedical | MHHS-MG | [8 empty] | OTOOPHTHALMOSCOPE | Oto/Ophthalmoscope | Welch Allyn
NO | YES |  |  |  | 929-01586 | 929-01586 | Welch Allyn Inc | 71641-M |  | NSN | MH MG-(TMC)-Urgent Care-West University | MHHS-MG |  | Oto/Ophthalmoscope |  | 929-01586 | 929-01586 | TMC | MHHS-MG | MH MG-(TMC)-Urgent Care-West University | Exam rm 4 | 2/1/20 |  |  |  | OPHTHALMOSCOPE/OTOSCOPES | Oto/Ophthalmoscope | OTOOPHTHALMOSCOPE-Welch Allyn-71641 | OTOOPHTHALMOSCOPE |  |  |  |  | Welch Allyn | Oto/Ophthalmoscope |  | OTOOPHTHALMOSCOPE-Welch Allyn-71641 |  |  |  |  | Covered PM Repair - Biomedical | MHHS-MG | [8 empty] | OTOOPHTHALMOSCOPE | Oto/Ophthalmoscope | Welch Allyn
NO | YES |  |  |  | 929-01587 | 929-01587 | Welch Allyn Inc | 71641-M |  | NSN | MH MG-(TMC)-Urgent Care-West University | MHHS-MG |  | Oto/Ophthalmoscope |  | 929-01587 | 929-01587 | TMC | MHHS-MG | MH MG-(TMC)-Urgent Care-West University | Exam room 9 |  |  |  | No pm required | OPHTHALMOSCOPE/OTOSCOPES | Oto/Ophthalmoscope | OTOOPHTHALMOSCOPE-Welch Allyn-71641 | OTOOPHTHALMOSCOPE |  |  |  |  | Welch Allyn | Oto/Ophthalmoscope |  | OTOOPHTHALMOSCOPE-Welch Allyn-71641 |  | 2/1/15 |  |  | Covered PM Repair - Biomedical | MHHS-MG | [8 empty] | OTOOPHTHALMOSCOPE | Oto/Ophthalmoscope | Welch Allyn
NO | YES |  |  |  | 929-01588 | 929-01588 | Welch Allyn Inc | 71641-M |  | NSN | MH MG-(TMC)-Urgent Care-West University | MHHS-MG |  | Oto/Ophthalmoscope |  | 929-01588 | 929-01588 | TMC | MHHS-MG | MH MG-(TMC)-Urgent Care-West University | Exam room 6 |  |  |  | No pm required | OPHTHALMOSCOPE/OTOSCOPES | Oto/Ophthalmoscope | OTOOPHTHALMOSCOPE-Welch Allyn-71641 | OTOOPHTHALMOSCOPE |  |  |  |  | Welch Allyn | Oto/Ophthalmoscope |  | OTOOPHTHALMOSCOPE-Welch Allyn-71641 |  |  |  |  | Covered PM Repair - Biomedical | MHHS-MG | [8 empty] | OTOOPHTHALMOSCOPE | Oto/Ophthalmoscope | Welch Allyn
NO | YES |  |  |  | 929-01589 | 929-01589 | Welch Allyn Inc | 71641-M |  | NSN | MH MG-(TMC)-Urgent Care-West University | MHHS-MG |  | Oto/Ophthalmoscope |  | 929-01589 | 929-01589 | TMC | MHHS-MG | MH MG-(TMC)-Urgent Care-West University | Exam room 8 |  |  |  | No pm required | OPHTHALMOSCOPE/OTOSCOPES | Oto/Ophthalmoscope | OTOOPHTHALMOSCOPE-Welch Allyn-71641 | OTOOPHTHALMOSCOPE |  |  |  |  | Welch Allyn | Oto/Ophthalmoscope |  | OTOOPHTHALMOSCOPE-Welch Allyn-71641 |  |  |  |  | Covered PM Repair - Biomedical | MHHS-MG | [8 empty] | OTOOPHTHALMOSCOPE | Oto/Ophthalmoscope | Welch Allyn
NO | YES |  |  |  | 929-01590 | 929-01590 | Welch Allyn Inc | 71641-M |  | NSN | MH MG-(TMC)-Urgent Care-West University | MHHS-MG |  | Oto/Ophthalmoscope |  | 929-01590 | 929-01590 | TMC | MHHS-MG | MH MG-(TMC)-Urgent Care-West University | Exam room 10 |  |  |  |  | OPHTHALMOSCOPE/OTOSCOPES | Oto/Ophthalmoscope | OTOOPHTHALMOSCOPE-Welch Allyn-71641 | OTOOPHTHALMOSCOPE |  |  |  |  | Welch Allyn | Oto/Ophthalmoscope |  | OTOOPHTHALMOSCOPE-Welch Allyn-71641 |  | 6/5/12 |  |  | Covered PM Repair - Biomedical | MHHS-MG | [8 empty] | OTOOPHTHALMOSCOPE | Oto/Ophthalmoscope | Welch Allyn
NO | YES |  |  |  | 017-01357 | 017-01357 | Welch Allyn Inc | 71641-M |  | NSN | Urgent care | MHHS-MG |  | Oto/Ophthalmoscope |  | 017-01357 | 017-01357 | Sugar Land | Memorial Hermann Urgent Care Telfair (#A) | Urgent care | Exam room 1 |  |  |  |  | OPHTHALMOSCOPE/OTOSCOPES | Oto/Ophthalmoscope | OTOOPHTHALMOSCOPE-Welch Allyn-71641 | OTOOPHTHALMOSCOPE |  |  |  |  | Welch Allyn | Oto/Ophthalmoscope |  | OTOOPHTHALMOSCOPE-Welch Allyn-71641 |  |  |  |  | Covered PM Repair - Biomedical | MHHS-MG | [8 empty] | OTOOPHTHALMOSCOPE | Oto/Ophthalmoscope | Welch Allyn
NO | YES |  |  |  | 017-01361 | 017-01361 | Welch Allyn Inc | 71641-M |  | NSN | MH MG - (WDLS) - OB/GYN (MP3) | MHHS-MG |  | Oto/Ophthalmoscope |  | 017-01361 | 017-01361 | Sugar Land | Memorial Hermann Urgent Care Telfair (#A) | MH MG - (WDLS) - OB/GYN (MP3) | Room 2 |  |  |  |  | OPHTHALMOSCOPE/OTOSCOPES | Oto/Ophthalmoscope | OTOOPHTHALMOSCOPE-Welch Allyn-71641 | OTOOPHTHALMOSCOPE |  |  |  |  | Welch Allyn | Oto/Ophthalmoscope |  | OTOOPHTHALMOSCOPE-Welch Allyn-71641 |  |  |  |  | Covered PM Repair - Biomedical | MHHS-MG | [8 empty] | OTOOPHTHALMOSCOPE | Oto/Ophthalmoscope | Welch Allyn
YES | YES | Serial Number Cnf |  |  | 099-03765 | 099-03765 | Welch Allyn Inc | 71641-M |  | Cnf | MNA - (CY) - CYPRESS (MP1-360) |  |  |  |  | 099-03765 | 099-03765 | Northwest | Mischer Neuroscience | MNA - (CY) - CYPRESS (MP1-360) | Mischer Neuroscience |  |  |  | No pm |  | Oto/Ophthalmoscope | OTOOPHTHALMOSCOPE-Welch Allyn-71641 | [23 empty] | OTOOPHTHALMOSCOPE | Oto/Ophthalmoscope | Welch Allyn
YES | YES | Serial Number Cnf |  |  | 099-03766 | 099-03766 | Welch Allyn Inc | 71641-M |  | Cnf | MNA - (CY) - CYPRESS (MP1-360) |  |  |  |  | 099-03766 | 099-03766 | Northwest | Mischer Neuroscience | MNA - (CY) - CYPRESS (MP1-360) | Mischer Neuroscience | 2/1/20 |  |  | No pm |  | Oto/Ophthalmoscope | OTOOPHTHALMOSCOPE-Welch Allyn-71641 | [23 empty] | OTOOPHTHALMOSCOPE | Oto/Ophthalmoscope | Welch Allyn
YES | YES |  |  |  | 099-03768 | 099-03768 | Welch Allyn Inc | 71641-M |  |  | MNA - (CY) - CYPRESS (MP1-360) |  |  |  |  | 099-03768 | 099-03768 | Northwest | Mischer Neuroscience | MNA - (CY) - CYPRESS (MP1-360) | Mischer Neuroscience |  |  |  | No pm |  | Oto/Ophthalmoscope | OTOOPHTHALMOSCOPE-Welch Allyn-71641 | [23 empty] | OTOOPHTHALMOSCOPE | Oto/Ophthalmoscope | Welch Allyn
NO | NO |  |  |  | 000-04906 |  | Welch Allyn Inc | 71641-M |  | 000-04906 | MH MG - (PL) - PEARLAND CLINIC | MHHS-MG |  | Oto/Ophthalmoscope |  | 000-04906 |  | Pearland |  | MH MG - (PL) - PEARLAND CLINIC | [5 empty] | OPHTHALMOSCOPE/OTOSCOPES |  | OTOOPHTHALMOSCOPE-Welch Allyn-71641 | OTOOPHTHALMOSCOPE |  |  |  |  | Welch Allyn | Oto/Ophthalmoscope |  | OTOOPHTHALMOSCOPE-Welch Allyn-71641 |  |  |  |  | Not Covered Vendor Only - Biomedical | MHHS-MG
NO | NO |  |  |  | 133-10024 |  | Welch Allyn Inc | 71641-M |  |  | MH MG - (MC) - URGENT CARE - TOWN & COUNTRY | MHHS-MG |  | Oto/Ophthalmoscope |  | 133-10024 |  | West & Memorial City |  | MH MG - (MC) - URGENT CARE - TOWN & COUNTRY | [5 empty] | OPHTHALMOSCOPE/OTOSCOPES |  | OTOOPHTHALMOSCOPE-Welch Allyn-71641 | OTOOPHTHALMOSCOPE |  |  |  |  | Welch Allyn | Oto/Ophthalmoscope |  | OTOOPHTHALMOSCOPE-Welch Allyn-71641 |  |  |  |  | Covered PM Repair - Biomedical | MHHS-MG
NO | NO |  |  |  | 133-10025 |  | Welch Allyn Inc | 71641-M |  |  | MH MG - (MC) - URGENT CARE - TOWN & COUNTRY | MHHS-MG |  | Oto/Ophthalmoscope |  | 133-10025 |  | West & Memorial City |  | MH MG - (MC) - URGENT CARE - TOWN & COUNTRY | [5 empty] | OPHTHALMOSCOPE/OTOSCOPES |  | OTOOPHTHALMOSCOPE-Welch Allyn-71641 | OTOOPHTHALMOSCOPE |  |  |  |  | Welch Allyn | Oto/Ophthalmoscope |  | OTOOPHTHALMOSCOPE-Welch Allyn-71641 |  |  |  |  | Covered PM Repair - Biomedical | MHHS-MG
NO | NO |  |  |  | 133-10026 |  | Welch Allyn Inc | 71641-M |  |  | MH MG - (MC) - URGENT CARE - TOWN & COUNTRY | MHHS-MG |  | Oto/Ophthalmoscope |  | 133-10026 |  | West & Memorial City |  | MH MG - (MC) - URGENT CARE - TOWN & COUNTRY | [5 empty] | OPHTHALMOSCOPE/OTOSCOPES |  | OTOOPHTHALMOSCOPE-Welch Allyn-71641 | OTOOPHTHALMOSCOPE |  |  |  |  | Welch Allyn | Oto/Ophthalmoscope |  | OTOOPHTHALMOSCOPE-Welch Allyn-71641 |  |  |  |  | Covered PM Repair - Biomedical | MHHS-MG
NO | NO |  |  |  | 133-10027 |  | Welch Allyn Inc | 71641-M |  |  | MH MG - (MC) - URGENT CARE - TOWN & COUNTRY | MHHS-MG |  | Oto/Ophthalmoscope |  | 133-10027 |  | West & Memorial City |  | MH MG - (MC) - URGENT CARE - TOWN & COUNTRY | [5 empty] | OPHTHALMOSCOPE/OTOSCOPES |  | OTOOPHTHALMOSCOPE-Welch Allyn-71641 | OTOOPHTHALMOSCOPE |  |  |  |  | Welch Allyn | Oto/Ophthalmoscope |  | OTOOPHTHALMOSCOPE-Welch Allyn-71641 |  |  |  |  | Not Covered Vendor Only - Biomedical | MHHS-MG
NO | NO |  |  |  | 133-10028 |  | Welch Allyn Inc | 71641-M |  |  | MH MG - (MC) - URGENT CARE - TOWN & COUNTRY | MHHS-MG |  | Oto/Ophthalmoscope |  | 133-10028 |  | West & Memorial City |  | MH MG - (MC) - URGENT CARE - TOWN & COUNTRY | [5 empty] | OPHTHALMOSCOPE/OTOSCOPES |  | OTOOPHTHALMOSCOPE-Welch Allyn-71641 | OTOOPHTHALMOSCOPE |  |  |  |  | Welch Allyn | Oto/Ophthalmoscope |  | OTOOPHTHALMOSCOPE-Welch Allyn-71641 |  |  |  |  | Not Covered Vendor Only - Biomedical | MHHS-MG
NO | NO |  |  |  | 929-01510 |  | Welch Allyn Inc | 71641-M |  | 929-01510 | MH MG - (MC) - URGENT CARE - TOWN & COUNTRY | MHHS-MG |  | Oto/Ophthalmoscope |  | 929-01510 |  | West & Memorial City |  | MH MG - (MC) - URGENT CARE - TOWN & COUNTRY | [5 empty] | OPHTHALMOSCOPE/OTOSCOPES |  | OTOOPHTHALMOSCOPE-Welch Allyn-71641 | OTOOPHTHALMOSCOPE |  |  |  |  | Welch Allyn | Oto/Ophthalmoscope |  | OTOOPHTHALMOSCOPE-Welch Allyn-71641 |  |  |  |  | Not Covered Vendor Only - Biomedical | MHHS-MG
NO | NO |  |  |  | 929-01115 |  | Welch Allyn Inc | 71641-M |  |  | MH MG - (KY) - KATY CCC | MHHS-MG |  | Oto/Ophthalmoscope |  | 929-01115 |  | Katy |  | MH MG - (KY) - KATY CCC | [5 empty] | OPHTHALMOSCOPE/OTOSCOPES |  | OTOOPHTHALMOSCOPE-Welch Allyn-71641 | OTOOPHTHALMOSCOPE |  |  |  |  | Welch Allyn | Oto/Ophthalmoscope |  | OTOOPHTHALMOSCOPE-Welch Allyn-71641 |  |  |  |  | Covered PM Repair - Biomedical | MHHS-MG
NO | NO |  |  |  | 929-01128 |  | Welch Allyn Inc | 71641-M |  |  | MH MG - (KY) - KATY CCC | MHHS-MG |  | Oto/Ophthalmoscope |  | 929-01128 |  | Katy |  | MH MG - (KY) - KATY CCC | [5 empty] | OPHTHALMOSCOPE/OTOSCOPES |  | OTOOPHTHALMOSCOPE-Welch Allyn-71641 | OTOOPHTHALMOSCOPE |  |  |  |  | Welch Allyn | Oto/Ophthalmoscope |  | OTOOPHTHALMOSCOPE-Welch Allyn-71641 |  |  |  |  | Covered PM Repair - Biomedical | MHHS-MG
NO | NO |  |  |  | 129-06573 |  | Welch Allyn Inc | 71641-M |  | n/a | MH MG - (SL) - SIENNA PLANTATION CCC | MHHS-MG |  | Oto/Ophthalmoscope |  | 129-06573 |  | Sugar Land |  | MH MG - (SL) - SIENNA PLANTATION CCC | [5 empty] | OPHTHALMOSCOPE/OTOSCOPES |  | OTOOPHTHALMOSCOPE-Welch Allyn-71641 | OTOOPHTHALMOSCOPE |  |  |  |  | Welch Allyn | Oto/Ophthalmoscope |  | OTOOPHTHALMOSCOPE-Welch Allyn-71641 |  |  |  |  | Covered PM Repair - Biomedical | MHHS-MG
NO | NO |  |  |  | 129-06781 |  | Welch Allyn Inc | 71641-M |  |  | MH MG - (SL) - SUGAR LAND MULTI-SPECIALTY (MP1) | MHHS-MG |  | Oto/Ophthalmoscope |  | 129-06781 |  | Sugar Land |  | MH MG - (SL) - SUGAR LAND MULTI-SPECIALTY (MP1) | [5 empty] | OPHTHALMOSCOPE/OTOSCOPES |  | OTOOPHTHALMOSCOPE-Welch Allyn-71641 | OTOOPHTHALMOSCOPE |  |  |  |  | Welch Allyn | Oto/Ophthalmoscope |  | OTOOPHTHALMOSCOPE-Welch Allyn-71641 |  |  |  |  | Covered PM Repair - Biomedical | MHHS-MG
NO | NO |  |  |  | 129-06727 |  | Welch Allyn Inc | 71641-M |  | 129-06727 | MH MG - (SL) - SUGAR LAND PRIMARY CARE (MP1) | MHHS-MG |  | Oto/Ophthalmoscope |  | 129-06727 |  | Sugar Land |  | MH MG - (SL) - SUGAR LAND PRIMARY CARE (MP1) | [5 empty] | OPHTHALMOSCOPE/OTOSCOPES |  | OTOOPHTHALMOSCOPE-Welch Allyn-71641 | OTOOPHTHALMOSCOPE |  |  |  |  | Welch Allyn | Oto/Ophthalmoscope |  | OTOOPHTHALMOSCOPE-Welch Allyn-71641 |  |  |  |  | Covered PM Repair - Biomedical | MHHS-MG
NO | NO |  |  |  | 129-06733 |  | Welch Allyn Inc | 71641-M |  | 129-06733 | MH MG - (SL) - SUGAR LAND PRIMARY CARE (MP1) | MHHS-MG |  | Oto/Ophthalmoscope |  | 129-06733 |  | Sugar Land |  | MH MG - (SL) - SUGAR LAND PRIMARY CARE (MP1) | [5 empty] | OPHTHALMOSCOPE/OTOSCOPES |  | OTOOPHTHALMOSCOPE-Welch Allyn-71641 | OTOOPHTHALMOSCOPE |  |  |  |  | Welch Allyn | Oto/Ophthalmoscope |  | OTOOPHTHALMOSCOPE-Welch Allyn-71641 |  |  |  |  | Covered PM Repair - Biomedical | MHHS-MG
NO | NO |  |  |  | 129-06647 |  | Welch Allyn Inc | 71641-M |  |  | MH MG - (SL) - SUGAR LAND SPORTS MEDICINE (MP2) | MHHS-MG |  | Oto/Ophthalmoscope |  | 129-06647 |  | Sugar Land |  | MH MG - (SL) - SUGAR LAND SPORTS MEDICINE (MP2) | [5 empty] | OPHTHALMOSCOPE/OTOSCOPES |  | OTOOPHTHALMOSCOPE-Welch Allyn-71641 | OTOOPHTHALMOSCOPE |  |  |  |  | Welch Allyn | Oto/Ophthalmoscope |  | OTOOPHTHALMOSCOPE-Welch Allyn-71641 |  |  |  |  | Covered PM Repair - Biomedical | MHHS-MG
NO | NO |  |  |  | 129-06668 |  | Welch Allyn Inc | 71641-M |  | n/a | MH MG - (SL) - SUGAR LAND SPORTS MEDICINE (MP2) | MHHS-MG |  | Oto/Ophthalmoscope |  | 129-06668 |  | Sugar Land |  | MH MG - (SL) - SUGAR LAND SPORTS MEDICINE (MP2) | [5 empty] | OPHTHALMOSCOPE/OTOSCOPES |  | OTOOPHTHALMOSCOPE-Welch Allyn-71641 | OTOOPHTHALMOSCOPE |  |  |  |  | Welch Allyn | Oto/Ophthalmoscope |  | OTOOPHTHALMOSCOPE-Welch Allyn-71641 |  |  |  |  | Covered PM Repair - Biomedical | MHHS-MG
NO | NO |  |  |  | 129-06674 |  | Welch Allyn Inc | 71641-M |  |  | MH MG - (SL) - SUGAR LAND SPORTS MEDICINE (MP2) | MHHS-MG |  | Oto/Ophthalmoscope |  | 129-06674 |  | Sugar Land |  | MH MG - (SL) - SUGAR LAND SPORTS MEDICINE (MP2) | [5 empty] | OPHTHALMOSCOPE/OTOSCOPES |  | OTOOPHTHALMOSCOPE-Welch Allyn-71641 | OTOOPHTHALMOSCOPE |  |  |  |  | Welch Allyn | Oto/Ophthalmoscope |  | OTOOPHTHALMOSCOPE-Welch Allyn-71641 |  |  |  |  | Covered PM Repair - Biomedical | MHHS-MG
NO | NO |  |  |  | 129-06676 |  | Welch Allyn Inc | 71641-M |  |  | MH MG - (SL) - SUGAR LAND SPORTS MEDICINE (MP2) | MHHS-MG |  | Oto/Ophthalmoscope |  | 129-06676 |  | Sugar Land |  | MH MG - (SL) - SUGAR LAND SPORTS MEDICINE (MP2) | [5 empty] | OPHTHALMOSCOPE/OTOSCOPES |  | OTOOPHTHALMOSCOPE-Welch Allyn-71641 | OTOOPHTHALMOSCOPE |  |  |  |  | Welch Allyn | Oto/Ophthalmoscope |  | OTOOPHTHALMOSCOPE-Welch Allyn-71641 |  |  |  |  | Covered PM Repair - Biomedical | MHHS-MG
NO | NO |  |  |  | 129-06677 |  | Welch Allyn Inc | 71641-M |  |  | MH MG - (SL) - SUGAR LAND SPORTS MEDICINE (MP2) | MHHS-MG |  | Oto/Ophthalmoscope |  | 129-06677 |  | Sugar Land |  | MH MG - (SL) - SUGAR LAND SPORTS MEDICINE (MP2) | [5 empty] | OPHTHALMOSCOPE/OTOSCOPES |  | OTOOPHTHALMOSCOPE-Welch Allyn-71641 | OTOOPHTHALMOSCOPE |  |  |  |  | Welch Allyn | Oto/Ophthalmoscope |  | OTOOPHTHALMOSCOPE-Welch Allyn-71641 |  |  |  |  | Covered PM Repair - Biomedical | MHHS-MG
NO | NO |  |  |  | 129-06796 |  | Welch Allyn Inc | 71641-M |  | n/a | MH MG - (SL) - SUGAR LAND SPORTS MEDICINE (MP2) | MHHS-MG |  | Oto/Ophthalmoscope |  | 129-06796 |  | Sugar Land |  | MH MG - (SL) - SUGAR LAND SPORTS MEDICINE (MP2) | [5 empty] | OPHTHALMOSCOPE/OTOSCOPES |  | OTOOPHTHALMOSCOPE-Welch Allyn-71641 | OTOOPHTHALMOSCOPE |  |  |  |  | Welch Allyn | Oto/Ophthalmoscope |  | OTOOPHTHALMOSCOPE-Welch Allyn-71641 |  |  |  |  | Covered PM Repair - Biomedical | MHHS-MG
NO | NO |  |  |  | 129-06798 |  | Welch Allyn Inc | 71641-M |  | n/a | MH MG - (SL) - SUGAR LAND SPORTS MEDICINE (MP2) | MHHS-MG |  | Oto/Ophthalmoscope |  | 129-06798 |  | Sugar Land |  | MH MG - (SL) - SUGAR LAND SPORTS MEDICINE (MP2) | [5 empty] | OPHTHALMOSCOPE/OTOSCOPES |  | OTOOPHTHALMOSCOPE-Welch Allyn-71641 | OTOOPHTHALMOSCOPE |  |  |  |  | Welch Allyn | Oto/Ophthalmoscope |  | OTOOPHTHALMOSCOPE-Welch Allyn-71641 |  |  |  |  | Covered PM Repair - Biomedical | MHHS-MG
NO | NO |  |  |  | 129-06799 |  | Welch Allyn Inc | 71641-M |  | n/a | MH MG - (SL) - SUGAR LAND SPORTS MEDICINE (MP2) | MHHS-MG |  | Oto/Ophthalmoscope |  | 129-06799 |  | Sugar Land |  | MH MG - (SL) - SUGAR LAND SPORTS MEDICINE (MP2) | [5 empty] | OPHTHALMOSCOPE/OTOSCOPES |  | OTOOPHTHALMOSCOPE-Welch Allyn-71641 | OTOOPHTHALMOSCOPE |  |  |  |  | Welch Allyn | Oto/Ophthalmoscope |  | OTOOPHTHALMOSCOPE-Welch Allyn-71641 |  |  |  |  | Covered PM Repair - Biomedical | MHHS-MG
NO | NO |  |  |  | 129-06800 |  | Welch Allyn Inc | 71641-M |  | n/a | MH MG - (SL) - SUGAR LAND SPORTS MEDICINE (MP2) | MHHS-MG |  | Oto/Ophthalmoscope |  | 129-06800 |  | Sugar Land |  | MH MG - (SL) - SUGAR LAND SPORTS MEDICINE (MP2) | [5 empty] | OPHTHALMOSCOPE/OTOSCOPES |  | OTOOPHTHALMOSCOPE-Welch Allyn-71641 | OTOOPHTHALMOSCOPE |  |  |  |  | Welch Allyn | Oto/Ophthalmoscope |  | OTOOPHTHALMOSCOPE-Welch Allyn-71641 |  |  |  |  | Covered PM Repair - Biomedical | MHHS-MG
NO | NO |  |  |  | 129-06801 |  | Welch Allyn Inc | 71641-M |  | n/a | MH MG - (SL) - SUGAR LAND SPORTS MEDICINE (MP2) | MHHS-MG |  | Oto/Ophthalmoscope |  | 129-06801 |  | Sugar Land |  | MH MG - (SL) - SUGAR LAND SPORTS MEDICINE (MP2) | [5 empty] | OPHTHALMOSCOPE/OTOSCOPES |  | OTOOPHTHALMOSCOPE-Welch Allyn-71641 | OTOOPHTHALMOSCOPE |  |  |  |  | Welch Allyn | Oto/Ophthalmoscope |  | OTOOPHTHALMOSCOPE-Welch Allyn-71641 |  |  |  |  | Covered PM Repair - Biomedical | MHHS-MG
NO | NO |  |  |  | 129-07420 |  | Welch Allyn Inc | 71641-M |  | N/A | MH MG - (SL) - SUGAR LAND SPORTS MEDICINE (MP2) | MHHS-MG |  | Oto/Ophthalmoscope |  | 129-07420 |  | Sugar Land |  | MH MG - (SL) - SUGAR LAND SPORTS MEDICINE (MP2) | [5 empty] | OPHTHALMOSCOPE/OTOSCOPES |  | OTOOPHTHALMOSCOPE-Welch Allyn-71641 | OTOOPHTHALMOSCOPE |  |  |  |  | Welch Allyn | Oto/Ophthalmoscope |  | OTOOPHTHALMOSCOPE-Welch Allyn-71641 |  |  |  |  | Covered PM Repair - Biomedical | MHHS-MG
NO | NO |  |  |  | 128-04890 |  | Welch Allyn Inc | 71641-M |  | N/A | MH MG - (SL) - SWEETWATER | MHHS-MG |  | Oto/Ophthalmoscope |  | 128-04890 |  | Sugar Land |  | MH MG - (SL) - SWEETWATER | [5 empty] | OPHTHALMOSCOPE/OTOSCOPES |  | OTOOPHTHALMOSCOPE-Welch Allyn-71641 | OTOOPHTHALMOSCOPE |  |  |  |  | Welch Allyn | Oto/Ophthalmoscope |  | OTOOPHTHALMOSCOPE-Welch Allyn-71641 |  |  |  |  | Covered PM Repair - Biomedical | MHHS-MG
NO | NO |  |  |  | 929-01094 |  | Welch Allyn Inc | 71641-M |  |  | MH MG - (SL) - SWEETWATER | MHHS-MG |  | Oto/Ophthalmoscope |  | 929-01094 |  | Sugar Land |  | MH MG - (SL) - SWEETWATER | [5 empty] | OPHTHALMOSCOPE/OTOSCOPES |  | OTOOPHTHALMOSCOPE-Welch Allyn-71641 | OTOOPHTHALMOSCOPE |  |  |  |  | Welch Allyn | Oto/Ophthalmoscope |  | OTOOPHTHALMOSCOPE-Welch Allyn-71641 |  |  |  |  | Covered PM Repair - Biomedical | MHHS-MG
NO | NO |  |  |  | 929-01097 |  | Welch Allyn Inc | 71641-M |  |  | MH MG - (SL) - SWEETWATER | MHHS-MG |  | Oto/Ophthalmoscope |  | 929-01097 |  | Sugar Land |  | MH MG - (SL) - SWEETWATER | [5 empty] | OPHTHALMOSCOPE/OTOSCOPES |  | OTOOPHTHALMOSCOPE-Welch Allyn-71641 | OTOOPHTHALMOSCOPE |  |  |  |  | Welch Allyn | Oto/Ophthalmoscope |  | OTOOPHTHALMOSCOPE-Welch Allyn-71641 |  |  |  |  | Covered PM Repair - Biomedical | MHHS-MG
NO | NO |  |  |  | 129-06742 |  | Welch Allyn Inc | 71641-M |  | 129-06742 | MH MG - (SL) - URGENT CARE - TELFAIR | MHHS-MG |  | Oto/Ophthalmoscope |  | 129-06742 |  | Sugar Land |  | MH MG - (SL) - URGENT CARE - TELFAIR | [5 empty] | OPHTHALMOSCOPE/OTOSCOPES |  | OTOOPHTHALMOSCOPE-Welch Allyn-71641 | OTOOPHTHALMOSCOPE |  |  |  |  | Welch Allyn | Oto/Ophthalmoscope |  | OTOOPHTHALMOSCOPE-Welch Allyn-71641 |  |  |  |  | Covered PM Repair - Biomedical | MHHS-MG
NO | NO |  |  |  | 000-02828 |  | Welch Allyn Inc | 71641-M |  |  | MH MG - (STX) - SOUTH TEXAS - WHARTON | MHHS-MG |  | Oto/Ophthalmoscope |  | 000-02828 |  | South |  | MH MG - (STX) - SOUTH TEXAS - WHARTON | [5 empty] | OPHTHALMOSCOPE/OTOSCOPES |  | OTOOPHTHALMOSCOPE-Welch Allyn-71641 | OTOOPHTHALMOSCOPE |  |  |  |  | Welch Allyn | Oto/Ophthalmoscope |  | OTOOPHTHALMOSCOPE-Welch Allyn-71641 |  |  |  |  | Covered PM Repair - Biomedical | MHHS-MG
NO | NO |  |  |  | 129-07324 |  | Welch Allyn Inc | 71641-M |  |  | MH MG - (STX) - SOUTH TEXAS - WHARTON | MHHS-MG |  | Oto/Ophthalmoscope |  | 129-07324 |  | South |  | MH MG - (STX) - SOUTH TEXAS - WHARTON | [5 empty] | OPHTHALMOSCOPE/OTOSCOPES |  | OTOOPHTHALMOSCOPE-Welch Allyn-71641 | OTOOPHTHALMOSCOPE |  |  |  |  | Welch Allyn | Oto/Ophthalmoscope |  | OTOOPHTHALMOSCOPE-Welch Allyn-71641 |  |  |  |  | Covered PM Repair - Biomedical | MHHS-MG
NO | NO |  |  |  | 005-12214 |  | Welch Allyn Inc | 71641-M |  |  | SE - EMERGENCY CENTER | MHHS-Southeast |  | Oto/Ophthalmoscope |  | 005-12214 |  | Southeast & Bay Area |  | SE - EMERGENCY CENTER | [5 empty] | OPHTHALMOSCOPE/OTOSCOPES |  | OTOOPHTHALMOSCOPE-Welch Allyn-71641 | OTOOPHTHALMOSCOPE |  |  |  |  | Welch Allyn | Oto/Ophthalmoscope |  | OTOOPHTHALMOSCOPE-Welch Allyn-71641 |  |  |  |  | Not Covered Vendor Only - Biomedical | MHHS-Southeast
NO | YES |  |  |  | 017-01113 | 017-01113 | Welch Allyn Inc | 739 SERIES |  | NSN | MH MG-(PL)-Central Pearland | MHHS-MG |  |  |  | 017-01113 | 017-01113 | Pearland | MHHS-MG | MH MG-(PL)-Central Pearland | Exam 4 | 2/1/19 |  |  | One time safety | BATTERIES | Charger, Battery | CHARGERBATTERY-Welch Allyn-739 |  |  |  |  | CHARGERBATTERY-Welch Allyn-739 | Welch Allyn |  |  |  |  | 9/18/20 |  |  | Not Covered Vendor Only - Biomedical | MHHS-MG | [8 empty] | CHARGERBATTERY | Charger, Battery | Welch Allyn
NO | YES |  |  |  | 009-08220 | 009-08220 | Welch Allyn Inc | 739 SERIES |  | NSN | CBC - (GH) - HOGG MIDDLE SCHOOL CLINIC | MHHS-Neighborhood Clinics |  |  |  | 009-08220 | 009-08220 | Central & Greater Heights |  | CBC - (GH) - HOGG MIDDLE SCHOOL CLINIC |  | 07/28/2017 |  |  |  | BATTERIES |  | CHARGERBATTERY-Welch Allyn-739 |  |  |  |  | CHARGERBATTERY-Welch Allyn-739 | Welch Allyn |  |  |  |  | 04/25/2028 |  |  | Not Covered Vendor Only - Biomedical | MHHS-Neighborhood Clinics
NO | YES |  |  |  | 005-11175 | 005-11175 | Welch Allyn Inc | 739 SERIES |  | 005-11175 | CBC - (SE) - KRUSE CLINIC | MHHS-Neighborhood Clinics |  |  |  | 005-11175 | 005-11175 | Southeast & Bay Area |  | CBC - (SE) - KRUSE CLINIC |  | 10/30/2018 |  |  |  | BATTERIES |  | CHARGERBATTERY-Welch Allyn-739 |  |  |  |  | CHARGERBATTERY-Welch Allyn-739 | Welch Allyn | [7 empty] | Not Covered Vendor Only - Biomedical | MHHS-Neighborhood Clinics
NO | YES |  |  |  | 005-11176 | 005-11176 | Welch Allyn Inc | 739 SERIES |  | 005-11176 | CBC - (SE) - KRUSE CLINIC | MHHS-Neighborhood Clinics |  |  |  | 005-11176 | 005-11176 | Southeast & Bay Area |  | CBC - (SE) - KRUSE CLINIC |  | 10/30/2018 |  |  |  | BATTERIES |  | CHARGERBATTERY-Welch Allyn-739 |  |  |  |  | CHARGERBATTERY-Welch Allyn-739 | Welch Allyn | [7 empty] | Not Covered Vendor Only - Biomedical | MHHS-Neighborhood Clinics
NO | YES |  |  |  |  | 151-03856 | Welch Allyn Inc | 739 SERIES |  | LOT# 20160815 | MH MG-(CY)-Copperfield | MHHS-MG |  |  |  |  | 151-03856 | Northwest | MHHS-MG | MH MG-(CY)-Copperfield | Lab | 5/1/17 |  |  | One time inspection only sticker | BATTERIES | Charger, Battery | CHARGERBATTERY-Welch Allyn-739 |  |  |  |  | CHARGERBATTERY-Welch Allyn-739 | Welch Allyn |  |  |  |  | 1/18/20 |  |  | Not Covered Vendor Only - Biomedical | MHHS-MG | [8 empty] | CHARGERBATTERY | Charger, Battery | Welch Allyn
NO | YES |  |  |  |  | 151-03847 | Welch Allyn Inc | 739 SERIES |  | LOT# 20150327 | MH MG-(CY)-Copperfield | MHHS-MG |  |  |  |  | 151-03847 | Northwest | MHHS-MG | MH MG-(CY)-Copperfield | Exam 3 | 5/1/17 |  |  |  | BATTERIES | Charger, Battery | CHARGERBATTERY-Welch Allyn-739 |  |  |  |  | CHARGERBATTERY-Welch Allyn-739 | Welch Allyn | [7 empty] | Not Covered Vendor Only - Biomedical | MHHS-MG | [8 empty] | CHARGERBATTERY | Charger, Battery | Welch Allyn
NO | YES |  |  |  | 583-00905 | 583-00905 | Welch Allyn Inc | 739 SERIES |  | NSN | MH MG-(KY)-Katy CCC | MHHS-MG |  |  |  | 583-00905 | 583-00905 | Katy | MHHS-MG | MH MG-(KY)-Katy CCC | Ex 4 | 4/1/17 |  |  |  | BATTERIES | Charger, Battery | CHARGERBATTERY-Welch Allyn-739 |  |  |  |  | CHARGERBATTERY-Welch Allyn-739 | Welch Allyn |  |  |  |  | 2/2/21 |  |  | Not Covered Vendor Only - Biomedical | MHHS-MG | [8 empty] | CHARGERBATTERY | Charger, Battery | Welch Allyn
NO | YES |  |  |  | 069-42724 | 069-42724 | Welch Allyn Inc | 739 SERIES |  | LOT#20150921 | MH MG - (TMC) - INT MED/ENDOCRINOLOGY (STE 2015) | MHHS-MG |  |  |  | 069-42724 | 069-42724 | TMC | Memorial Hermann- | MH MG - (TMC) - INT MED/ENDOCRINOLOGY (STE 2015) | Lab | 3/1/17 |  |  | No PM Sticker | BATTERIES | Charger, Battery | CHARGERBATTERY-Welch Allyn-739 |  |  |  |  | CHARGERBATTERY-Welch Allyn-739 | Welch Allyn |  |  |  |  | 2/26/21 |  |  | Not Covered Vendor Only - Biomedical | MHHS-MG | [8 empty] | CHARGERBATTERY | Charger, Battery | Welch Allyn
NO | YES |  |  |  | 069-43459 | 069-43459 | Welch Allyn Inc | 739 SERIES |  | LOT# 20130930 | MH MG - (TMC) - OB-GYN/NEUROLOGY (STE 2440) | MHHS-MG |  |  |  | 069-43459 | 069-43459 | TMC | Memorial Hermann-Texas Medical Center | MH MG - (TMC) - OB-GYN/NEUROLOGY (STE 2440) | Exam room 2 |  |  |  |  | BATTERIES | Charger, Battery | CHARGERBATTERY-Welch Allyn-739 |  |  |  |  | CHARGERBATTERY-Welch Allyn-739 | Welch Allyn |  |  |  |  | 1/25/19 |  |  | Covered PM Repair - Biomedical | MHHS-MG | [8 empty] | CHARGERBATTERY | Charger, Battery | Welch Allyn
NO | YES |  |  |  | 069-43467 | 069-43467 | Welch Allyn Inc | 739 SERIES |  | LOT# 20140110 | MH MG - (TMC) - OB-GYN/NEUROLOGY (STE 2440) | MHHS-MG |  |  |  | 069-43467 | 069-43467 | TMC | Memorial Hermann-Texas Medical Center | MH MG - (TMC) - OB-GYN/NEUROLOGY (STE 2440) | Exam room 5 |  |  |  |  | BATTERIES | Charger, Battery | CHARGERBATTERY-Welch Allyn-739 |  |  |  |  | CHARGERBATTERY-Welch Allyn-739 | Welch Allyn | [7 empty] | Not Covered Vendor Only - Biomedical | MHHS-MG | [8 empty] | CHARGERBATTERY | Charger, Battery | Welch Allyn
NO | YES |  |  |  | 069-43471 | 069-43471 | Welch Allyn Inc | 739 SERIES |  | LOT# 20131105 | MH MG - (TMC) - OB-GYN/NEUROLOGY (STE 2440) | MHHS-MG |  |  |  | 069-43471 | 069-43471 | TMC | Memorial Hermann-Texas Medical Center | MH MG - (TMC) - OB-GYN/NEUROLOGY (STE 2440) | Exam room 7 | 3/1/17 |  |  | No PM Sticker | BATTERIES | Charger, Battery | CHARGERBATTERY-Welch Allyn-739 |  |  |  |  | CHARGERBATTERY-Welch Allyn-739 | Welch Allyn |  |  |  |  | 8/1/18 |  |  | Covered PM Repair - Radiology, Low End | MHHS-MG | [8 empty] | CHARGERBATTERY | Charger, Battery | Welch Allyn
YES | YES |  |  |  | 000-03939 | 000-03939 | Welch Allyn Inc | 739 SERIES |  |  | MH MG - (CY) - COPPERFIELD |  |  |  |  | 000-03939 | 000-03939 | Cypress |  | MH MG - (CY) - COPPERFIELD | Ex rm 7 | 2/1/20 | 2/1/20 |  |  |  | Charger, Battery | CHARGERBATTERY-Welch Allyn-739 | [23 empty] | CHARGERBATTERY | Charger, Battery | Welch Allyn
NO | NO | [5 empty] | Welch Allyn Inc | 739 SERIES |  | LOT# 20100525 | MH MG - (MC) - MEMORIAL CITY (MP3) | MHHS-MG | [5 empty] | West & Memorial City |  | MH MG - (MC) - MEMORIAL CITY (MP3) | [5 empty] | BATTERIES |  | CHARGERBATTERY-Welch Allyn-739 |  |  |  |  | CHARGERBATTERY-Welch Allyn-739 | Welch Allyn | [7 empty] | Not Covered Vendor Only - Biomedical | MHHS-MG
NO | NO |  |  |  | 005-11675 |  | Welch Allyn Inc | 739 SERIES |  | 005-11675 | CLOSED - (SE) - SOUTHEAST MEDICAL ASSOCIATES | MHHS-MG |  |  |  | 005-11675 |  | Southeast & Bay Area |  | CLOSED - (SE) - SOUTHEAST MEDICAL ASSOCIATES | [5 empty] | BATTERIES |  | CHARGERBATTERY-Welch Allyn-739 |  |  |  |  | CHARGERBATTERY-Welch Allyn-739 | Welch Allyn | [7 empty] | Not Covered Vendor Only - Biomedical | MHHS-MG
NO | NO |  |  |  | 583-00904 |  | Welch Allyn Inc | 739 SERIES |  | None | MH MG - (KY) - KATY CCC | MHHS-MG |  |  |  | 583-00904 |  | Katy |  | MH MG - (KY) - KATY CCC | [5 empty] | BATTERIES |  | CHARGERBATTERY-Welch Allyn-739 |  |  |  |  | CHARGERBATTERY-Welch Allyn-739 | Welch Allyn | [7 empty] | Not Covered Vendor Only - Biomedical | MHHS-MG
NO | NO |  |  |  | 583-00914 |  | Welch Allyn Inc | 739 SERIES |  | None | MH MG - (KY) - KATY CCC | MHHS-MG |  |  |  | 583-00914 |  | Katy |  | MH MG - (KY) - KATY CCC | [5 empty] | BATTERIES |  | CHARGERBATTERY-Welch Allyn-739 |  |  |  |  | CHARGERBATTERY-Welch Allyn-739 | Welch Allyn | [7 empty] | Not Covered Vendor Only - Biomedical | MHHS-MG
NO | NO |  |  |  | 583-01296 |  | Welch Allyn Inc | 739 SERIES |  | None | MH MG - (KY) - KATY CCC | MHHS-MG |  |  |  | 583-01296 |  | Katy |  | MH MG - (KY) - KATY CCC | [5 empty] | BATTERIES |  | CHARGERBATTERY-Welch Allyn-739 |  |  |  |  | CHARGERBATTERY-Welch Allyn-739 | Welch Allyn | [7 empty] | Not Covered Vendor Only - Biomedical | MHHS-MG
NO | NO |  |  |  | 005-11190 |  | Welch Allyn Inc | 739 SERIES |  | 005-11190 | MH MG - (SE) - FRIENDSWOOD | MHHS-MG |  |  |  | 005-11190 |  | Southeast & Bay Area |  | MH MG - (SE) - FRIENDSWOOD | [5 empty] | BATTERIES |  | CHARGERBATTERY-Welch Allyn-739 |  |  |  |  | CHARGERBATTERY-Welch Allyn-739 | Welch Allyn | [7 empty] | Not Covered Vendor Only - Biomedical | MHHS-MG
NO | NO |  |  |  | 005-11191 |  | Welch Allyn Inc | 739 SERIES |  | 005-11191 | MH MG - (SE) - FRIENDSWOOD | MHHS-MG |  |  |  | 005-11191 |  | Southeast & Bay Area |  | MH MG - (SE) - FRIENDSWOOD | [5 empty] | BATTERIES |  | CHARGERBATTERY-Welch Allyn-739 |  |  |  |  | CHARGERBATTERY-Welch Allyn-739 | Welch Allyn | [7 empty] | Not Covered Vendor Only - Biomedical | MHHS-MG
NO | NO |  |  |  | 000-04067 |  | Welch Allyn Inc | 739 SERIES |  | LOT# 2017-06-20 | MH MG - (SE) - LC CCC | MHHS-MG |  |  |  | 000-04067 |  | Southeast & Bay Area |  | MH MG - (SE) - LC CCC | [5 empty] | BATTERIES |  | CHARGERBATTERY-Welch Allyn-739 |  |  |  |  | CHARGERBATTERY-Welch Allyn-739 | Welch Allyn | [7 empty] | Not Covered Vendor Only - Biomedical | MHHS-MG
NO | NO |  |  |  | 000-04068 |  | Welch Allyn Inc | 739 SERIES |  | LOT# 2017-06-20 | MH MG - (SE) - LC CCC | MHHS-MG |  |  |  | 000-04068 |  | Southeast & Bay Area |  | MH MG - (SE) - LC CCC | [5 empty] | BATTERIES |  | CHARGERBATTERY-Welch Allyn-739 |  |  |  |  | CHARGERBATTERY-Welch Allyn-739 | Welch Allyn | [7 empty] | Not Covered Vendor Only - Biomedical | MHHS-MG
NO | NO |  |  |  | 000-04069 |  | Welch Allyn Inc | 739 SERIES |  | LOT# 2017-06-20 | MH MG - (SE) - LC CCC | MHHS-MG |  |  |  | 000-04069 |  | Southeast & Bay Area |  | MH MG - (SE) - LC CCC | [5 empty] | BATTERIES |  | CHARGERBATTERY-Welch Allyn-739 |  |  |  |  | CHARGERBATTERY-Welch Allyn-739 | Welch Allyn | [7 empty] | Covered PM Repair - Biomedical | MHHS-MG
NO | NO |  |  |  | 000-04070 |  | Welch Allyn Inc | 739 SERIES |  | LOT# 2017-06-20 | MH MG - (SE) - LC CCC | MHHS-MG |  |  |  | 000-04070 |  | Southeast & Bay Area |  | MH MG - (SE) - LC CCC | [5 empty] | BATTERIES |  | CHARGERBATTERY-Welch Allyn-739 |  |  |  |  | CHARGERBATTERY-Welch Allyn-739 | Welch Allyn | [7 empty] | Covered PM Repair - Biomedical | MHHS-MG
NO | NO |  |  |  | 000-04071 |  | Welch Allyn Inc | 739 SERIES |  | LOT# 2017-05-04 | MH MG - (SE) - LC CCC | MHHS-MG |  |  |  | 000-04071 |  | Southeast & Bay Area |  | MH MG - (SE) - LC CCC | [5 empty] | BATTERIES |  | CHARGERBATTERY-Welch Allyn-739 |  |  |  |  | CHARGERBATTERY-Welch Allyn-739 | Welch Allyn | [7 empty] | Not Covered Vendor Only - Biomedical | MHHS-MG
NO | NO |  |  |  | LOT#20150513 |  | Welch Allyn Inc | 739 SERIES |  | LOT#20150513 | MH MG - (TMC) - DOWNTOWN | MHHS-MG |  |  |  | LOT#20150513 |  | TMC |  | MH MG - (TMC) - DOWNTOWN | [5 empty] | BATTERIES |  | CHARGERBATTERY-Welch Allyn-739 |  |  |  |  | CHARGERBATTERY-Welch Allyn-739 | Welch Allyn | [7 empty] | Not Covered Vendor Only - Biomedical | MHHS-MG
NO | NO |  |  |  | LOT#20150702 |  | Welch Allyn Inc | 739 SERIES |  | LOT#20150702 | MH MG - (TMC) - DOWNTOWN | MHHS-MG |  |  |  | LOT#20150702 |  | TMC |  | MH MG - (TMC) - DOWNTOWN | [5 empty] | BATTERIES |  | CHARGERBATTERY-Welch Allyn-739 |  |  |  |  | CHARGERBATTERY-Welch Allyn-739 | Welch Allyn | [7 empty] | Not Covered Vendor Only - Biomedical | MHHS-MG
NO | NO | [5 empty] | Welch Allyn Inc | 739 SERIES |  | LOT# 20140508 | TMC - PLAZA - CANCER CENTER (STE 2900) | MHHS-TMC | [5 empty] | TMC |  | TMC - PLAZA - CANCER CENTER (STE 2900) | [5 empty] | BATTERIES |  | CHARGERBATTERY-Welch Allyn-739 |  |  |  |  | CHARGERBATTERY-Welch Allyn-739 | Welch Allyn | [7 empty] | Covered PM Repair - Biomedical | MHHS-TMC
NO | YES |  |  |  | 005-11852 | 005-11852 | Welch Allyn Inc | 73MT-B |  |  | CBC - (SE) - MATTHYS ELEMENTARY SCHOOL | MHHS-Neighborhood Clinics |  |  |  | 005-11852 | 005-11852 | Southeast & Bay Area |  | CBC - (SE) - MATTHYS ELEMENTARY SCHOOL |  | 07/31/2019 |  |  |  | MONITORS, PHYSIOLOGIC, VITAL SIGNS |  | .needs class |  |  |  |  | .needs class | Welch Allyn | [7 empty] | Not Covered Vendor Only - Biomedical | MHHS-Neighborhood Clinics
NO | YES |  |  |  | 069-46531 | 069-46531 | Welch Allyn Inc | 73WT-B |  | (21)100081042319 | TMC-Plaza-Cancer Center (Ste 2900) | MHHS-TMC |  | Monitor, Vital Signs |  | 069-46531 | 069-46531 | TMC | MHHS-TMC | TMC-Plaza-Cancer Center (Ste 2900) | Nurses Station | 12/1/19 |  | 12/1/20 | Vendor PMd | MONITORS, PHYSIOLOGIC, VITAL SIGNS | Monitor, Vital Signs | MONITORVITALSIGNS-Welch Allyn-73WT-B | MONITORVITALSIGNS | 73WT-B |  |  |  | Welch Allyn | Monitor, Vital Signs |  | MONITORVITALSIGNS-Welch Allyn-73WT-B |  |  |  | MVS-A | Not Covered Vendor Only - Biomedical | MHHS-TMC | [8 empty] | MONITORVITALSIGNS | Monitor, Vital Signs | Welch Allyn
YES | YES | Serial Number Cnf |  |  | 099-02208 | 099-02208 | Welch Allyn Inc |  |  | CNF | MH MG - (KY) - KATY CCC |  |  |  |  | 099-02208 | 099-02208 | Katy | Memorial Hermann Medical Group Katy (#400) | MH MG - (KY) - KATY CCC | Exam 5
NO | NO |  |  |  | 000-05061 |  | Welch Allyn Inc |  |  | 000-05061 | SMR - (MC) - WESTSIDE | MHHS-SMR |  |  |  | 000-05061 |  | West & Memorial City |  | SMR - (MC) - WESTSIDE | [5 empty] | OPHTHALMOSCOPE/OTOSCOPES |  | .needs class |  |  |  |  | .needs class | Welch Allyn | [7 empty] | Not Covered Vendor Only - Biomedical | MHHS-SMR
NO | NO |  |  |  | 000-05062 |  | Welch Allyn Inc |  |  | 000-05062 | SMR - (MC) - WESTSIDE | MHHS-SMR |  |  |  | 000-05062 |  | West & Memorial City |  | SMR - (MC) - WESTSIDE | [5 empty] | OPHTHALMOSCOPE/OTOSCOPES |  | .needs class |  |  |  |  | .needs class | Welch Allyn | [7 empty] | Not Covered Vendor Only - Biomedical | MHHS-SMR
NO | NO |  |  |  | 000-05063 |  | Welch Allyn Inc |  |  | 000-05063 | SMR - (MC) - WESTSIDE | MHHS-SMR |  |  |  | 000-05063 |  | West & Memorial City |  | SMR - (MC) - WESTSIDE | [5 empty] | OPHTHALMOSCOPE/OTOSCOPES |  | .needs class |  |  |  |  | .needs class | Welch Allyn | [7 empty] | Not Covered Vendor Only - Biomedical | MHHS-SMR
NO | YES |  |  |  | 017-00990 | 017-00990 | Welch Allyn Inc |  |  | 017-00990 | MH MG-(STX)-South Texas-Wharton | MHHS-MG |  | Oto/Ophthalmoscope |  | 017-00990 | 017-00990 | South | MHHS-MG | MH MG-(STX)-South Texas-Wharton | Exam 6 |  |  |  |  | OPHTHALMOSCOPE/OTOSCOPES | Oto/Ophthalmoscope | OTOOPHTHALMOSCOPE-Welch Allyn-747 | OTOOPHTHALMOSCOPE |  |  |  |  | Welch Allyn | Oto/Ophthalmoscope |  | OTOOPHTHALMOSCOPE-Welch Allyn-747 |  | 9/27/19 |  |  | Not Covered Vendor Only - Biomedical | MHHS-MG | [8 empty] | OTOOPHTHALMOSCOPE | Oto/Ophthalmoscope | Welch Allyn
NO | YES |  |  |  | 009-10421 | 009-10421 | Welch Allyn Inc |  |  | NSN | Neighborhood Clinic-(GH)-Northwest Cc | MHHS-Neighborhood Clinics |  | Oto/Ophthalmoscope |  | 009-10421 | 009-10421 | Central | MHHS-Others | Neighborhood Clinic-(GH)-Northwest Cc | Ex1 | 7/1/17 |  |  |  | OPHTHALMOSCOPE/OTOSCOPES | Oto/Ophthalmoscope | OTOOPHTHALMOSCOPE-Welch Allyn-74700 | OTOOPHTHALMOSCOPE |  |  |  |  | Welch Allyn | Oto/Ophthalmoscope |  | OTOOPHTHALMOSCOPE-Welch Allyn-74700 |  |  |  |  | Not Covered Vendor Only - Biomedical | MHHS-Neighborhood Clinics | [8 empty] | OTOOPHTHALMOSCOPE | Oto/Ophthalmoscope | Welch Allyn
NO | YES |  |  |  | 013-08791 | 013-08791 | Welch Allyn Inc |  |  | NSN | Neighborhood Clinic-(GH)-Northwest Cc | MHHS-Neighborhood Clinics |  | Oto/Ophthalmoscope |  | 013-08791 | 013-08791 | Central | MHHS-Others | Neighborhood Clinic-(GH)-Northwest Cc | Room 4 | 7/1/17 |  |  |  | OPHTHALMOSCOPE/OTOSCOPES | Oto/Ophthalmoscope | OTOOPHTHALMOSCOPE-Welch Allyn-74700 | OTOOPHTHALMOSCOPE |  |  |  |  | Welch Allyn | Oto/Ophthalmoscope |  | OTOOPHTHALMOSCOPE-Welch Allyn-74700 |  |  |  |  | Not Covered Vendor Only - Biomedical | MHHS-Neighborhood Clinics | [8 empty] | OTOOPHTHALMOSCOPE | Oto/Ophthalmoscope | Welch Allyn
NO | YES |  |  |  | 069-03878 | 069-03878 | Welch Allyn Inc |  |  | NSN | Neighborhood Clinic-(GH)-Northwest Cc | MHHS-Neighborhood Clinics |  | Oto/Ophthalmoscope |  | 069-03878 | 069-03878 | Central | MHHS-Others | Neighborhood Clinic-(GH)-Northwest Cc | Exam 4 | 7/1/17 |  |  |  | OPHTHALMOSCOPE/OTOSCOPES | Oto/Ophthalmoscope | OTOOPHTHALMOSCOPE-Welch Allyn-74700 | OTOOPHTHALMOSCOPE |  |  |  |  | Welch Allyn | Oto/Ophthalmoscope |  | OTOOPHTHALMOSCOPE-Welch Allyn-74700 |  | 7/10/20 |  |  | Not Covered Vendor Only - Biomedical | MHHS-Neighborhood Clinics | [8 empty] | OTOOPHTHALMOSCOPE | Oto/Ophthalmoscope | Welch Allyn
NO | YES |  |  |  | 069-03901 | 069-03901 | Welch Allyn Inc |  |  | NSN | Neighborhood Clinic-(GH)-Northwest Cc | MHHS-Neighborhood Clinics |  | Oto/Ophthalmoscope |  | 069-03901 | 069-03901 | Central | MHHS-Others | Neighborhood Clinic-(GH)-Northwest Cc |  | 7/1/17 |  |  |  | OPHTHALMOSCOPE/OTOSCOPES | Oto/Ophthalmoscope | OTOOPHTHALMOSCOPE-Welch Allyn-74700 | OTOOPHTHALMOSCOPE |  |  |  |  | Welch Allyn | Oto/Ophthalmoscope |  | OTOOPHTHALMOSCOPE-Welch Allyn-74700 |  | 9/6/21 |  |  | No Coverage Specified | MHHS-Neighborhood Clinics | [8 empty] | OTOOPHTHALMOSCOPE | Oto/Ophthalmoscope | Welch Allyn
NO | YES |  |  |  | 069-03909 | 069-03909 | Welch Allyn Inc |  |  | NSN | Neighborhood Clinic-(GH)-Northwest Cc | MHHS-Neighborhood Clinics |  | Oto/Ophthalmoscope |  | 069-03909 | 069-03909 | Central | MHHS-Others | Neighborhood Clinic-(GH)-Northwest Cc | Ex 3 | 7/1/17 |  |  |  | OPHTHALMOSCOPE/OTOSCOPES | Oto/Ophthalmoscope | OTOOPHTHALMOSCOPE-Welch Allyn-74700 | OTOOPHTHALMOSCOPE |  |  |  |  | Welch Allyn | Oto/Ophthalmoscope |  | OTOOPHTHALMOSCOPE-Welch Allyn-74700 |  | 4/17/20 |  |  | Not Covered Vendor Only - Biomedical | MHHS-Neighborhood Clinics | [8 empty] | OTOOPHTHALMOSCOPE | Oto/Ophthalmoscope | Welch Allyn
NO | YES |  |  |  | 009-01589 | 009-01589 | Welch Allyn Inc |  |  | NSN | GH-Cancer Center | MHHS-Greater Heights |  | Oto/Ophthalmoscope |  | 009-01589 | 009-01589 | Central & Greater Heights | MHHS-Greater Heights | GH-Cancer Center |  | 6/23/17 |  |  |  | OPHTHALMOSCOPE/OTOSCOPES | Oto/Ophthalmoscope | OTOOPHTHALMOSCOPE-Welch Allyn-74710 | OTOOPHTHALMOSCOPE |  |  |  |  | Welch Allyn | Oto/Ophthalmoscope |  | OTOOPHTHALMOSCOPE-Welch Allyn-74710 |  | 5/22/20 | Finished from Script 3/27/2020 12:11:52pm (Central) |  | Not Covered Vendor Only - Biomedical | MHHS-Greater Heights | [8 empty] | OTOOPHTHALMOSCOPE | Oto/Ophthalmoscope | Welch Allyn
NO | YES |  |  |  | 009-01593 | 009-01593 | Welch Allyn Inc |  |  | NSN | GH-Cancer Center | MHHS-Greater Heights |  | Oto/Ophthalmoscope |  | 009-01593 | 009-01593 | Central & Greater Heights | MHHS-Greater Heights | GH-Cancer Center | Room 4 | 6/1/17 |  |  |  | OPHTHALMOSCOPE/OTOSCOPES | Oto/Ophthalmoscope | OTOOPHTHALMOSCOPE-Welch Allyn-74710 | OTOOPHTHALMOSCOPE |  |  |  |  | Welch Allyn | Oto/Ophthalmoscope |  | OTOOPHTHALMOSCOPE-Welch Allyn-74710 |  | 12/1/13 |  |  | Covered PM Repair - Radiology, Low End | MHHS-Greater Heights | [8 empty] | OTOOPHTHALMOSCOPE | Oto/Ophthalmoscope | Welch Allyn
NO | YES |  |  |  | 009-01595 | 009-01595 | Welch Allyn Inc |  |  | NSN | GH-Cancer Center | MHHS-Greater Heights |  | Oto/Ophthalmoscope |  | 009-01595 | 009-01595 | Central & Greater Heights | MHHS-Greater Heights | GH-Cancer Center | Room 2 | 6/1/17 |  |  |  | OPHTHALMOSCOPE/OTOSCOPES | Oto/Ophthalmoscope | OTOOPHTHALMOSCOPE-Welch Allyn-74710 | OTOOPHTHALMOSCOPE |  |  |  |  | Welch Allyn | Oto/Ophthalmoscope |  | OTOOPHTHALMOSCOPE-Welch Allyn-74710 |  |  |  |  | Not Covered Vendor Only - Biomedical | MHHS-Greater Heights | [8 empty] | OTOOPHTHALMOSCOPE | Oto/Ophthalmoscope | Welch Allyn
NO | YES |  |  |  | 009-01598 | 009-01598 | Welch Allyn Inc |  |  | NSN | GH-Cancer Center | MHHS-Greater Heights |  | Oto/Ophthalmoscope |  | 009-01598 | 009-01598 | Central | MHHS-Greater Heights | GH-Cancer Center | Suite 150 |  |  |  |  | OPHTHALMOSCOPE/OTOSCOPES | Oto/Ophthalmoscope | OTOOPHTHALMOSCOPE-Welch Allyn-74710 | OTOOPHTHALMOSCOPE |  |  |  |  | Welch Allyn | Oto/Ophthalmoscope |  | OTOOPHTHALMOSCOPE-Welch Allyn-74710 |  |  |  |  | Not Covered Vendor Only - Biomedical | MHHS-Greater Heights | [8 empty] | OTOOPHTHALMOSCOPE | Oto/Ophthalmoscope | Welch Allyn
NO | YES | [5 empty] | Welch Allyn Inc |  |  | NSN | CBC - (GH) - HOGG MIDDLE SCHOOL CLINIC | MHHS-Neighborhood Clinics |  | Oto/Ophthalmoscope |  |  |  | Central & Greater Heights |  | CBC - (GH) - HOGG MIDDLE SCHOOL CLINIC |  | 07/28/2017 |  |  |  | OPHTHALMOSCOPE/OTOSCOPES |  | OTOOPHTHALMOSCOPE-Welch Allyn-74710 | OTOOPHTHALMOSCOPE |  |  |  |  | Welch Allyn | Oto/Ophthalmoscope |  | OTOOPHTHALMOSCOPE-Welch Allyn-74710 |  | 10/01/2014 |  |  | Covered PM Repair - Biomedical | MHHS-Neighborhood Clinics
NO | YES | [5 empty] | Welch Allyn Inc |  |  | NSN | CBC - (GH) - HOGG MIDDLE SCHOOL CLINIC | MHHS-Neighborhood Clinics |  | Oto/Ophthalmoscope |  |  |  | Central & Greater Heights |  | CBC - (GH) - HOGG MIDDLE SCHOOL CLINIC |  | 07/28/2017 |  |  |  | OPHTHALMOSCOPE/OTOSCOPES |  | OTOOPHTHALMOSCOPE-Welch Allyn-74710 | OTOOPHTHALMOSCOPE |  |  |  |  | Welch Allyn | Oto/Ophthalmoscope |  | OTOOPHTHALMOSCOPE-Welch Allyn-74710 |  | 11/02/2014 |  |  | Covered PM Repair - Biomedical | MHHS-Neighborhood Clinics
NO | YES |  |  |  | 009-06941 | 009-06941 | Welch Allyn Inc |  |  | NSN | CBC - (GH) - NORTHWEST BURBANK HEALTH CENTER | MHHS-Neighborhood Clinics |  | Oto/Ophthalmoscope |  | 009-06941 | 009-06941 | Central & Greater Heights |  | CBC - (GH) - NORTHWEST BURBANK HEALTH CENTER |  | 07/28/2017 |  |  |  | OPHTHALMOSCOPE/OTOSCOPES |  | OTOOPHTHALMOSCOPE-Welch Allyn-74710 | OTOOPHTHALMOSCOPE |  |  |  |  | Welch Allyn | Oto/Ophthalmoscope |  | OTOOPHTHALMOSCOPE-Welch Allyn-74710 |  | 10/02/2016 |  |  | Covered PM Repair - Biomedical | MHHS-Neighborhood Clinics
NO | YES |  |  |  | 009-06942 | 009-06942 | Welch Allyn Inc |  |  | NSN | CBC - (GH) - NORTHWEST BURBANK HEALTH CENTER | MHHS-Neighborhood Clinics |  | Oto/Ophthalmoscope |  | 009-06942 | 009-06942 | Central & Greater Heights |  | CBC - (GH) - NORTHWEST BURBANK HEALTH CENTER |  | 07/28/2017 |  |  |  | OPHTHALMOSCOPE/OTOSCOPES |  | OTOOPHTHALMOSCOPE-Welch Allyn-74710 | OTOOPHTHALMOSCOPE |  |  |  |  | Welch Allyn | Oto/Ophthalmoscope |  | OTOOPHTHALMOSCOPE-Welch Allyn-74710 |  | 10/01/2016 |  |  | Covered PM Repair - Biomedical | MHHS-Neighborhood Clinics
NO | YES | Serial Number Cnf |  |  | 000-05025 | 000-05025 | Welch Allyn Inc |  |  | Cnf | MH MG - (MC) - COMPREHENSIVE HEART CARE | MHHS-MG |  | Oto/Ophthalmoscope |  | 000-05025 | 000-05025 | West | Memorial City Cardiology (#400) | MH MG - (MC) - COMPREHENSIVE HEART CARE | Room10 |  |  |  |  | OPHTHALMOSCOPE/OTOSCOPES |  | OTOOPHTHALMOSCOPE-Welch Allyn-74710 | OTOOPHTHALMOSCOPE |  |  |  |  | Welch Allyn | Oto/Ophthalmoscope |  | OTOOPHTHALMOSCOPE-Welch Allyn-74710 |  |  |  |  | Not Covered Vendor Only - Biomedical | MHHS-MG
NO | YES |  |  |  |  | 013-35459 | Welch Allyn Inc |  |  |  | MH MG-(STX)-South Texas-Rosenberg | MHHS-MG |  | Oto/Ophthalmoscope |  |  | 013-35459 | South | MHHS-MG | MH MG-(STX)-South Texas-Rosenberg | Exam Room 22 |  |  |  |  | OPHTHALMOSCOPE/OTOSCOPES | Oto/Ophthalmoscope | OTOOPHTHALMOSCOPE-Welch Allyn-74710 | OTOOPHTHALMOSCOPE |  |  |  |  | Welch Allyn | Oto/Ophthalmoscope |  | OTOOPHTHALMOSCOPE-Welch Allyn-74710 |  |  |  |  | Not Covered Vendor Only - Biomedical | MHHS-MG | [8 empty] | OTOOPHTHALMOSCOPE | Oto/Ophthalmoscope | Welch Allyn
NO | YES |  |  |  |  | 013-35472 | Welch Allyn Inc |  |  |  | MH MG-(STX)-South Texas-Rosenberg | MHHS-MG |  | Oto/Ophthalmoscope |  |  | 013-35472 | South | MHHS-MG | MH MG-(STX)-South Texas-Rosenberg | Exam Room 23 |  |  |  |  | OPHTHALMOSCOPE/OTOSCOPES | Oto/Ophthalmoscope | OTOOPHTHALMOSCOPE-Welch Allyn-74710 | OTOOPHTHALMOSCOPE |  |  |  |  | Welch Allyn | Oto/Ophthalmoscope |  | OTOOPHTHALMOSCOPE-Welch Allyn-74710 |  | 11/28/19 |  |  | Not Covered Vendor Only - Biomedical | MHHS-MG | [8 empty] | OTOOPHTHALMOSCOPE | Oto/Ophthalmoscope | Welch Allyn
NO | YES |  |  |  | 013-35477 | 013-35477 | Welch Allyn Inc |  |  |  | MH MG-(STX)-South Texas-Rosenberg | MHHS-MG |  | Oto/Ophthalmoscope |  | 013-35477 | 013-35477 | South | MHHS-MG | MH MG-(STX)-South Texas-Rosenberg | Exam 29 |  |  |  |  | OPHTHALMOSCOPE/OTOSCOPES | Oto/Ophthalmoscope | OTOOPHTHALMOSCOPE-Welch Allyn-74710 | OTOOPHTHALMOSCOPE |  |  |  |  | Welch Allyn | Oto/Ophthalmoscope |  | OTOOPHTHALMOSCOPE-Welch Allyn-74710 |  | 4/20/20 |  |  | Not Covered Vendor Only - Biomedical | MHHS-MG | [8 empty] | OTOOPHTHALMOSCOPE | Oto/Ophthalmoscope | Welch Allyn
NO | YES |  |  |  |  | 013-35495 | Welch Allyn Inc |  |  |  | MH MG-(STX)-South Texas-Rosenberg | MHHS-MG |  | Oto/Ophthalmoscope |  |  | 013-35495 | South | MHHS-MG | MH MG-(STX)-South Texas-Rosenberg | Storage |  |  |  |  | OPHTHALMOSCOPE/OTOSCOPES | Oto/Ophthalmoscope | OTOOPHTHALMOSCOPE-Welch Allyn-74710 | OTOOPHTHALMOSCOPE |  |  |  |  | Welch Allyn | Oto/Ophthalmoscope |  | OTOOPHTHALMOSCOPE-Welch Allyn-74710 |  | 4/20/20 |  |  | Not Covered Vendor Only - Biomedical | MHHS-MG | [8 empty] | OTOOPHTHALMOSCOPE | Oto/Ophthalmoscope | Welch Allyn
NO | YES |  |  |  | 013-35499 | 013-35499 | Welch Allyn Inc |  |  |  | MH MG-(STX)-South Texas-Rosenberg | MHHS-MG |  | Oto/Ophthalmoscope |  | 013-35499 | 013-35499 | South | MHHS-MG | MH MG-(STX)-South Texas-Rosenberg | Exam 1 |  |  |  |  | OPHTHALMOSCOPE/OTOSCOPES | Oto/Ophthalmoscope | OTOOPHTHALMOSCOPE-Welch Allyn-74710 | OTOOPHTHALMOSCOPE |  |  |  |  | Welch Allyn | Oto/Ophthalmoscope |  | OTOOPHTHALMOSCOPE-Welch Allyn-74710 |  |  |  |  | Not Covered Vendor Only - Biomedical | MHHS-MG | [8 empty] | OTOOPHTHALMOSCOPE | Oto/Ophthalmoscope | Welch Allyn
NO | YES |  |  |  | 929-01111 | 929-01111 | Welch Allyn Inc |  |  |  | MH MG-(STX)-South Texas-Rosenberg | MHHS-MG |  | Oto/Ophthalmoscope |  | 929-01111 | 929-01111 | South | MHHS-MG | MH MG-(STX)-South Texas-Rosenberg | Exam 26 |  |  |  |  | OPHTHALMOSCOPE/OTOSCOPES | Oto/Ophthalmoscope | OTOOPHTHALMOSCOPE-Welch Allyn-74710 | OTOOPHTHALMOSCOPE |  |  |  |  | Welch Allyn | Oto/Ophthalmoscope |  | OTOOPHTHALMOSCOPE-Welch Allyn-74710 |  |  |  |  | Covered PM Repair - Biomedical | MHHS-MG | [8 empty] | OTOOPHTHALMOSCOPE | Oto/Ophthalmoscope | Welch Allyn
NO | YES |  |  |  | 000-02761 | 000-02761 | Welch Allyn Inc |  |  | NSN | MH MG-(STX)-South Texas-Wharton | MHHS-MG |  | Oto/Ophthalmoscope |  | 000-02761 | 000-02761 | South | MHHS-MG | MH MG-(STX)-South Texas-Wharton | Exam room 7 | 2/1/20 |  |  |  | OPHTHALMOSCOPE/OTOSCOPES | Oto/Ophthalmoscope | OTOOPHTHALMOSCOPE-Welch Allyn-74710 | OTOOPHTHALMOSCOPE |  |  |  |  | Welch Allyn | Oto/Ophthalmoscope |  | OTOOPHTHALMOSCOPE-Welch Allyn-74710 |  |  |  |  | Covered PM Repair - Biomedical | MHHS-MG | [8 empty] | OTOOPHTHALMOSCOPE | Oto/Ophthalmoscope | Welch Allyn
NO | YES |  |  |  | 000-02764 | 000-02764 | Welch Allyn Inc |  |  | NSN | MH MG-(STX)-South Texas-Wharton | MHHS-MG |  | Oto/Ophthalmoscope |  | 000-02764 | 000-02764 | South | MHHS-MG | MH MG-(STX)-South Texas-Wharton | Exam room 8 | 10/1/19 | 10/1/20 |  |  | OPHTHALMOSCOPE/OTOSCOPES | Oto/Ophthalmoscope | OTOOPHTHALMOSCOPE-Welch Allyn-74710 | OTOOPHTHALMOSCOPE |  |  |  |  | Welch Allyn | Oto/Ophthalmoscope |  | OTOOPHTHALMOSCOPE-Welch Allyn-74710 |  |  |  |  | Covered PM Repair - Biomedical | MHHS-MG | [8 empty] | OTOOPHTHALMOSCOPE | Oto/Ophthalmoscope | Welch Allyn
NO | YES |  |  |  | 000-02791 | 000-02791 | Welch Allyn Inc |  |  | NSN | MH MG - (STX) - SOUTH TEXAS - WHARTON | MHHS-MG |  | Oto/Ophthalmoscope |  | 000-02791 | 000-02791 | South | MHHS-MG | MH MG - (STX) - SOUTH TEXAS - WHARTON | Exam 3 |  |  |  |  | OPHTHALMOSCOPE/OTOSCOPES | Oto/Ophthalmoscope | OTOOPHTHALMOSCOPE-Welch Allyn-74710 | OTOOPHTHALMOSCOPE |  |  |  |  | Welch Allyn | Oto/Ophthalmoscope |  | OTOOPHTHALMOSCOPE-Welch Allyn-74710 |  |  |  |  | Covered PM Repair - Biomedical | MHHS-MG | [8 empty] | OTOOPHTHALMOSCOPE | Oto/Ophthalmoscope | Welch Allyn
NO | YES |  |  |  | 017-00859 | 017-00859 | Welch Allyn Inc |  |  | 017-00859 | MH MG-(STX)-South Texas-Wharton | MHHS-MG |  | Oto/Ophthalmoscope |  | 017-00859 | 017-00859 | South | MHHS-MG | MH MG-(STX)-South Texas-Wharton | Exam 1 | 4/1/15 |  |  |  | OPHTHALMOSCOPE/OTOSCOPES | Oto/Ophthalmoscope | OTOOPHTHALMOSCOPE-Welch Allyn-74710 | OTOOPHTHALMOSCOPE |  |  |  |  | Welch Allyn | Oto/Ophthalmoscope |  | OTOOPHTHALMOSCOPE-Welch Allyn-74710 |  |  |  |  | Covered PM Repair - Biomedical | MHHS-MG | [8 empty] | OTOOPHTHALMOSCOPE | Oto/Ophthalmoscope | Welch Allyn
NO | YES |  |  |  | 017-00863 | 017-00863 | Welch Allyn Inc |  |  | 017-00863 | MH MG-(STX)-South Texas-Wharton | MHHS-MG |  | Oto/Ophthalmoscope |  | 017-00863 | 017-00863 | South | MHHS-MG | MH MG-(STX)-South Texas-Wharton | Gynecology exam rm 7 | 4/1/15 | 4/1/16 |  |  | OPHTHALMOSCOPE/OTOSCOPES | Oto/Ophthalmoscope | OTOOPHTHALMOSCOPE-Welch Allyn-74710 | OTOOPHTHALMOSCOPE |  |  |  |  | Welch Allyn | Oto/Ophthalmoscope |  | OTOOPHTHALMOSCOPE-Welch Allyn-74710 |  |  |  |  | Covered PM Repair - Biomedical | MHHS-MG | [8 empty] | OTOOPHTHALMOSCOPE | Oto/Ophthalmoscope | Welch Allyn
NO | YES |  |  |  | 017-00865 | 017-00865 | Welch Allyn Inc |  |  | 017-00865 | MH MG-(STX)-South Texas-Wharton | MHHS-MG |  | Oto/Ophthalmoscope |  | 017-00865 | 017-00865 | South | MHHS-MG | MH MG-(STX)-South Texas-Wharton | Gynecology | 5/1/15 | 10/1/20 |  |  | OPHTHALMOSCOPE/OTOSCOPES | Oto/Ophthalmoscope | OTOOPHTHALMOSCOPE-Welch Allyn-74710 | OTOOPHTHALMOSCOPE |  |  |  |  | Welch Allyn | Oto/Ophthalmoscope |  | OTOOPHTHALMOSCOPE-Welch Allyn-74710 |  |  |  |  | Covered PM Repair - Biomedical | MHHS-MG | [8 empty] | OTOOPHTHALMOSCOPE | Oto/Ophthalmoscope | Welch Allyn
NO | YES |  |  |  | 017-00994 | 017-00994 | Welch Allyn Inc |  |  | 017-00994 | MH MG-(STX)-South Texas-Wharton | MHHS-MG |  | Oto/Ophthalmoscope |  | 017-00994 | 017-00994 | South | MHHS-MG | MH MG-(STX)-South Texas-Wharton | Exam 5 | 6/1/15 |  |  |  | OPHTHALMOSCOPE/OTOSCOPES | Oto/Ophthalmoscope | OTOOPHTHALMOSCOPE-Welch Allyn-74710 | OTOOPHTHALMOSCOPE |  |  |  |  | Welch Allyn | Oto/Ophthalmoscope |  | OTOOPHTHALMOSCOPE-Welch Allyn-74710 |  |  |  |  | Covered PM Repair - Biomedical | MHHS-MG | [8 empty] | OTOOPHTHALMOSCOPE | Oto/Ophthalmoscope | Welch Allyn
NO | YES |  |  |  | 129-06366 | 129-06366 | Welch Allyn Inc |  |  | NSN | MH MG-(STX)-South Texas-Wharton | MHHS-MG |  | Oto/Ophthalmoscope |  | 129-06366 | 129-06366 | South | MHHS-MG | MH MG-(STX)-South Texas-Wharton | Exam 6 |  |  |  |  | OPHTHALMOSCOPE/OTOSCOPES | Oto/Ophthalmoscope | OTOOPHTHALMOSCOPE-Welch Allyn-74710 | OTOOPHTHALMOSCOPE |  |  |  |  | Welch Allyn | Oto/Ophthalmoscope |  | OTOOPHTHALMOSCOPE-Welch Allyn-74710 |  | 12/16/16 |  |  | Covered PM Repair - Biomedical | MHHS-MG | [8 empty] | OTOOPHTHALMOSCOPE | Oto/Ophthalmoscope | Welch Allyn
NO | YES |  |  |  | 129-06367 | 129-06367 | Welch Allyn Inc |  |  |  | MH MG-(STX)-South Texas-Wharton | MHHS-MG |  | Oto/Ophthalmoscope |  | 129-06367 | 129-06367 | South | MHHS-MG | MH MG-(STX)-South Texas-Wharton | Exam 5 |  |  |  |  | OPHTHALMOSCOPE/OTOSCOPES | Oto/Ophthalmoscope | OTOOPHTHALMOSCOPE-Welch Allyn-74710 | OTOOPHTHALMOSCOPE |  |  |  |  | Welch Allyn | Oto/Ophthalmoscope |  | OTOOPHTHALMOSCOPE-Welch Allyn-74710 |  |  |  |  | Covered PM Repair - Biomedical | MHHS-MG | [8 empty] | OTOOPHTHALMOSCOPE | Oto/Ophthalmoscope | Welch Allyn
NO | YES |  |  |  | 069-42732 | 069-42732 | Welch Allyn Inc |  |  | LOT# MAY11989 | MH MG-(GH)-GH CCC | MHHS-MG |  | Oto/Ophthalmoscope |  | 069-42732 | 069-42732 | Central | MHHS-MG | MH MG-(GH)-GH CCC | TMC Suite 1160 | 3/1/17 |  |  |  | OPHTHALMOSCOPE/OTOSCOPES |  | OTOOPHTHALMOSCOPE-Welch Allyn-74710 | OTOOPHTHALMOSCOPE |  |  |  |  | Welch Allyn | Oto/Ophthalmoscope |  | OTOOPHTHALMOSCOPE-Welch Allyn-74710 |  |  |  |  | Covered PM Repair - Biomedical | MHHS-MG
NO | YES |  |  |  | 069-43385 | 069-43385 | Welch Allyn Inc |  |  | LOT# MAR231981 | MH MG-(GH)-GH CCC | MHHS-MG |  | Oto/Ophthalmoscope |  | 069-43385 | 069-43385 | Central | MHHS-MG | MH MG-(GH)-GH CCC | TMC Suite 1160 | 3/1/17 |  |  |  | OPHTHALMOSCOPE/OTOSCOPES |  | OTOOPHTHALMOSCOPE-Welch Allyn-74710 | OTOOPHTHALMOSCOPE |  |  |  |  | Welch Allyn | Oto/Ophthalmoscope |  | OTOOPHTHALMOSCOPE-Welch Allyn-74710 |  |  |  |  | Covered PM Repair - Biomedical | MHHS-MG
YES | YES | Serial Number Cnf |  |  | 000-03915 | 000-03915 | Welch Allyn Inc |  |  | Cnf | ENT |  |  |  |  | 000-03915 | 000-03915 | South | HM Med Grp Wharton | ENT | Exam 1 | [5 empty] | Oto/Ophthalmoscope | OTOOPHTHALMOSCOPE-Welch Allyn-74710 | [23 empty] | OTOOPHTHALMOSCOPE | Oto/Ophthalmoscope | Welch Allyn
YES | YES |  |  |  | 013-35490 | 013-35490 | Welch Allyn Inc |  |  |  | MH MG - (STX) - SOUTH TEXAS - ROSENBERG |  |  |  |  | 013-35490 | 013-35490 | South | Memorial Hermann Medical Group Rosenberg | MH MG - (STX) - SOUTH TEXAS - ROSENBERG | Exam 27 | [6 empty] | OTOOPHTHALMOSCOPE-Welch Allyn-74710
NO | NO |  |  |  | 013-34477 |  | Welch Allyn Inc |  |  |  | MH MG - (STX) - SOUTH TEXAS - ROSENBERG | MHHS-MG |  | Oto/Ophthalmoscope |  | 013-34477 |  | South |  | MH MG - (STX) - SOUTH TEXAS - ROSENBERG | [5 empty] | OPHTHALMOSCOPE/OTOSCOPES |  | OTOOPHTHALMOSCOPE-Welch Allyn-74710 | OTOOPHTHALMOSCOPE |  |  |  |  | Welch Allyn | Oto/Ophthalmoscope |  | OTOOPHTHALMOSCOPE-Welch Allyn-74710 |  |  |  |  | Not Covered Vendor Only - Biomedical | MHHS-MG
NO | NO |  |  |  | 013-35468 |  | Welch Allyn Inc |  |  |  | MH MG - (STX) - SOUTH TEXAS - ROSENBERG | MHHS-MG |  | Oto/Ophthalmoscope |  | 013-35468 |  | South |  | MH MG - (STX) - SOUTH TEXAS - ROSENBERG | [5 empty] | OPHTHALMOSCOPE/OTOSCOPES |  | OTOOPHTHALMOSCOPE-Welch Allyn-74710 | OTOOPHTHALMOSCOPE |  |  |  |  | Welch Allyn | Oto/Ophthalmoscope |  | OTOOPHTHALMOSCOPE-Welch Allyn-74710 |  |  |  |  | Covered PM Repair - Biomedical | MHHS-MG
NO | NO |  |  |  | 013-35483 |  | Welch Allyn Inc |  |  |  | MH MG - (STX) - SOUTH TEXAS - ROSENBERG | MHHS-MG |  | Oto/Ophthalmoscope |  | 013-35483 |  | South |  | MH MG - (STX) - SOUTH TEXAS - ROSENBERG | [5 empty] | OPHTHALMOSCOPE/OTOSCOPES |  | OTOOPHTHALMOSCOPE-Welch Allyn-74710 | OTOOPHTHALMOSCOPE |  |  |  |  | Welch Allyn | Oto/Ophthalmoscope |  | OTOOPHTHALMOSCOPE-Welch Allyn-74710 |  |  |  |  | Not Covered Vendor Only - Biomedical | MHHS-MG
NO | NO |  |  |  | 013-35501 |  | Welch Allyn Inc |  |  |  | MH MG - (STX) - SOUTH TEXAS - ROSENBERG | MHHS-MG |  | Oto/Ophthalmoscope |  | 013-35501 |  | South |  | MH MG - (STX) - SOUTH TEXAS - ROSENBERG | [5 empty] | OPHTHALMOSCOPE/OTOSCOPES |  | OTOOPHTHALMOSCOPE-Welch Allyn-74710 | OTOOPHTHALMOSCOPE |  |  |  |  | Welch Allyn | Oto/Ophthalmoscope |  | OTOOPHTHALMOSCOPE-Welch Allyn-74710 |  |  |  |  | Not Covered Vendor Only - Biomedical | MHHS-MG
NO | NO |  |  |  | 013-35518 |  | Welch Allyn Inc |  |  |  | MH MG - (STX) - SOUTH TEXAS - ROSENBERG | MHHS-MG |  | Oto/Ophthalmoscope |  | 013-35518 |  | South |  | MH MG - (STX) - SOUTH TEXAS - ROSENBERG | [5 empty] | OPHTHALMOSCOPE/OTOSCOPES |  | OTOOPHTHALMOSCOPE-Welch Allyn-74710 | OTOOPHTHALMOSCOPE |  |  |  |  | Welch Allyn | Oto/Ophthalmoscope |  | OTOOPHTHALMOSCOPE-Welch Allyn-74710 |  |  |  |  | Not Covered Vendor Only - Biomedical | MHHS-MG
NO | NO |  |  |  | 013-35528 |  | Welch Allyn Inc |  |  |  | MH MG - (STX) - SOUTH TEXAS - ROSENBERG | MHHS-MG |  | Oto/Ophthalmoscope |  | 013-35528 |  | South |  | MH MG - (STX) - SOUTH TEXAS - ROSENBERG | [5 empty] | OPHTHALMOSCOPE/OTOSCOPES |  | OTOOPHTHALMOSCOPE-Welch Allyn-74710 | OTOOPHTHALMOSCOPE |  |  |  |  | Welch Allyn | Oto/Ophthalmoscope |  | OTOOPHTHALMOSCOPE-Welch Allyn-74710 |  |  |  |  | Not Covered Vendor Only - Biomedical | MHHS-MG
NO | NO |  |  |  | 929-01109 |  | Welch Allyn Inc |  |  |  | MH MG - (STX) - SOUTH TEXAS - ROSENBERG | MHHS-MG |  | Oto/Ophthalmoscope |  | 929-01109 |  | South |  | MH MG - (STX) - SOUTH TEXAS - ROSENBERG | [5 empty] | OPHTHALMOSCOPE/OTOSCOPES |  | OTOOPHTHALMOSCOPE-Welch Allyn-74710 | OTOOPHTHALMOSCOPE |  |  |  |  | Welch Allyn | Oto/Ophthalmoscope |  | OTOOPHTHALMOSCOPE-Welch Allyn-74710 |  |  |  |  | Covered PM Repair - Biomedical | MHHS-MG
NO | NO |  |  |  | 000-02747 |  | Welch Allyn Inc |  |  |  | MH MG - (STX) - SOUTH TEXAS - WHARTON | MHHS-MG |  | Oto/Ophthalmoscope |  | 000-02747 |  | South |  | MH MG - (STX) - SOUTH TEXAS - WHARTON | [5 empty] | OPHTHALMOSCOPE/OTOSCOPES |  | OTOOPHTHALMOSCOPE-Welch Allyn-74710 | OTOOPHTHALMOSCOPE |  |  |  |  | Welch Allyn | Oto/Ophthalmoscope |  | OTOOPHTHALMOSCOPE-Welch Allyn-74710 |  |  |  |  | Covered PM Repair - Biomedical | MHHS-MG
NO | NO |  |  |  | 000-02811 |  | Welch Allyn Inc |  |  |  | MH MG - (STX) - SOUTH TEXAS - WHARTON | MHHS-MG |  | Oto/Ophthalmoscope |  | 000-02811 |  | South |  | MH MG - (STX) - SOUTH TEXAS - WHARTON | [5 empty] | OPHTHALMOSCOPE/OTOSCOPES |  | OTOOPHTHALMOSCOPE-Welch Allyn-74710 | OTOOPHTHALMOSCOPE |  |  |  |  | Welch Allyn | Oto/Ophthalmoscope |  | OTOOPHTHALMOSCOPE-Welch Allyn-74710 |  |  |  |  | Covered PM Repair - Biomedical | MHHS-MG
NO | NO |  |  |  | 129-02859 |  | Welch Allyn Inc |  |  | n/a | SUGAR LAND - WOUND CARE | MHHS-Sugarland |  | Oto/Ophthalmoscope |  | 129-02859 |  | Sugar Land |  | SUGAR LAND - WOUND CARE | [5 empty] | OPHTHALMOSCOPE/OTOSCOPES |  | OTOOPHTHALMOSCOPE-Welch Allyn-74710 | OTOOPHTHALMOSCOPE |  |  |  |  | Welch Allyn | Oto/Ophthalmoscope |  | OTOOPHTHALMOSCOPE-Welch Allyn-74710 |  |  |  |  | Not Covered Vendor Only - Biomedical | MHHS-Sugarland
NO | YES |  |  |  | 133-03829 | 133-03829 | Welch Allyn Inc |  |  | NSN | Katy-ER | MHHS-Katy |  |  |  | 133-03829 | 133-03829 | Katy | MHHS-Katy | Katy-ER | Room 2 |  |  |  |  | OPHTHALMOSCOPE/OTOSCOPES |  | .needs class |  |  |  |  | .needs class | Welch Allyn | [7 empty] | Covered PM Repair - Biomedical | MHHS-Katy
NO | YES |  |  |  | 133-03835 | 133-03835 | Welch Allyn Inc |  |  |  | Katy-ER | MHHS-Katy |  |  |  | 133-03835 | 133-03835 | Katy | MHHS-Katy | Katy-ER | Room 3 |  |  |  |  | OPHTHALMOSCOPE/OTOSCOPES |  | .needs class |  |  |  |  | .needs class | Welch Allyn | [7 empty] | Covered PM Repair - Biomedical | MHHS-Katy
NO | YES |  |  |  | 133-10174 | 133-10174 | Welch Allyn Inc |  |  |  | Katy-ER | MHHS-Katy |  |  |  | 133-10174 | 133-10174 | Katy | MHHS-Katy | Katy-ER | Room 1 |  |  |  |  | OPHTHALMOSCOPE/OTOSCOPES |  | .needs class |  |  |  |  | .needs class | Welch Allyn | [7 empty] | Covered PM Repair - Biomedical | MHHS-Katy
NO | NO |  |  |  | 041-32910 |  | Welch Allyn Inc | 75MT |  |  | MEMORIAL CITY - TEXAS ONCOLOGY | MHHS-Mem City |  |  |  | 041-32910 |  | West & Memorial City |  | MEMORIAL CITY - TEXAS ONCOLOGY | [5 empty] | MONITORS, PHYSIOLOGIC, VITAL SIGNS |  | MONITORVITALSIGNS-Welch Allyn-75MT-B |  |  |  |  | MONITORVITALSIGNS-Welch Allyn-75MT-B | Welch Allyn | [7 empty] | Covered PM Repair - Biomedical | MHHS-Mem City
NO | YES |  |  |  | 017-01118 | 017-01118 | Welch Allyn Inc |  |  | NSN | MH MG-(PL)-Central Pearland | MHHS-MG |  | Transformer, Constant Voltage |  | 017-01118 | 017-01118 | Pearland | MHHS-MG | MH MG-(PL)-Central Pearland | Exam 1 | 2/1/19 |  |  | One time safety only | OPHTHALMOSCOPE/OTOSCOPES | Transformer, Constant Voltage | TRNSFRMRCONSTANTVLTG-Welch Allyn-767 | TRNSFRMRCONSTANTVLTG |  |  |  |  | Welch Allyn | Transformer, Constant Voltage |  | TRNSFRMRCONSTANTVLTG-Welch Allyn-767 |  |  |  |  | Covered PM Repair - Biomedical | MHHS-MG | [8 empty] | TRNSFRMRCONSTANTVLTG | Transformer, Constant Voltage | Welch Allyn
NO | YES |  |  |  | 017-01120 | 017-01120 | Welch Allyn Inc |  |  | NSN | MH MG-(PL)-Central Pearland | MHHS-MG |  | Transformer, Constant Voltage |  | 017-01120 | 017-01120 | Pearland | MHHS-MG | MH MG-(PL)-Central Pearland | Exam 2 | 2/1/19 |  |  | No pm required. No serial number | OPHTHALMOSCOPE/OTOSCOPES | Transformer, Constant Voltage | TRNSFRMRCONSTANTVLTG-Welch Allyn-767 | TRNSFRMRCONSTANTVLTG |  |  |  |  | Welch Allyn | Transformer, Constant Voltage |  | TRNSFRMRCONSTANTVLTG-Welch Allyn-767 |  |  |  |  | Covered PM Repair - Biomedical | MHHS-MG | [8 empty] | TRNSFRMRCONSTANTVLTG | Transformer, Constant Voltage | Welch Allyn
NO | YES |  |  |  | 017-01122 | 017-01122 | Welch Allyn Inc |  |  | NSN | MH MG-(PL)-Central Pearland | MHHS-MG |  | Transformer, Constant Voltage |  | 017-01122 | 017-01122 | Pearland | MHHS-MG | MH MG-(PL)-Central Pearland | Exam 6 | 2/1/19 |  |  | One time safety | OPHTHALMOSCOPE/OTOSCOPES | Transformer, Constant Voltage | TRNSFRMRCONSTANTVLTG-Welch Allyn-767 | TRNSFRMRCONSTANTVLTG |  |  |  |  | Welch Allyn | Transformer, Constant Voltage |  | TRNSFRMRCONSTANTVLTG-Welch Allyn-767 |  |  |  |  | Covered PM Repair - Biomedical | MHHS-MG | [8 empty] | TRNSFRMRCONSTANTVLTG | Transformer, Constant Voltage | Welch Allyn
NO | YES |  |  |  | 017-01125 | 017-01125 | Welch Allyn Inc |  |  | NSN | MH MG-(PL)-Central Pearland | MHHS-MG |  | Transformer, Constant Voltage |  | 017-01125 | 017-01125 | Pearland | MHHS-MG | MH MG-(PL)-Central Pearland | Rm 5 | 2/1/19 |  |  |  | OPHTHALMOSCOPE/OTOSCOPES | Transformer, Constant Voltage | TRNSFRMRCONSTANTVLTG-Welch Allyn-767 | TRNSFRMRCONSTANTVLTG |  |  |  |  | Welch Allyn | Transformer, Constant Voltage |  | TRNSFRMRCONSTANTVLTG-Welch Allyn-767 |  |  |  |  | Covered PM Repair - Biomedical | MHHS-MG | [8 empty] | TRNSFRMRCONSTANTVLTG | Transformer, Constant Voltage | Welch Allyn
NO | YES |  |  |  | 017-01127 | 017-01127 | Welch Allyn Inc |  |  | NSN | MH MG-(PL)-Central Pearland | MHHS-MG |  | Transformer, Constant Voltage |  | 017-01127 | 017-01127 | Pearland | MHHS-MG | MH MG-(PL)-Central Pearland | Rm4 | 2/1/19 |  |  |  | OPHTHALMOSCOPE/OTOSCOPES | Transformer, Constant Voltage | TRNSFRMRCONSTANTVLTG-Welch Allyn-767 | TRNSFRMRCONSTANTVLTG |  |  |  |  | Welch Allyn | Transformer, Constant Voltage |  | TRNSFRMRCONSTANTVLTG-Welch Allyn-767 |  |  |  |  | Covered PM Repair - Biomedical | MHHS-MG | [8 empty] | TRNSFRMRCONSTANTVLTG | Transformer, Constant Voltage | Welch Allyn
NO | YES |  |  |  | 017-01130 | 017-01130 | Welch Allyn Inc |  |  | NSN | MH MG-(PL)-Central Pearland | MHHS-MG |  | Transformer, Constant Voltage |  | 017-01130 | 017-01130 | Pearland | MHHS-MG | MH MG-(PL)-Central Pearland | Rm3 | 2/1/19 |  |  |  | OPHTHALMOSCOPE/OTOSCOPES | Transformer, Constant Voltage | TRNSFRMRCONSTANTVLTG-Welch Allyn-767 | TRNSFRMRCONSTANTVLTG |  |  |  |  | Welch Allyn | Transformer, Constant Voltage |  | TRNSFRMRCONSTANTVLTG-Welch Allyn-767 |  | 8/11/12 |  |  | Covered PM Repair - Biomedical | MHHS-MG | [8 empty] | TRNSFRMRCONSTANTVLTG | Transformer, Constant Voltage | Welch Allyn
NO | YES |  |  |  | 017-01132 | 017-01132 | Welch Allyn Inc |  |  | NSN | MH MG-(PL)-Central Pearland | MHHS-MG |  | Transformer, Constant Voltage |  | 017-01132 | 017-01132 | Pearland | MHHS-MG | MH MG-(PL)-Central Pearland | Rm2 | 2/1/19 |  |  |  | OPHTHALMOSCOPE/OTOSCOPES | Transformer, Constant Voltage | TRNSFRMRCONSTANTVLTG-Welch Allyn-767 | TRNSFRMRCONSTANTVLTG |  |  |  |  | Welch Allyn | Transformer, Constant Voltage |  | TRNSFRMRCONSTANTVLTG-Welch Allyn-767 |  |  |  |  | Covered PM Repair - Biomedical | MHHS-MG | [8 empty] | TRNSFRMRCONSTANTVLTG | Transformer, Constant Voltage | Welch Allyn
NO | YES |  |  |  | 017-01134 | 017-01134 | Welch Allyn Inc |  |  | NSN | MH MG-(PL)-Central Pearland | MHHS-MG |  | Transformer, Constant Voltage |  | 017-01134 | 017-01134 | Pearland | MHHS-MG | MH MG-(PL)-Central Pearland | Rm1 | 2/1/19 |  |  |  | OPHTHALMOSCOPE/OTOSCOPES | Transformer, Constant Voltage | TRNSFRMRCONSTANTVLTG-Welch Allyn-767 | TRNSFRMRCONSTANTVLTG |  |  |  |  | Welch Allyn | Transformer, Constant Voltage |  | TRNSFRMRCONSTANTVLTG-Welch Allyn-767 |  |  |  |  | Covered PM Repair - Biomedical | MHHS-MG | [8 empty] | TRNSFRMRCONSTANTVLTG | Transformer, Constant Voltage | Welch Allyn
NO | YES |  |  |  | 041-14123 | 041-14123 | Welch Allyn Inc |  |  | NSN | MH MG - (MC) - MEMORIAL CITY (MP3) | MHHS-MG |  | Transformer, Constant Voltage |  | 041-14123 | 041-14123 | West | MHHS-MG | MH MG - (MC) - MEMORIAL CITY (MP3) | Room147 |  |  |  | No pm | OPHTHALMOSCOPE/OTOSCOPES |  | TRNSFRMRCONSTANTVLTG-Welch Allyn-767 | TRNSFRMRCONSTANTVLTG |  |  |  |  | Welch Allyn | Transformer, Constant Voltage |  | TRNSFRMRCONSTANTVLTG-Welch Allyn-767 |  |  |  |  | Covered PM Repair - Biomedical | MHHS-MG
NO | YES |  |  |  | 041-14126 | 041-14126 | Welch Allyn Inc |  |  | NSN | MH MG - (MC) - MEMORIAL CITY (MP3) | MHHS-MG |  | Transformer, Constant Voltage |  | 041-14126 | 041-14126 | West | MHHS-MG | MH MG - (MC) - MEMORIAL CITY (MP3) | Room148 |  |  |  | No pm | OPHTHALMOSCOPE/OTOSCOPES |  | TRNSFRMRCONSTANTVLTG-Welch Allyn-767 | TRNSFRMRCONSTANTVLTG |  |  |  |  | Welch Allyn | Transformer, Constant Voltage |  | TRNSFRMRCONSTANTVLTG-Welch Allyn-767 |  |  |  |  | Covered PM Repair - Biomedical | MHHS-MG
NO | YES |  |  |  | 041-14129 | 041-14129 | Welch Allyn Inc |  |  | NSN | MH MG - (MC) - MEMORIAL CITY (MP3) | MHHS-MG |  | Transformer, Constant Voltage |  | 041-14129 | 041-14129 | West | MHHS-MG | MH MG - (MC) - MEMORIAL CITY (MP3) |  | 5/1/17 |  |  |  | OPHTHALMOSCOPE/OTOSCOPES |  | TRNSFRMRCONSTANTVLTG-Welch Allyn-767 | TRNSFRMRCONSTANTVLTG |  |  |  |  | Welch Allyn | Transformer, Constant Voltage |  | TRNSFRMRCONSTANTVLTG-Welch Allyn-767 |  |  |  |  | Covered PM Repair - Biomedical | MHHS-MG
NO | YES |  |  |  | 041-14153 | 041-14153 | Welch Allyn Inc |  |  | NSN | MH MG - (MC) - MEMORIAL CITY (MP3) | MHHS-MG |  | Transformer, Constant Voltage |  | 041-14153 | 041-14153 | West | MHHS-MG | MH MG - (MC) - MEMORIAL CITY (MP3) |  | 5/1/17 |  |  |  | OPHTHALMOSCOPE/OTOSCOPES |  | TRNSFRMRCONSTANTVLTG-Welch Allyn-767 | TRNSFRMRCONSTANTVLTG |  |  |  |  | Welch Allyn | Transformer, Constant Voltage |  | TRNSFRMRCONSTANTVLTG-Welch Allyn-767 |  |  |  |  | Covered PM Repair - Biomedical | MHHS-MG
NO | YES |  |  |  | 041-14159 | 041-14159 | Welch Allyn Inc |  |  | NSN | MH MG - (MC) - MEMORIAL CITY (MP3) | MHHS-MG |  | Transformer, Constant Voltage |  | 041-14159 | 041-14159 | West | MHHS-MG | MH MG - (MC) - MEMORIAL CITY (MP3) | Room 139 |  |  |  | No pm | OPHTHALMOSCOPE/OTOSCOPES |  | TRNSFRMRCONSTANTVLTG-Welch Allyn-767 | TRNSFRMRCONSTANTVLTG |  |  |  |  | Welch Allyn | Transformer, Constant Voltage |  | TRNSFRMRCONSTANTVLTG-Welch Allyn-767 |  |  |  |  | Covered PM Repair - Biomedical | MHHS-MG
NO | YES |  |  |  | 041-14161 | 041-14161 | Welch Allyn Inc |  |  | NSN | MH MG - (MC) - MEMORIAL CITY (MP3) | MHHS-MG |  | Transformer, Constant Voltage |  | 041-14161 | 041-14161 | West | MHHS-MG | MH MG - (MC) - MEMORIAL CITY (MP3) | Room144 |  |  |  | No pm | OPHTHALMOSCOPE/OTOSCOPES |  | TRNSFRMRCONSTANTVLTG-Welch Allyn-767 | TRNSFRMRCONSTANTVLTG |  |  |  |  | Welch Allyn | Transformer, Constant Voltage |  | TRNSFRMRCONSTANTVLTG-Welch Allyn-767 |  |  |  |  | Covered PM Repair - Biomedical | MHHS-MG
NO | YES |  |  |  | 041-14163 | 041-14163 | Welch Allyn Inc |  |  | NSN | MH MG - (MC) - MEMORIAL CITY (MP3) | MHHS-MG |  | Transformer, Constant Voltage |  | 041-14163 | 041-14163 | West | MHHS-MG | MH MG - (MC) - MEMORIAL CITY (MP3) | Room145 |  |  |  | No pm | OPHTHALMOSCOPE/OTOSCOPES |  | TRNSFRMRCONSTANTVLTG-Welch Allyn-767 | TRNSFRMRCONSTANTVLTG |  |  |  |  | Welch Allyn | Transformer, Constant Voltage |  | TRNSFRMRCONSTANTVLTG-Welch Allyn-767 |  |  |  |  | Covered PM Repair - Biomedical | MHHS-MG
NO | YES |  |  |  | 133-03821 | 133-03821 | Welch Allyn Inc |  |  | NSN | Katy-ER | MHHS-Katy |  | Transformer, Constant Voltage |  | 133-03821 | 133-03821 | Katy | MHHS-Katy | Katy-ER | Katy - ER |  |  |  |  | OPHTHALMOSCOPE/OTOSCOPES | Transformer, Constant Voltage | TRNSFRMRCONSTANTVLTG-Welch Allyn-767 | TRNSFRMRCONSTANTVLTG |  |  |  |  | Welch Allyn | Transformer, Constant Voltage |  | TRNSFRMRCONSTANTVLTG-Welch Allyn-767 |  |  |  |  | Covered PM Repair - Biomedical | MHHS-Katy | [8 empty] | TRNSFRMRCONSTANTVLTG | Transformer, Constant Voltage | Welch Allyn
NO | YES |  |  |  | 133-03827 | 133-03827 | Welch Allyn Inc |  |  | NSN | Katy-ER | MHHS-Katy |  | Transformer, Constant Voltage |  | 133-03827 | 133-03827 | Katy | MHHS-Katy | Katy-ER | EC 8 |  |  |  |  | OPHTHALMOSCOPE/OTOSCOPES | Transformer, Constant Voltage | TRNSFRMRCONSTANTVLTG-Welch Allyn-767 | TRNSFRMRCONSTANTVLTG |  |  |  |  | Welch Allyn | Transformer, Constant Voltage |  | TRNSFRMRCONSTANTVLTG-Welch Allyn-767 |  |  |  |  | Covered PM Repair - Biomedical | MHHS-Katy | [8 empty] | TRNSFRMRCONSTANTVLTG | Transformer, Constant Voltage | Welch Allyn
NO | YES | Asset Tag 041-20243 |  |  | 041-20243 | 041-20243 | Welch Allyn Inc |  |  | 041-20241 | (null) | MHHS-Mem City |  | Transformer, Constant Voltage |  | 041-20243 | 041-20243 | West & Memorial City | (null) | (null) | (null) |  |  |  | (null) | OPHTHALMOSCOPE/OTOSCOPES |  | TRNSFRMRCONSTANTVLTG-Welch Allyn-767 | TRNSFRMRCONSTANTVLTG |  |  |  |  | Welch Allyn | Transformer, Constant Voltage |  | TRNSFRMRCONSTANTVLTG-Welch Allyn-767 |  |  |  |  | Covered PM Repair - Biomedical | MHHS-Mem City
NO | YES |  |  |  | 041-20245 | 041-20245 | Welch Allyn Inc |  |  | 041-20245 | MEMORIAL CITY - TEXAS ONCOLOGY | MHHS-Mem City |  | Transformer, Constant Voltage |  | 041-20245 | 041-20245 | West | Memorial Hermann Medical Group Memorial City (#100) | MEMORIAL CITY - TEXAS ONCOLOGY | Suite 100 | 5/1/16 |  |  |  | OPHTHALMOSCOPE/OTOSCOPES |  | TRNSFRMRCONSTANTVLTG-Welch Allyn-767 | TRNSFRMRCONSTANTVLTG |  |  |  |  | Welch Allyn | Transformer, Constant Voltage |  | TRNSFRMRCONSTANTVLTG-Welch Allyn-767 |  |  |  |  | Covered PM Repair - Biomedical | MHHS-Mem City
NO | YES |  |  |  | 041-20247 | 041-20247 | Welch Allyn Inc |  |  | 041-20247 | MEMORIAL CITY - TEXAS ONCOLOGY | MHHS-Mem City |  | Transformer, Constant Voltage |  | 041-20247 | 041-20247 | West | Memorial Hermann Medical Group Memorial City (#100) | MEMORIAL CITY - TEXAS ONCOLOGY | Suite 100 | 5/1/16 |  |  |  | OPHTHALMOSCOPE/OTOSCOPES |  | TRNSFRMRCONSTANTVLTG-Welch Allyn-767 | TRNSFRMRCONSTANTVLTG |  |  |  |  | Welch Allyn | Transformer, Constant Voltage |  | TRNSFRMRCONSTANTVLTG-Welch Allyn-767 |  | 5/1/20 |  |  | Covered PM Repair - Biomedical | MHHS-Mem City
NO | YES |  |  |  | 041-20250 | 041-20250 | Welch Allyn Inc |  |  | 041-20250 | MEMORIAL CITY - TEXAS ONCOLOGY | MHHS-Mem City |  | Transformer, Constant Voltage |  | 041-20250 | 041-20250 | West | Memorial Hermann Medical Group Memorial City (#100) | MEMORIAL CITY - TEXAS ONCOLOGY | Suite 100 | 5/1/16 |  |  |  | OPHTHALMOSCOPE/OTOSCOPES |  | TRNSFRMRCONSTANTVLTG-Welch Allyn-767 | TRNSFRMRCONSTANTVLTG |  |  |  |  | Welch Allyn | Transformer, Constant Voltage |  | TRNSFRMRCONSTANTVLTG-Welch Allyn-767 |  |  |  |  | Covered PM Repair - Biomedical | MHHS-Mem City
NO | YES |  |  |  | 041-20252 | 041-20252 | Welch Allyn Inc |  |  | 041-20252 | MEMORIAL CITY - TEXAS ONCOLOGY | MHHS-Mem City |  | Transformer, Constant Voltage |  | 041-20252 | 041-20252 | West | Memorial Hermann Medical Group Memorial City (#100) | MEMORIAL CITY - TEXAS ONCOLOGY | Suite 100 | 5/1/16 |  |  |  | OPHTHALMOSCOPE/OTOSCOPES |  | TRNSFRMRCONSTANTVLTG-Welch Allyn-767 | TRNSFRMRCONSTANTVLTG |  |  |  |  | Welch Allyn | Transformer, Constant Voltage |  | TRNSFRMRCONSTANTVLTG-Welch Allyn-767 |  | 10/1/20 |  |  | Not Covered Vendor Only - Biomedical | MHHS-Mem City
NO | YES |  |  |  | 041-20257 | 041-20257 | Welch Allyn Inc |  |  | 041-20257 | MEMORIAL CITY - TEXAS ONCOLOGY | MHHS-Mem City |  | Transformer, Constant Voltage |  | 041-20257 | 041-20257 | West | Memorial Hermann Medical Group Memorial City (#100) | MEMORIAL CITY - TEXAS ONCOLOGY | Suite 100 | 5/1/16 |  |  |  | OPHTHALMOSCOPE/OTOSCOPES |  | TRNSFRMRCONSTANTVLTG-Welch Allyn-767 | TRNSFRMRCONSTANTVLTG |  |  |  |  | Welch Allyn | Transformer, Constant Voltage |  | TRNSFRMRCONSTANTVLTG-Welch Allyn-767 |  | 1/1/20 |  |  | Not Covered Vendor Only - Biomedical | MHHS-Mem City
NO | YES |  |  |  |  | 151-03872 | Welch Allyn Inc |  |  | LOT# SEP232002 | MH MG-(CY)-Copperfield | MHHS-MG |  | Transformer, Constant Voltage |  |  | 151-03872 | Northwest | MHHS-MG | MH MG-(CY)-Copperfield | Ex 2 | 5/1/17 |  |  |  | OPHTHALMOSCOPE/OTOSCOPES | Transformer, Constant Voltage | TRNSFRMRCONSTANTVLTG-Welch Allyn-767 | TRNSFRMRCONSTANTVLTG |  |  |  |  | Welch Allyn | Transformer, Constant Voltage |  | TRNSFRMRCONSTANTVLTG-Welch Allyn-767 |  |  |  |  | Covered PM Repair - Biomedical | MHHS-MG | [8 empty] | TRNSFRMRCONSTANTVLTG | Transformer, Constant Voltage | Welch Allyn
NO | YES |  |  |  |  | 151-03879 | Welch Allyn Inc |  |  | LOT# JUN221996 | MH MG-(CY)-Copperfield | MHHS-MG |  | Transformer, Constant Voltage |  |  | 151-03879 | Northwest | MHHS-MG | MH MG-(CY)-Copperfield | Exam 12 | 5/1/17 |  |  | One time inspection only sticker | OPHTHALMOSCOPE/OTOSCOPES | Transformer, Constant Voltage | TRNSFRMRCONSTANTVLTG-Welch Allyn-767 | TRNSFRMRCONSTANTVLTG |  |  |  |  | Welch Allyn | Transformer, Constant Voltage |  | TRNSFRMRCONSTANTVLTG-Welch Allyn-767 |  | 11/28/18 |  |  | Covered PM Repair - Biomedical | MHHS-MG | [8 empty] | TRNSFRMRCONSTANTVLTG | Transformer, Constant Voltage | Welch Allyn
NO | YES |  |  |  |  | 151-03849 | Welch Allyn Inc |  |  | LOT# DEC22003 | MH MG-(CY)-Copperfield | MHHS-MG |  | Transformer, Constant Voltage |  |  | 151-03849 | Northwest | MHHS-MG | MH MG-(CY)-Copperfield | Exam 11 | 5/1/17 |  |  | One time inspection only sticker | OPHTHALMOSCOPE/OTOSCOPES | Transformer, Constant Voltage | TRNSFRMRCONSTANTVLTG-Welch Allyn-767 | TRNSFRMRCONSTANTVLTG |  |  |  |  | Welch Allyn | Transformer, Constant Voltage |  | TRNSFRMRCONSTANTVLTG-Welch Allyn-767 |  | 11/28/18 |  |  | Covered PM Repair - Biomedical | MHHS-MG | [8 empty] | TRNSFRMRCONSTANTVLTG | Transformer, Constant Voltage | Welch Allyn
NO | YES |  |  |  |  | 151-03839 | Welch Allyn Inc |  |  | LOT# JUN281996 | MH MG-(CY)-Copperfield | MHHS-MG |  | Transformer, Constant Voltage |  |  | 151-03839 | Northwest | MHHS-MG | MH MG-(CY)-Copperfield | Exam 1 | 5/1/17 |  |  |  | OPHTHALMOSCOPE/OTOSCOPES | Transformer, Constant Voltage | TRNSFRMRCONSTANTVLTG-Welch Allyn-767 | TRNSFRMRCONSTANTVLTG |  |  |  |  | Welch Allyn | Transformer, Constant Voltage |  | TRNSFRMRCONSTANTVLTG-Welch Allyn-767 |  | 11/2/22 |  |  | Not Covered Vendor Only - Biomedical | MHHS-MG | [8 empty] | TRNSFRMRCONSTANTVLTG | Transformer, Constant Voltage | Welch Allyn
NO | YES |  |  |  | 129-01879 | 129-01879 | Welch Allyn Inc |  |  |  | CBC - (STX) - LAMAR HIGH SCHOOL | MHHS-Neighborhood Clinics |  | Transformer, Constant Voltage |  | 129-01879 | 129-01879 | South |  | CBC - (STX) - LAMAR HIGH SCHOOL | [5 empty] | OPHTHALMOSCOPE/OTOSCOPES |  | TRNSFRMRCONSTANTVLTG-Welch Allyn-767 | TRNSFRMRCONSTANTVLTG |  |  |  |  | Welch Allyn | Transformer, Constant Voltage |  | TRNSFRMRCONSTANTVLTG-Welch Allyn-767 |  | 10/20/2020 |  |  | Not Covered Vendor Only - Biomedical | MHHS-Neighborhood Clinics
NO | YES |  |  |  | 129-01885 | 129-01885 | Welch Allyn Inc |  |  |  | CBC - (STX) - LAMAR HIGH SCHOOL | MHHS-Neighborhood Clinics |  | Transformer, Constant Voltage |  | 129-01885 | 129-01885 | South |  | CBC - (STX) - LAMAR HIGH SCHOOL | [5 empty] | OPHTHALMOSCOPE/OTOSCOPES |  | TRNSFRMRCONSTANTVLTG-Welch Allyn-767 | TRNSFRMRCONSTANTVLTG |  |  |  |  | Welch Allyn | Transformer, Constant Voltage |  | TRNSFRMRCONSTANTVLTG-Welch Allyn-767 |  | 10/20/2020 |  |  | Not Covered Vendor Only - Biomedical | MHHS-Neighborhood Clinics
NO | YES |  |  |  | 129-01887 | 129-01887 | Welch Allyn Inc |  |  |  | CBC - (STX) - LAMAR HIGH SCHOOL | MHHS-Neighborhood Clinics |  | Transformer, Constant Voltage |  | 129-01887 | 129-01887 | South |  | CBC - (STX) - LAMAR HIGH SCHOOL | [5 empty] | OPHTHALMOSCOPE/OTOSCOPES |  | TRNSFRMRCONSTANTVLTG-Welch Allyn-767 | TRNSFRMRCONSTANTVLTG |  |  |  |  | Welch Allyn | Transformer, Constant Voltage |  | TRNSFRMRCONSTANTVLTG-Welch Allyn-767 |  | 10/20/2020 |  |  | Not Covered Vendor Only - Biomedical | MHHS-Neighborhood Clinics
NO | YES |  |  |  | 129-04682 | 129-04682 | Welch Allyn Inc |  |  |  | CBC - (STX) - TERRY HIGH SCHOOL | MHHS-Neighborhood Clinics |  | Transformer, Constant Voltage |  | 129-04682 | 129-04682 | South |  | CBC - (STX) - TERRY HIGH SCHOOL | [5 empty] | OPHTHALMOSCOPE/OTOSCOPES |  | TRNSFRMRCONSTANTVLTG-Welch Allyn-767 | TRNSFRMRCONSTANTVLTG |  |  |  |  | Welch Allyn | Transformer, Constant Voltage |  | TRNSFRMRCONSTANTVLTG-Welch Allyn-767 |  | 10/20/2020 |  |  | Not Covered Vendor Only - Biomedical | MHHS-Neighborhood Clinics
NO | YES |  |  |  | 129-04683 | 129-04683 | Welch Allyn Inc |  |  |  | CBC - (STX) - TERRY HIGH SCHOOL | MHHS-Neighborhood Clinics |  | Transformer, Constant Voltage |  | 129-04683 | 129-04683 | South |  | CBC - (STX) - TERRY HIGH SCHOOL | [5 empty] | OPHTHALMOSCOPE/OTOSCOPES |  | TRNSFRMRCONSTANTVLTG-Welch Allyn-767 | TRNSFRMRCONSTANTVLTG |  |  |  |  | Welch Allyn | Transformer, Constant Voltage |  | TRNSFRMRCONSTANTVLTG-Welch Allyn-767 |  | 10/20/2020 |  |  | Not Covered Vendor Only - Biomedical | MHHS-Neighborhood Clinics
NO | YES |  |  |  | 129-04685 | 129-04685 | Welch Allyn Inc |  |  |  | CBC - (STX) - TERRY HIGH SCHOOL | MHHS-Neighborhood Clinics |  | Transformer, Constant Voltage |  | 129-04685 | 129-04685 | South |  | CBC - (STX) - TERRY HIGH SCHOOL | [5 empty] | OPHTHALMOSCOPE/OTOSCOPES |  | TRNSFRMRCONSTANTVLTG-Welch Allyn-767 | TRNSFRMRCONSTANTVLTG |  |  |  |  | Welch Allyn | Transformer, Constant Voltage |  | TRNSFRMRCONSTANTVLTG-Welch Allyn-767 |  | 10/20/2020 |  |  | Not Covered Vendor Only - Biomedical | MHHS-Neighborhood Clinics
NO | YES |  |  |  | 000-05005 | 000-05005 | Welch Allyn Inc |  |  | Room 2 767 Series | MH MG - (MC) - COMPREHENSIVE HEART CARE | MHHS-MG |  | Transformer, Constant Voltage |  | 000-05005 | 000-05005 | West |  | MH MG - (MC) - COMPREHENSIVE HEART CARE | [5 empty] | OPHTHALMOSCOPE/OTOSCOPES |  | TRNSFRMRCONSTANTVLTG-Welch Allyn-767 | TRNSFRMRCONSTANTVLTG |  |  |  |  | Welch Allyn | Transformer, Constant Voltage |  | TRNSFRMRCONSTANTVLTG-Welch Allyn-767 |  |  |  |  | Covered PM Repair - Biomedical | MHHS-MG
NO | YES |  |  |  | 000-05023 | 000-05023 | Welch Allyn Inc |  |  | Cnf | MH MG - (MC) - COMPREHENSIVE HEART CARE | MHHS-MG |  | Transformer, Constant Voltage |  | 000-05023 | 000-05023 | West | Memorial City Cardiology (#400) | MH MG - (MC) - COMPREHENSIVE HEART CARE | Room10 |  |  |  |  | OPHTHALMOSCOPE/OTOSCOPES |  | TRNSFRMRCONSTANTVLTG-Welch Allyn-767 | TRNSFRMRCONSTANTVLTG |  |  |  |  | Welch Allyn | Transformer, Constant Voltage |  | TRNSFRMRCONSTANTVLTG-Welch Allyn-767 |  |  |  |  | Covered PM Repair - Biomedical | MHHS-MG
NO | YES |  |  |  | 000-05024 | 000-05024 | Welch Allyn Inc |  |  |  | MH MG - (MC) - COMPREHENSIVE HEART CARE | MHHS-MG |  | Transformer, Constant Voltage |  | 000-05024 | 000-05024 | West | Memorial Hermann Medical Group Memorial City Cardiology (#400) | MH MG - (MC) - COMPREHENSIVE HEART CARE | Room 9 |  |  |  | No p.m. | OPHTHALMOSCOPE/OTOSCOPES |  | TRNSFRMRCONSTANTVLTG-Welch Allyn-767 | TRNSFRMRCONSTANTVLTG |  |  |  |  | Welch Allyn | Transformer, Constant Voltage |  | TRNSFRMRCONSTANTVLTG-Welch Allyn-767 |  |  |  |  | Covered PM Repair - Biomedical | MHHS-MG
NO | YES |  |  |  | 041-14155 | 041-14155 | Welch Allyn Inc |  |  | NSN | MH MG - (MC) - MEMORIAL CITY (MP3) | MHHS-MG |  | Transformer, Constant Voltage |  | 041-14155 | 041-14155 | West | MHHS-MG | MH MG - (MC) - MEMORIAL CITY (MP3) | Suite 100 storage |  |  |  |  | OPHTHALMOSCOPE/OTOSCOPES |  | TRNSFRMRCONSTANTVLTG-Welch Allyn-767 | TRNSFRMRCONSTANTVLTG |  |  |  |  | Welch Allyn | Transformer, Constant Voltage |  | TRNSFRMRCONSTANTVLTG-Welch Allyn-767 |  |  |  |  | Covered PM Repair - Biomedical | MHHS-MG
NO | YES |  |  |  | 041-14157 | 041-14157 | Welch Allyn Inc |  |  | NSN | MH MG - (MC) - MEMORIAL CITY (MP3) | MHHS-MG |  | Transformer, Constant Voltage |  | 041-14157 | 041-14157 | West | MHHS-MG | MH MG - (MC) - MEMORIAL CITY (MP3) | Suite 100 storage | 5/1/17 |  |  |  | OPHTHALMOSCOPE/OTOSCOPES |  | TRNSFRMRCONSTANTVLTG-Welch Allyn-767 | TRNSFRMRCONSTANTVLTG |  |  |  |  | Welch Allyn | Transformer, Constant Voltage |  | TRNSFRMRCONSTANTVLTG-Welch Allyn-767 |  |  |  |  | Covered PM Repair - Biomedical | MHHS-MG
NO | YES |  |  |  | 129-06511 | 129-06511 | Welch Allyn Inc |  |  |  | MH MG-(STX)-South Texas-Rosenberg | MHHS-MG |  | Transformer, Constant Voltage |  | 129-06511 | 129-06511 | South | MHHS-MG | MH MG-(STX)-South Texas-Rosenberg | Exam 28 |  |  |  |  | OPHTHALMOSCOPE/OTOSCOPES | Transformer, Constant Voltage | TRNSFRMRCONSTANTVLTG-Welch Allyn-767 | TRNSFRMRCONSTANTVLTG |  |  |  |  | Welch Allyn | Transformer, Constant Voltage |  | TRNSFRMRCONSTANTVLTG-Welch Allyn-767 |  | 4/11/19 |  |  | Covered PM Repair - Respiratory/Steriliz | MHHS-MG | [8 empty] | TRNSFRMRCONSTANTVLTG | Transformer, Constant Voltage | Welch Allyn
NO | YES |  |  |  | 013-35547 | 013-35547 | Welch Allyn Inc |  |  | NSN | MH MG-(STX)-South Texas-Needville | MHHS-MG |  | Transformer, Constant Voltage |  | 013-35547 | 013-35547 | South | MHHS-MG | MH MG-(STX)-South Texas-Needville | Ex 2 | 3/1/15 |  |  |  | OPHTHALMOSCOPE/OTOSCOPES | Transformer, Constant Voltage | TRNSFRMRCONSTANTVLTG-Welch Allyn-767 | TRNSFRMRCONSTANTVLTG |  |  |  |  | Welch Allyn | Transformer, Constant Voltage |  | TRNSFRMRCONSTANTVLTG-Welch Allyn-767 |  | 2/26/19 |  |  | Covered PM Repair - Respiratory/Steriliz | MHHS-MG | [8 empty] | TRNSFRMRCONSTANTVLTG | Transformer, Constant Voltage | Welch Allyn
NO | YES |  |  |  | 013-35549 | 013-35549 | Welch Allyn Inc |  |  | NSN | MH MG-(STX)-South Texas-Needville | MHHS-MG |  | Transformer, Constant Voltage |  | 013-35549 | 013-35549 | South | MHHS-MG | MH MG-(STX)-South Texas-Needville | Ex 3 | 3/1/15 |  |  |  | OPHTHALMOSCOPE/OTOSCOPES | Transformer, Constant Voltage | TRNSFRMRCONSTANTVLTG-Welch Allyn-767 | TRNSFRMRCONSTANTVLTG |  |  |  |  | Welch Allyn | Transformer, Constant Voltage |  | TRNSFRMRCONSTANTVLTG-Welch Allyn-767 |  | 3/7/19 |  |  | Covered PM Repair - Biomedical | MHHS-MG | [8 empty] | TRNSFRMRCONSTANTVLTG | Transformer, Constant Voltage | Welch Allyn
NO | YES |  |  |  |  | 013-35554 | Welch Allyn Inc |  |  | NSN | MH MG-(STX)-South Texas-Needville | MHHS-MG |  | Transformer, Constant Voltage |  |  | 013-35554 | South | MHHS-MG | MH MG-(STX)-South Texas-Needville | Storage | 10/1/14 |  |  |  | OPHTHALMOSCOPE/OTOSCOPES | Transformer, Constant Voltage | TRNSFRMRCONSTANTVLTG-Welch Allyn-767 | TRNSFRMRCONSTANTVLTG |  |  |  |  | Welch Allyn | Transformer, Constant Voltage |  | TRNSFRMRCONSTANTVLTG-Welch Allyn-767 |  | 1/24/19 |  |  | Covered PM Repair - Biomedical | MHHS-MG | [8 empty] | TRNSFRMRCONSTANTVLTG | Transformer, Constant Voltage | Welch Allyn
NO | YES |  |  |  |  | 013-35475 | Welch Allyn Inc |  |  |  | MH MG-(STX)-South Texas-Rosenberg | MHHS-MG |  | Transformer, Constant Voltage |  |  | 013-35475 | South | MHHS-MG | MH MG-(STX)-South Texas-Rosenberg | Exam Room 18 |  |  |  | No PM Sticker | OPHTHALMOSCOPE/OTOSCOPES | Transformer, Constant Voltage | TRNSFRMRCONSTANTVLTG-Welch Allyn-767 | TRNSFRMRCONSTANTVLTG |  |  |  |  | Welch Allyn | Transformer, Constant Voltage |  | TRNSFRMRCONSTANTVLTG-Welch Allyn-767 |  | 11/3/20 |  |  | Not Covered Vendor Only - Biomedical | MHHS-MG | [8 empty] | TRNSFRMRCONSTANTVLTG | Transformer, Constant Voltage | Welch Allyn
NO | YES |  |  |  | 013-35511 | 013-35511 | Welch Allyn Inc |  |  |  | MH MG-(STX)-South Texas-Rosenberg | MHHS-MG |  | Transformer, Constant Voltage |  | 013-35511 | 013-35511 | South | MHHS-MG | MH MG-(STX)-South Texas-Rosenberg | Exam 12 |  |  |  |  | OPHTHALMOSCOPE/OTOSCOPES | Transformer, Constant Voltage | TRNSFRMRCONSTANTVLTG-Welch Allyn-767 | TRNSFRMRCONSTANTVLTG |  |  |  |  | Welch Allyn | Transformer, Constant Voltage |  | TRNSFRMRCONSTANTVLTG-Welch Allyn-767 |  |  |  |  | Covered PM Repair - Biomedical | MHHS-MG | [8 empty] | TRNSFRMRCONSTANTVLTG | Transformer, Constant Voltage | Welch Allyn
NO | YES |  |  |  |  | 013-35520 | Welch Allyn Inc |  |  |  | MH MG-(STX)-South Texas-Rosenberg | MHHS-MG |  | Transformer, Constant Voltage |  |  | 013-35520 | South | MHHS-MG | MH MG-(STX)-South Texas-Rosenberg | Exam Room 11 |  |  |  |  | OPHTHALMOSCOPE/OTOSCOPES | Transformer, Constant Voltage | TRNSFRMRCONSTANTVLTG-Welch Allyn-767 | TRNSFRMRCONSTANTVLTG |  |  |  |  | Welch Allyn | Transformer, Constant Voltage |  | TRNSFRMRCONSTANTVLTG-Welch Allyn-767 |  |  |  |  | Covered PM Repair - Biomedical | MHHS-MG | [8 empty] | TRNSFRMRCONSTANTVLTG | Transformer, Constant Voltage | Welch Allyn
NO | YES |  |  |  | 013-35522 | 013-35522 | Welch Allyn Inc |  |  |  | MH MG-(STX)-South Texas-Rosenberg | MHHS-MG |  | Transformer, Constant Voltage |  | 013-35522 | 013-35522 | South | MHHS-MG | MH MG-(STX)-South Texas-Rosenberg | Exam 12 |  |  |  |  | OPHTHALMOSCOPE/OTOSCOPES | Transformer, Constant Voltage | TRNSFRMRCONSTANTVLTG-Welch Allyn-767 | TRNSFRMRCONSTANTVLTG |  |  |  |  | Welch Allyn | Transformer, Constant Voltage |  | TRNSFRMRCONSTANTVLTG-Welch Allyn-767 |  |  |  |  | Covered PM Repair - Biomedical | MHHS-MG | [8 empty] | TRNSFRMRCONSTANTVLTG | Transformer, Constant Voltage | Welch Allyn
NO | YES |  |  |  | 129-06607 | 129-06607 | Welch Allyn Inc |  |  |  | MH MG-(STX)-South Texas-Rosenberg | MHHS-MG |  | Transformer, Constant Voltage |  | 129-06607 | 129-06607 | South | MHHS-MG | MH MG-(STX)-South Texas-Rosenberg | Exam Room 19 |  |  |  |  | OPHTHALMOSCOPE/OTOSCOPES | Transformer, Constant Voltage | TRNSFRMRCONSTANTVLTG-Welch Allyn-767 | TRNSFRMRCONSTANTVLTG |  |  |  |  | Welch Allyn | Transformer, Constant Voltage |  | TRNSFRMRCONSTANTVLTG-Welch Allyn-767 |  | 12/19/20 |  |  | No Coverage Specified | MHHS-MG | [8 empty] | TRNSFRMRCONSTANTVLTG | Transformer, Constant Voltage | Welch Allyn
NO | YES |  |  |  | 000-02754 | 000-02754 | Welch Allyn Inc |  |  | NSN | MH MG-(STX)-South Texas-Wharton | MHHS-MG |  | Transformer, Constant Voltage |  | 000-02754 | 000-02754 | South | MHHS-MG | MH MG-(STX)-South Texas-Wharton | Exam room 4 | 2/1/20 | 10/1/20 |  |  | OPHTHALMOSCOPE/OTOSCOPES | Transformer, Constant Voltage | TRNSFRMRCONSTANTVLTG-Welch Allyn-767 | TRNSFRMRCONSTANTVLTG |  |  |  |  | Welch Allyn | Transformer, Constant Voltage |  | TRNSFRMRCONSTANTVLTG-Welch Allyn-767 |  | 12/19/20 |  |  | No Coverage Specified | MHHS-MG | [8 empty] | TRNSFRMRCONSTANTVLTG | Transformer, Constant Voltage | Welch Allyn
NO | YES |  |  |  | 000-02768 | 000-02768 | Welch Allyn Inc |  |  | NSN | MH MG-(STX)-South Texas-Wharton | MHHS-MG |  | Transformer, Constant Voltage |  | 000-02768 | 000-02768 | South | MHHS-MG | MH MG-(STX)-South Texas-Wharton | Exam room 5 | 10/1/19 | 10/1/20 |  |  | OPHTHALMOSCOPE/OTOSCOPES | Transformer, Constant Voltage | TRNSFRMRCONSTANTVLTG-Welch Allyn-767 | TRNSFRMRCONSTANTVLTG |  |  |  |  | Welch Allyn | Transformer, Constant Voltage |  | TRNSFRMRCONSTANTVLTG-Welch Allyn-767 |  | 12/19/20 |  |  | No Coverage Specified | MHHS-MG | [8 empty] | TRNSFRMRCONSTANTVLTG | Transformer, Constant Voltage | Welch Allyn
NO | YES |  |  |  | 000-02770 | 000-02770 | Welch Allyn Inc |  |  | NSN | MH MG-(STX)-South Texas-Wharton | MHHS-MG |  | Transformer, Constant Voltage |  | 000-02770 | 000-02770 | South | MHHS-MG | MH MG-(STX)-South Texas-Wharton | Exam room 9 | 10/1/19 | 10/1/20 |  |  | OPHTHALMOSCOPE/OTOSCOPES | Transformer, Constant Voltage | TRNSFRMRCONSTANTVLTG-Welch Allyn-767 | TRNSFRMRCONSTANTVLTG |  |  |  |  | Welch Allyn | Transformer, Constant Voltage |  | TRNSFRMRCONSTANTVLTG-Welch Allyn-767 |  | 12/19/20 |  |  | No Coverage Specified | MHHS-MG | [8 empty] | TRNSFRMRCONSTANTVLTG | Transformer, Constant Voltage | Welch Allyn
NO | YES |  |  |  | 000-02793 | 000-02793 | Welch Allyn Inc |  |  | NSN | MH MG-(STX)-South Texas-Wharton | MHHS-MG |  | Transformer, Constant Voltage |  | 000-02793 | 000-02793 | South | MHHS-MG | MH MG-(STX)-South Texas-Wharton | Exam 1 |  |  |  |  | OPHTHALMOSCOPE/OTOSCOPES | Transformer, Constant Voltage | TRNSFRMRCONSTANTVLTG-Welch Allyn-767 | TRNSFRMRCONSTANTVLTG |  |  |  |  | Welch Allyn | Transformer, Constant Voltage |  | TRNSFRMRCONSTANTVLTG-Welch Allyn-767 |  | 12/19/20 |  |  | No Coverage Specified | MHHS-MG | [8 empty] | TRNSFRMRCONSTANTVLTG | Transformer, Constant Voltage | Welch Allyn
NO | YES |  |  |  | 000-02865 | 000-02865 | Welch Allyn Inc |  |  | 000-02865 | MH MG-(STX)-South Texas-Wharton | MHHS-MG |  | Transformer, Constant Voltage |  | 000-02865 | 000-02865 | South | MHHS-MG | MH MG-(STX)-South Texas-Wharton | Exam 12 | 5/1/15 |  |  |  | OPHTHALMOSCOPE/OTOSCOPES | Transformer, Constant Voltage | TRNSFRMRCONSTANTVLTG-Welch Allyn-767 | TRNSFRMRCONSTANTVLTG |  |  |  |  | Welch Allyn | Transformer, Constant Voltage |  | TRNSFRMRCONSTANTVLTG-Welch Allyn-767 |  | 12/19/20 |  |  | No Coverage Specified | MHHS-MG | [8 empty] | TRNSFRMRCONSTANTVLTG | Transformer, Constant Voltage | Welch Allyn
NO | YES |  |  |  | 000-02868 |  | Welch Allyn Inc |  |  | 000-02868 | MH MG-(STX)-South Texas-Wharton | MHHS-MG |  | Transformer, Constant Voltage |  | 000-02868 |  | South | MHHS-MG | MH MG-(STX)-South Texas-Wharton | Gynecology | 5/1/15 | 10/1/20 |  |  | OPHTHALMOSCOPE/OTOSCOPES | Transformer, Constant Voltage | TRNSFRMRCONSTANTVLTG-Welch Allyn-767 | TRNSFRMRCONSTANTVLTG |  |  |  |  | Welch Allyn | Transformer, Constant Voltage |  | TRNSFRMRCONSTANTVLTG-Welch Allyn-767 |  | 12/19/20 |  |  | No Coverage Specified | MHHS-MG | [8 empty] | TRNSFRMRCONSTANTVLTG | Transformer, Constant Voltage | Welch Allyn
NO | YES |  |  |  | 013-36354 | 013-36354 | Welch Allyn Inc |  |  | NSN | MH MG-(STX)-South Texas-Wharton | MHHS-MG |  | Transformer, Constant Voltage |  | 013-36354 | 013-36354 | South | MHHS-MG | MH MG-(STX)-South Texas-Wharton | ENT exam room 3 | 10/1/16 | 10/1/17 |  |  | OPHTHALMOSCOPE/OTOSCOPES | Transformer, Constant Voltage | TRNSFRMRCONSTANTVLTG-Welch Allyn-767 | TRNSFRMRCONSTANTVLTG |  |  |  |  | Welch Allyn | Transformer, Constant Voltage |  | TRNSFRMRCONSTANTVLTG-Welch Allyn-767 |  | 12/19/20 |  |  | No Coverage Specified | MHHS-MG | [8 empty] | TRNSFRMRCONSTANTVLTG | Transformer, Constant Voltage | Welch Allyn
NO | YES |  |  |  | 013-36355 | 013-36355 | Welch Allyn Inc |  |  | NSN | MH MG-(STX)-South Texas-Wharton | MHHS-MG |  | Transformer, Constant Voltage |  | 013-36355 | 013-36355 | South | MHHS-MG | MH MG-(STX)-South Texas-Wharton | ENT Exam room 5 | 10/1/16 | 10/1/17 |  |  | OPHTHALMOSCOPE/OTOSCOPES | Transformer, Constant Voltage | TRNSFRMRCONSTANTVLTG-Welch Allyn-767 | TRNSFRMRCONSTANTVLTG |  |  |  |  | Welch Allyn | Transformer, Constant Voltage |  | TRNSFRMRCONSTANTVLTG-Welch Allyn-767 |  | 12/19/20 |  |  | No Coverage Specified | MHHS-MG | [8 empty] | TRNSFRMRCONSTANTVLTG | Transformer, Constant Voltage | Welch Allyn
NO | YES |  |  |  | 013-36356 | 013-36356 | Welch Allyn Inc |  |  | NSN | MH MG-(STX)-South Texas-Wharton | MHHS-MG |  | Transformer, Constant Voltage |  | 013-36356 | 013-36356 | South | MHHS-MG | MH MG-(STX)-South Texas-Wharton | Exam 1 | 10/1/16 |  |  |  | OPHTHALMOSCOPE/OTOSCOPES | Transformer, Constant Voltage | TRNSFRMRCONSTANTVLTG-Welch Allyn-767 | TRNSFRMRCONSTANTVLTG |  |  |  |  | Welch Allyn | Transformer, Constant Voltage |  | TRNSFRMRCONSTANTVLTG-Welch Allyn-767 |  | 12/19/20 |  |  | No Coverage Specified | MHHS-MG | [8 empty] | TRNSFRMRCONSTANTVLTG | Transformer, Constant Voltage | Welch Allyn
NO | YES |  |  |  | 013-36357 | 013-36357 | Welch Allyn Inc |  |  | NSN | MH MG-(STX)-South Texas-Wharton | MHHS-MG |  | Transformer, Constant Voltage |  | 013-36357 | 013-36357 | South | MHHS-MG | MH MG-(STX)-South Texas-Wharton | Exam room 0 primary care | 10/1/16 | 10/1/20 |  |  | OPHTHALMOSCOPE/OTOSCOPES | Transformer, Constant Voltage | TRNSFRMRCONSTANTVLTG-Welch Allyn-767 | TRNSFRMRCONSTANTVLTG |  |  |  |  | Welch Allyn | Transformer, Constant Voltage |  | TRNSFRMRCONSTANTVLTG-Welch Allyn-767 |  | 12/19/20 |  |  | No Coverage Specified | MHHS-MG | [8 empty] | TRNSFRMRCONSTANTVLTG | Transformer, Constant Voltage | Welch Allyn
NO | YES |  |  |  | 017-00855 | 017-00855 | Welch Allyn Inc |  |  | 017-00855 | MH MG-(STX)-South Texas-Wharton | MHHS-MG |  | Transformer, Constant Voltage |  | 017-00855 | 017-00855 | South | MHHS-MG | MH MG-(STX)-South Texas-Wharton | Gynecology storage room | 4/1/15 | 10/1/20 |  |  | OPHTHALMOSCOPE/OTOSCOPES | Transformer, Constant Voltage | TRNSFRMRCONSTANTVLTG-Welch Allyn-767 | TRNSFRMRCONSTANTVLTG |  |  |  |  | Welch Allyn | Transformer, Constant Voltage |  | TRNSFRMRCONSTANTVLTG-Welch Allyn-767 |  | 12/19/20 |  |  | No Coverage Specified | MHHS-MG | [8 empty] | TRNSFRMRCONSTANTVLTG | Transformer, Constant Voltage | Welch Allyn
NO | YES |  |  |  | 017-00861 | 017-00861 | Welch Allyn Inc |  |  | 017-00861 | MH MG-(STX)-South Texas-Wharton | MHHS-MG |  | Transformer, Constant Voltage |  | 017-00861 | 017-00861 | South | MHHS-MG | MH MG-(STX)-South Texas-Wharton | Exam 2 | 5/1/15 |  |  |  | OPHTHALMOSCOPE/OTOSCOPES | Transformer, Constant Voltage | TRNSFRMRCONSTANTVLTG-Welch Allyn-767 | TRNSFRMRCONSTANTVLTG |  |  |  |  | Welch Allyn | Transformer, Constant Voltage |  | TRNSFRMRCONSTANTVLTG-Welch Allyn-767 |  | 12/19/20 |  |  | No Coverage Specified | MHHS-MG | [8 empty] | TRNSFRMRCONSTANTVLTG | Transformer, Constant Voltage | Welch Allyn
NO | YES |  |  |  | 017-00868 | 017-00868 | Welch Allyn Inc |  |  | 017-00868 | MH MG-(STX)-South Texas-Wharton | MHHS-MG |  | Transformer, Constant Voltage |  | 017-00868 | 017-00868 | South | MHHS-MG | MH MG-(STX)-South Texas-Wharton | Gynecology exam room 9 | 10/1/20 | 10/1/19 |  |  | OPHTHALMOSCOPE/OTOSCOPES | Transformer, Constant Voltage | TRNSFRMRCONSTANTVLTG-Welch Allyn-767 | TRNSFRMRCONSTANTVLTG |  |  |  |  | Welch Allyn | Transformer, Constant Voltage |  | TRNSFRMRCONSTANTVLTG-Welch Allyn-767 |  | 12/19/20 |  |  | No Coverage Specified | MHHS-MG | [8 empty] | TRNSFRMRCONSTANTVLTG | Transformer, Constant Voltage | Welch Allyn
NO | YES |  |  |  | 017-00886 | 017-00886 | Welch Allyn Inc |  |  | 017-00886 | MH MG-(STX)-South Texas-Wharton | MHHS-MG |  | Transformer, Constant Voltage |  | 017-00886 | 017-00886 | South | MHHS-MG | MH MG-(STX)-South Texas-Wharton | Exam 11 | 4/1/15 |  |  |  | OPHTHALMOSCOPE/OTOSCOPES | Transformer, Constant Voltage | TRNSFRMRCONSTANTVLTG-Welch Allyn-767 | TRNSFRMRCONSTANTVLTG |  |  |  |  | Welch Allyn | Transformer, Constant Voltage |  | TRNSFRMRCONSTANTVLTG-Welch Allyn-767 |  |  |  |  | Covered PM Repair - Biomedical | MHHS-MG | [8 empty] | TRNSFRMRCONSTANTVLTG | Transformer, Constant Voltage | Welch Allyn
NO | YES |  |  |  | 129-05070 | 129-05070 | Welch Allyn Inc |  |  | NSN | MH MG-(STX)-South Texas-Wharton | MHHS-MG |  | Transformer, Constant Voltage |  | 129-05070 | 129-05070 | South | MHHS-MG | MH MG-(STX)-South Texas-Wharton | Exam room 14 primary care | 10/1/16 | 10/1/20 |  |  | OPHTHALMOSCOPE/OTOSCOPES | Transformer, Constant Voltage | TRNSFRMRCONSTANTVLTG-Welch Allyn-767 | TRNSFRMRCONSTANTVLTG |  |  |  |  | Welch Allyn | Transformer, Constant Voltage |  | TRNSFRMRCONSTANTVLTG-Welch Allyn-767 |  | 12/19/20 |  |  | No Coverage Specified | MHHS-MG | [8 empty] | TRNSFRMRCONSTANTVLTG | Transformer, Constant Voltage | Welch Allyn
NO | YES |  |  |  | 129-05075 | 129-05075 | Welch Allyn Inc |  |  | NSN | MH MG-(STX)-South Texas-Wharton | MHHS-MG |  | Transformer, Constant Voltage |  | 129-05075 | 129-05075 | South | MHHS-MG | MH MG-(STX)-South Texas-Wharton | Exam 11 | 10/1/16 |  |  |  | OPHTHALMOSCOPE/OTOSCOPES | Transformer, Constant Voltage | TRNSFRMRCONSTANTVLTG-Welch Allyn-767 | TRNSFRMRCONSTANTVLTG |  |  |  |  | Welch Allyn | Transformer, Constant Voltage |  | TRNSFRMRCONSTANTVLTG-Welch Allyn-767 |  | 10/20/18 |  |  | Covered PM Repair - Biomedical | MHHS-MG | [8 empty] | TRNSFRMRCONSTANTVLTG | Transformer, Constant Voltage | Welch Allyn
NO | YES |  |  |  | 129-05078 | 129-05078 | Welch Allyn Inc |  |  | NSN | MH MG-(STX)-South Texas-Wharton | MHHS-MG |  | Transformer, Constant Voltage |  | 129-05078 | 129-05078 | South | MHHS-MG | MH MG-(STX)-South Texas-Wharton | Exam rm 6 |  |  |  |  | OPHTHALMOSCOPE/OTOSCOPES | Transformer, Constant Voltage | TRNSFRMRCONSTANTVLTG-Welch Allyn-767 | TRNSFRMRCONSTANTVLTG |  |  |  |  | Welch Allyn | Transformer, Constant Voltage |  | TRNSFRMRCONSTANTVLTG-Welch Allyn-767 |  | 10/20/18 |  |  | Covered PM Repair - Biomedical | MHHS-MG | [8 empty] | TRNSFRMRCONSTANTVLTG | Transformer, Constant Voltage | Welch Allyn
NO | YES |  |  |  | 129-05100 | 129-05100 | Welch Allyn Inc |  |  | NSN | MH MG-(STX)-South Texas-Wharton | MHHS-MG |  | Transformer, Constant Voltage |  | 129-05100 | 129-05100 | South | MHHS-MG | MH MG-(STX)-South Texas-Wharton | Primary Care Exam 18 | 10/1/16 |  |  |  | OPHTHALMOSCOPE/OTOSCOPES | Transformer, Constant Voltage | TRNSFRMRCONSTANTVLTG-Welch Allyn-767 | TRNSFRMRCONSTANTVLTG |  |  |  |  | Welch Allyn | Transformer, Constant Voltage |  | TRNSFRMRCONSTANTVLTG-Welch Allyn-767 |  | 12/19/20 |  |  | No Coverage Specified | MHHS-MG | [8 empty] | TRNSFRMRCONSTANTVLTG | Transformer, Constant Voltage | Welch Allyn
NO | YES |  |  |  | 129-05104 | 129-05104 | Welch Allyn Inc |  |  | NSN | MH MG-(STX)-South Texas-Wharton | MHHS-MG |  | Transformer, Constant Voltage |  | 129-05104 | 129-05104 | South | MHHS-MG | MH MG-(STX)-South Texas-Wharton | Exam 5 | 10/1/16 |  |  |  | OPHTHALMOSCOPE/OTOSCOPES | Transformer, Constant Voltage | TRNSFRMRCONSTANTVLTG-Welch Allyn-767 | TRNSFRMRCONSTANTVLTG |  |  |  |  | Welch Allyn | Transformer, Constant Voltage |  | TRNSFRMRCONSTANTVLTG-Welch Allyn-767 |  | 12/19/20 |  |  | No Coverage Specified | MHHS-MG | [8 empty] | TRNSFRMRCONSTANTVLTG | Transformer, Constant Voltage | Welch Allyn
NO | YES |  |  |  | 129-05113 | 129-05113 | Welch Allyn Inc |  |  | NSN | MH MG-(STX)-South Texas-Wharton | MHHS-MG |  | Transformer, Constant Voltage |  | 129-05113 | 129-05113 | South | MHHS-MG | MH MG-(STX)-South Texas-Wharton | Exam room 13 primary care | 10/1/16 | 10/1/20 |  |  | OPHTHALMOSCOPE/OTOSCOPES | Transformer, Constant Voltage | TRNSFRMRCONSTANTVLTG-Welch Allyn-767 | TRNSFRMRCONSTANTVLTG |  |  |  |  | Welch Allyn | Transformer, Constant Voltage |  | TRNSFRMRCONSTANTVLTG-Welch Allyn-767 |  | 12/19/20 |  |  | No Coverage Specified | MHHS-MG | [8 empty] | TRNSFRMRCONSTANTVLTG | Transformer, Constant Voltage | Welch Allyn
NO | YES |  |  |  | 129-05123 | 129-05123 | Welch Allyn Inc |  |  | NSN | MH MG-(STX)-South Texas-Wharton | MHHS-MG |  | Transformer, Constant Voltage |  | 129-05123 | 129-05123 | South | MHHS-MG | MH MG-(STX)-South Texas-Wharton | ENT exam room 7 | 10/1/16 | 10/1/16 |  |  | OPHTHALMOSCOPE/OTOSCOPES | Transformer, Constant Voltage | TRNSFRMRCONSTANTVLTG-Welch Allyn-767 | TRNSFRMRCONSTANTVLTG |  |  |  |  | Welch Allyn | Transformer, Constant Voltage |  | TRNSFRMRCONSTANTVLTG-Welch Allyn-767 |  | 12/19/20 |  |  | No Coverage Specified | MHHS-MG | [8 empty] | TRNSFRMRCONSTANTVLTG | Transformer, Constant Voltage | Welch Allyn
NO | YES |  |  |  | 129-06470 | 129-06470 | Welch Allyn Inc |  |  | NSN | MH MG-(STX)-South Texas-Wharton | MHHS-MG |  | Transformer, Constant Voltage |  | 129-06470 | 129-06470 | South | MHHS-MG | MH MG-(STX)-South Texas-Wharton | Exam room 12 primary care | 10/1/16 | 10/1/20 |  |  | OPHTHALMOSCOPE/OTOSCOPES | Transformer, Constant Voltage | TRNSFRMRCONSTANTVLTG-Welch Allyn-767 | TRNSFRMRCONSTANTVLTG |  |  |  |  | Welch Allyn | Transformer, Constant Voltage |  | TRNSFRMRCONSTANTVLTG-Welch Allyn-767 |  | 12/19/20 |  |  | No Coverage Specified | MHHS-MG | [8 empty] | TRNSFRMRCONSTANTVLTG | Transformer, Constant Voltage | Welch Allyn
NO | YES |  |  |  | 129-06477 | 129-06477 | Welch Allyn Inc |  |  | NSN | MH MG-(STX)-South Texas-Wharton | MHHS-MG |  | Transformer, Constant Voltage |  | 129-06477 | 129-06477 | South | MHHS-MG | MH MG-(STX)-South Texas-Wharton | Exam 21 | 10/1/16 |  |  |  | OPHTHALMOSCOPE/OTOSCOPES | Transformer, Constant Voltage | TRNSFRMRCONSTANTVLTG-Welch Allyn-767 | TRNSFRMRCONSTANTVLTG |  |  |  |  | Welch Allyn | Transformer, Constant Voltage |  | TRNSFRMRCONSTANTVLTG-Welch Allyn-767 |  | 12/19/20 |  |  | No Coverage Specified | MHHS-MG | [8 empty] | TRNSFRMRCONSTANTVLTG | Transformer, Constant Voltage | Welch Allyn
NO | YES |  |  |  | 129-06493 | 129-06493 | Welch Allyn Inc |  |  | NSN | MH MG-(STX)-South Texas-Wharton | MHHS-MG |  | Transformer, Constant Voltage |  | 129-06493 | 129-06493 | South | MHHS-MG | MH MG-(STX)-South Texas-Wharton | Exam room 23 primary care | 10/1/16 | 10/1/20 |  |  | OPHTHALMOSCOPE/OTOSCOPES | Transformer, Constant Voltage | TRNSFRMRCONSTANTVLTG-Welch Allyn-767 | TRNSFRMRCONSTANTVLTG |  |  |  |  | Welch Allyn | Transformer, Constant Voltage |  | TRNSFRMRCONSTANTVLTG-Welch Allyn-767 |  | 12/1/19 |  |  | Covered PM Repair - Biomedical | MHHS-MG | [8 empty] | TRNSFRMRCONSTANTVLTG | Transformer, Constant Voltage | Welch Allyn
NO | YES |  |  |  | 129-06548 | 129-06548 | Welch Allyn Inc |  |  | NSN | MH MG-(STX)-South Texas-Wharton | MHHS-MG |  | Transformer, Constant Voltage |  | 129-06548 | 129-06548 | South | MHHS-MG | MH MG-(STX)-South Texas-Wharton | Exam 9 | 10/1/16 |  |  |  | OPHTHALMOSCOPE/OTOSCOPES | Transformer, Constant Voltage | TRNSFRMRCONSTANTVLTG-Welch Allyn-767 | TRNSFRMRCONSTANTVLTG |  |  |  |  | Welch Allyn | Transformer, Constant Voltage |  | TRNSFRMRCONSTANTVLTG-Welch Allyn-767 |  | 12/19/20 |  |  | No Coverage Specified | MHHS-MG | [8 empty] | TRNSFRMRCONSTANTVLTG | Transformer, Constant Voltage | Welch Allyn
NO | YES |  |  |  | 129-06550 | 129-06550 | Welch Allyn Inc |  |  | NSN | MH MG-(STX)-South Texas-Wharton | MHHS-MG |  | Transformer, Constant Voltage |  | 129-06550 | 129-06550 | South | MHHS-MG | MH MG-(STX)-South Texas-Wharton | Exam 8 | 10/1/16 |  |  |  | OPHTHALMOSCOPE/OTOSCOPES | Transformer, Constant Voltage | TRNSFRMRCONSTANTVLTG-Welch Allyn-767 | TRNSFRMRCONSTANTVLTG |  |  |  |  | Welch Allyn | Transformer, Constant Voltage |  | TRNSFRMRCONSTANTVLTG-Welch Allyn-767 |  | 12/19/20 |  |  | No Coverage Specified | MHHS-MG | [8 empty] | TRNSFRMRCONSTANTVLTG | Transformer, Constant Voltage | Welch Allyn
NO | YES |  |  |  | 129-06551 | 129-06551 | Welch Allyn Inc |  |  | NSN | MH MG-(STX)-South Texas-Wharton | MHHS-MG |  | Transformer, Constant Voltage |  | 129-06551 | 129-06551 | South | MHHS-MG | MH MG-(STX)-South Texas-Wharton | Exam 2 | 10/1/16 |  |  |  | OPHTHALMOSCOPE/OTOSCOPES | Transformer, Constant Voltage | TRNSFRMRCONSTANTVLTG-Welch Allyn-767 | TRNSFRMRCONSTANTVLTG |  |  |  |  | Welch Allyn | Transformer, Constant Voltage |  | TRNSFRMRCONSTANTVLTG-Welch Allyn-767 |  | 12/19/20 |  |  | No Coverage Specified | MHHS-MG | [8 empty] | TRNSFRMRCONSTANTVLTG | Transformer, Constant Voltage | Welch Allyn
NO | YES |  |  |  | 129-06554 | 129-06554 | Welch Allyn Inc |  |  | NSN | MH MG-(STX)-South Texas-Wharton | MHHS-MG |  | Transformer, Constant Voltage |  | 129-06554 | 129-06554 | South | MHHS-MG | MH MG-(STX)-South Texas-Wharton | Exam 7 | 10/1/16 |  |  |  | OPHTHALMOSCOPE/OTOSCOPES | Transformer, Constant Voltage | TRNSFRMRCONSTANTVLTG-Welch Allyn-767 | TRNSFRMRCONSTANTVLTG |  |  |  |  | Welch Allyn | Transformer, Constant Voltage |  | TRNSFRMRCONSTANTVLTG-Welch Allyn-767 |  | 12/19/20 |  |  | No Coverage Specified | MHHS-MG | [8 empty] | TRNSFRMRCONSTANTVLTG | Transformer, Constant Voltage | Welch Allyn
NO | YES |  |  |  | 129-06557 | 129-06557 | Welch Allyn Inc |  |  | NSN | MH MG-(STX)-South Texas-Wharton | MHHS-MG |  | Transformer, Constant Voltage |  | 129-06557 | 129-06557 | South | MHHS-MG | MH MG-(STX)-South Texas-Wharton | Exam 4 | 10/1/16 |  |  |  | OPHTHALMOSCOPE/OTOSCOPES | Transformer, Constant Voltage | TRNSFRMRCONSTANTVLTG-Welch Allyn-767 | TRNSFRMRCONSTANTVLTG |  |  |  |  | Welch Allyn | Transformer, Constant Voltage |  | TRNSFRMRCONSTANTVLTG-Welch Allyn-767 |  | 12/19/20 |  |  | No Coverage Specified | MHHS-MG | [8 empty] | TRNSFRMRCONSTANTVLTG | Transformer, Constant Voltage | Welch Allyn
NO | YES |  |  |  | 129-06558 | 129-06558 | Welch Allyn Inc |  |  | NSN | MH MG-(STX)-South Texas-Wharton | MHHS-MG |  | Transformer, Constant Voltage |  | 129-06558 | 129-06558 | South | MHHS-MG | MH MG-(STX)-South Texas-Wharton | Primary care exam room 16 | 10/1/16 | 10/1/20 |  |  | OPHTHALMOSCOPE/OTOSCOPES | Transformer, Constant Voltage | TRNSFRMRCONSTANTVLTG-Welch Allyn-767 | TRNSFRMRCONSTANTVLTG |  |  |  |  | Welch Allyn | Transformer, Constant Voltage |  | TRNSFRMRCONSTANTVLTG-Welch Allyn-767 |  | 12/19/20 |  |  | No Coverage Specified | MHHS-MG | [8 empty] | TRNSFRMRCONSTANTVLTG | Transformer, Constant Voltage | Welch Allyn
NO | YES |  |  |  | 129-06562 | 129-06562 | Welch Allyn Inc |  |  | NSN | MH MG-(STX)-South Texas-Wharton | MHHS-MG |  | Transformer, Constant Voltage |  | 129-06562 | 129-06562 | South | MHHS-MG | MH MG-(STX)-South Texas-Wharton | Exam room 20 primary care | 10/1/16 | 10/1/20 |  |  | OPHTHALMOSCOPE/OTOSCOPES | Transformer, Constant Voltage | TRNSFRMRCONSTANTVLTG-Welch Allyn-767 | TRNSFRMRCONSTANTVLTG |  |  |  |  | Welch Allyn | Transformer, Constant Voltage |  | TRNSFRMRCONSTANTVLTG-Welch Allyn-767 |  | 12/19/20 |  |  | No Coverage Specified | MHHS-MG | [8 empty] | TRNSFRMRCONSTANTVLTG | Transformer, Constant Voltage | Welch Allyn
NO | YES |  |  |  | 129-06564 | 129-06564 | Welch Allyn Inc |  |  | NSN | MH MG-(STX)-South Texas-Wharton | MHHS-MG |  | Transformer, Constant Voltage |  | 129-06564 | 129-06564 | South | MHHS-MG | MH MG-(STX)-South Texas-Wharton | Exam 19 | 10/1/16 |  |  |  | OPHTHALMOSCOPE/OTOSCOPES | Transformer, Constant Voltage | TRNSFRMRCONSTANTVLTG-Welch Allyn-767 | TRNSFRMRCONSTANTVLTG |  |  |  |  | Welch Allyn | Transformer, Constant Voltage |  | TRNSFRMRCONSTANTVLTG-Welch Allyn-767 |  | 12/19/20 |  |  | No Coverage Specified | MHHS-MG | [8 empty] | TRNSFRMRCONSTANTVLTG | Transformer, Constant Voltage | Welch Allyn
NO | YES |  |  |  | 129-07228 | 129-07228 | Welch Allyn Inc |  |  | NSN | MH MG-(STX)-South Texas-Wharton | MHHS-MG |  | Transformer, Constant Voltage |  | 129-07228 | 129-07228 | South | MHHS-MG | MH MG-(STX)-South Texas-Wharton | Exam 8 | 11/1/18 |  |  |  | OPHTHALMOSCOPE/OTOSCOPES | Transformer, Constant Voltage | TRNSFRMRCONSTANTVLTG-Welch Allyn-767 | TRNSFRMRCONSTANTVLTG |  |  |  |  | Welch Allyn | Transformer, Constant Voltage |  | TRNSFRMRCONSTANTVLTG-Welch Allyn-767 |  | 12/19/20 |  |  | No Coverage Specified | MHHS-MG | [8 empty] | TRNSFRMRCONSTANTVLTG | Transformer, Constant Voltage | Welch Allyn
NO | YES |  |  |  | 129-07229 | 129-07229 | Welch Allyn Inc |  |  | NSN | MH MG-(STX)-South Texas-Wharton | MHHS-MG |  | Transformer, Constant Voltage |  | 129-07229 | 129-07229 | South | MHHS-MG | MH MG-(STX)-South Texas-Wharton | Exam 7 | 10/1/16 |  |  |  | OPHTHALMOSCOPE/OTOSCOPES | Transformer, Constant Voltage | TRNSFRMRCONSTANTVLTG-Welch Allyn-767 | TRNSFRMRCONSTANTVLTG |  |  |  |  | Welch Allyn | Transformer, Constant Voltage |  | TRNSFRMRCONSTANTVLTG-Welch Allyn-767 |  | 12/19/20 |  |  | No Coverage Specified | MHHS-MG | [8 empty] | TRNSFRMRCONSTANTVLTG | Transformer, Constant Voltage | Welch Allyn
NO | YES |  |  |  | 129-07289 | 129-07289 | Welch Allyn Inc |  |  |  | MH MG-(STX)-South Texas-Wharton | MHHS-MG |  | Transformer, Constant Voltage |  | 129-07289 | 129-07289 | South | MHHS-MG | MH MG-(STX)-South Texas-Wharton | Exam 15 | 10/1/16 |  |  |  | OPHTHALMOSCOPE/OTOSCOPES | Transformer, Constant Voltage | TRNSFRMRCONSTANTVLTG-Welch Allyn-767 | TRNSFRMRCONSTANTVLTG |  |  |  |  | Welch Allyn | Transformer, Constant Voltage |  | TRNSFRMRCONSTANTVLTG-Welch Allyn-767 |  | 12/1/19 |  |  | Covered PM Repair - Biomedical | MHHS-MG | [8 empty] | TRNSFRMRCONSTANTVLTG | Transformer, Constant Voltage | Welch Allyn
NO | YES |  |  |  | 013-12778 | 013-12778 | Welch Allyn Inc |  |  |  | MH MG-(SW)-SW Medical Plaza 4 (Mp4) | MHHS-MG |  | Transformer, Constant Voltage |  | 013-12778 | 013-12778 | Southwest | MHHS-MG | MH MG-(SW)-SW Medical Plaza 4 (Mp4) | Suite 350 |  |  |  |  | OPHTHALMOSCOPE/OTOSCOPES | Transformer, Constant Voltage | TRNSFRMRCONSTANTVLTG-Welch Allyn-767 | TRNSFRMRCONSTANTVLTG |  |  |  |  | Welch Allyn | Transformer, Constant Voltage |  | TRNSFRMRCONSTANTVLTG-Welch Allyn-767 |  | 12/1/19 |  |  | Covered PM Repair - Biomedical | MHHS-MG | [8 empty] | TRNSFRMRCONSTANTVLTG | Transformer, Constant Voltage | Welch Allyn
NO | YES |  |  |  | 013-13546 | 013-13546 | Welch Allyn Inc |  |  |  | MH MG-(SW)-SW Medical Plaza 4 (Mp4) | MHHS-MG |  | Transformer, Constant Voltage |  | 013-13546 | 013-13546 | Southwest | MHHS-MG | MH MG-(SW)-SW Medical Plaza 4 (Mp4) | Exam room 22 |  |  |  |  | OPHTHALMOSCOPE/OTOSCOPES | Transformer, Constant Voltage | TRNSFRMRCONSTANTVLTG-Welch Allyn-767 | TRNSFRMRCONSTANTVLTG |  |  |  |  | Welch Allyn | Transformer, Constant Voltage |  | TRNSFRMRCONSTANTVLTG-Welch Allyn-767 |  | 1/10/19 |  |  | Covered PM Repair - Biomedical | MHHS-MG | [8 empty] | TRNSFRMRCONSTANTVLTG | Transformer, Constant Voltage | Welch Allyn
NO | YES |  |  |  | 013-18189 | 013-18189 | Welch Allyn Inc |  |  |  | MH MG-(SW)-SW Medical Plaza 4 (Mp4) | MHHS-MG |  | Transformer, Constant Voltage |  | 013-18189 | 013-18189 | Southwest | MHHS-MG | MH MG-(SW)-SW Medical Plaza 4 (Mp4) | [5 empty] | OPHTHALMOSCOPE/OTOSCOPES | Transformer, Constant Voltage | TRNSFRMRCONSTANTVLTG-Welch Allyn-767 | TRNSFRMRCONSTANTVLTG |  |  |  |  | Welch Allyn | Transformer, Constant Voltage |  | TRNSFRMRCONSTANTVLTG-Welch Allyn-767 |  | 8/5/20 |  |  | Not Covered Vendor Only - Biomedical | MHHS-MG | [8 empty] | TRNSFRMRCONSTANTVLTG | Transformer, Constant Voltage | Welch Allyn
NO | YES |  |  |  | 013-18191 | 013-18191 | Welch Allyn Inc |  |  |  | MH MG-(SW)-SW Medical Plaza 4 (Mp4) | MHHS-MG |  | Transformer, Constant Voltage |  | 013-18191 | 013-18191 | Southwest | MHHS-MG | MH MG-(SW)-SW Medical Plaza 4 (Mp4) | Exam rm 11 |  |  |  |  | OPHTHALMOSCOPE/OTOSCOPES | Transformer, Constant Voltage | TRNSFRMRCONSTANTVLTG-Welch Allyn-767 | TRNSFRMRCONSTANTVLTG |  |  |  |  | Welch Allyn | Transformer, Constant Voltage |  | TRNSFRMRCONSTANTVLTG-Welch Allyn-767 |  | 8/5/20 |  |  | Not Covered Vendor Only - Biomedical | MHHS-MG | [8 empty] | TRNSFRMRCONSTANTVLTG | Transformer, Constant Voltage | Welch Allyn
NO | YES |  |  |  | 013-18193 | 013-18193 | Welch Allyn Inc |  |  |  | MH MG-(SW)-SW Medical Plaza 4 (Mp4) | MHHS-MG |  | Transformer, Constant Voltage |  | 013-18193 | 013-18193 | Southwest | MHHS-MG | MH MG-(SW)-SW Medical Plaza 4 (Mp4) | Exam room 12 |  |  |  |  | OPHTHALMOSCOPE/OTOSCOPES | Transformer, Constant Voltage | TRNSFRMRCONSTANTVLTG-Welch Allyn-767 | TRNSFRMRCONSTANTVLTG |  |  |  |  | Welch Allyn | Transformer, Constant Voltage |  | TRNSFRMRCONSTANTVLTG-Welch Allyn-767 |  | 4/3/20 |  |  | Not Covered Vendor Only - Biomedical | MHHS-MG | [8 empty] | TRNSFRMRCONSTANTVLTG | Transformer, Constant Voltage | Welch Allyn
NO | YES |  |  |  | 013-18195 | 013-18195 | Welch Allyn Inc |  |  |  | MH MG-(SW)-SW Medical Plaza 4 (Mp4) | MHHS-MG |  | Transformer, Constant Voltage |  | 013-18195 | 013-18195 | Southwest | MHHS-MG | MH MG-(SW)-SW Medical Plaza 4 (Mp4) | [5 empty] | OPHTHALMOSCOPE/OTOSCOPES | Transformer, Constant Voltage | TRNSFRMRCONSTANTVLTG-Welch Allyn-767 | TRNSFRMRCONSTANTVLTG |  |  |  |  | Welch Allyn | Transformer, Constant Voltage |  | TRNSFRMRCONSTANTVLTG-Welch Allyn-767 |  | 4/3/20 |  |  | Not Covered Vendor Only - Biomedical | MHHS-MG | [8 empty] | TRNSFRMRCONSTANTVLTG | Transformer, Constant Voltage | Welch Allyn
NO | YES |  |  |  | 013-18199 | 013-18199 | Welch Allyn Inc |  |  |  | MH MG-(SW)-SW Medical Plaza 4 (Mp4) | MHHS-MG |  | Transformer, Constant Voltage |  | 013-18199 | 013-18199 | Southwest | MHHS-MG | MH MG-(SW)-SW Medical Plaza 4 (Mp4) | Exam rm 15 |  |  |  |  | OPHTHALMOSCOPE/OTOSCOPES | Transformer, Constant Voltage | TRNSFRMRCONSTANTVLTG-Welch Allyn-767 | TRNSFRMRCONSTANTVLTG |  |  |  |  | Welch Allyn | Transformer, Constant Voltage |  | TRNSFRMRCONSTANTVLTG-Welch Allyn-767 |  |  |  |  | Covered PM Repair - Biomedical | MHHS-MG | [8 empty] | TRNSFRMRCONSTANTVLTG | Transformer, Constant Voltage | Welch Allyn
NO | YES |  |  |  | 013-18201 | 013-18201 | Welch Allyn Inc |  |  |  | MH MG-(SW)-SW Medical Plaza 4 (Mp4) | MHHS-MG |  | Transformer, Constant Voltage |  | 013-18201 | 013-18201 | Southwest | MHHS-MG | MH MG-(SW)-SW Medical Plaza 4 (Mp4) | [5 empty] | OPHTHALMOSCOPE/OTOSCOPES | Transformer, Constant Voltage | TRNSFRMRCONSTANTVLTG-Welch Allyn-767 | TRNSFRMRCONSTANTVLTG |  |  |  |  | Welch Allyn | Transformer, Constant Voltage |  | TRNSFRMRCONSTANTVLTG-Welch Allyn-767 |  |  |  |  | Covered PM Repair - Biomedical | MHHS-MG | [8 empty] | TRNSFRMRCONSTANTVLTG | Transformer, Constant Voltage | Welch Allyn
NO | YES |  |  |  | 013-18203 | 013-18203 | Welch Allyn Inc |  |  |  | MH MG-(SW)-SW Medical Plaza 4 (Mp4) | MHHS-MG |  | Transformer, Constant Voltage |  | 013-18203 | 013-18203 | Southwest | MHHS-MG | MH MG-(SW)-SW Medical Plaza 4 (Mp4) | Exam rm 25 |  |  |  |  | OPHTHALMOSCOPE/OTOSCOPES | Transformer, Constant Voltage | TRNSFRMRCONSTANTVLTG-Welch Allyn-767 | TRNSFRMRCONSTANTVLTG |  |  |  |  | Welch Allyn | Transformer, Constant Voltage |  | TRNSFRMRCONSTANTVLTG-Welch Allyn-767 |  | 8/5/20 |  |  | Not Covered Vendor Only - Biomedical | MHHS-MG | [8 empty] | TRNSFRMRCONSTANTVLTG | Transformer, Constant Voltage | Welch Allyn
NO | YES |  |  |  | 013-18205 | 013-18205 | Welch Allyn Inc |  |  |  | MH MG-(SW)-SW Medical Plaza 4 (Mp4) | MHHS-MG |  | Transformer, Constant Voltage |  | 013-18205 | 013-18205 | Southwest | MHHS-MG | MH MG-(SW)-SW Medical Plaza 4 (Mp4) | Exam rm 26 |  |  |  |  | OPHTHALMOSCOPE/OTOSCOPES | Transformer, Constant Voltage | TRNSFRMRCONSTANTVLTG-Welch Allyn-767 | TRNSFRMRCONSTANTVLTG |  |  |  |  | Welch Allyn | Transformer, Constant Voltage |  | TRNSFRMRCONSTANTVLTG-Welch Allyn-767 |  | 8/5/20 |  |  | Not Covered Vendor Only - Lab Ana/Anes | MHHS-MG | [8 empty] | TRNSFRMRCONSTANTVLTG | Transformer, Constant Voltage | Welch Allyn
NO | YES |  |  |  | 013-18313 | 013-18313 | Welch Allyn Inc |  |  |  | MH MG-(SW)-SW Medical Plaza 4 (Mp4) | MHHS-MG |  | Transformer, Constant Voltage |  | 013-18313 | 013-18313 | Southwest | MHHS-MG | MH MG-(SW)-SW Medical Plaza 4 (Mp4) | Exam room 12 |  |  |  |  | OPHTHALMOSCOPE/OTOSCOPES | Transformer, Constant Voltage | TRNSFRMRCONSTANTVLTG-Welch Allyn-767 | TRNSFRMRCONSTANTVLTG |  |  |  |  | Welch Allyn | Transformer, Constant Voltage |  | TRNSFRMRCONSTANTVLTG-Welch Allyn-767 |  | 7/24/19 |  |  | Covered PM Repair - Biomedical | MHHS-MG | [8 empty] | TRNSFRMRCONSTANTVLTG | Transformer, Constant Voltage | Welch Allyn
NO | YES |  |  |  | 013-18317 | 013-18317 | Welch Allyn Inc |  |  |  | MH MG-(SW)-SW Medical Plaza 4 (Mp4) | MHHS-MG |  | Transformer, Constant Voltage |  | 013-18317 | 013-18317 | Southwest | MHHS-MG | MH MG-(SW)-SW Medical Plaza 4 (Mp4) | [5 empty] | OPHTHALMOSCOPE/OTOSCOPES | Transformer, Constant Voltage | TRNSFRMRCONSTANTVLTG-Welch Allyn-767 | TRNSFRMRCONSTANTVLTG |  |  |  |  | Welch Allyn | Transformer, Constant Voltage |  | TRNSFRMRCONSTANTVLTG-Welch Allyn-767 |  |  |  |  | Covered PM Repair - Biomedical | MHHS-MG | [8 empty] | TRNSFRMRCONSTANTVLTG | Transformer, Constant Voltage | Welch Allyn
NO | YES |  |  |  | 013-18319 | 013-18319 | Welch Allyn Inc |  |  |  | MH MG-(SW)-SW Medical Plaza 4 (Mp4) | MHHS-MG |  | Transformer, Constant Voltage |  | 013-18319 | 013-18319 | Southwest | MHHS-MG | MH MG-(SW)-SW Medical Plaza 4 (Mp4) | Exam rm 4 |  |  |  |  | OPHTHALMOSCOPE/OTOSCOPES | Transformer, Constant Voltage | TRNSFRMRCONSTANTVLTG-Welch Allyn-767 | TRNSFRMRCONSTANTVLTG |  |  |  |  | Welch Allyn | Transformer, Constant Voltage |  | TRNSFRMRCONSTANTVLTG-Welch Allyn-767 |  | 7/24/19 |  |  | Covered PM Repair - Biomedical | MHHS-MG | [8 empty] | TRNSFRMRCONSTANTVLTG | Transformer, Constant Voltage | Welch Allyn
NO | YES |  |  |  | 013-18321 | 013-18321 | Welch Allyn Inc |  |  |  | MH MG-(SW)-SW Medical Plaza 4 (Mp4) | MHHS-MG |  | Transformer, Constant Voltage |  | 013-18321 | 013-18321 | Southwest | MHHS-MG | MH MG-(SW)-SW Medical Plaza 4 (Mp4) | [5 empty] | OPHTHALMOSCOPE/OTOSCOPES | Transformer, Constant Voltage | TRNSFRMRCONSTANTVLTG-Welch Allyn-767 | TRNSFRMRCONSTANTVLTG |  |  |  |  | Welch Allyn | Transformer, Constant Voltage |  | TRNSFRMRCONSTANTVLTG-Welch Allyn-767 |  | 7/24/19 |  |  | Covered PM Repair - Biomedical | MHHS-MG | [8 empty] | TRNSFRMRCONSTANTVLTG | Transformer, Constant Voltage | Welch Allyn
NO | YES |  |  |  | 013-18323 | 013-18323 | Welch Allyn Inc |  |  |  | MH MG-(SW)-SW Medical Plaza 4 (Mp4) | MHHS-MG |  | Transformer, Constant Voltage |  | 013-18323 | 013-18323 | Southwest | MHHS-MG | MH MG-(SW)-SW Medical Plaza 4 (Mp4) | Exam rm 6 |  |  |  |  | OPHTHALMOSCOPE/OTOSCOPES | Transformer, Constant Voltage | TRNSFRMRCONSTANTVLTG-Welch Allyn-767 | TRNSFRMRCONSTANTVLTG |  |  |  |  | Welch Allyn | Transformer, Constant Voltage |  | TRNSFRMRCONSTANTVLTG-Welch Allyn-767 |  | 7/24/19 |  |  | Covered PM Repair - Biomedical | MHHS-MG | [8 empty] | TRNSFRMRCONSTANTVLTG | Transformer, Constant Voltage | Welch Allyn
NO | YES |  |  |  | 013-18325 | 013-18325 | Welch Allyn Inc |  |  |  | MH MG-(SW)-SW Medical Plaza 4 (Mp4) | MHHS-MG |  | Transformer, Constant Voltage |  | 013-18325 | 013-18325 | Southwest | MHHS-MG | MH MG-(SW)-SW Medical Plaza 4 (Mp4) | [5 empty] | OPHTHALMOSCOPE/OTOSCOPES | Transformer, Constant Voltage | TRNSFRMRCONSTANTVLTG-Welch Allyn-767 | TRNSFRMRCONSTANTVLTG |  |  |  |  | Welch Allyn | Transformer, Constant Voltage |  | TRNSFRMRCONSTANTVLTG-Welch Allyn-767 |  |  |  |  | Covered PM Repair - Biomedical | MHHS-MG | [8 empty] | TRNSFRMRCONSTANTVLTG | Transformer, Constant Voltage | Welch Allyn
NO | YES |  |  |  | 013-18329 | 013-18329 | Welch Allyn Inc |  |  |  | MH MG-(SW)-SW Medical Plaza 4 (Mp4) | MHHS-MG |  | Transformer, Constant Voltage |  | 013-18329 | 013-18329 | Southwest | MHHS-MG | MH MG-(SW)-SW Medical Plaza 4 (Mp4) | Exam rm 9 |  |  |  |  | OPHTHALMOSCOPE/OTOSCOPES | Transformer, Constant Voltage | TRNSFRMRCONSTANTVLTG-Welch Allyn-767 | TRNSFRMRCONSTANTVLTG |  |  |  |  | Welch Allyn | Transformer, Constant Voltage |  | TRNSFRMRCONSTANTVLTG-Welch Allyn-767 |  | 10/20/20 |  |  | Not Covered Vendor Only - Biomedical | MHHS-MG | [8 empty] | TRNSFRMRCONSTANTVLTG | Transformer, Constant Voltage | Welch Allyn
NO | YES |  |  |  | 129-03432 | 129-03432 | Welch Allyn Inc |  |  | LOT# 06128 | MH MG-(WDLS)-Twl Pinecroft (100/101) | MHHS-MG |  | Transformer, Constant Voltage |  | 129-03432 | 129-03432 | Woodlands | MHHS-MG | MH MG-(WDLS)-Twl Pinecroft (100/101) | Family practice | 6/1/09 |  |  |  | OPHTHALMOSCOPE/OTOSCOPES | Transformer, Constant Voltage | TRNSFRMRCONSTANTVLTG-Welch Allyn-767 | TRNSFRMRCONSTANTVLTG |  |  |  |  | Welch Allyn | Transformer, Constant Voltage |  | TRNSFRMRCONSTANTVLTG-Welch Allyn-767 |  | 10/20/20 |  |  | Not Covered Vendor Only - Biomedical | MHHS-MG | [8 empty] | TRNSFRMRCONSTANTVLTG | Transformer, Constant Voltage | Welch Allyn
NO | YES |  |  |  | 929-01311 | 929-01311 | Welch Allyn Inc |  |  | LOT# 10159 | MH MG-(WDLS)-Twl Pinecroft (100/101) | MHHS-MG |  | Transformer, Constant Voltage |  | 929-01311 | 929-01311 | Woodlands | MHHS-MG | MH MG-(WDLS)-Twl Pinecroft (100/101) | Family practice |  |  |  |  | OPHTHALMOSCOPE/OTOSCOPES | Transformer, Constant Voltage | TRNSFRMRCONSTANTVLTG-Welch Allyn-767 | TRNSFRMRCONSTANTVLTG |  |  |  |  | Welch Allyn | Transformer, Constant Voltage |  | TRNSFRMRCONSTANTVLTG-Welch Allyn-767 |  | 10/20/20 |  |  | Not Covered Vendor Only - Biomedical | MHHS-MG | [8 empty] | TRNSFRMRCONSTANTVLTG | Transformer, Constant Voltage | Welch Allyn
NO | YES |  |  |  | 005-06273 | 005-06273 | Welch Allyn Inc |  |  | NSN | SE - CANCER CENTER | MHHS-Southeast |  | Transformer, Constant Voltage |  | 005-06273 | 005-06273 | Southeast | Memorial Hermann Cancer Center - Southeast (#100) | SE - CANCER CENTER | MHCC |  |  |  |  | OPHTHALMOSCOPE/OTOSCOPES | Transformer, Constant Voltage | TRNSFRMRCONSTANTVLTG-Welch Allyn-767 | TRNSFRMRCONSTANTVLTG |  |  |  |  | Welch Allyn | Transformer, Constant Voltage |  | TRNSFRMRCONSTANTVLTG-Welch Allyn-767 |  | 1/1/19 |  |  | Covered PM Repair - Biomedical | MHHS-Southeast | [8 empty] | TRNSFRMRCONSTANTVLTG | Transformer, Constant Voltage | Welch Allyn
NO | YES |  |  |  | 241-02281 | 241-02281 | Welch Allyn Inc |  |  |  | TIRR-Patient Care Unit 4-2414374 | MHHS-TIRR |  | Transformer, Constant Voltage |  | 241-02281 | 241-02281 | TMC | MHHS-Others | TIRR-Patient Care Unit 4-2414374 | TIRR - PCU 4 | 5/1/18 |  |  |  | MONITORS, BEDSIDE, BLOOD PRESSURE | Transformer, Constant Voltage | TRNSFRMRCONSTANTVLTG-Welch Allyn-767 | TRNSFRMRCONSTANTVLTG |  |  |  |  | Welch Allyn | Transformer, Constant Voltage |  | TRNSFRMRCONSTANTVLTG-Welch Allyn-767 |  | 6/2/16 |  |  | Covered PM Repair - Biomedical | MHHS-TIRR | [8 empty] | TRNSFRMRCONSTANTVLTG | Transformer, Constant Voltage | Welch Allyn
NO | YES |  |  |  | 241-02282 | 241-02282 | Welch Allyn Inc |  |  |  | TIRR-Patient Care Unit 4-2414374 | MHHS-TIRR |  | Transformer, Constant Voltage |  | 241-02282 | 241-02282 | TMC | MHHS-Others | TIRR-Patient Care Unit 4-2414374 | TIRR - PCU 4 | 5/1/18 |  |  |  | MONITORS, BEDSIDE, BLOOD PRESSURE | Transformer, Constant Voltage | TRNSFRMRCONSTANTVLTG-Welch Allyn-767 | TRNSFRMRCONSTANTVLTG |  |  |  |  | Welch Allyn | Transformer, Constant Voltage |  | TRNSFRMRCONSTANTVLTG-Welch Allyn-767 |  |  |  |  | Covered PM Repair - Biomedical | MHHS-TIRR | [8 empty] | TRNSFRMRCONSTANTVLTG | Transformer, Constant Voltage | Welch Allyn
NO | YES |  |  |  | 241-02283 | 241-02283 | Welch Allyn Inc |  |  |  | TIRR-PCU 5 | MHHS-TIRR |  | Transformer, Constant Voltage |  | 241-02283 | 241-02283 | TMC | MHHS-Others | TIRR-PCU 5 |  | 5/1/18 |  |  | One Time Inspection Sticker | MONITORS, BEDSIDE, BLOOD PRESSURE | Transformer, Constant Voltage | TRNSFRMRCONSTANTVLTG-Welch Allyn-767 | TRNSFRMRCONSTANTVLTG |  |  |  |  | Welch Allyn | Transformer, Constant Voltage |  | TRNSFRMRCONSTANTVLTG-Welch Allyn-767 |  |  |  |  | Covered PM Repair - Biomedical | MHHS-TIRR | [8 empty] | TRNSFRMRCONSTANTVLTG | Transformer, Constant Voltage | Welch Allyn
NO | YES |  |  |  | 069-36798 | 069-36798 | Welch Allyn Inc |  |  | LOT# 05130 | TMC-Plaza-Cancer Center (Ste 2900) | MHHS-TMC |  | Transformer, Constant Voltage |  | 069-36798 | 069-36798 | TMC | MHHS-TMC | TMC-Plaza-Cancer Center (Ste 2900) | [5 empty] | LIGHTS, EXAMINATION |  | TRNSFRMRCONSTANTVLTG-Welch Allyn-767 | TRNSFRMRCONSTANTVLTG |  |  |  |  | Welch Allyn | Transformer, Constant Voltage |  | TRNSFRMRCONSTANTVLTG-Welch Allyn-767 |  |  |  |  | Covered PM Repair - Biomedical | MHHS-TMC
NO | YES |  |  |  | 069-36815 | 069-36815 | Welch Allyn Inc |  |  | NSN | Cancer center | MHHS-TMC |  | Transformer, Constant Voltage |  | 069-36815 | 069-36815 | TMC | Memorial Hermann-Texas Medical Center | Cancer center | Exam 6 |  |  |  |  | LIGHTS, EXAMINATION |  | TRNSFRMRCONSTANTVLTG-Welch Allyn-767 | TRNSFRMRCONSTANTVLTG |  |  |  |  | Welch Allyn | Transformer, Constant Voltage |  | TRNSFRMRCONSTANTVLTG-Welch Allyn-767 |  |  |  |  | Covered PM Repair - Biomedical | MHHS-TMC
NO | YES |  |  |  | 069-36822 | 069-36822 | Welch Allyn Inc |  |  | LOT# 11277 | TMC-Plaza-Cancer Center (Ste 2900) | MHHS-TMC |  | Transformer, Constant Voltage |  | 069-36822 | 069-36822 | TMC | MHHS-TMC | TMC-Plaza-Cancer Center (Ste 2900) | Exam 2 |  |  |  |  | LIGHTS, EXAMINATION |  | TRNSFRMRCONSTANTVLTG-Welch Allyn-767 | TRNSFRMRCONSTANTVLTG |  |  |  |  | Welch Allyn | Transformer, Constant Voltage |  | TRNSFRMRCONSTANTVLTG-Welch Allyn-767 |  |  |  |  | Covered PM Repair - Biomedical | MHHS-TMC
NO | YES |  |  |  | 077-03862 | 077-03862 | Welch Allyn Inc |  |  | NSN | INCU | MHHS-TMC |  | Transformer, Constant Voltage |  | 077-03862 | 077-03862 | TMC | (null) Children?s Memorial Hermann Hospital | INCU | H7 25B workarea |  |  |  | (null) | OPHTHALMOSCOPE/OTOSCOPES |  | TRNSFRMRCONSTANTVLTG-Welch Allyn-767 | TRNSFRMRCONSTANTVLTG |  |  |  |  | Welch Allyn | Transformer, Constant Voltage |  | TRNSFRMRCONSTANTVLTG-Welch Allyn-767 |  |  |  |  | Covered PM Repair - Biomedical | MHHS-TMC
NO | YES |  |  |  | 069-03389 |  | Welch Allyn Inc |  |  | LOT# APRIL211996 | 5 Floor | MHHS-TMC |  | Transformer, Constant Voltage |  | 069-03389 |  | TMC | Memorial Hermann- Texas Medical Center Plaza- cancer center | 5 Floor | Floor 29 hallway | 2/1/13 |  |  | PM Not Required | OPHTHALMOSCOPE/OTOSCOPES |  | TRNSFRMRCONSTANTVLTG-Welch Allyn-767 | TRNSFRMRCONSTANTVLTG |  |  |  |  | Welch Allyn | Transformer, Constant Voltage |  | TRNSFRMRCONSTANTVLTG-Welch Allyn-767 |  |  |  |  | Covered PM Repair - Biomedical | MHHS-TMC
YES | YES |  |  |  |  | 151-03939 | Welch Allyn Inc |  |  |  | Conevient Care | [5 empty] | 151-03939 | South | Memorial Hermann Medical Group Needville | Conevient Care | Ex 3 | [5 empty] | Transformer, Constant Voltage | TRNSFRMRCONSTANTVLTG-Welch Allyn-767 | [23 empty] | TRNSFRMRCONSTANTVLTG | Transformer, Constant Voltage | Welch Allyn
YES | YES |  |  |  | 151-03942 | 151-03942 | Welch Allyn Inc |  |  |  | Conevient Care |  |  |  |  | 151-03942 | 151-03942 | South | Memorial Hermann Medical Group Needville | Conevient Care | Ex 1 | [5 empty] | Transformer, Constant Voltage | TRNSFRMRCONSTANTVLTG-Welch Allyn-767 | [23 empty] | TRNSFRMRCONSTANTVLTG | Transformer, Constant Voltage | Welch Allyn
YES | YES |  |  |  |  | 129-03396 | Welch Allyn Inc |  |  |  | MH MG - (WDLS) - TWL ENDOCRINOLOGY (STE 302) | [5 empty] | 129-03396 | Woodlands | Memorial Hermann Medical Group The Woodlands Endocrinology (#302) | MH MG - (WDLS) - TWL ENDOCRINOLOGY (STE 302) | Suite 302 - Exam Room 9 | 7/1/08 |  |  | ?AuOne time inspection?Au sticker |  | Transformer, Constant Voltage | TRNSFRMRCONSTANTVLTG-Welch Allyn-767 | [23 empty] | TRNSFRMRCONSTANTVLTG | Transformer, Constant Voltage | Welch Allyn
YES | YES |  |  |  | 029-05856 | 029-05856 | Welch Allyn Inc |  |  |  | WOODLANDS - TERRAMONT ER (CLINIC) |  |  |  |  | 029-05856 | 029-05856 | Woodlands | Memorial Hermann 24-Hour Emergency Care | WOODLANDS - TERRAMONT ER (CLINIC) | Triage 1 |  |  |  | New add - ?Auone time inspection?Au sticker |  | Transformer, Constant Voltage | TRNSFRMRCONSTANTVLTG-Welch Allyn-767 | [23 empty] | TRNSFRMRCONSTANTVLTG | Transformer, Constant Voltage | Welch Allyn
YES | YES |  |  |  | 029-05858 | 029-05858 | Welch Allyn Inc |  |  |  | WOODLANDS - TERRAMONT ER (CLINIC) |  |  |  |  | 029-05858 | 029-05858 | Woodlands | Memorial Hermann 24-Hour Emergency Care | WOODLANDS - TERRAMONT ER (CLINIC) | Treatment 3 |  |  |  | New add - ?Auone time inspection?Au sticker |  | Transformer, Constant Voltage | TRNSFRMRCONSTANTVLTG-Welch Allyn-767 | [23 empty] | TRNSFRMRCONSTANTVLTG | Transformer, Constant Voltage | Welch Allyn
YES | YES |  |  |  | 029-05859 | 029-05859 | Welch Allyn Inc |  |  |  | WOODLANDS - TERRAMONT ER (CLINIC) |  |  |  |  | 029-05859 | 029-05859 | Woodlands | Memorial Hermann 24-Hour Emergency Care | WOODLANDS - TERRAMONT ER (CLINIC) | Treatment 4 |  |  |  | New add - ?Auone time inspection?Au sticker |  | Transformer, Constant Voltage | TRNSFRMRCONSTANTVLTG-Welch Allyn-767 | [23 empty] | TRNSFRMRCONSTANTVLTG | Transformer, Constant Voltage | Welch Allyn
YES | YES |  |  |  | 029-05861 | 029-05861 | Welch Allyn Inc |  |  |  | WOODLANDS - TERRAMONT ER (CLINIC) |  |  |  |  | 029-05861 | 029-05861 | Woodlands | Memorial Hermann 24-Hour Emergency Care | WOODLANDS - TERRAMONT ER (CLINIC) | Treatment 6 |  |  |  | New add - ?Auone time inspection?Au sticker |  | Transformer, Constant Voltage | TRNSFRMRCONSTANTVLTG-Welch Allyn-767 | [23 empty] | TRNSFRMRCONSTANTVLTG | Transformer, Constant Voltage | Welch Allyn
YES | YES |  |  |  | 029-05863 | 029-05863 | Welch Allyn Inc |  |  |  | WOODLANDS - TERRAMONT ER (CLINIC) |  |  |  |  | 029-05863 | 029-05863 | Woodlands | Memorial Hermann 24-Hour Emergency Care | WOODLANDS - TERRAMONT ER (CLINIC) | Treatment Room 8 |  |  |  | New add - ?Auone time inspection?Au sticker |  | Transformer, Constant Voltage | TRNSFRMRCONSTANTVLTG-Welch Allyn-767 | [23 empty] | TRNSFRMRCONSTANTVLTG | Transformer, Constant Voltage | Welch Allyn
YES | YES |  |  |  | 029-05857 | 029-05857 | Welch Allyn Inc |  |  |  | WOODLANDS - TERRAMONT ER (CLINIC) |  |  |  |  | 029-05857 | 029-05857 | Woodlands | Memorial Hermann 24-Hour Emergency Care | WOODLANDS - TERRAMONT ER (CLINIC) | Treatment Room 2 |  |  |  | New add - ?Auone time inspection?Au sticker |  | Transformer, Constant Voltage | TRNSFRMRCONSTANTVLTG-Welch Allyn-767 | [23 empty] | TRNSFRMRCONSTANTVLTG | Transformer, Constant Voltage | Welch Allyn
YES | YES |  |  |  | 029-05860 | 029-05860 | Welch Allyn Inc |  |  |  | WOODLANDS - TERRAMONT ER (CLINIC) |  |  |  |  | 029-05860 | 029-05860 | Woodlands | Memorial Hermann 24-Hour Emergency Care | WOODLANDS - TERRAMONT ER (CLINIC) | Treatment Room 6 |  |  |  | New add - ?Auone time inspection?Au sticker |  | Transformer, Constant Voltage | TRNSFRMRCONSTANTVLTG-Welch Allyn-767 | [23 empty] | TRNSFRMRCONSTANTVLTG | Transformer, Constant Voltage | Welch Allyn
YES | YES |  |  |  | 013-38329 | 013-38329 | Welch Allyn Inc |  |  |  | MH MG - (SW) - SW MEDICAL PLAZA 4 (MP4) |  |  |  |  | 013-38329 | 013-38329 | Southwest | Memorial Hermann Medical Group Southwest (#350) | MH MG - (SW) - SW MEDICAL PLAZA 4 (MP4) | [7 empty] | TRNSFRMRCONSTANTVLTG-Welch Allyn-767
YES | YES |  |  |  | 069-36802 | 069-36802 | Welch Allyn Inc |  |  |  | TMC - PLAZA - CANCER CENTER (STE 2900) |  |  |  |  | 069-36802 | 069-36802 | TMC | Memorial Hermann Cancer Center - Texas Medical Center (#2900) | TMC - PLAZA - CANCER CENTER (STE 2900) | [7 empty] | TRNSFRMRCONSTANTVLTG-Welch Allyn-767
YES | YES |  |  |  |  | 069-03383 | Welch Allyn Inc |  |  | Nsn | TMC - PLAZA - CANCER CENTER (STE 2900) | [5 empty] | 069-03383 |  | Memorial Hermann- TMC Cancer Center | TMC - PLAZA - CANCER CENTER (STE 2900) | Exam 14 | 4/1/20 |  |  | PM Not Required |  |  | TRNSFRMRCONSTANTVLTG-Welch Allyn-767
YES | YES |  |  |  | 041-33484 | 041-33484 | Welch Allyn Inc |  |  | 1-109-071-94758 | TMC - PLAZA - CANCER CENTER (STE 2900) |  |  |  |  | 041-33484 | 041-33484 |  | Memorial Hermann- TMC Cancer Center | TMC - PLAZA - CANCER CENTER (STE 2900) | Infusion nurse station | 4/1/20 |  |  | PM Not Required |  |  | TRNSFRMRCONSTANTVLTG-Welch Allyn-767
NO | NO |  |  |  | 005-05843 |  | Welch Allyn Inc |  |  |  | MH MG - (PL) - PEARLAND CLINIC | MHHS-MG |  | Transformer, Constant Voltage |  | 005-05843 |  | Pearland |  | MH MG - (PL) - PEARLAND CLINIC | [5 empty] | OPHTHALMOSCOPE/OTOSCOPES |  | TRNSFRMRCONSTANTVLTG-Welch Allyn-767 | TRNSFRMRCONSTANTVLTG |  |  |  |  | Welch Allyn | Transformer, Constant Voltage |  | TRNSFRMRCONSTANTVLTG-Welch Allyn-767 |  |  |  |  | Covered PM Repair - Biomedical | MHHS-MG
NO | NO |  |  |  | 005-05847 |  | Welch Allyn Inc |  |  |  | MH MG - (PL) - PEARLAND CLINIC | MHHS-MG |  | Transformer, Constant Voltage |  | 005-05847 |  | Pearland |  | MH MG - (PL) - PEARLAND CLINIC | [5 empty] | OPHTHALMOSCOPE/OTOSCOPES |  | TRNSFRMRCONSTANTVLTG-Welch Allyn-767 | TRNSFRMRCONSTANTVLTG |  |  |  |  | Welch Allyn | Transformer, Constant Voltage |  | TRNSFRMRCONSTANTVLTG-Welch Allyn-767 |  |  |  |  | Covered PM Repair - Biomedical | MHHS-MG
NO | NO |  |  |  | 133-04109 |  | Welch Allyn Inc |  |  | None | KATY - ER | MHHS-Katy |  | Transformer, Constant Voltage |  | 133-04109 |  | Katy |  | KATY - ER | [5 empty] | OPHTHALMOSCOPE/OTOSCOPES |  | TRNSFRMRCONSTANTVLTG-Welch Allyn-767 | TRNSFRMRCONSTANTVLTG |  |  |  |  | Welch Allyn | Transformer, Constant Voltage |  | TRNSFRMRCONSTANTVLTG-Welch Allyn-767 |  |  |  |  | No Coverage Specified | MHHS-Katy
NO | NO |  |  |  | 133-10075 |  | Welch Allyn Inc |  |  | None | KATY - ER | MHHS-Katy |  | Transformer, Constant Voltage |  | 133-10075 |  | Katy |  | KATY - ER | [5 empty] | OPHTHALMOSCOPE/OTOSCOPES |  | TRNSFRMRCONSTANTVLTG-Welch Allyn-767 | TRNSFRMRCONSTANTVLTG |  |  |  |  | Welch Allyn | Transformer, Constant Voltage |  | TRNSFRMRCONSTANTVLTG-Welch Allyn-767 |  |  |  |  | Covered PM Repair - Biomedical | MHHS-Katy
NO | NO |  |  |  | 041-07309 |  | Welch Allyn Inc |  |  | N/A | MEMORIAL CITY - ER | MHHS-Mem City |  | Transformer, Constant Voltage |  | 041-07309 |  | West & Memorial City |  | MEMORIAL CITY - ER | [5 empty] | OPHTHALMOSCOPE/OTOSCOPES |  | TRNSFRMRCONSTANTVLTG-Welch Allyn-767 | TRNSFRMRCONSTANTVLTG |  |  |  |  | Welch Allyn | Transformer, Constant Voltage |  | TRNSFRMRCONSTANTVLTG-Welch Allyn-767 |  |  |  |  | Covered PM Repair - Biomedical | MHHS-Mem City
NO | NO |  |  |  | 041-20259 |  | Welch Allyn Inc |  |  | 041-20259 | MEMORIAL CITY - TEXAS ONCOLOGY | MHHS-Mem City |  | Transformer, Constant Voltage |  | 041-20259 |  | West & Memorial City |  | MEMORIAL CITY - TEXAS ONCOLOGY | [5 empty] | OPHTHALMOSCOPE/OTOSCOPES |  | TRNSFRMRCONSTANTVLTG-Welch Allyn-767 | TRNSFRMRCONSTANTVLTG |  |  |  |  | Welch Allyn | Transformer, Constant Voltage |  | TRNSFRMRCONSTANTVLTG-Welch Allyn-767 |  |  |  |  | Not Covered Vendor Only - Biomedical | MHHS-Mem City
NO | NO |  |  |  | 000-05004 |  | Welch Allyn Inc |  |  | Room 3 767 Series | MH MG - (MC) - COMPREHENSIVE HEART CARE | MHHS-MG |  | Transformer, Constant Voltage |  | 000-05004 |  | West & Memorial City |  | MH MG - (MC) - COMPREHENSIVE HEART CARE | [5 empty] | OPHTHALMOSCOPE/OTOSCOPES |  | TRNSFRMRCONSTANTVLTG-Welch Allyn-767 | TRNSFRMRCONSTANTVLTG |  |  |  |  | Welch Allyn | Transformer, Constant Voltage |  | TRNSFRMRCONSTANTVLTG-Welch Allyn-767 |  |  |  |  | Covered PM Repair - Biomedical | MHHS-MG
NO | NO |  |  |  | 000-05011 |  | Welch Allyn Inc |  |  | Room 11 767 Series | MH MG - (MC) - COMPREHENSIVE HEART CARE | MHHS-MG |  | Transformer, Constant Voltage |  | 000-05011 |  | West & Memorial City |  | MH MG - (MC) - COMPREHENSIVE HEART CARE | [5 empty] | OPHTHALMOSCOPE/OTOSCOPES |  | TRNSFRMRCONSTANTVLTG-Welch Allyn-767 | TRNSFRMRCONSTANTVLTG |  |  |  |  | Welch Allyn | Transformer, Constant Voltage |  | TRNSFRMRCONSTANTVLTG-Welch Allyn-767 |  |  |  |  | Covered PM Repair - Biomedical | MHHS-MG
NO | NO |  |  |  | 000-05059 |  | Welch Allyn Inc |  |  | Room 5 767 Series | MH MG - (MC) - COMPREHENSIVE HEART CARE | MHHS-MG |  | Transformer, Constant Voltage |  | 000-05059 |  | West & Memorial City |  | MH MG - (MC) - COMPREHENSIVE HEART CARE | [5 empty] | OPHTHALMOSCOPE/OTOSCOPES |  | TRNSFRMRCONSTANTVLTG-Welch Allyn-767 | TRNSFRMRCONSTANTVLTG |  |  |  |  | Welch Allyn | Transformer, Constant Voltage |  | TRNSFRMRCONSTANTVLTG-Welch Allyn-767 |  |  |  |  | Covered PM Repair - Biomedical | MHHS-MG
NO | NO |  |  |  | Room 1 767 Series |  | Welch Allyn Inc |  |  | Room 1 767 Series | MH MG - (MC) - COMPREHENSIVE HEART CARE | MHHS-MG |  | Transformer, Constant Voltage |  | Room 1 767 Series |  | West & Memorial City |  | MH MG - (MC) - COMPREHENSIVE HEART CARE | [5 empty] | OPHTHALMOSCOPE/OTOSCOPES |  | TRNSFRMRCONSTANTVLTG-Welch Allyn-767 | TRNSFRMRCONSTANTVLTG |  |  |  |  | Welch Allyn | Transformer, Constant Voltage |  | TRNSFRMRCONSTANTVLTG-Welch Allyn-767 |  |  |  |  | Covered PM Repair - Biomedical | MHHS-MG
NO | NO |  |  |  | 129-03393 |  | Welch Allyn Inc |  |  |  | MH MG - (SL) - SUGAR LAND MULTI-SPECIALTY (MP1) | MHHS-MG |  | Transformer, Constant Voltage |  | 129-03393 |  | Sugar Land |  | MH MG - (SL) - SUGAR LAND MULTI-SPECIALTY (MP1) | [5 empty] | OPHTHALMOSCOPE/OTOSCOPES |  | TRNSFRMRCONSTANTVLTG-Welch Allyn-767 | TRNSFRMRCONSTANTVLTG |  |  |  |  | Welch Allyn | Transformer, Constant Voltage |  | TRNSFRMRCONSTANTVLTG-Welch Allyn-767 |  |  |  |  | Covered PM Repair - Biomedical | MHHS-MG
NO | NO |  |  |  | 129-03395 |  | Welch Allyn Inc |  |  |  | MH MG - (SL) - SUGAR LAND MULTI-SPECIALTY (MP1) | MHHS-MG |  | Transformer, Constant Voltage |  | 129-03395 |  | Sugar Land |  | MH MG - (SL) - SUGAR LAND MULTI-SPECIALTY (MP1) | [5 empty] | OPHTHALMOSCOPE/OTOSCOPES |  | TRNSFRMRCONSTANTVLTG-Welch Allyn-767 | TRNSFRMRCONSTANTVLTG |  |  |  |  | Welch Allyn | Transformer, Constant Voltage |  | TRNSFRMRCONSTANTVLTG-Welch Allyn-767 |  |  |  |  | Rounds - Fixed | MHHS-MG
NO | NO |  |  |  | 129-06510 |  | Welch Allyn Inc |  |  |  | MH MG - (SL) - SUGAR LAND MULTI-SPECIALTY (MP1) | MHHS-MG |  | Transformer, Constant Voltage |  | 129-06510 |  | Sugar Land |  | MH MG - (SL) - SUGAR LAND MULTI-SPECIALTY (MP1) | [5 empty] | OPHTHALMOSCOPE/OTOSCOPES |  | TRNSFRMRCONSTANTVLTG-Welch Allyn-767 | TRNSFRMRCONSTANTVLTG |  |  |  |  | Welch Allyn | Transformer, Constant Voltage |  | TRNSFRMRCONSTANTVLTG-Welch Allyn-767 |  |  |  |  | Covered PM Repair - Biomedical | MHHS-MG
NO | NO |  |  |  | 129-06512 |  | Welch Allyn Inc |  |  |  | MH MG - (SL) - SUGAR LAND MULTI-SPECIALTY (MP1) | MHHS-MG |  | Transformer, Constant Voltage |  | 129-06512 |  | Sugar Land |  | MH MG - (SL) - SUGAR LAND MULTI-SPECIALTY (MP1) | [5 empty] | OPHTHALMOSCOPE/OTOSCOPES |  | TRNSFRMRCONSTANTVLTG-Welch Allyn-767 | TRNSFRMRCONSTANTVLTG |  |  |  |  | Welch Allyn | Transformer, Constant Voltage |  | TRNSFRMRCONSTANTVLTG-Welch Allyn-767 |  |  |  |  | Covered PM Repair - Respiratory/Steriliz | MHHS-MG
NO | NO |  |  |  | 129-06514 |  | Welch Allyn Inc |  |  |  | MH MG - (SL) - SUGAR LAND MULTI-SPECIALTY (MP1) | MHHS-MG |  | Transformer, Constant Voltage |  | 129-06514 |  | Sugar Land |  | MH MG - (SL) - SUGAR LAND MULTI-SPECIALTY (MP1) | [5 empty] | OPHTHALMOSCOPE/OTOSCOPES |  | TRNSFRMRCONSTANTVLTG-Welch Allyn-767 | TRNSFRMRCONSTANTVLTG |  |  |  |  | Welch Allyn | Transformer, Constant Voltage |  | TRNSFRMRCONSTANTVLTG-Welch Allyn-767 |  |  |  |  | Covered PM Repair - Respiratory/Steriliz | MHHS-MG
NO | NO |  |  |  | 013-35545 |  | Welch Allyn Inc |  |  |  | MH MG - (STX) - SOUTH TEXAS - NEEDVILLE | MHHS-MG |  | Transformer, Constant Voltage |  | 013-35545 |  | South |  | MH MG - (STX) - SOUTH TEXAS - NEEDVILLE | [5 empty] | OPHTHALMOSCOPE/OTOSCOPES |  | TRNSFRMRCONSTANTVLTG-Welch Allyn-767 | TRNSFRMRCONSTANTVLTG |  |  |  |  | Welch Allyn | Transformer, Constant Voltage |  | TRNSFRMRCONSTANTVLTG-Welch Allyn-767 |  |  |  |  | Covered PM Repair - Biomedical | MHHS-MG
NO | NO |  |  |  | 013-35580 |  | Welch Allyn Inc |  |  |  | MH MG - (STX) - SOUTH TEXAS - NEEDVILLE | MHHS-MG |  | Transformer, Constant Voltage |  | 013-35580 |  | South |  | MH MG - (STX) - SOUTH TEXAS - NEEDVILLE | [5 empty] | OPHTHALMOSCOPE/OTOSCOPES |  | TRNSFRMRCONSTANTVLTG-Welch Allyn-767 | TRNSFRMRCONSTANTVLTG |  |  |  |  | Welch Allyn | Transformer, Constant Voltage |  | TRNSFRMRCONSTANTVLTG-Welch Allyn-767 |  |  |  |  | Covered PM Repair - Respiratory/Steriliz | MHHS-MG
NO | NO |  |  |  | 013-35503 |  | Welch Allyn Inc |  |  |  | MH MG - (STX) - SOUTH TEXAS - ROSENBERG | MHHS-MG |  | Transformer, Constant Voltage |  | 013-35503 |  | South |  | MH MG - (STX) - SOUTH TEXAS - ROSENBERG | [5 empty] | OPHTHALMOSCOPE/OTOSCOPES |  | TRNSFRMRCONSTANTVLTG-Welch Allyn-767 | TRNSFRMRCONSTANTVLTG |  |  |  |  | Welch Allyn | Transformer, Constant Voltage |  | TRNSFRMRCONSTANTVLTG-Welch Allyn-767 |  |  |  |  | Not Covered Vendor Only - Biomedical | MHHS-MG
NO | NO |  |  |  | 013-35505 |  | Welch Allyn Inc |  |  |  | MH MG - (STX) - SOUTH TEXAS - ROSENBERG | MHHS-MG |  | Transformer, Constant Voltage |  | 013-35505 |  | South |  | MH MG - (STX) - SOUTH TEXAS - ROSENBERG | [5 empty] | OPHTHALMOSCOPE/OTOSCOPES |  | TRNSFRMRCONSTANTVLTG-Welch Allyn-767 | TRNSFRMRCONSTANTVLTG |  |  |  |  | Welch Allyn | Transformer, Constant Voltage |  | TRNSFRMRCONSTANTVLTG-Welch Allyn-767 |  |  |  |  | Covered PM Repair - Biomedical | MHHS-MG
NO | NO |  |  |  | 013-35509 |  | Welch Allyn Inc |  |  |  | MH MG - (STX) - SOUTH TEXAS - ROSENBERG | MHHS-MG |  | Transformer, Constant Voltage |  | 013-35509 |  | South |  | MH MG - (STX) - SOUTH TEXAS - ROSENBERG | [5 empty] | OPHTHALMOSCOPE/OTOSCOPES |  | TRNSFRMRCONSTANTVLTG-Welch Allyn-767 | TRNSFRMRCONSTANTVLTG |  |  |  |  | Welch Allyn | Transformer, Constant Voltage |  | TRNSFRMRCONSTANTVLTG-Welch Allyn-767 |  |  |  |  | Covered PM Repair - Biomedical | MHHS-MG
NO | NO |  |  |  | 013-35526 |  | Welch Allyn Inc |  |  |  | MH MG - (STX) - SOUTH TEXAS - ROSENBERG | MHHS-MG |  | Transformer, Constant Voltage |  | 013-35526 |  | South |  | MH MG - (STX) - SOUTH TEXAS - ROSENBERG | [5 empty] | OPHTHALMOSCOPE/OTOSCOPES |  | TRNSFRMRCONSTANTVLTG-Welch Allyn-767 | TRNSFRMRCONSTANTVLTG |  |  |  |  | Welch Allyn | Transformer, Constant Voltage |  | TRNSFRMRCONSTANTVLTG-Welch Allyn-767 |  |  |  |  | Covered PM Repair - Biomedical | MHHS-MG
NO | NO |  |  |  | 013-35531 |  | Welch Allyn Inc |  |  |  | MH MG - (STX) - SOUTH TEXAS - ROSENBERG | MHHS-MG |  | Transformer, Constant Voltage |  | 013-35531 |  | South |  | MH MG - (STX) - SOUTH TEXAS - ROSENBERG | [5 empty] | OPHTHALMOSCOPE/OTOSCOPES |  | TRNSFRMRCONSTANTVLTG-Welch Allyn-767 | TRNSFRMRCONSTANTVLTG |  |  |  |  | Welch Allyn | Transformer, Constant Voltage |  | TRNSFRMRCONSTANTVLTG-Welch Allyn-767 |  |  |  |  | Covered PM Repair - Biomedical | MHHS-MG